{"text_format":"1","workbook":"xlsx","n_sheets":4,"sheets":["Data summary","Hourly load shapes by class","2006 Input to CA model","Revised Inputs to CA model"],"not_rendered":{"charts":0,"images":0,"macros":1,"external_links":0,"defined_names":3,"comments":0,"pivot_tables":0},"unopened":[],"bounds":{"document_bytes":16777216,"sheet_cells":100000,"rows_first":2000,"rows_last":500,"rows_between":2000,"halvings":0,"cell_chars":16384,"cell_head_chars":4096},"cells_cut":0,"cells_raw":0,"read":"whole","date_system":"1900"}

{"sheet":"Data summary","index":0,"n_rows":44,"n_cols":15,"rows_kept":44,"cut":false,"hidden":false,"merged":[[34,0,34,1],[40,0,40,1]]}
["RUN # 1 and 'RUN # 2","Rate classes","Weather station used for normalization",null,null,null,null,"Test Year"]
[1,"Residential class","North Bay",null,null,null,null,2004]
[2,"Streetlights"]
[3,"Sentinellights"]
[4,"General service >50kW"]
[5,"General service <50kW "]
[6,"Intermediate"]
[]
[]
["Monthly kWh by class (with actual weather)",null,"Jan","Feb","Mar","Apr","May","Jun","Jul","Aug","Sep","Oct","Nov","Dec","TOTAL"]
[1,"Residential class",3754748.7853982737,2727866.4391902364,2358962.4236877118,2166392.3165576132,1905828.0757104089,1593379.7562810639,1599552.4550179197,1593350.9798228936,1582450.0823180128,1991761.3430262862,2384692.8284349828,3732021.2751076329,27391006.760553032]
[2,"Streetlights",125269.62245153608,106372.99917804137,100747.07378279834,79802.607359941161,70356.153008883935,61353.304704267524,67633.234720292035,79020.92020718049,90277.760344360475,108590.23424296176,118404.64868703492,117504.86109129185,1125333.4197785901]
[3,"Sentinellights",7386.9562139216396,6272.649712203629,5940.9161216985012,4702.2516089599367,4145.6269205017807,3615.1744066641086,3983.908201513289,4635.3855907463549,5295.7539594302762,6369.9748644206038,6940.412630081647,6887.713506002322,66176.723736144108]
[4,"General service >50kW",2491538.573378962,2194842.19822904,2278232.5847715847,1950481.1657709219,1803087.3981595158,1722155.157544289,1595399.8487508146,1645065.5915873931,1716972.2795028759,1816229.459534996,1813884.7169292166,2206347.6626132871,23234236.636772893]
[5,"General service <50kW ",1526793.7561633219,1223166.0998221145,1211406.7827350944,1017376.9617504892,940608.37291032192,860587.59371456993,869932.01801709167,875491.9970074665,863031.88147826865,995187.77012232284,1110975.0303970301,1578113.5207643583,13072671.784882449]
[6,"Intermediate",4782635.3063938171,4686471.6138684405,4944033.2189010289,4605870.6969519695,4678218.3732904876,4534933.0133490972,3246471.5352923498,4589960.1257842248,4500405.2423970001,4276484.218209086,4402615.3629216682,3456885.9669175521,52704984.674276724]
[]
[]
["Monthly kWh by class (with normalized weather)",null,"Jan","Feb","Mar","Apr","May","Jun","Jul","Aug","Sep","Oct","Nov","Dec","TOTAL"]
[1,"Residential class",3409639.9857546045,2823511.3615409345,2467268.463708078,2113546.6763339289,1833181.9514738421,1583958.514662751,1604012.3020863049,1582473.9286872828,1692660.7696736564,2084392.9990956909,2483977.038806648,3574293.7927555353,27252917.784579255]
[2,"Streetlights",125269.62245153608,106372.99917804137,100747.07378279834,79802.607359941161,70356.153008883935,61353.304704267524,67633.234720292035,79020.92020718049,90277.760344360475,108590.23424296176,118404.64868703492,117504.86109129185,1125333.4197785901]
[3,"Sentinellights",7386.9562139216396,6272.649712203629,5940.9161216985012,4702.2516089599367,4145.6269205017807,3615.1744066641086,3983.908201513289,4635.3855907463549,5295.7539594302762,6369.9748644206038,6940.412630081647,6887.713506002322,66176.723736144108]
[4,"General service >50kW",2366576.2176979557,2229474.7976243924,2317449.7183520687,1931345.9953648325,1762515.2085855736,1710132.8661592044,1601090.986199707,1631185.5656353366,1817157.132853945,1849770.9686620231,1849835.0862700802,2149235.2453967356,23215769.788801853]
[5,"General service <50kW ",1414244.463487983,1254358.4900760548,1246728.305134218,1000142.5723802561,916270.01472082606,857124.8867179451,871571.20149979764,871494.21809511934,901705.94077154237,1025397.4529258769,1143354.2906844856,1526674.3323329939,13029066.168827102]
[6,"Intermediate",4782635.3063938171,4686471.6138684405,4944033.2189010289,4605870.6969519695,4678218.3732904876,4534933.0133490972,3246471.5352923498,4589960.1257842248,4500405.2423970001,4276484.218209086,4402615.3629216682,3456885.9669175521,52704984.674276724]
[]
[]
["Residential class information",null,"Equipment saturation"]
[null,"Electric space heating",0.32160790958923513]
[null,"Electric water heating",0.44902912621359226]
[null,"Air conditioning",0.13450146936870028]
[null,"Baseload",1]
[]
[]
["General service >50kW",null,"2004 kWh (Actual)","2004 kWh (Weather Corrected)"]
[null,"Weather sensitive load",13131546.926795885,13113080.078824844]
[null,"Non-weather sensitive load",10102689.709977012,10102689.709977012]
[null,"TOTAL",23234236.636772897,23215769.788801856]
[]
[]
["Intermediate",null,"2004 kWh (Actual)","2004 kWh (Weather Corrected)"]
[null,"Weather sensitive load",0,0]
[null,"Non-weather sensitive load",52704984.674276724,52704984.674276724]
[null,"TOTAL",52704984.674276724,52704984.674276724]

{"sheet":"Hourly load shapes by class","index":1,"n_rows":8818,"n_cols":28,"rows_kept":4500,"cut":true,"hidden":false,"merged":[],"bounds":{"rows_first":2000,"rows_last":500,"rows_between":2000,"halvings":0}}
["ALL UNITS IN GWh",null,null,null,"2004 Load Shape",null,null,null,null,null,null,null,"2021 Load Shape"]
["Year","Month","Day","Hour (EST)","Residential","GS<50 kW","GS>50kW","Intermediate Use","Sentinel Lighting","Street Lighting","TOTAL LDC sales",null,{"$f":"E2","v":"Residential"},"GS<50 kW","GS>50kW","Intermediate Use","Sentinel Lighting","Street Lighting","TOTAL LDC sales",null,null,"Residential","GS<50 kW","GS>50 kW",{"$f":"P2","v":"Intermediate Use"},"Sentinel ","Street Lighting"]
[2004,1,1,1,3.8469245523226271E-3,1.936830607950105E-3,2.4479772894686609E-3,2.5482518814589606E-3,1.5627816280617882E-5,2.6501993358583322E-4,{"$f":"SUM(E3:J3)","v":1.1060632081066807E-2},null,{"$f":"E3*V$5","v":3.3218607175521091E-3},1.6284813546316257E-3,2.465270212867621E-3,9.6549307055962205E-4,2.2964088340461932E-6,1.0684775599246399E-4,{"$f":"SUM(M3:R3)","v":8.4902495204374866E-3},null,2004,{"$f":"'Data summary'!O11","v":27391006.760553032},{"$f":"'Data summary'!O15","v":13072671.784882449},{"$f":"'Data summary'!O14","v":23234236.636772893},{"$f":"'Data summary'!O16","v":52704984.674276724},{"$f":"'Data summary'!O13","v":66176.723736144108},{"$f":"'Data summary'!O12","v":1125333.4197785901},{"$f":"SUM(V3:AA3)","v":117594409.99999982}]
[2004,1,1,2,3.6646183815771949E-3,1.9301859747436047E-3,2.4358795367285554E-3,2.5393339693248551E-3,1.5627816280617882E-5,2.6501993358583322E-4,1.0850665612240663E-2,null,{"$f":"E4*V$5","v":3.1644373787447591E-3},{"$f":"F4*W$5","v":1.6228945669999472E-3},{"$f":"G4*X$5","v":2.4530869995669398E-3},{"$f":"H4*Y$5","v":9.621142121225948E-4},{"$f":"I4*Z$5","v":2.2964088340461932E-6},{"$f":"J4*AA$5","v":1.0684775599246399E-4},8.3116773222607493E-3,null,"2021 Forecast",23652428.877803072,10991463.150941912,23398367.193098534,19969100.330000002,9724.2513136267353,453699.27091814537,{"$f":"SUM(V4:AA4)","v":78474783.074075282}]
[2004,1,1,3,3.2703210308390575E-3,1.9696697624897886E-3,2.434443018098901E-3,2.5336271097547085E-3,1.5627816280617882E-5,2.6501993358583322E-4,1.0488708671048909E-2,null,2.8239573764371815E-3,1.6560924170808818E-3,2.4516403331280184E-3,9.5995197164325924E-4,2.2964088340461932E-6,1.0684775599246399E-4,8.0007862631158496E-3,null,"Scaling Factor",{"$f":"V4/V3","v":0.86351075316683701},{"$f":"W4/W3","v":0.84079699481575787},1.0070641682311985,0.37888447275739656,0.14694367996213731,0.40316875242842332]
[2004,1,1,4,3.3659325036617723E-3,1.8791170239779898E-3,2.4388784341164782E-3,2.5470865984864957E-3,1.5627816280617882E-5,2.6501993358583322E-4,1.0511662310109188E-2,null,2.9065189113457145E-3,1.5799559466678243E-3,2.4561070816705188E-3,9.6505156293498658E-4,2.2964088340461932E-6,1.0684775599246399E-4,8.0167776674455529E-3]
[2004,1,1,5,3.4019684754372495E-3,1.8607730827162748E-3,2.4917426491612412E-3,2.5502493675619636E-3,1.5627816280617882E-5,2.6501993358583322E-4,1.0585381324743182E-2,null,2.9376363604746557E-3,1.5645324159818976E-3,2.5093447384237685E-3,9.6624988702859866E-4,2.2964088340461932E-6,1.0684775599246399E-4,8.0869075667354285E-3]
[2004,1,1,6,3.6210386691468872E-3,1.8009248573667156E-3,2.5670671835922947E-3,2.5595818316561879E-3,1.5627816280617882E-5,2.6501993358583322E-4,1.0829260291628538E-2,null,3.1268058284412699E-3,1.5142122079629318E-3,2.5852013780379795E-3,9.6978581276646614E-4,2.2964088340461932E-6,1.0684775599246399E-4,8.3051493920351556E-3]
[2004,1,1,7,3.6721749822625502E-3,1.7279029568250217E-3,2.7526017333822051E-3,2.5559775204115013E-3,1.5627816280617882E-5,2.6501993358583322E-4,1.0989304942747731E-2,null,3.1709625846939511E-3,1.4528156134317404E-3,2.7720465751003057E-3,9.6842019520086947E-4,2.2964088340461932E-6,1.0684775599246399E-4,8.4733891332533749E-3]
[2004,1,1,8,3.8555049240727828E-3,1.6494283756185669E-3,3.0080533950044819E-3,2.5273167667607416E-3,1.5627816280617882E-5,2.6501993358583322E-4,1.1320951211323026E-2,null,3.3292699608245373E-3,1.3868344213839282E-3,3.0293027902352212E-3,9.5756108066507174E-4,2.2964088340461932E-6,1.0684775599246399E-4,8.8121124179352667E-3]
[2004,1,1,9,4.5630432561028986E-3,1.6906769575158415E-3,3.0605056193667647E-3,2.5052697477191883E-3,6.5167997020435214E-6,1.1051331761365367E-4,1.193652569802039E-2,null,3.9402369188102707E-3,1.4215161050835682E-3,3.0821255459345001E-3,9.4920780747964053E-4,9.5760252979443507E-7,4.4555516389022854E-5,9.4385994962267981E-3]
[2004,1,1,10,5.3791551186908922E-3,1.6240270485970698E-3,3.0977035886122395E-3,2.4876318516510445E-3,0,0,1.2588517607551246E-2,null,4.6449582879420186E-3,1.3654770619599211E-3,3.1195862878925836E-3,9.4252508252731218E-4,0,0,1.0072546720321837E-2]
[2004,1,1,11,5.0390351774723553E-3,1.7062734549514412E-3,3.0443711025406085E-3,2.4278653182530593E-3,0,0,1.2217545053217463E-2,null,4.3512610613333398E-3,1.4346295932570721E-3,3.0658770521671545E-3,9.1988047103227914E-4,0,0,9.7716481777898444E-3]
[2004,1,1,12,5.0708496570263583E-3,1.8173127176186793E-3,3.0129928682494835E-3,2.4288503656036534E-3,0,0,1.2330005608498175E-2,null,4.378733206534628E-3,1.5279910716142436E-3,3.0342771567501993E-3,9.2025369017835013E-4,0,0,9.86125512507742E-3]
[2004,1,1,13,4.4792689781758457E-3,1.775113948524079E-3,3.0860866857239733E-3,2.4328091502678353E-3,0,0,1.1773278762691733E-2,null,3.8678969289814729E-3,1.4925104733745796E-3,3.1078873212479893E-3,9.2175361221859872E-4,0,0,9.3900483358226421E-3]
[2004,1,1,14,4.63593770809033E-3,1.7791715185711699E-3,3.1155644297076535E-3,2.4725292499375713E-3,0,0,1.2003202906306725E-2,null,4.0031820619476207E-3,1.495922066076428E-3,3.1375733009742462E-3,9.3680294123983784E-4,0,0,9.5734803702381341E-3]
[2004,1,1,15,4.8701268222384221E-3,1.7687102501280209E-3,3.0962412020783736E-3,2.4727546698376322E-3,0,0,1.2207832944282447E-2,null,4.2054068802891142E-3,1.4871262630074674E-3,3.1181135708142236E-3,9.3688834933982148E-4,0,0,9.7475350634506266E-3]
[2004,1,1,16,4.9129621866715201E-3,1.6528587616958723E-3,3.0724342200039263E-3,2.4469891802943893E-3,0,0,1.2085244348665708E-2,null,4.2423956780929147E-3,1.3897186796887843E-3,3.0941384122133253E-3,9.2712620541889371E-4,0,0,9.6533789754139187E-3]
[2004,1,1,17,4.8404228061001836E-3,1.7038923499475569E-3,2.9639636934048596E-3,2.445349166523004E-3,5.2040631344716196E-6,8.8251643192443688E-5,1.2047083722302518E-2,null,4.1797571429415042E-3,1.4326275673254654E-3,2.9849016315662358E-3,9.265048296658075E-4,7.6470418773455481E-7,3.5580304885655881E-5,9.5601361805724046E-3]
[2004,1,1,18,5.2713516564722729E-3,1.7146672281246839E-3,2.9360178567224204E-3,2.5010222651058421E-3,1.5627816280617882E-5,2.6501993358583322E-4,1.270370675629167E-2,null,4.5518688390876264E-3,1.4416870525162998E-3,2.9567583807921104E-3,9.4759850226913667E-4,2.2964088340461932E-6,1.0684775599246399E-4,1.0007056939491683E-2]
[2004,1,1,19,5.7823164450431942E-3,1.6982710537690646E-3,2.8431157966897613E-3,2.5120277310047966E-3,1.5627816280617882E-5,2.6501993358583322E-4,1.3116378776373269E-2,null,4.993092428508236E-3,1.4279011983916198E-3,2.8632000449783554E-3,9.5176830241371156E-4,2.2964088340461932E-6,1.0684775599246399E-4,1.034510613911843E-2]
[2004,1,1,20,6.212100791095191E-3,1.7516318234617068E-3,2.783970999001583E-3,2.5247151954448468E-3,1.5627816280617882E-5,2.6501993358583322E-4,1.3553066558869779E-2,null,5.364215832866912E-3,1.4727667731902492E-3,2.8036374384893081E-3,9.5657538568870817E-4,2.2964088340461932E-6,1.0684775599246399E-4,1.0706339595061686E-2]
[2004,1,1,21,5.7082604182281255E-3,1.8682529715301488E-3,2.7211025607080559E-3,2.5164190611018313E-3,1.5627816280617882E-5,2.6501993358583322E-4,1.3094682761434613E-2,null,4.9291442530166128E-3,1.5708214840181587E-3,2.7403248869712427E-3,9.534321092022302E-4,2.2964088340461932E-6,1.0684775599246399E-4,1.0302866898034753E-2]
[2004,1,1,22,5.3291730218009738E-3,1.6723899162373944E-3,2.6103700739348425E-3,2.486679992930152E-3,1.5627816280617882E-5,2.6501993358583322E-4,1.2379260754769814E-2,null,4.6017982098117477E-3,1.4061404157325783E-3,2.6288101672828044E-3,9.4216443803770724E-4,2.2964088340461932E-6,1.0684775599246399E-4,9.6880573956913459E-3]
[2004,1,1,23,5.0099598701613245E-3,1.6640086346567057E-3,2.580015804503919E-3,2.4808858640139255E-3,1.5627816280617882E-5,2.6501993358583322E-4,1.2015517923202327E-2,null,4.3261542208186347E-3,1.3990934593668305E-3,2.5982414701860856E-3,9.3996913255819437E-4,2.2964088340461932E-6,1.0684775599246399E-4,9.3726024477562547E-3]
[2004,1,1,24,4.4551437319463776E-3,1.8187150728075539E-3,2.5725202400027885E-3,2.4716106801445587E-3,1.5627816280617882E-5,2.6501993358583322E-4,1.1598637474767731E-2,null,3.8470645194395294E-3,1.5291701676427136E-3,2.5906929557563312E-3,9.3645490940812148E-4,2.2964088340461932E-6,1.0684775599246399E-4,9.0125267170732045E-3]
[2004,1,2,1,3.8927826080023824E-3,1.8535058010994707E-3,2.4258395826719029E-3,2.5087807917935495E-3,1.5627816280617882E-5,2.6501993358583322E-4,1.0961556533433758E-2,null,3.3614596417509014E-3,1.5584221074380089E-3,2.4429761215857973E-3,9.5053808756258285E-4,2.2964088340461932E-6,1.0684775599246399E-4,8.4225401231637978E-3]
[2004,1,2,2,3.6002602635394863E-3,1.7994804153092512E-3,2.3893225143457567E-3,2.5217384592191375E-3,1.5627816280617899E-5,2.6501993358583322E-4,1.0591449402280084E-2,null,3.108863451765617E-3,1.5129977254218303E-3,2.4062010905456853E-3,9.5544754655329243E-4,2.2964088340461957E-6,1.0684775599246399E-4,8.0926539791129331E-3]
[2004,1,2,3,3.2289077493431145E-3,1.8184665836449446E-3,2.3683685418330611E-3,2.5222640712259576E-3,1.5627816280617882E-5,2.6501993358583322E-4,1.0218654695913531E-2,null,2.7881965625415092E-3,1.5289612387015474E-3,2.3850990956460483E-3,9.5564669278137143E-4,2.2964088340461932E-6,1.0684775599246399E-4,7.7670477544969866E-3]
[2004,1,2,4,3.2584964076720216E-3,1.7884336493437776E-3,2.3764538031747951E-3,2.5139739347071854E-3,1.5627816280617882E-5,2.6501993358583322E-4,1.0218005544764232E-2,null,2.8137466871803003E-3,1.5037096377956271E-3,2.3932414726340933E-3,9.5250568877736964E-4,2.2964088340461932E-6,1.0684775599246399E-4,7.7723476512139003E-3]
[2004,1,2,5,3.2558697760366518E-3,1.8182382563106728E-3,2.4377128698129143E-3,2.5088767569814607E-3,1.5627816280617882E-5,2.6501993358583322E-4,1.0301345409008152E-2,null,2.81147856251855E-3,1.5287692617650575E-3,2.4549332836246301E-3,9.5057444728220773E-4,2.2964088340461932E-6,1.0684775599246399E-4,7.854899720016956E-3]
[2004,1,2,6,3.3958288508645585E-3,1.7729693748910964E-3,2.5555739015494039E-3,2.5006798876330144E-3,1.5627816280617882E-5,2.6501993358583322E-4,1.0505699764804526E-2,null,2.9323347286357294E-3,1.4907073223088066E-3,2.5736269055172093E-3,9.4746878076086029E-4,2.2964088340461932E-6,1.0684775599246399E-4,8.0532819020491149E-3]
[2004,1,2,7,3.4984622955105708E-3,1.7534527034629873E-3,2.772249484454575E-3,2.517539360392462E-3,1.5627816280617882E-5,2.6501993358583322E-4,1.0822351593687047E-2,null,3.0209598117221146E-3,1.4742977636232459E-3,2.7918331211916154E-3,9.5385657320829138E-4,2.2964088340461932E-6,1.0684775599246399E-4,8.3500914345717766E-3]
[2004,1,2,8,3.6695488324413458E-3,1.8586511640627712E-3,3.19521797655939E-3,2.5094113657246481E-3,1.5627816280617882E-5,2.6501993358583322E-4,1.1513477088654607E-2,null,3.1686948760839139E-3,1.5627483131547882E-3,3.217789533881155E-3,9.507770022340017E-4,2.2964088340461932E-6,1.0684775599246399E-4,9.0091538901803658E-3]
[2004,1,2,9,4.3362081739821683E-3,1.9961333842516832E-3,3.2695065736131953E-3,2.4792815362934708E-3,6.5167997020435214E-6,1.1051331761365367E-4,1.2198159785456216E-2,null,3.7443623862035372E-3,1.6783429507302237E-3,3.2926029180822083E-3,9.3936127769569987E-4,9.5760252979443507E-7,4.4555516389022854E-5,9.7001826516304873E-3]
[2004,1,2,10,4.9977781879649557E-3,1.9981550971564814E-3,3.2846059434172804E-3,2.4082658227292013E-3,0,0,1.2688805051267918E-2,null,4.3156352072504086E-3,1.6800428008649582E-3,3.3078089523747743E-3,9.1245452650441129E-4,0,0,1.0215941486994553E-2]
[2004,1,2,11,4.8407879292624995E-3,2.0655653012101906E-3,3.2348812641791961E-3,2.4004743080081495E-3,0,0,1.2541708802660036E-2,null,4.1800724307183941E-3,1.7367210978532339E-3,3.2577330096373101E-3,9.0950244255734404E-4,0,0,1.0084028980766283E-2]
[2004,1,2,12,5.1939617339028434E-3,2.0334517058621772E-3,3.1712021640313529E-3,2.389522922825574E-3,0,0,1.2788138526621948E-2,null,4.4850418087621748E-3,1.709720083391895E-3,3.1936040696132111E-3,9.0535313275648085E-4,0,0,1.029371909452376E-2]
[2004,1,2,13,4.2105097399661338E-3,2.0613113316058818E-3,3.2171644258802631E-3,2.3849782470175915E-3,0,0,1.1873963744469871E-2,null,3.6358204367744592E-3,1.7331443729938936E-3,3.2398910166121083E-3,9.0363122565912009E-4,0,0,9.512487052039581E-3]
[2004,1,2,14,4.6178457570930451E-3,2.0443065086866237E-3,3.4002204565242119E-3,2.3794786132784154E-3,0,0,1.2441851335582295E-2,null,3.9875594677156977E-3,1.7188467689860073E-3,3.4242401858522614E-3,9.015474998294936E-4,0,0,1.003219392238346E-2]
[2004,1,2,15,4.5851880900277149E-3,2.0642855410882002E-3,3.3710735413828466E-3,2.3761985857356448E-3,0,0,1.2396745758234406E-2,null,3.9593592210314431E-3,1.7356450793885793E-3,3.394887371998917E-3,9.0030474832332116E-4,0,0,9.9901964207422603E-3]
[2004,1,2,16,4.8482210027202448E-3,2.0994488001220696E-3,3.3240847150130576E-3,2.376003355553164E-3,0,0,1.2647757873408536E-2,null,4.1864909695782365E-3,1.7652102419121849E-3,3.3475666086546655E-3,9.0023077863856554E-4,0,0,1.0199498598783652E-2]
[2004,1,2,17,4.2682975193729395E-3,2.2658325662127722E-3,3.1561401843587661E-3,2.388144215601538E-3,5.2040631344716196E-6,8.8251643192443688E-5,1.217187019187293E-2,null,3.6857208056938692E-3,1.9051052124273756E-3,3.1784356895823221E-3,9.0483076199681506E-4,7.6470418773455481E-7,3.5580304885655881E-5,9.7104374787737712E-3]
[2004,1,2,18,4.9676741543879278E-3,2.0828932470469395E-3,3.0823451187286391E-3,2.4413662902636655E-3,1.5627816280617882E-5,2.6501993358583322E-4,1.2854926560293625E-2,null,4.28964005054295E-3,1.7512903826391027E-3,3.1041193231939519E-3,9.2499577969423004E-4,2.2964088340461932E-6,1.0684775599246399E-4,1.0179189700896743E-2]
[2004,1,2,19,5.3503816187716532E-3,1.957897892840062E-3,3.0317994571538633E-3,2.4462082595644646E-3,1.5627816280617882E-5,2.6501993358583322E-4,1.3066934978196495E-2,null,4.620112061355511E-3,1.6461946644560287E-3,3.0532165985624545E-3,9.2683032667987089E-4,2.2964088340461932E-6,1.0684775599246399E-4,1.0355497815880374E-2]
[2004,1,2,20,5.6354744073947773E-3,1.8088410458242065E-3,2.9615627089573664E-3,2.4349624795030169E-3,1.5627816280617882E-5,2.6501993358583322E-4,1.3121488391545821E-2,null,4.866292749981899E-3,1.5208681154283853E-3,2.9824836861606853E-3,9.2256947523054354E-4,2.2964088340461932E-6,1.0684775599246399E-4,1.0401358191628022E-2]
[2004,1,2,21,5.2204554873149641E-3,2.0975234523271827E-3,2.9401938017235437E-3,2.4462743359293321E-3,1.5627816280617882E-5,2.6501993358583322E-4,1.2985094827161474E-2,null,4.5079194497252917E-3,1.7635914152722687E-3,2.9609638253712458E-3,9.2685536198853537E-4,2.2964088340461932E-6,1.0684775599246399E-4,1.026847421718385E-2]
[2004,1,2,22,4.7940913686583429E-3,2.1097206068520663E-3,2.7229251104600198E-3,2.4455954785097419E-3,1.5627816280617882E-5,2.6501993358583322E-4,1.2352980314346623E-2,null,4.139749448500798E-3,1.7738467461420942E-3,2.7421603115212641E-3,9.2659815345303646E-4,2.2964088340461932E-6,1.0684775599246399E-4,9.6914988244437006E-3]
[2004,1,2,23,4.7563141113022463E-3,2.039837485402794E-3,2.5513250826265802E-3,2.4534200815623168E-3,1.5627816280617882E-5,2.6501993358583322E-4,1.2081544510760388E-2,null,4.1071283805486575E-3,1.7150892276392015E-3,2.5693480722227308E-3,9.2956277405514722E-4,2.2964088340461932E-6,1.0684775599246399E-4,9.4302726192922442E-3]
[2004,1,2,24,4.2714284012493279E-3,1.6035519165104753E-3,2.4778134271442502E-3,2.4458507872328465E-3,1.5627816280617882E-5,2.6501993358583322E-4,1.107929228200335E-2,null,3.6884243558610256E-3,1.3482616324330568E-3,2.4953171180391196E-3,9.2669488596398039E-4,2.2964088340461932E-6,1.0684775599246399E-4,8.5678421571236917E-3]
[2004,1,3,1,3.9516881152270545E-3,1.4751907442292463E-3,2.5597250089393351E-3,2.4547776961033182E-3,1.5627816280617882E-5,2.6501993358583322E-4,1.0722029314365406E-2,null,3.4123251806601525E-3,1.2403359445279716E-3,2.5778073370280887E-3,9.3007715312472239E-4,2.2964088340461932E-6,1.0684775599246399E-4,8.2696897801674447E-3]
[2004,1,3,2,3.4333931625297105E-3,1.5645205994591171E-3,2.5017056528935109E-3,2.4439223764068331E-3,1.5627816280617882E-5,2.6501993358583322E-4,1.0224189541155624E-2,null,2.9647719156938989E-3,1.3154442183525737E-3,2.5193781224904909E-3,9.2596424104490662E-4,2.2964088340461932E-6,1.0684775599246399E-4,7.8347026624083806E-3]
[2004,1,3,3,3.3818067129715674E-3,1.5205692690073718E-3,2.4811400971154729E-3,2.439972588479018E-3,1.5627816280617882E-5,2.6501993358583322E-4,1.0104136417439883E-2,null,2.9202264617827437E-3,1.2784900717905919E-3,2.4986672881666689E-3,9.2446772772837289E-4,2.2964088340461932E-6,1.0684775599246399E-4,7.730995714294888E-3]
[2004,1,3,4,3.201827264039581E-3,1.5275742355775369E-3,2.4705702567206882E-3,2.4518010601757875E-3,1.5627816280617882E-5,2.6501993358583322E-4,9.9324205663800461E-3,null,2.7648122722809315E-3,1.2843798266315716E-3,2.4880227806411584E-3,9.2894935199072919E-4,2.2964088340461932E-6,1.0684775599246399E-4,7.5753083963709016E-3]
[2004,1,3,5,3.3415371524455439E-3,1.5112286848505694E-3,2.5217906719830706E-3,2.4498636526134074E-3,1.5627816280617882E-5,2.6501993358583322E-4,1.0105067911759044E-2,null,2.8854532632432194E-3,1.2706365367017288E-3,2.5396050255338263E-3,9.2821529834794057E-4,2.2964088340461932E-6,1.0684775599246399E-4,7.7330542886532251E-3]
[2004,1,3,6,3.500267891298692E-3,1.4816640468577852E-3,2.5828898434195123E-3,2.4430873749605297E-3,1.5627816280617882E-5,2.6501993358583322E-4,1.0288556906402971E-2,null,3.02251896310103E-3,1.2457786779245801E-3,2.6011358117960818E-3,9.2564787196217232E-4,2.2964088340461932E-6,1.0684775599246399E-4,7.9042254896103739E-3]
[2004,1,3,7,3.6311683462616822E-3,1.5209712517858425E-3,2.8481033065598134E-3,2.4475898654024442E-3,1.5627816280617882E-5,2.6501993358583322E-4,1.0728480519876234E-2,null,3.1355529135560032E-3,1.2788280577026977E-3,2.8682227874571847E-3,9.2735379567935228E-4,2.2964088340461932E-6,1.0684775599246399E-4,8.319101719221747E-3]
[2004,1,3,8,3.7806074865937528E-3,1.5552007744881727E-3,3.316360200818878E-3,2.4997458217884982E-3,1.5627816280617882E-5,2.6501993358583322E-4,1.1432562033555754E-2,null,3.2645952181767539E-3,1.3076081375247948E-3,3.3397875271927138E-3,9.471148777158401E-4,2.2964088340461932E-6,1.0684775599246399E-4,8.9682499254366103E-3]
[2004,1,3,9,4.0768393260174948E-3,1.7818536563730142E-3,3.4051219542556308E-3,2.4733617539626457E-3,6.5167997020435214E-6,1.1051331761365367E-4,1.1854206807924483E-2,null,3.5203945969495471E-3,1.4981771994799005E-3,3.42917630858824E-3,9.3711836408844659E-4,9.5760252979443507E-7,4.4555516389022854E-5,9.4303795880249508E-3]
[2004,1,3,10,4.7848292366840838E-3,1.8226917619904408E-3,3.391108897757318E-3,2.4149010512141554E-3,0,0,1.2413530947645997E-2,null,4.1317514979437751E-3,1.5325137559570013E-3,3.4150642615013898E-3,9.1496851155055804E-4,0,0,9.9942980269527235E-3]
[2004,1,3,11,5.0376315697215311E-3,1.9233675367896826E-3,3.3537468626039634E-3,2.3867597111496149E-3,0,0,1.2701505680264792E-2,null,4.3500490309472751E-3,1.6171616448589518E-3,3.3774382946462518E-3,9.0430619475751796E-4,0,0,1.0248955165209997E-2]
[2004,1,3,12,4.649161639653141E-3,1.933617058049366E-3,3.2993231692815934E-3,2.387237240264301E-3,0,0,1.2269339107248402E-2,null,4.0146010690512504E-3,1.6257794115323938E-3,3.3226301431984896E-3,9.0448712312436209E-4,0,0,9.8674977469064961E-3]
[2004,1,3,13,4.333635203443543E-3,1.9194859131063109E-3,3.328602178451579E-3,2.3901452021075562E-3,0,0,1.1971868497108989E-2,null,3.7421405984758528E-3,1.6138979873309672E-3,3.3521159842148946E-3,9.055889047141425E-4,0,0,9.6137434747358575E-3]
[2004,1,3,14,4.3129982109452779E-3,1.8366190730686736E-3,3.2661217926371238E-3,2.4589806965257233E-3,0,0,1.1874719773176799E-2,null,3.7243203335405777E-3,1.5442237972574436E-3,3.2891942264438958E-3,9.3166960472376443E-4,0,0,9.4894079619656808E-3]
[2004,1,3,15,4.360125152475627E-3,1.8017288977030474E-3,3.2386819988370823E-3,2.4224798437708856E-3,0,0,1.1823015892786642E-2,null,3.7650149543158986E-3,1.5148882426614303E-3,3.2615605933242215E-3,9.1783999837255243E-4,0,0,9.459303788674104E-3]
[2004,1,3,16,4.219712446093777E-3,1.8683994355841497E-3,3.2001696991875244E-3,2.4029047407367189E-3,0,0,1.1691186321602171E-2,null,3.6437670724739136E-3,1.5709446305546112E-3,3.2227762363109687E-3,9.1042329578028042E-4,0,0,9.3479112351197748E-3]
[2004,1,3,17,4.5680168252950982E-3,1.9090311552512743E-3,3.1370915272656394E-3,2.397792367854026E-3,5.2040631344716196E-6,8.8251643192443688E-5,{"$f":"SUM(E67:J67)","v":1.2105387581992953E-2},null,3.9445316492893543E-3,1.605107658344926E-3,3.1592524695709112E-3,9.0848629707608217E-4,7.6470418773455481E-7,3.5580304885655881E-5,{"$f":"SUM(M67:R67)","v":9.6537230833546647E-3}]
[2004,1,3,18,5.3059769510857705E-3,1.9367089016275078E-3,3.0701429620055704E-3,2.4899506225438419E-3,1.5627816280617882E-5,2.6501993358583322E-4,1.3083427187129142E-2,null,{"$f":"E68*V$5","v":4.5817681533179512E-3},{"$f":"F68*W$5","v":1.6283790243213359E-3},{"$f":"G68*X$5","v":3.0918309683830077E-3},{"$f":"H68*Y$5","v":9.4340362881447488E-4},{"$f":"I68*Z$5","v":2.2964088340461932E-6},{"$f":"J68*AA$5","v":1.0684775599246399E-4},1.0354525939663278E-2]
[2004,1,3,19,5.4355280161845305E-3,1.807442334258533E-3,2.9681182689071314E-3,2.5231474564589313E-3,1.5627816280617882E-5,2.6501993358583322E-4,1.3014883825675578E-2,null,4.6936368911149476E-3,1.519692082947353E-3,2.9890855556887852E-3,9.5598139372960844E-4,2.2964088340461932E-6,1.0684775599246399E-4,1.0267540088307202E-2]
[2004,1,3,20,5.2871514127821907E-3,1.7926754392121869E-3,2.9482740277325466E-3,2.4992291062198662E-3,1.5627816280617882E-5,2.6501993358583322E-4,1.2807977735813244E-2,null,4.5655120985586559E-3,1.5072761219696255E-3,2.9691011314561225E-3,9.4691910221005341E-4,2.2964088340461932E-6,1.0684775599246399E-4,1.0097952619020967E-2]
[2004,1,3,21,5.0775869308914865E-3,1.8120670605728344E-3,2.8165331764991065E-3,2.4178918793168695E-3,1.5627816280617882E-5,2.6501993358583322E-4,1.2404726797146749E-2,null,4.3845509149641956E-3,1.523580538934263E-3,2.836429640686648E-3,9.1610168987936284E-4,2.2964088340461932E-6,1.0684775599246399E-4,9.7698069492909781E-3]
[2004,1,3,22,4.6730631549369303E-3,1.8506209477886163E-3,2.5882630832840367E-3,2.3427093528720199E-3,1.5627816280617882E-5,2.6501993358583322E-4,1.1735304288748055E-2,null,4.035240284515784E-3,1.5559965314437582E-3,2.6065470091309558E-3,8.8761619798673696E-4,2.2964088340461932E-6,1.0684775599246399E-4,9.1945441879037436E-3]
[2004,1,3,23,4.9552264394965642E-3,1.698242922685597E-3,2.4597669221043342E-3,2.3071634580483749E-3,1.5627816280617882E-5,2.6501993358583322E-4,1.1701047492201322E-2,null,4.2788913148819026E-3,1.4278775458611793E-3,2.4771431294516168E-3,8.7414841036779036E-4,2.2964088340461932E-6,1.0684775599246399E-4,9.1672045653889978E-3]
[2004,1,3,24,4.7629340497449737E-3,1.6421633467485985E-3,2.4375987747799715E-3,2.3077852358394644E-3,1.5627816280617882E-5,2.6501993358583322E-4,1.1431129156979461E-2,null,4.112844768579255E-3,1.3807260069428088E-3,2.4548183826051807E-3,8.7438399231833954E-4,2.2964088340461932E-6,1.0684775599246399E-4,8.9319173152720924E-3]
[2004,1,4,1,3.4316431344930398E-3,1.936830607950105E-3,2.4144081178656619E-3,2.3094883270635947E-3,1.5627816280617882E-5,2.6501993358583322E-4,1.0373017937238854E-2,null,2.9632607476658902E-3,1.6284813546316257E-3,2.4314639029890364E-3,8.7502926713885188E-4,2.2964088340461932E-6,1.0684775599246399E-4,8.0073794372519137E-3]
[2004,1,4,2,3.2616784480131739E-3,1.9301859747436047E-3,2.3951920551234839E-3,2.312957586964602E-3,1.5627816280617882E-5,2.6501993358583322E-4,1.0180661814711316E-2,null,2.8164944132318959E-3,1.6228945669999472E-3,2.4121120947469062E-3,8.7634371584730344E-4,2.2964088340461932E-6,1.0684775599246399E-4,7.8369889556525619E-3]
[2004,1,4,3,2.9665422163352674E-3,1.9696697624897886E-3,2.3943251516775899E-3,2.3094733325029837E-3,1.5627816280617882E-5,2.6501993358583322E-4,9.9206582128720817E-3,null,2.5616411035288846E-3,1.6560924170808818E-3,2.4112390673492303E-3,8.7502358593266063E-4,2.2964088340461932E-6,1.0684775599246399E-4,7.6131403387181681E-3]
[2004,1,4,4,3.0975826856568947E-3,1.8791170239779898E-3,2.4024182076351217E-3,2.319628802395023E-3,1.5627816280617882E-5,2.6501993358583322E-4,9.9793944695314822E-3,null,2.6747959578881388E-3,1.5799559466678243E-3,2.4193892940155507E-3,8.7887133578830952E-4,2.2964088340461932E-6,1.0684775599246399E-4,7.6621566991863337E-3]
[2004,1,4,5,2.9807391584391846E-3,1.8607730827162748E-3,2.4465451196526464E-3,2.2920459620724685E-3,1.5627816280617882E-5,2.6501993358583322E-4,9.8607510727470263E-3,null,2.5739003156977041E-3,1.5645324159818976E-3,2.4638279259630901E-3,8.6842062587554698E-4,2.2964088340461932E-6,1.0684775599246399E-4,7.5798254483447486E-3]
[2004,1,4,6,3.1427623874016016E-3,1.8009248573667156E-3,2.4997611187868138E-3,2.2492313662188274E-3,1.5627816280617882E-5,2.6501993358583322E-4,9.9733274796404096E-3,null,2.7138091161695637E-3,1.5142122079629318E-3,2.5174198518677329E-3,8.5219884029921918E-4,2.2964088340461932E-6,1.0684775599246399E-4,7.7067841811259575E-3]
[2004,1,4,7,3.2655540035603412E-3,1.7279029568250217E-3,2.6672976922593621E-3,2.2841011016404688E-3,1.5627816280617882E-5,2.6501993358583322E-4,1.0225503504151646E-2,null,2.81984099712137E-3,1.4528156134317404E-3,2.68613993188017E-3,8.6541044161963772E-4,2.2964088340461932E-6,1.0684775599246399E-4,7.9333511488794261E-3]
[2004,1,4,8,3.6161964085814251E-3,1.6494283756185669E-3,2.8983042502736464E-3,2.3058115404370819E-3,1.5627816280617882E-5,2.6501993358583322E-4,1.0750388324777174E-2,null,3.1226244843733575E-3,1.3868344213839282E-3,2.9187783590827769E-3,8.7363618977642418E-4,2.2964088340461932E-6,1.0684775599246399E-4,8.411017619442995E-3]
[2004,1,4,9,3.7340433609014912E-3,1.6906769575158415E-3,3.1061112094982867E-3,2.3449124600351361E-3,6.5167997020435214E-6,1.1051331761365367E-4,1.0992774105266454E-2,null,3.2243865949296742E-3,1.4215161050835682E-3,3.1280533016269942E-3,8.8845092108266223E-4,9.5760252979443507E-7,4.4555516389022854E-5,8.7079200416417171E-3]
[2004,1,4,10,4.0213934591261484E-3,1.6240270485970698E-3,3.2032723473524975E-3,2.2940542402458183E-3,0,0,1.1142747095321535E-2,null,3.4725164946702125E-3,1.3654770619599211E-3,3.2259008021045415E-3,8.6918153129240678E-4,0,0,8.9330758900270802E-3]
[2004,1,4,11,3.9917803132443735E-3,1.7062734549514412E-3,3.205490865210053E-3,2.2997192153444315E-3,0,0,1.1203263848750301E-2,null,3.4469452247662016E-3,1.4346295932570721E-3,3.2281349919454669E-3,8.7132790239582861E-4,0,0,8.9810377123645691E-3]
[2004,1,4,12,3.6870715768090815E-3,1.8173127176186793E-3,3.1588257032872558E-3,2.3213725745125442E-3,0,0,1.098458257222756E-2,null,3.1838259542704473E-3,1.5279910716142436E-3,3.1811401794683107E-3,8.7953202396766556E-4,0,0,8.7724892293206663E-3]
[2004,1,4,13,3.7316021016432404E-3,1.775113948524079E-3,3.1633056762547787E-3,2.3684670392238043E-3,0,0,1.1038488765645902E-2,null,3.2222785413089064E-3,1.4925104733745796E-3,3.1856517997185477E-3,8.9737538539958318E-4,0,0,8.7978161998016162E-3]
[2004,1,4,14,3.3503342092473017E-3,1.7791715185711699E-3,3.1389199098280484E-3,2.7425792108615133E-3,0,0,1.1011004848508033E-2,null,2.8930496163877568E-3,1.495922066076428E-3,3.1610937681353321E-3,1.0391206783026611E-3,0,0,8.5891861289021775E-3]
[2004,1,4,15,3.2064626146079103E-3,1.7687102501280209E-3,3.1686075276441917E-3,2.7511908327664363E-3,0,0,1.0894971225146559E-2,null,2.7688149473413821E-3,1.4871262630074674E-3,3.1909911042781124E-3,1.0423834881276939E-3,0,0,8.4893158027546552E-3]
[2004,1,4,16,3.5754863188159382E-3,1.6528587616958723E-3,3.1273446799104381E-3,2.8456932538205265E-3,0,0,1.1201383014242776E-2,null,3.0874708840984721E-3,1.3897186796887843E-3,3.149436768846269E-3,1.0781889881030704E-3,0,0,8.7048153207365947E-3]
[2004,1,4,17,4.3106365657657819E-3,1.7038923499475569E-3,3.0835255018802372E-3,2.9010512660341721E-3,3.9069540701544705E-6,6.6254983396458306E-5,1.206926762109436E-2,null,3.7222810275329182E-3,1.4326275673254654E-3,3.1053080447707099E-3,1.0991632793735352E-3,5.7410220851154829E-7,2.6711938998115996E-5,9.3866659602092565E-3]
[2004,1,4,18,4.5510975788808907E-3,1.7146672281246839E-3,3.0201417813262919E-3,2.9695022979116209E-3,1.5627816280617882E-5,2.6501993358583322E-4,1.2536056636109939E-2,null,3.9299216980752064E-3,1.4416870525162998E-3,3.0414765709516523E-3,1.125098312496122E-3,2.2964088340461932E-6,1.0684775599246399E-4,9.6473277988657902E-3]
[2004,1,4,19,5.0103276853037775E-3,1.6982710537690646E-3,2.8798858865422259E-3,3.0026415507073173E-3,1.5627816280617882E-5,2.6501993358583322E-4,1.2871773926188837E-2,null,4.3264718331493196E-3,1.4279011983916198E-3,2.9002298849314144E-3,1.1376542608191936E-3,2.2964088340461932E-6,1.0684775599246399E-4,9.9014013421180568E-3]
[2004,1,4,20,4.7622476198957179E-3,1.7516318234617068E-3,2.8262070814227629E-3,3.1472264662596159E-3,1.5627816280617882E-5,2.6501993358583322E-4,1.2767960740906255E-2,null,4.1122520290231279E-3,1.4727667731902492E-3,2.8461718837021377E-3,1.1924352403168989E-3,2.2964088340461932E-6,1.0684775599246399E-4,9.7327700910589225E-3]
[2004,1,4,21,4.5869406983979222E-3,1.8682529715301488E-3,2.6749319612173715E-3,3.3179664290365137E-3,1.5627816280617882E-5,2.6501993358583322E-4,1.2728739810048408E-2,null,3.9608726172052069E-3,1.5708214840181587E-3,2.6938281305984206E-3,1.2571259610922414E-3,2.2964088340461932E-6,1.0684775599246399E-4,9.5917923577405369E-3]
[2004,1,4,22,4.7586409077616477E-3,1.6723899162373944E-3,2.5370180829767451E-3,3.6115447813254518E-3,1.5627816280617882E-5,2.6501993358583322E-4,1.2860241438167691E-2,null,4.1091375943117818E-3,1.4061404157325783E-3,2.5549400055204854E-3,1.3683582403122209E-3,2.2964088340461932E-6,1.0684775599246399E-4,9.5477204207035753E-3]
[2004,1,4,23,4.4982931913480663E-3,1.6640086346567057E-3,2.5149773383911496E-3,4.0252601953583086E-3,1.5627816280617882E-5,2.6501993358583322E-4,1.2983187109620683E-2,null,3.8843245416262237E-3,1.3990934593668305E-3,2.5327435614071964E-3,1.5251085868296678E-3,2.2964088340461932E-6,1.0684775599246399E-4,9.4504143140564257E-3]
[2004,1,4,24,3.8997814069747314E-3,1.8187150728075539E-3,2.5055427683950788E-3,5.3035501707190706E-3,1.5627816280617882E-5,2.6501993358583322E-4,1.3808237168762887E-2,null,3.3675031799227776E-3,1.5291701676427136E-3,2.5232423440214842E-3,2.0094328101752956E-3,2.2964088340461932E-6,1.0684775599246399E-4,9.5384926665887798E-3]
[2004,1,5,1,3.8172767880865939E-3,1.8710934749822529E-3,2.4889915235822907E-3,5.3980869739477721E-3,1.5627816280617882E-5,2.6501993358583322E-4,1.3856096510465363E-2,null,3.2962595543269391E-3,1.5732097707844516E-3,2.506574178430903E-3,2.0452513370227718E-3,2.2964088340461932E-6,1.0684775599246399E-4,9.5304390053915743E-3]
[2004,1,5,2,3.5880946147840891E-3,1.9483690552491407E-3,2.4716234665647162E-3,4.8875589635116803E-3,1.5627816280617882E-5,2.6501993358583322E-4,1.3176293849976078E-2,null,3.0983582832460805E-3,1.6381828464454948E-3,2.4890834305367074E-3,1.8518202009608106E-3,2.2964088340461932E-6,1.0684775599246399E-4,9.1865889260156017E-3]
[2004,1,5,3,3.2586616865356932E-3,2.0043158053417434E-3,2.4759664663855049E-3,5.6744257940231652E-3,1.5627816280617882E-5,2.6501993358583322E-4,1.3694017502152558E-2,null,2.8138894072563519E-3,1.6852227057930634E-3,2.4934571100388579E-3,2.1499518251694382E-3,2.2964088340461932E-6,1.0684775599246399E-4,9.2516652130842196E-3]
[2004,1,5,4,3.381667591581935E-3,1.9452649649872075E-3,2.4923427853297906E-3,5.5342193102358057E-3,1.5627816280617882E-5,2.6501993358583322E-4,1.3634142402001191E-2,null,2.9201063289668004E-3,1.6355729366816245E-3,2.5099491140551742E-3,2.0968297654824961E-3,2.2964088340461932E-6,1.0684775599246399E-4,9.2716023100126044E-3]
[2004,1,5,5,3.468535265839995E-3,1.9788193703889228E-3,2.5836168311024294E-3,6.2729646439157226E-3,1.5627816280617882E-5,2.6501993358583322E-4,1.4584583861113522E-2,null,2.9951174997912295E-3,1.6637853799062164E-3,2.6018679350422931E-3,2.3767289017357983E-3,2.2964088340461932E-6,1.0684775599246399E-4,9.7466438813020462E-3]
[2004,1,5,6,3.6763627212757222E-3,1.9665716633387297E-3,2.683759811462458E-3,5.869490765542845E-3,1.5627816280617882E-5,2.6501993358583322E-4,1.4476832711486209E-2,null,3.1745787423632815E-3,1.6534875446250303E-3,2.7027183422627583E-3,2.2238589140571086E-3,2.2964088340461932E-6,1.0684775599246399E-4,9.8637877081346869E-3]
[2004,1,5,7,4.1583762351284585E-3,1.9065669037822708E-3,3.0325628512228018E-3,6.53618765660848E-3,1.5627816280617882E-5,2.6501993358583322E-4,1.591434139660846E-2,null,3.5908025947468513E-3,1.6030357231153175E-3,3.0539853853755227E-3,2.4764600141175073E-3,2.2964088340461932E-6,1.0684775599246399E-4,1.0833427882181708E-2]
[2004,1,5,8,4.3419313803441505E-3,2.0041419204153864E-3,3.8138745318671259E-3,6.2031779828306795E-3,1.5627816280617882E-5,2.6501993358583322E-4,1.6643773565323792E-2,null,3.7493044364397018E-3,1.6850765038695385E-3,3.8408163831729187E-3,2.3502878194450929E-3,2.2964088340461932E-6,1.0684775599246399E-4,1.173462930775376E-2]
[2004,1,5,9,4.838322092834209E-3,2.0545504193530554E-3,4.0770197964615975E-3,7.3804660420168609E-3,6.5167997020435214E-6,1.1051331761365367E-4,1.8467388467981419E-2,null,4.177943154447015E-3,1.7274598182895041E-3,4.105820550185729E-3,2.7963439850334278E-3,9.5760252979443507E-7,4.4555516389022854E-5,1.2853080626874493E-2]
[2004,1,5,10,4.6405724541415151E-3,2.1729351755796398E-3,4.1096680412985673E-3,7.2937792373122118E-3,0,0,1.8216954908331934E-2,null,4.0071842150010166E-3,1.8269973655568124E-3,4.1386994277166807E-3,2.7634997007378835E-3,0,0,1.2736380709012392E-2]
[2004,1,5,11,4.6222819220972777E-3,2.1145503545625262E-3,4.1246759039370497E-3,7.5876077028854379E-3,0,0,1.8449115883482293E-2,null,3.9913901438996752E-3,1.7779075835027674E-3,4.1538133084216321E-3,2.8748267439977098E-3,0,0,1.2797937779821784E-2]
[2004,1,5,12,4.4046223688402053E-3,2.1172521484105322E-3,4.0880594521696782E-3,8.1736445093653996E-3,0,0,1.8783578478785815E-2,null,3.8034387791327034E-3,1.7801792436507825E-3,4.1169381918789456E-3,3.0968669904372988E-3,0,0,1.2797423205099729E-2]
[2004,1,5,13,3.8968048471698102E-3,2.1169398306579656E-3,4.0004345002316597E-3,7.424166319928348E-3,0,0,1.7438345497987784E-2,null,3.3649328885237842E-3,1.7799166478229967E-3,4.0286942425391868E-3,2.8129013417892731E-3,0,0,1.1986445120675242E-2]
[2004,1,5,14,3.8330357022023829E-3,2.1695159674071781E-3,4.06026740940008E-3,8.3412047025426487E-3,0,0,1.8404023781552287E-2,null,3.3098675461241556E-3,1.8241225056007571E-3,4.0889498214437348E-3,3.1603529458843881E-3,0,0,1.2383292819053036E-2]
[2004,1,5,15,3.7869529295975453E-3,2.1480985614019143E-3,3.9808819527276992E-3,8.023464376012257E-3,0,0,1.7939397819739418E-2,null,3.2700745764441363E-3,1.8061148149947823E-3,4.0090035725503098E-3,3.0399660697931576E-3,0,0,1.2125159033782385E-2]
[2004,1,5,16,4.3551931560338155E-3,2.1064952236830442E-3,3.831947115208548E-3,8.28584858596116E-3,0,0,1.8579484080886569E-2,null,3.7607561223538138E-3,1.7711348536664513E-3,3.8590166342834368E-3,3.1393793728395139E-3,0,0,1.2530286983143216E-2]
[2004,1,5,17,4.8672054043566639E-3,2.2212927999415606E-3,3.6519798730629293E-3,7.0685253507692843E-3,3.9069540701544705E-6,6.6254983396458306E-5,1.7879165365597052E-2,null,4.202884204533722E-3,1.8676563107967446E-3,3.6777780732631968E-3,2.678154500698512E-3,5.7410220851154829E-7,2.6711938998115996E-5,1.2453759130498804E-2]
[2004,1,5,18,5.0018825187809427E-3,2.1781388283112616E-3,3.4572191814001788E-3,6.8540970856629212E-3,1.5627816280617882E-5,2.6501993358583322E-4,1.7771985364021754E-2,null,4.3191793410445678E-3,1.8313725811356248E-3,3.4816415593097159E-3,2.5969109605294043E-3,2.2964088340461932E-6,1.0684775599246399E-4,1.233824860684582E-2]
[2004,1,5,19,5.5397561868288005E-3,2.0197937216277924E-3,3.3808609398427729E-3,6.6699706009937208E-3,1.5627816280617882E-5,2.6501993358583322E-4,1.7891029199159535E-2,null,4.7836390372491822E-3,1.6982364912923834E-3,3.4047439102881101E-3,2.5271482944648413E-3,2.2964088340461932E-6,1.0684775599246399E-4,1.2522911898121025E-2]
[2004,1,5,20,5.3716301430390629E-3,2.1061143755398428E-3,3.3558659725059742E-3,8.505001752464143E-3,1.5627816280617882E-5,2.6501993358583322E-4,1.9619259993415471E-2,null,4.638460390549346E-3,1.7708146376921663E-3,3.3795723742971111E-3,3.2224131047831105E-3,2.2964088340461932E-6,1.0684775599246399E-4,1.3120404672148242E-2]
[2004,1,5,21,5.3308466990595015E-3,2.0722846977366846E-3,3.3035554208250282E-3,8.4330981603153322E-3,1.5627816280617882E-5,2.6501993358583322E-4,1.9420432727802993E-2,null,4.6032434481218173E-3,1.7423707462596856E-3,3.3268922920788239E-3,3.1951699501824456E-3,2.2964088340461932E-6,1.0684775599246399E-4,1.2976820601469282E-2]
[2004,1,5,22,5.0012899638589396E-3,1.9990676883215185E-3,3.0100977563896681E-3,8.0542542770380976E-3,1.5627816280617882E-5,2.6501993358583322E-4,1.834535743547467E-2,null,4.3186676634975763E-3,1.6808101047740167E-3,3.031361593333158E-3,3.0516318852095857E-3,2.2964088340461932E-6,1.0684775599246399E-4,1.2191615411640846E-2]
[2004,1,5,23,4.7351229319866229E-3,1.936097408622489E-3,2.8190576533953311E-3,8.2110963081242893E-3,1.5627816280617882E-5,2.6501993358583322E-4,1.7982022051995179E-2,null,4.0888295693373303E-3,1.6278648828403652E-3,2.8389719509123632E-3,3.1110568954638767E-3,2.2964088340461932E-6,1.0684775599246399E-4,1.1775867463380444E-2]
[2004,1,5,24,4.3390076607284743E-3,1.9482351632281419E-3,2.6860583101812187E-3,7.8674154518676032E-3,1.5627816280617882E-5,2.6501993358583322E-4,1.7121364335871886E-2,null,3.7467797731123203E-3,1.6380702704366092E-3,2.7050330779631476E-3,2.9808415554442515E-3,2.2964088340461932E-6,1.0684775599246399E-4,1.1179868841782837E-2]
[2004,1,6,1,4.1676950154288604E-3,1.8007554334152206E-3,2.6572714040446798E-3,8.136625235972892E-3,1.5627816280617882E-5,2.6501993358583322E-4,1.70429948387281E-2,null,3.5988494617426475E-3,1.5140697568136652E-3,2.6760428162788045E-3,3.0828409625561167E-3,2.2964088340461932E-6,1.0684775599246399E-4,1.0980947162217742E-2]
[2004,1,6,2,3.7735651679188728E-3,1.7900317789785187E-3,2.6261589018261927E-3,7.9932833745118802E-3,1.5627816280617882E-5,2.6501993358583322E-4,1.6463686973101913E-2,null,3.2585141002737677E-3,1.5050533403898434E-3,2.6447105301105524E-3,3.0285309569523973E-3,2.2964088340461932E-6,1.0684775599246399E-4,1.054595309255307E-2]
[2004,1,6,3,3.7648561130631253E-3,1.8294017511052178E-3,2.6014930682006594E-3,8.42928811767912E-3,1.5627816280617882E-5,2.6501993358583322E-4,1.6905686799914572E-2,null,3.2509937377559099E-3,1.5381554946399521E-3,2.6198704528867254E-3,3.1937263841870412E-3,2.2964088340461932E-6,1.0684775599246399E-4,1.0711890234296138E-2]
[2004,1,6,4,3.9128757217957487E-3,1.7187510218067709E-3,2.5824641204457849E-3,8.0335791650109085E-3,1.5627816280617882E-5,2.6501993358583322E-4,1.6528317778925661E-2,null,3.378810261576078E-3,1.445120693971646E-3,2.6007070814436481E-3,3.0437984062899642E-3,2.2964088340461932E-6,1.0684775599246399E-4,1.0577580608107845E-2]
[2004,1,6,5,4.002146040814945E-3,1.8654506334827498E-3,2.5861855649828985E-3,6.9007878005176429E-3,1.5627816280617882E-5,2.6501993358583322E-4,1.5635217789664688E-2,null,3.4558961419877878E-3,1.5684652866094478E-3,2.6044548148910348E-3,2.6146013474098013E-3,2.2964088340461932E-6,1.0684775599246399E-4,1.035256175572458E-2]
[2004,1,6,6,4.2593288576686303E-3,1.7212237721674251E-3,2.6572669778732738E-3,6.8766670186937084E-3,1.5627816280617882E-5,2.6501993358583322E-4,1.579513437626949E-2,null,3.6779762698706826E-3,1.4471997750438138E-3,2.6760383588401789E-3,2.6054623577059437E-3,2.2964088340461932E-6,1.0684775599246399E-4,1.0515820926287127E-2]
[2004,1,6,7,4.8862682236802697E-3,1.722425040963626E-3,3.0364572991634447E-3,6.4643710128447461E-3,1.5627816280617882E-5,2.6501993358583322E-4,1.6390169326518537E-2,null,4.2193451540053321E-3,1.4482097982376253E-3,3.0579073443515858E-3,2.4492498029098793E-3,2.2964088340461932E-6,1.0684775599246399E-4,1.1283856264330932E-2]
[2004,1,6,8,4.7462663604697589E-3,1.9044692988673055E-3,3.8021813241983066E-3,6.8751306629702812E-3,1.5627816280617882E-5,2.6501993358583322E-4,1.7608695396372102E-2,null,4.0984520396596643E-3,1.6012720632065038E-3,3.8290405727179643E-3,2.6048802563777055E-3,2.2964088340461932E-6,1.0684775599246399E-4,1.2242789096788347E-2]
[2004,1,6,9,4.9055489829128189E-3,2.0554554874122354E-3,4.1205725296600297E-3,8.6788331021814095E-3,6.5167997020435214E-6,1.1051331761365367E-4,{"$f":"SUM(E131:J131)","v":1.9877440219482189E-2},null,4.2359942969318592E-3,1.7282207967937663E-3,4.1496809472184029E-3,3.2882751040694438E-3,9.5760252979443507E-7,4.4555516389022854E-5,{"$f":"SUM(M131:R131)","v":1.3447684263932291E-2}]
[2004,1,6,10,4.8212007330320833E-3,2.0673676789240369E-3,4.1182624923831995E-3,8.5936164665039103E-3,0,0,1.9600447370843231E-2,null,{"$f":"E132*V$5","v":4.1631586761490405E-3},{"$f":"F132*W$5","v":1.7382365316185588E-3},{"$f":"G132*X$5","v":4.1473545914496295E-3},{"$f":"H132*Y$5","v":3.2559878439906154E-3},{"$f":"I132*Z$5","v":0},{"$f":"J132*AA$5","v":0},1.3304737643207845E-2]
[2004,1,6,11,4.5030071642552811E-3,2.0850049600294241E-3,4.1382050792401386E-3,8.1816421366042238E-3,0,0,1.8907859340129066E-2,null,3.8883951079217408E-3,1.7530659045686891E-3,4.1674380560950911E-3,3.099897167216991E-3,0,0,1.2908796235802513E-2]
[2004,1,6,12,4.1862876631789453E-3,2.1552722242807127E-3,4.0580957473982399E-3,8.1809502805543586E-3,0,0,1.8580605915412256E-2,null,3.614904413004689E-3,1.8121464091850972E-3,4.0867628184561725E-3,3.0996350337023138E-3,0,0,1.2613448674348273E-2]
[2004,1,6,13,4.0419651375618645E-3,2.0271741026099597E-3,3.9457029563826646E-3,7.4048167170259549E-3,0,0,1.7419658913580445E-2,null,3.4902803602101435E-3,1.7044418934427849E-3,3.9735760658568889E-3,2.8055700776955352E-3,0,0,1.1973868397205351E-2]
[2004,1,6,14,3.9952677688931413E-3,2.093365220179126E-3,4.0312584856146954E-3,7.7027504124664598E-3,0,0,1.782264188715342E-2,null,3.4499566802201048E-3,1.7600951861784365E-3,4.0597359737405241E-3,2.9184525288091737E-3,0,0,1.218824036894824E-2]
[2004,1,6,15,3.7542973690811274E-3,2.0743999763973872E-3,3.9380796816740581E-3,7.841361374706611E-3,0,0,1.7608138401859184E-2,null,3.2418761487875191E-3,1.7441492662008022E-3,3.9658989390532681E-3,2.9709700701559287E-3,0,0,1.1922894424197517E-2]
[2004,1,6,16,4.0059738650512627E-3,2.1138677518926924E-3,3.8182371182824719E-3,8.454270580230688E-3,0,0,1.8392349315457114E-2,null,3.4592015093770812E-3,1.7773336532293177E-3,3.8452097876326258E-3,3.2031918513390732E-3,0,0,1.2284936801578099E-2]
[2004,1,6,17,4.7136529012566705E-3,2.2375863626022878E-3,3.63551921325665E-3,7.032378660506172E-3,3.9069540701544705E-6,6.6254983396458306E-5,1.7689299075088396E-2,null,4.0702899669311935E-3,1.8813558893167263E-3,3.6612011325868493E-3,2.6644590810162476E-3,5.7410220851154829E-7,2.6711938998115996E-5,1.2304592111057644E-2]
[2004,1,6,18,5.2258595117813285E-3,2.1627110338737362E-3,3.4322199622915175E-3,6.6353906668012086E-3,1.5627816280617882E-5,2.6501993358583322E-4,1.7736828924614239E-2,null,4.5125858829623737E-3,1.8184009379359181E-3,3.4564657415116226E-3,2.5140464943303261E-3,2.2964088340461932E-6,1.0684775599246399E-4,1.241064322156675E-2]
[2004,1,6,19,5.29259330997945E-3,2.132052690819231E-3,3.3855366553082735E-3,6.6128028405958647E-3,1.5627816280617882E-5,2.6501993358583322E-4,1.7703633246569268E-2,null,4.5702112353061177E-3,1.7926234952296595E-3,3.4094526557942604E-3,2.5054883177077786E-3,2.2964088340461932E-6,1.0684775599246399E-4,1.2386919868864326E-2]
[2004,1,6,20,6.0611863352535659E-3,1.9522034633005273E-3,3.3536269404674762E-3,8.3402957312750728E-3,1.5627816280617882E-5,2.6501993358583322E-4,1.9987960220163092E-2,null,5.2338995774393474E-3,1.641406805211998E-3,3.3773175253596181E-3,3.1600085507849213E-3,2.2964088340461932E-6,1.0684775599246399E-4,1.3521776623622394E-2]
[2004,1,6,21,5.3219232124431751E-3,2.0006892537292554E-3,3.2616300729180129E-3,8.6645532154044514E-3,1.5627816280617882E-5,2.6501993358583322E-4,1.9529443504361345E-2,null,4.5955379214728791E-3,1.6821735120957392E-3,3.2846707764610421E-3,3.2828646766969206E-3,2.2964088340461932E-6,1.0684775599246399E-4,1.2954391051553091E-2]
[2004,1,6,22,5.5672672579366519E-3,1.9009261029423019E-3,2.9494728263411603E-3,8.4041118090531011E-3,1.5627816280617882E-5,2.6501993358583322E-4,1.9102425746139663E-2,null,4.80739514298195E-3,1.5982929547207175E-3,2.9703083985797825E-3,3.1841874717672943E-3,2.2964088340461932E-6,1.0684775599246399E-4,1.2669328132876252E-2]
[2004,1,6,23,5.3515926210914999E-3,1.7885519653008594E-3,2.8164579075740945E-3,8.4757202139708453E-3,1.5627816280617882E-5,2.6501993358583322E-4,1.8712970457803749E-2,null,4.6211577748808087E-3,1.5038091174967801E-3,2.8363538400492873E-3,3.2113187845095523E-3,2.2964088340461932E-6,1.0684775599246399E-4,1.2281783681762937E-2]
[2004,1,6,24,4.9417290429810369E-3,1.8080684329545118E-3,2.7186197834400258E-3,7.5844950828309202E-3,1.5627816280617882E-5,2.6501993358583322E-4,1.7333560092072944E-2,null,4.2672361678509881E-3,1.5202185048493902E-3,2.7378245709469107E-3,2.87364742058946E-3,2.2964088340461932E-6,1.0684775599246399E-4,1.1508070829063258E-2]
[2004,1,7,1,4.2059824850522107E-3,1.8007554334152206E-3,2.6612049793755255E-3,7.8993180596222054E-3,1.5627816280617882E-5,2.6501993358583322E-4,1.6847908707331612E-2,null,3.6319111034739593E-3,1.5140697568136652E-3,2.6800041790475374E-3,2.9929289581629402E-3,2.2964088340461932E-6,1.0684775599246399E-4,1.0928058162324611E-2]
[2004,1,7,2,3.8079824275311586E-3,1.7900317789785187E-3,2.6340210024197144E-3,7.6459815073808618E-3,1.5627816280617882E-5,2.6501993358583322E-4,1.6158664466176701E-2,null,3.2882337740435109E-3,1.5050533403898434E-3,2.6526281699053174E-3,2.8969436721368019E-3,2.2964088340461932E-6,1.0684775599246399E-4,1.0452003121301982E-2]
[2004,1,7,3,3.8017186408402306E-3,1.8294017511052178E-3,2.6102772479672538E-3,7.8421063084910692E-3,1.5627816280617882E-5,2.6501993358583322E-4,1.636415169827022E-2,null,3.2828249268803513E-3,1.5381554946399521E-3,2.6287166855769642E-3,2.9712523140000922E-3,2.2964088340461932E-6,1.0684775599246399E-4,1.0530093585923869E-2]
[2004,1,7,4,3.9516893255098252E-3,1.7187510218067709E-3,2.588817272869361E-3,7.3979143847657637E-3,1.5627816280617882E-5,2.6501993358583322E-4,1.5937819754818169E-2,null,3.4123262257523394E-3,1.445120693971646E-3,2.6071051136047426E-3,2.8029548911763361E-3,2.2964088340461932E-6,1.0684775599246399E-4,1.0376651089331572E-2]
[2004,1,7,5,4.042141939804688E-3,1.8654506334827498E-3,2.5949659674549073E-3,6.3032045103453482E-3,1.5627816280617882E-5,2.6501993358583322E-4,1.5086410800954145E-2,null,3.4904330308480058E-3,1.5684652866094478E-3,2.6132972436032436E-3,2.3881863175842411E-3,2.2964088340461932E-6,1.0684775599246399E-4,1.0169526043471447E-2]
[2004,1,7,6,4.3027810057059022E-3,1.7212237721674251E-3,2.664277658932335E-3,6.1932809008055784E-3,1.5627816280617882E-5,2.6501993358583322E-4,1.5162211087477694E-2,null,3.715497666949064E-3,1.4471997750438138E-3,2.6830985645296566E-3,2.3465379687401754E-3,2.2964088340461932E-6,1.0684775599246399E-4,1.0301478140089219E-2]
[2004,1,7,7,4.9389242312023116E-3,1.722425040963626E-3,3.0490978043701323E-3,6.6567026514782772E-3,1.5627816280617882E-5,2.6501993358583322E-4,1.6647797477880796E-2,null,4.2648141827194494E-3,1.4482097982376253E-3,3.0706371442135809E-3,2.5221212744081108E-3,2.2964088340461932E-6,1.0684775599246399E-4,1.1414926564405275E-2]
[2004,1,7,8,4.7950511118498565E-3,1.9044692988673055E-3,3.8121306108404281E-3,7.2109766055284694E-3,1.5627816280617882E-5,2.6501993358583322E-4,1.8003275376952507E-2,null,4.1405781970669485E-3,1.6012720632065038E-3,3.8390601427947062E-3,2.7321270692515754E-3,2.2964088340461932E-6,1.0684775599246399E-4,1.2422181637146243E-2]
[2004,1,7,9,4.9526987293659081E-3,2.0554554874122354E-3,4.1317680213128864E-3,9.0186564346988202E-3,6.5167997020435214E-6,1.1051331761365367E-4,2.0275608790105544E-2,null,4.2767086100031918E-3,1.7282207967937663E-3,4.1609555257077265E-3,3.4170288882409642E-3,9.5760252979443507E-7,4.4555516389022854E-5,1.3628426939664467E-2]
[2004,1,7,10,4.8632496429517717E-3,2.0673676789240369E-3,4.117594838585893E-3,8.7810415739776864E-3,0,0,1.9829253734439389E-2,null,4.1994683620236355E-3,1.7382365316185588E-3,4.146682221233578E-3,3.3270003070173153E-3,0,0,1.3411387421893087E-2]
[2004,1,7,11,4.543436830953226E-3,2.0850049600294241E-3,4.1539706679352018E-3,7.9482977468116247E-3,0,0,1.8730710205729476E-2,null,3.9233065598623671E-3,1.7530659045686891E-3,4.1833150155609605E-3,3.0114866011195255E-3,0,0,1.2871174081111544E-2]
[2004,1,7,12,4.2236527103857047E-3,2.1552722242807127E-3,4.0655134072827403E-3,9.1200628830489031E-3,0,0,1.956450122499806E-2,null,3.6471695330603125E-3,1.8121464091850972E-3,4.0942328779379781E-3,3.4554502169582856E-3,0,0,1.3008999037141674E-2]
[2004,1,7,13,4.0775089406481025E-3,2.0271741026099597E-3,3.9510802915848353E-3,7.9259684288378682E-3,0,0,1.7981731763680765E-2,null,3.5209728163835548E-3,1.7044418934427849E-3,3.978991387459563E-3,3.0030263692520064E-3,0,0,1.220743246653791E-2]
[2004,1,7,14,4.0269862758541084E-3,2.093365220179126E-3,4.0300466294305361E-3,9.0650514507983494E-3,0,0,1.921544957626212E-2,null,3.4773459520552972E-3,1.7600951861784365E-3,4.0585155568004082E-3,3.4346072394544052E-3,0,0,1.2730563934488548E-2]
[2004,1,7,15,3.7841835568826533E-3,2.0743999763973872E-3,3.9504177056923192E-3,8.5353068126414969E-3,0,0,1.8344308051613856E-2,null,3.2676831933253002E-3,1.7441492662008022E-3,3.9783241209488352E-3,3.2338952215302886E-3,0,0,1.2224051802005226E-2]
[2004,1,7,16,4.0391898874447439E-3,2.1138677518926924E-3,3.8397796449714076E-3,8.8644878384880436E-3,0,0,1.8857325122796888E-2,null,3.4878839018912824E-3,1.7773336532293177E-3,3.8669044943542173E-3,3.3586168009498963E-3,0,0,1.2490738850424713E-2]
[2004,1,7,17,4.7529856090619584E-3,2.2375863626022878E-3,3.6441239306807391E-3,7.2148139493015528E-3,2.60984563188905E-6,4.4258334217195357E-5,1.789637803149562E-2,null,4.1042541830722291E-3,1.8813558893167263E-3,3.669866635182404E-3,2.733580979223829E-3,3.8350032128288657E-7,1.784357739090685E-5,1.2407284764507379E-2]
[2004,1,7,18,5.2666658971834718E-3,2.1627110338737362E-3,3.4413324992697454E-3,6.5229981401661707E-3,1.5627816280617882E-5,2.6501993358583322E-4,1.7674355320359575E-2,null,4.5478226355549949E-3,1.8184009379359181E-3,3.4656426509840775E-3,2.4714627111343378E-3,2.2964088340461932E-6,1.0684775599246399E-4,1.2412473100435837E-2]
[2004,1,7,19,5.3352673179711402E-3,2.132052690819231E-3,3.3884835549671233E-3,6.7555592121057908E-3,1.5627816280617882E-5,2.6501993358583322E-4,1.7892010525729734E-2,null,4.6070607000876698E-3,1.7926234952296595E-3,3.4124203728480608E-3,2.5595764902600761E-3,2.2964088340461932E-6,1.0684775599246399E-4,1.2480825223251975E-2]
[2004,1,7,20,6.1119532256835724E-3,1.9522034633005273E-3,3.3570842168634237E-3,8.5246978149649839E-3,1.5627816280617882E-5,2.6501993358583322E-4,2.0226586470678959E-2,null,5.2777373332305007E-3,1.641406805211998E-3,3.3807992245376483E-3,3.2298756370391386E-3,2.2964088340461932E-6,1.0684775599246399E-4,1.3638963164845795E-2]
[2004,1,7,21,5.3672261891822637E-3,2.0006892537292554E-3,3.2542269408216331E-3,8.475940047272609E-3,1.5627816280617882E-5,2.6501993358583322E-4,1.937873018087221E-2,null,4.6346575290375494E-3,1.6821735120957392E-3,3.2772153473940957E-3,3.2114020759341855E-3,2.2964088340461932E-6,1.0684775599246399E-4,1.2914592629288079E-2]
[2004,1,7,22,5.6132591746282622E-3,1.9009261029423019E-3,2.9587554805563378E-3,8.0083462882805153E-3,1.5627816280617882E-5,2.6501993358583322E-4,1.8761934796273867E-2,null,4.8471096576039084E-3,1.5982929547207175E-3,2.9796566270259683E-3,3.0342380610938169E-3,2.2964088340461932E-6,1.0684775599246399E-4,1.256844146527092E-2]
[2004,1,7,23,5.3960359432668158E-3,1.7885519653008594E-3,2.8216012408025584E-3,8.6456105919667774E-3,1.5627816280617882E-5,2.6501993358583322E-4,1.8932447491203458E-2,null,4.6595350614856519E-3,1.5038091174967801E-3,2.8415335066489461E-3,3.2756876108030958E-3,2.2964088340461932E-6,1.0684775599246399E-4,1.2389709461260983E-2]
[2004,1,7,24,4.9831096565975761E-3,1.8080684329545118E-3,2.7207792618711177E-3,8.1286825620343547E-3,1.5627816280617882E-5,2.6501993358583322E-4,1.7921287663324008E-2,null,4.3029687726815116E-3,1.5202185048493902E-3,2.7399993042969313E-3,3.0798316067286299E-3,2.2964088340461932E-6,1.0684775599246399E-4,1.1752162353382972E-2]
[2004,1,8,1,4.1905742325426308E-3,1.8007554334152206E-3,2.6572899829203694E-3,8.6968962620483075E-3,1.5627816280617882E-5,2.6501993358583322E-4,1.7626163660792976E-2,null,3.6186059117444274E-3,1.5140697568136652E-3,2.6760615263987974E-3,3.2951189548719459E-3,2.2964088340461932E-6,1.0684775599246399E-4,1.1213000314655344E-2]
[2004,1,8,2,3.7941317104697981E-3,1.7900317789785187E-3,2.6288589049008717E-3,8.4506314856186773E-3,1.5627816280617882E-5,2.6501993358583322E-4,1.6944301629834315E-2,null,3.276273530921955E-3,1.5050533403898434E-3,2.6474296064611757E-3,3.2018130548956874E-3,2.2964088340461932E-6,1.0684775599246399E-4,1.0739713697495171E-2]
[2004,1,8,3,3.7868837796403423E-3,1.8294017511052178E-3,2.6059228425056474E-3,8.7052037902507432E-3,1.5627816280617882E-5,2.6501993358583322E-4,1.72080599133684E-2,null,3.2700148647125103E-3,1.5381554946399521E-3,2.6243315198626301E-3,3.298266548314843E-3,2.2964088340461932E-6,1.0684775599246399E-4,1.0839912592356444E-2]
[2004,1,8,4,3.9360692942648403E-3,1.7187510218067709E-3,2.589114927374177E-3,8.3278257832454447E-3,1.5627816280617882E-5,2.6501993358583322E-4,1.6852408776557682E-2,null,3.3988381608074927E-3,1.445120693971646E-3,2.6074048707910554E-3,3.1552838811004032E-3,2.2964088340461932E-6,1.0684775599246399E-4,1.0715791771497106E-2]
[2004,1,8,5,4.02604622587423E-3,1.8654506334827498E-3,2.5955493650375605E-3,6.8432971505591363E-3,1.5627816280617882E-5,2.6501993358583322E-4,1.5610991124820129E-2,null,3.4765342087891581E-3,1.5684652866094478E-3,2.613884762404566E-3,2.5928190328117925E-3,2.2964088340461932E-6,1.0684775599246399E-4,1.0360847455441472E-2]
[2004,1,8,6,4.285294202724485E-3,1.7212237721674251E-3,2.6616248323452071E-3,6.9212878723617782E-3,1.5627816280617882E-5,2.6501993358583322E-4,1.5870078429465348E-2,null,3.7003976245361006E-3,1.4471997750438138E-3,2.6804269979292289E-3,2.6223685063219552E-3,2.2964088340461932E-6,1.0684775599246399E-4,1.0559537068657606E-2]
[2004,1,8,7,4.9177334414325022E-3,1.722425040963626E-3,3.0554247517457526E-3,6.723299051787859E-3,1.5627816280617882E-5,2.6501993358583322E-4,1.669953003579619E-2,null,4.2465157078851214E-3,1.4482097982376253E-3,3.0770087862098524E-3,2.5473536164269473E-3,2.2964088340461932E-6,1.0684775599246399E-4,1.1428232073586054E-2]
[2004,1,8,8,4.7754182759806169E-3,1.9044692988673055E-3,3.806681554924874E-3,6.9345468351740911E-3,1.5627816280617882E-5,2.6501993358583322E-4,1.7701763714813336E-2,null,4.1236250321787004E-3,1.6012720632065038E-3,3.8335725938314635E-3,2.6273921214564084E-3,2.2964088340461932E-6,1.0684775599246399E-4,1.2295005975499585E-2]
[2004,1,8,9,4.9337239795624287E-3,2.0554554874122354E-3,4.1231711527912321E-3,8.7819766428039875E-3,5.2040631344716196E-6,8.8251643192443688E-5,1.9987782968896799E-2,null,4.2603237095092368E-3,1.7282207967937663E-3,4.1522979274605737E-3,3.3273545900765603E-3,7.6470418773455481E-7,3.5580304885655881E-5,1.3504542032913527E-2]
[2004,1,8,10,4.8463277088004759E-3,2.0673676789240369E-3,4.1345701921797024E-3,8.6987995682641459E-3,0,0,1.9747065148168361E-2,null,4.1848560899196106E-3,1.7382365316185588E-3,4.1637774915809587E-3,3.2958400880440299E-3,0,0,1.3382710201163158E-2]
[2004,1,8,11,4.5271663713205255E-3,2.0850049600294241E-3,4.143698880196482E-3,8.409895938251177E-3,0,0,1.9165766149797606E-2,null,3.9092568430105631E-3,1.7530659045686891E-3,4.1729706661856186E-3,3.1863789885088682E-3,0,0,1.302167240227374E-2]
[2004,1,8,12,4.2086156390608639E-3,2.1552722242807127E-3,4.0876463365418329E-3,8.4718582871449472E-3,0,0,1.8923392487028359E-2,null,3.6341848602751757E-3,1.8121464091850972E-3,4.1165221579328067E-3,3.2098555604002941E-3,0,0,1.2772708987793372E-2]
[2004,1,8,13,4.0632048723084607E-3,2.0271741026099597E-3,3.9536019953558205E-3,7.4817329256052284E-3,0,0,1.752571389587947E-2,null,3.5086210995582405E-3,1.7044418934427849E-3,3.9815309049702164E-3,2.8347124348295908E-3,0,0,1.2029306332800832E-2]
[2004,1,8,14,4.0142216658210737E-3,2.093365220179126E-3,4.0339423338177638E-3,8.5992030686946313E-3,0,0,1.8740732288512595E-2,null,3.4663235740317903E-3,1.7600951861784365E-3,4.0624387810988061E-3,3.2581045208161519E-3,0,0,1.2546962062125185E-2]
[2004,1,8,15,3.7721564272749867E-3,2.0743999763973872E-3,3.9412538485204263E-3,7.8045635193202565E-3,0,0,1.7592373771513056E-2,null,3.2572976375793488E-3,1.7441492662008022E-3,3.9690955287482333E-3,2.9570279341192668E-3,0,0,1.1927570366647652E-2]
[2004,1,8,16,4.0258225107468997E-3,2.1138677518926924E-3,3.8390808613572788E-3,8.0473607308846826E-3,0,0,1.8026131854881555E-2,null,3.476341028371062E-3,1.7773336532293177E-3,3.8662007744150809E-3,3.0490200276098202E-3,0,0,1.2168895483625281E-2]
[2004,1,8,17,4.7371565887639154E-3,2.2375863626022878E-3,3.6468213487228784E-3,7.2216818893538976E-3,2.60984563188905E-6,4.4258334217195357E-5,1.7890114369292061E-2,null,4.0905856538327734E-3,1.8813558893167263E-3,3.6725831082393828E-3,2.7361831350694909E-3,3.8350032128288657E-7,1.784357739090685E-5,1.2398934864170562E-2]
[2004,1,8,18,5.2502439020056576E-3,2.1627110338737362E-3,3.4501374130188143E-3,6.6498477902879154E-3,1.5627816280617882E-5,2.6501993358583322E-4,1.7793587889052574E-2,null,4.5336420661304987E-3,1.8184009379359181E-3,3.474509764125131E-3,2.5195240739401756E-3,2.2964088340461932E-6,1.0684775599246399E-4,1.2455221006958232E-2]
[2004,1,8,19,5.318093601039576E-3,2.132052690819231E-3,3.3998089620772406E-3,6.3368466776939749E-3,1.5627816280617882E-5,2.6501993358583322E-4,1.746744968149647E-2,null,4.5922310108454205E-3,1.7926234952296595E-3,3.4238257845392904E-3,2.4009328124225417E-3,2.2964088340461932E-6,1.0684775599246399E-4,1.231875726786342E-2]
[2004,1,8,20,6.0915229033216729E-3,1.9522034633005273E-3,3.3839631489843967E-3,7.8864347632106035E-3,1.5627816280617882E-5,2.6501993358583322E-4,1.9594772028683649E-2,null,5.2600955301803356E-3,1.641406805211998E-3,3.4078680339569988E-3,2.988047677194653E-3,2.2964088340461932E-6,1.0684775599246399E-4,1.3406562211370494E-2]
[2004,1,8,21,5.3489946665497877E-3,2.0006892537292554E-3,3.3031620118294789E-3,7.9728333714569818E-3,1.5627816280617882E-5,2.6501993358583322E-4,1.8906327053431954E-2,null,4.6189144131978015E-3,1.6821735120957392E-3,3.3264961039759463E-3,3.0207827683270548E-3,2.2964088340461932E-6,1.0684775599246399E-4,1.2757510962423051E-2]
[2004,1,8,22,5.5947503296736277E-3,1.9009261029423019E-3,3.0356838306660949E-3,7.9215456051469329E-3,1.5627816280617882E-5,2.6501993358583322E-4,1.8733553618295408E-2,null,4.8311270709568838E-3,1.5982929547207175E-3,3.0571284119426494E-3,3.0013506300297674E-3,2.2964088340461932E-6,1.0684775599246399E-4,1.2597043232476526E-2]
[2004,1,8,23,5.3781504946779505E-3,1.7885519653008594E-3,2.9040041524731057E-3,8.1980272797574655E-3,1.5627816280617882E-5,2.6501993358583322E-4,1.854938164207583E-2,null,4.6440907843039543E-3,1.5038091174967801E-3,2.9245185263502746E-3,3.1061052435416613E-3,2.2964088340461932E-6,1.0684775599246399E-4,1.2287667836519179E-2]
[2004,1,8,24,4.9664565222888651E-3,1.8080684329545118E-3,2.7572133509898384E-3,7.5980806261700213E-3,1.5627816280617882E-5,2.6501993358583322E-4,1.7410466682269685E-2,null,4.2885886121320077E-3,1.5202185048493902E-3,2.776690769950537E-3,2.8787947720146181E-3,2.2964088340461932E-6,1.0684775599246399E-4,1.1573436823773061E-2]
[2004,1,9,1,3.88728298905927E-3,1.8535058010994707E-3,2.6776066722481074E-3,7.7488837408923924E-3,1.5627816280617882E-5,2.6501993358583322E-4,{"$f":"SUM(E195:J195)","v":1.6447926953165687E-2},null,3.3567106616552034E-3,1.5584221074380089E-3,2.6965217362378475E-3,2.9359317306263768E-3,2.2964088340461932E-6,1.0684775599246399E-4,{"$f":"SUM(M195:R195)","v":1.0656730400783944E-2}]
[2004,1,9,2,3.5499332961723864E-3,1.7994804153092512E-3,2.6311395903809861E-3,7.7391559118556909E-3,1.5627816280617882E-5,2.6501993358583322E-4,1.6000356963584761E-2,null,{"$f":"E196*V$5","v":3.0654055742698498E-3},{"$f":"F196*W$5","v":1.5129977254218303E-3},{"$f":"G196*X$5","v":2.6497264030872041E-3},{"$f":"H196*Y$5","v":2.932246007250732E-3},{"$f":"I196*Z$5","v":2.2964088340461932E-6},{"$f":"J196*AA$5","v":1.0684775599246399E-4},1.0269519874856125E-2]
[2004,1,9,3,3.5172758575351929E-3,1.8184665836449446E-3,2.5785666054622459E-3,8.2765117388467809E-3,1.5627816280617882E-5,2.6501993358583322E-4,1.6471468535355614E-2,null,3.0372055248357468E-3,1.5289612387015474E-3,2.5967820337585816E-3,3.135841786443366E-3,2.2964088340461932E-6,1.0684775599246399E-4,1.040793474856575E-2]
[2004,1,9,4,3.5131734640071561E-3,1.7884336493437776E-3,2.5671662159511433E-3,7.585324698275284E-3,1.5627816280617882E-5,2.6501993358583322E-4,1.5734745777443812E-2,null,3.033663063910565E-3,1.5037096377956271E-3,2.5853011099780713E-3,2.8739617489996891E-3,2.2964088340461932E-6,1.0684775599246399E-4,1.0105779725510459E-2]
[2004,1,9,5,3.6965871947413163E-3,1.8182382563106728E-3,2.5842091184149862E-3,6.4077528356842207E-3,1.5627816280617882E-5,2.6501993358583322E-4,1.4787435155017648E-2,null,3.1920427926779593E-3,1.5287692617650575E-3,2.6024644063720667E-3,2.4277980547079288E-3,2.2964088340461932E-6,1.0684775599246399E-4,9.8602186803495202E-3]
[2004,1,9,6,4.1009745897056015E-3,1.7729693748910964E-3,2.686371248113838E-3,6.6493485767343576E-3,1.5627816280617882E-5,2.6501993358583322E-4,1.5490311539311345E-2,null,3.5412356566747443E-3,1.4907073223088066E-3,2.7053482265419686E-3,2.5193349296761423E-3,2.2964088340461932E-6,1.0684775599246399E-4,1.0365770300028169E-2]
[2004,1,9,7,4.451227002239171E-3,1.7534527034629873E-3,3.0304928304840202E-3,6.7285258747888585E-3,1.5627816280617882E-5,2.6501993358583322E-4,1.6244346160841486E-2,null,3.8436823812201086E-3,1.4742977636232459E-3,3.0519007416620002E-3,2.5493339785038773E-3,2.2964088340461932E-6,1.0684775599246399E-4,1.1028359029835741E-2]
[2004,1,9,8,4.4305462846613262E-3,1.8586511640627712E-3,3.7854793993170079E-3,6.8829076846216143E-3,1.5627816280617882E-5,2.6501993358583322E-4,1.7238232282529169E-2,null,3.8258243592084332E-3,1.5627483131547882E-3,3.8122206626295192E-3,2.6078268491256935E-3,2.2964088340461932E-6,1.0684775599246399E-4,1.1917764348944943E-2]
[2004,1,9,9,4.5371205244508338E-3,1.9961333842516832E-3,4.0802113056000369E-3,8.5155575721078836E-3,5.2040631344716196E-6,8.8251643192443688E-5,1.9222478492737356E-2,null,3.9178523612772541E-3,1.6783429507302237E-3,4.1090346046816339E-3,3.2264125409433514E-3,7.6470418773455481E-7,3.5580304885655881E-5,1.2967987466705853E-2]
[2004,1,9,10,4.4913237778973839E-3,1.9981550971564814E-3,4.1182455036777145E-3,8.9107170217704763E-3,0,0,1.9518441400502056E-2,null,3.8783063781682938E-3,1.6800428008649582E-3,4.1473374827330706E-3,3.3761323206838658E-3,0,0,1.3081818982450189E-2]
[2004,1,9,11,4.3202261786933456E-3,2.0655653012101906E-3,4.044398312133617E-3,8.3675364849861E-3,0,0,1.8797726277023252E-2,null,3.7305617614145771E-3,1.7367210978532339E-3,4.0729686222045038E-3,3.1703296493922378E-3,0,0,1.2710581130864552E-2]
[2004,1,9,12,4.2748982459309337E-3,2.0334517058621772E-3,3.9728292903651232E-3,8.5215460285229874E-3,0,0,1.880272527068122E-2,null,3.6914206040554111E-3,1.709720083391895E-3,4.0008940248260957E-3,3.2286814740948187E-3,0,0,1.263071618636822E-2]
[2004,1,9,13,3.9926481699579337E-3,2.0613113316058818E-3,3.9465412455909777E-3,7.642763564342285E-3,0,0,1.7643264311497077E-2,null,3.447694628370569E-3,1.7331443729938936E-3,3.9744202768811961E-3,2.8957244434852677E-3,0,0,1.2050983721730926E-2]
[2004,1,9,14,3.7699537571451412E-3,2.0443065086866237E-3,3.9413512771024522E-3,8.6872628937268419E-3,0,0,1.8442874436661059E-2,null,3.2553956082365478E-3,1.7188467689860073E-3,3.969193645582153E-3,3.2914690211945895E-3,0,0,1.2234905043999298E-2]
[2004,1,9,15,3.706170778002445E-3,2.0642855410882002E-3,3.8829068150175519E-3,7.9295833315565431E-3,0,0,1.7582946465664738E-2,null,3.2003183198778136E-3,1.7356450793885793E-3,3.9103363219849026E-3,3.0043959997626407E-3,0,0,1.1850695721013937E-2]
[2004,1,9,16,3.8300224356066269E-3,2.0994488001220696E-3,3.7287351387460957E-3,7.9366598113494152E-3,0,0,1.7594866185824207E-2,null,3.307265558016562E-3,1.7652102419121849E-3,3.7550755510557792E-3,3.0070771680779417E-3,0,0,1.1834628519062466E-2]
[2004,1,9,17,4.3492865502590397E-3,2.2658325662127722E-3,3.5047274025127237E-3,7.0868926845703804E-3,2.60984563188905E-6,4.4258334217195357E-5,1.7253607383403997E-2,null,3.7556557047525776E-3,1.9051052124273756E-3,3.5294853864885649E-3,2.6851135982816992E-3,3.8350032128288657E-7,1.784357739090685E-5,1.1893586979662408E-2]
[2004,1,9,18,4.696820902474824E-3,2.0828932470469395E-3,3.3653460013578951E-3,6.997997647462278E-3,1.5627816280617882E-5,2.6501993358583322E-4,1.7423705548208386E-2,null,4.055755354985778E-3,1.7512903826391027E-3,3.3891193716676783E-3,2.6514326490162466E-3,2.2964088340461932E-6,1.0684775599246399E-4,1.1956741923135315E-2]
[2004,1,9,19,5.1336595244339932E-3,1.957897892840062E-3,3.3230180141070285E-3,7.2463311617321285E-3,1.5627816280617882E-5,2.6501993358583322E-4,1.794155434297966E-2,null,4.4329702024461038E-3,1.6461946644560287E-3,3.3464923723939837E-3,2.7455223616383705E-3,2.2964088340461932E-6,1.0684775599246399E-4,1.2280323765760996E-2]
[2004,1,9,20,5.7227873891021498E-3,1.8088410458242065E-3,3.2580024590420187E-3,7.4118254053516892E-3,1.5627816280617882E-5,2.6501993358583322E-4,1.8482104049186512E-2,null,4.9416884485772739E-3,1.5208681154283853E-3,3.2810175365103498E-3,2.8082255608765519E-3,2.2964088340461932E-6,1.0684775599246399E-4,1.266094382621907E-2]
[2004,1,9,21,5.0521540334163683E-3,2.0975234523271827E-3,3.1607915711976257E-3,7.0903084354443802E-3,1.5627816280617882E-5,2.6501993358583322E-4,1.7681425242252004E-2,null,4.3625893345102416E-3,1.7635914152722687E-3,3.1831199346003198E-3,2.6864077732506654E-3,2.2964088340461932E-6,1.0684775599246399E-4,1.2104852622460005E-2]
[2004,1,9,22,4.7628283946031759E-3,2.1097206068520663E-3,2.9973288218397062E-3,7.1918231455253981E-3,1.5627816280617882E-5,2.6501993358583322E-4,1.7342348718686795E-2,null,4.1127535342281854E-3,1.7738467461420942E-3,3.0185024568814018E-3,2.7248701206568316E-3,2.2964088340461932E-6,1.0684775599246399E-4,1.1739117022735022E-2]
[2004,1,9,23,4.7004633337387859E-3,2.039837485402794E-3,2.8402496287258535E-3,6.8593593941184911E-3,1.5627816280617882E-5,2.6501993358583322E-4,1.6720557591852373E-2,null,4.0589006335498808E-3,1.7150892276392015E-3,2.860313629921772E-3,2.5989047674940795E-3,2.2964088340461932E-6,1.0684775599246399E-4,1.1342352423431443E-2]
[2004,1,9,24,4.7290940352129858E-3,1.6035519165104753E-3,2.6353710645987335E-3,6.8928630097204232E-3,1.5627816280617882E-5,2.6501993358583322E-4,1.6141527775909069E-2,null,4.0836235521435615E-3,1.3482616324330568E-3,2.6539877691506915E-3,2.6115987672268842E-3,2.2964088340461932E-6,1.0684775599246399E-4,1.0806615885780703E-2]
[2004,1,10,1,4.6493347360976427E-3,1.4751907442292463E-3,2.5359412747431322E-3,6.6422555979081957E-3,1.5627816280617882E-5,2.6501993358583322E-4,1.5583370102844669E-2,null,4.0147505396924124E-3,1.2403359445279716E-3,2.5538555905323577E-3,2.5166475101333127E-3,2.2964088340461932E-6,1.0684775599246399E-4,1.0434733749712563E-2]
[2004,1,10,2,4.0538891234591472E-3,1.5645205994591171E-3,2.4836827727890121E-3,6.7715815771571862E-3,1.5627816280617882E-5,2.6501993358583322E-4,1.5154321822730916E-2,null,3.5005768502530568E-3,1.3154442183525737E-3,2.5012279257289232E-3,2.5656471155949003E-3,2.2964088340461932E-6,1.0684775599246399E-4,9.9920402747559617E-3]
[2004,1,10,3,4.0423677430645507E-3,1.5205692690073718E-3,2.4644282362149732E-3,6.6295161690467508E-3,1.5627816280617882E-5,2.6501993358583322E-4,1.4937529167200099E-2,null,3.490628014390997E-3,1.2784900717905919E-3,2.4818373718693116E-3,2.5118207383459136E-3,2.2964088340461932E-6,1.0684775599246399E-4,9.8719203612233231E-3]
[2004,1,10,4,3.804337738371172E-3,1.5275742355775369E-3,2.462623078367916E-3,6.6920052332273064E-3,1.5627816280617882E-5,2.6501993358583322E-4,1.4767188035410383E-2,null,3.2850865457619122E-3,1.2843798266315716E-3,2.4800194620835389E-3,2.5354968744810665E-3,2.2964088340461932E-6,1.0684775599246399E-4,9.6941268737845976E-3]
[2004,1,10,5,3.9818279042528994E-3,1.5112286848505694E-3,2.5161779191328259E-3,6.6175285544111456E-3,1.5627816280617882E-5,2.6501993358583322E-4,1.4907410812513892E-2,null,3.4383512125821494E-3,1.2706365367017288E-3,2.5339526232532072E-3,2.5072788172950835E-3,2.2964088340461932E-6,1.0684775599246399E-4,9.8593633546586786E-3]
[2004,1,10,6,4.1874231863843472E-3,1.4816640468577852E-3,2.5818756052638442E-3,6.711237758192286E-3,1.5627816280617882E-5,2.6501993358583322E-4,1.5242848346564714E-2,null,3.6158849495030241E-3,1.2457786779245801E-3,2.6001144088914556E-3,2.5427837795622163E-3,2.2964088340461932E-6,1.0684775599246399E-4,1.0113705980707785E-2]
[2004,1,10,7,4.3415182738957211E-3,1.5209712517858425E-3,2.8252458636710922E-3,6.4507742662093517E-3,1.5627816280617882E-5,2.6501993358583322E-4,1.5419157405428461E-2,null,3.7489477145792802E-3,1.2788280577026977E-3,2.8452038757465626E-3,2.4440982067297119E-3,2.2964088340461932E-6,1.0684775599246399E-4,1.0426222019584762E-2]
[2004,1,10,8,4.5197085779210278E-3,1.5552007744881727E-3,3.2920877210583471E-3,5.7240726338449871E-3,1.5627816280617882E-5,2.6501993358583322E-4,1.5371717457178987E-2,null,3.9028169582152007E-3,1.3076081375247948E-3,3.3153435825517661E-3,2.1687622418994001E-3,2.2964088340461932E-6,1.0684775599246399E-4,1.0803675085017669E-2]
[2004,1,10,9,4.8698598301567305E-3,1.7818536563730142E-3,3.3773244253496159E-3,5.1982370726228588E-3,5.2040631344716196E-6,8.8251643192443688E-5,1.5320730690829135E-2,null,4.2051763297555637E-3,1.4981771994799005E-3,3.4011824132616215E-3,1.9695313125286645E-3,7.6470418773455481E-7,3.5580304885655881E-5,1.111041226409914E-2]
[2004,1,10,10,5.7251874974751978E-3,1.8226917619904408E-3,3.3764647714608423E-3,4.6067036112493777E-3,0,0,1.5531047642175859E-2,null,4.9437609679661666E-3,1.5325137559570013E-3,3.400316686633157E-3,1.7454084688978153E-3,0,0,1.1621999879454141E-2]
[2004,1,10,11,5.934672440870847E-3,1.9233675367896826E-3,3.3402507011791082E-3,4.4567585163882038E-3,0,0,1.5655049195227842E-2,null,5.1246534692148561E-3,1.6171616448589518E-3,3.363846794066616E-3,1.6885966006887816E-3,0,0,1.1794258508829206E-2]
[2004,1,10,12,5.4302835487988685E-3,1.933617058049366E-3,3.2912744328642213E-3,4.5028495390834217E-3,0,0,1.5158024578795877E-2,null,4.6891082371327952E-3,1.6257794115323938E-3,3.3145245491530166E-3,1.7060597735215084E-3,0,0,1.1335471971339715E-2]
[2004,1,10,13,5.0998786068090557E-3,1.9194859131063109E-3,3.3215156134428795E-3,4.208828350782178E-3,0,0,1.4549708484140424E-2,null,4.4038000168251275E-3,1.6138979873309672E-3,3.3449793585187924E-3,1.5946597106124883E-3,0,0,1.0957337073287375E-2]
[2004,1,10,14,4.9842882896044324E-3,1.8366190730686736E-3,3.267728964711651E-3,4.4387840400751197E-3,0,0,1.4527420367459876E-2,null,4.3039865349569694E-3,1.5442237972574436E-3,3.290812751852334E-3,1.6817863507078083E-3,0,0,1.0820809434774556E-2]
[2004,1,10,15,5.0818620334122429E-3,1.8017288977030474E-3,3.2279434394359399E-3,4.348978446995052E-3,0,0,1.4460512817546282E-2,null,4.38824251196176E-3,1.5148882426614303E-3,3.250746174932909E-3,1.6477604059230017E-3,0,0,1.08016373354791E-2]
[2004,1,10,16,4.8999039687228282E-3,1.8683994355841497E-3,3.194194173469759E-3,4.4288975796237095E-3,0,0,1.4391395157400446E-2,null,4.2311197664770235E-3,1.5709446305546112E-3,3.2167584984742633E-3,1.6780405243522389E-3,0,0,1.0696863419858137E-2]
[2004,1,10,17,5.3265470638350146E-3,1.9090311552512743E-3,3.1340364399410074E-3,4.1293796561972327E-3,2.60984563188905E-6,4.4258334217195357E-5,1.4545862495073614E-2,null,4.5995306668707775E-3,1.605107658344926E-3,3.1561758005954569E-3,1.564557833853408E-3,3.8350032128288657E-7,1.784357739090685E-5,1.0943599037376758E-2]
[2004,1,10,18,6.1260120695537899E-3,1.9367089016275078E-3,3.046338299737091E-3,4.4109869931820336E-3,1.5627816280617882E-5,2.6501993358583322E-4,1.5800694013966873E-2,null,5.2898772960895271E-3,1.6283790243213359E-3,3.0678581459755768E-3,1.6712544812515088E-3,2.2964088340461932E-6,1.0684775599246399E-4,1.1766513112464457E-2]
[2004,1,10,19,6.3094099738782404E-3,1.807442334258533E-3,2.9647827634052323E-3,4.3330293597109125E-3,1.5627816280617882E-5,2.6501993358583322E-4,1.5695312181119369E-2,null,5.4482433585819525E-3,1.519692082947353E-3,2.9857264876148844E-3,1.6417175443963886E-3,2.2964088340461932E-6,1.0684775599246399E-4,1.1704523638367088E-2]
[2004,1,10,20,6.1852879288837809E-3,1.7926754392121869E-3,2.9475403244349201E-3,4.3762885969440739E-3,1.5627816280617882E-5,2.6501993358583322E-4,1.5582440039341415E-2,null,5.3410626380241792E-3,1.5072761219696255E-3,2.9683622451549697E-3,1.6581077976873622E-3,2.2964088340461932E-6,1.0684775599246399E-4,1.1583952967662646E-2]
[2004,1,10,21,5.9314910527000497E-3,1.8120670605728344E-3,2.7692390992120346E-3,4.4456411078254076E-3,1.5627816280617882E-5,2.6501993358583322E-4,1.523908607017678E-2,null,5.1219063063193751E-3,1.523580538934263E-3,2.7888014700812808E-3,1.6843843872070378E-3,2.2964088340461932E-6,1.0684775599246399E-4,1.1227816867368465E-2]
[2004,1,10,22,5.4053828771878885E-3,1.8506209477886163E-3,2.5881247603284476E-3,4.5778227535020199E-3,1.5627816280617882E-5,2.6501993358583322E-4,1.4702599088673425E-2,null,4.6676062394356383E-3,1.5559965314437582E-3,2.6064077090387381E-3,1.7344659603374263E-3,2.2964088340461932E-6,1.0684775599246399E-4,1.0673620605082071E-2]
[2004,1,10,23,5.7670367235512334E-3,1.698242922685597E-3,2.4488964493453902E-3,4.5598665715562044E-3,1.5627816280617882E-5,2.6501993358583322E-4,1.4754690417004878E-2,null,4.9798982246945338E-3,1.4278775458611793E-3,2.4661958658443507E-3,1.7276626418081501E-3,2.2964088340461932E-6,1.0684775599246399E-4,1.0710778443034722E-2]
[2004,1,10,24,5.5928026032099317E-3,1.6421633467485985E-3,2.4323003099202293E-3,4.2844443353767213E-3,1.5627816280617882E-5,2.6501993358583322E-4,1.4232358345121932E-2,null,4.8294451882112547E-3,1.3807260069428088E-3,2.4494824884983019E-3,1.6233094330676233E-3,2.2964088340461932E-6,1.0684775599246399E-4,1.0392107281546497E-2]
[2004,1,11,1,4.2383380198724539E-3,1.936830607950105E-3,2.4362660024427303E-3,4.2306970499004877E-3,1.5627816280617882E-5,2.6501993358583322E-4,1.312277943003223E-2,null,3.6598504557157031E-3,1.6284813546316257E-3,2.4534761953399352E-3,1.6029454211478192E-3,2.2964088340461932E-6,1.0684775599246399E-4,9.4538975916615923E-3]
[2004,1,11,2,4.0422509292205736E-3,1.9301859747436047E-3,2.4128413306774058E-3,4.1479676256855214E-3,1.5627816280617882E-5,2.6501993358583322E-4,1.2813893610193557E-2,null,3.490527144380604E-3,1.6228945669999472E-3,2.4298860477524999E-3,1.5716005268726089E-3,2.2964088340461932E-6,1.0684775599246399E-4,9.2240524508321684E-3]
[2004,1,11,3,3.7019229314903587E-3,1.9696697624897886E-3,2.4123387254541065E-3,4.0987298314572318E-3,1.5627816280617882E-5,2.6501993358583322E-4,1.2463309000757938E-2,null,3.1966502587368246E-3,1.6560924170808818E-3,2.4293798920413494E-3,1.5529450911666862E-3,2.2964088340461932E-6,1.0684775599246399E-4,8.9442118238522508E-3]
[2004,1,11,4,3.9364819709201398E-3,1.8791170239779898E-3,2.4188227927381101E-3,4.2575582556815443E-3,1.5627816280617882E-5,2.6501993358583322E-4,1.2772627793184235E-2,null,3.3991945115369247E-3,1.5799559466678243E-3,2.4359097638674693E-3,1.613122714937803E-3,2.2964088340461932E-6,1.0684775599246399E-4,9.1373271018365294E-3]
[2004,1,11,5,3.808319628391189E-3,1.8607730827162748E-3,2.4571143569547703E-3,4.4843036045310123E-3,1.5627816280617882E-5,2.6501993358583322E-4,1.2891158422459697E-2,null,3.2885249506121243E-3,1.5645324159818976E-3,2.474471826135592E-3,1.6990330068868255E-3,2.2964088340461932E-6,1.0684775599246399E-4,9.1357063644429484E-3]
[2004,1,11,6,4.0054193886466492E-3,1.8009248573667156E-3,2.5226018814726104E-3,4.5258479554879097E-3,1.5627816280617882E-5,2.6501993358583322E-4,1.3135441832840336E-2,null,3.4587227130393199E-3,1.5142122079629318E-3,2.5404219655436708E-3,1.7147735163951779E-3,2.2964088340461932E-6,1.0684775599246399E-4,9.3372745677676085E-3]
[2004,1,11,7,4.1888819928861953E-3,1.7279029568250217E-3,2.6770721544455787E-3,4.9263385983199419E-3,1.5627816280617882E-5,2.6501993358583322E-4,1.3800843452343191E-2,null,3.6171446446041596E-3,1.4528156134317404E-3,2.6959834425116392E-3,1.8665132024488632E-3,2.2964088340461932E-6,1.0684775599246399E-4,9.7416010678229113E-3]
[2004,1,11,8,4.6519549430361923E-3,1.6494283756185669E-3,2.8984458565672394E-3,5.1600225672696022E-3,1.5627816280617882E-5,2.6501993358583322E-4,1.4640499492358055E-2,null,4.0170131165593731E-3,1.3868344213839282E-3,2.9189209657070505E-3,1.9550524298162109E-3,2.2964088340461932E-6,1.0684775599246399E-4,1.0386965098293071E-2]
[2004,1,11,9,4.7502256900386723E-3,1.6906769575158415E-3,3.0978693154157817E-3,5.1027816394359025E-3,5.2040631344716196E-6,8.8251643192443688E-5,1.4735009308733112E-2,null,4.1018709633177516E-3,1.4215161050835682E-3,3.1197531854181464E-3,1.9333647310537955E-3,7.6470418773455481E-7,3.5580304885655881E-5,1.0612849993946651E-2]
[2004,1,11,10,5.0973598805322384E-3,1.6240270485970698E-3,3.2015683401036398E-3,5.1605861822186933E-3,0,0,1.5083541451451642E-2,null,4.4016250696008114E-3,1.3654770619599211E-3,3.2241847574618109E-3,1.9552659747690358E-3,0,0,1.094655286379158E-2]
[2004,1,11,11,5.1095387566711904E-3,1.7062734549514412E-3,3.216369698189437E-3,5.1241281065857605E-3,0,0,1.515631001639783E-2,null,4.4121416601082836E-3,1.4346295932570721E-3,3.2390906748311762E-3,1.9414525760051025E-3,0,0,1.1027314504201633E-2]
[2004,1,11,12,4.5383669550672651E-3,1.8173127176186793E-3,3.1796273385091682E-3,5.6013749123746239E-3,0,0,1.5136681923569737E-2,null,3.9189286675176188E-3,1.5279910716142436E-3,3.2020887609409149E-3,2.1222739803915679E-3,0,0,1.0771282480464345E-2]
[2004,1,11,13,4.521508483378036E-3,1.775113948524079E-3,3.1947690263985484E-3,5.3606817536083371E-3,0,0,1.4852073211909001E-2,null,3.9043711959320109E-3,1.4925104733745796E-3,3.2173374122608498E-3,2.0310790798360907E-3,0,0,1.064529816140353E-2]
[2004,1,11,14,4.0517998494578808E-3,1.7791715185711699E-3,3.1638077555391697E-3,5.1942125626545125E-3,0,0,1.4188991686222733E-2,null,3.4987727396866516E-3,1.495922066076428E-3,3.1861574257754689E-3,1.9680064881912006E-3,0,0,1.0148858719729748E-2]
[2004,1,11,15,3.8523464981925176E-3,1.7687102501280209E-3,3.1810833539452354E-3,5.2974844446760415E-3,0,0,1.4099624546941816E-2,null,3.3265426261138479E-3,1.4871262630074674E-3,3.2035550619149695E-3,2.0071346007615918E-3,0,0,1.0024358551797877E-2]
[2004,1,11,16,4.3347088030819591E-3,1.6528587616958723E-3,3.1378073984951881E-3,5.3961750621550472E-3,0,0,1.4521550025428067E-2,null,3.7430676633082209E-3,1.3897186796887843E-3,3.1599733978352573E-3,2.0445269433312266E-3,0,0,1.0337286684163489E-2]
[2004,1,11,17,5.2057091040031266E-3,1.7038923499475569E-3,3.0767011864944373E-3,5.0368005276355049E-3,1.2971090643171483E-6,2.1996659795985365E-5,{"$f":"SUM(E259:J259)","v":1.5046396936940928E-2},null,4.4951857891651998E-3,1.4326275673254654E-3,3.0984355212729619E-3,1.9083655122973551E-3,1.9060197922300642E-7,8.868365887539876E-6,{"$f":"SUM(M259:R259)","v":1.0943673357927744E-2}]
[2004,1,11,18,5.428325746601936E-3,1.7146672281246839E-3,3.0155906187910729E-3,5.4052390283327693E-3,1.5627816280617882E-5,2.6501993358583322E-4,1.5844470371716914E-2,null,{"$f":"E260*V$5","v":4.6874176538831708E-3},{"$f":"F260*W$5","v":1.4416870525162998E-3},{"$f":"G260*X$5","v":3.0368932582386372E-3},{"$f":"H260*Y$5","v":2.0479611393775638E-3},{"$f":"I260*Z$5","v":2.2964088340461932E-6},{"$f":"J260*AA$5","v":1.0684775599246399E-4},1.132310326884218E-2]
[2004,1,11,19,5.9707382804471253E-3,1.6982710537690646E-3,2.8789682058022637E-3,5.5822851416466026E-3,1.5627816280617882E-5,2.6501993358583322E-4,1.6410910431531506E-2,null,5.1557967095109628E-3,1.4279011983916198E-3,2.8993057215403223E-3,2.115041162674222E-3,2.2964088340461932E-6,1.0684775599246399E-4,1.1707188956943636E-2]
[2004,1,11,20,5.7029342960411827E-3,1.7516318234617068E-3,2.8154470240317076E-3,5.4072092233321371E-3,1.5627816280617882E-5,2.6501993358583322E-4,1.5957870116733185E-2,null,4.9245450892355068E-3,1.4727667731902492E-3,2.8353358154554948E-3,2.0487076156711285E-3,2.2964088340461932E-6,1.0684775599246399E-4,1.1390499458378889E-2]
[2004,1,11,21,5.4953171759565293E-3,1.8682529715301488E-3,2.6166724610963547E-3,5.0143688454568763E-3,1.5627816280617882E-5,2.6501993358583322E-4,1.5275259203906362E-2,null,4.7452654735008785E-3,1.5708214840181587E-3,2.6351570755674836E-3,1.899866496222044E-3,2.2964088340461932E-6,1.0684775599246399E-4,1.0960254694135073E-2]
[2004,1,11,22,5.7529875423123506E-3,1.6723899162373944E-3,2.551845520843107E-3,5.4252202783465261E-3,1.5627816280617882E-5,2.6501993358583322E-4,1.5683091007605829E-2,null,4.9677666056215687E-3,1.4061404157325783E-3,2.5698721869023729E-3,2.0555317247540599E-3,2.2964088340461932E-6,1.0684775599246399E-4,1.1108455097837089E-2]
[2004,1,11,23,5.472641346364251E-3,1.6640086346567057E-3,2.5329979177081585E-3,6.0795200979570727E-3,1.5627816280617882E-5,2.6501993358583322E-4,1.6029815746552635E-2,null,4.7256846508109676E-3,1.3990934593668305E-3,2.5508914411281245E-3,2.3034357669324615E-3,2.2964088340461932E-6,1.0684775599246399E-4,1.1088249483064893E-2]
[2004,1,11,24,4.6984306671347953E-3,1.8187150728075539E-3,2.522084547796578E-3,7.0905066244402069E-3,1.5627816280617882E-5,2.6501993358583322E-4,1.6410384662045582E-2,null,4.0571454040797313E-3,1.5291701676427136E-3,2.5399009773355193E-3,2.6864828639838554E-3,2.2964088340461932E-6,1.0684775599246399E-4,1.0921843577868328E-2]
[2004,1,12,1,3.9498748256550434E-3,1.8710934749822529E-3,2.5149267790161101E-3,7.2354074187138944E-3,1.5627816280617882E-5,2.6501993358583322E-4,1.5851950248233753E-2,null,3.4107593856161156E-3,1.5732097707844516E-3,2.5326926448722259E-3,2.7413835250243695E-3,2.2964088340461932E-6,1.0684775599246399E-4,1.0367189491123672E-2]
[2004,1,12,2,3.7118482434382355E-3,1.9483690552491407E-3,2.4953354910600294E-3,6.9725382876847956E-3,1.5627816280617882E-5,2.6501993358583322E-4,1.5408738827298655E-2,null,3.2052208723323517E-3,1.6381828464454948E-3,2.5129629607621579E-3,2.6417864929102145E-3,2.2964088340461932E-6,1.0684775599246399E-4,1.0107297337276729E-2]
[2004,1,12,3,3.3734530142995331E-3,2.0043158053417434E-3,2.5010929529597978E-3,7.3702485277535625E-3,1.5627816280617882E-5,2.6501993358583322E-4,1.5529758050221089E-2,null,2.9130129531507263E-3,1.6852227057930634E-3,2.5187610943413707E-3,2.7924727275288868E-3,2.2964088340461932E-6,1.0684775599246399E-4,1.0018613645640556E-2]
[2004,1,12,4,3.5082161750831509E-3,1.9452649649872075E-3,2.4990041033508418E-3,6.523331159842851E-3,1.5627816280617882E-5,2.6501993358583322E-4,1.4756464153130503E-2,null,3.0293823916181318E-3,1.6355729366816245E-3,2.5166574887473675E-3,2.4715888871189549E-3,2.2964088340461932E-6,1.0684775599246399E-4,9.7623458689925884E-3]
[2004,1,12,5,3.5994706248325507E-3,1.9788193703889228E-3,2.594421215481237E-3,7.3819142558103025E-3,1.5627816280617882E-5,2.6501993358583322E-4,1.5835273216379463E-2,null,3.1081815902510614E-3,1.6637853799062164E-3,2.612748643409987E-3,2.7968926907529961E-3,2.2964088340461932E-6,1.0684775599246399E-4,1.029075246914677E-2]
[2004,1,12,6,3.8174458706205375E-3,1.9665716633387297E-3,2.6890326659922757E-3,6.999760255570895E-3,1.5627816280617882E-5,2.6501993358583322E-4,1.5753458205388888E-2,null,3.2964055589131723E-3,1.6534875446250303E-3,2.7080284451240335E-3,2.6521004738601578E-3,2.2964088340461932E-6,1.0684775599246399E-4,1.0419166187348903E-2]
[2004,1,12,7,4.3260076894492717E-3,1.9065669037822708E-3,3.0923694987624989E-3,7.2423657373558549E-3,1.5627816280617882E-5,2.6501993358583322E-4,1.6847957579216345E-2,null,3.7355541581218688E-3,1.6030357231153175E-3,3.1142145171347843E-3,2.7440199239143065E-3,2.2964088340461932E-6,1.0684775599246399E-4,1.1305968487112785E-2]
[2004,1,12,8,4.5155552257797804E-3,2.0041419204153864E-3,3.8359234676931713E-3,7.0566471011445798E-3,1.5627816280617882E-5,2.6501993358583322E-4,1.7692915464899366E-2,null,3.8992304939795448E-3,1.6850765038695385E-3,3.8630210763909581E-3,2.673654016352175E-3,2.2964088340461932E-6,1.0684775599246399E-4,1.2230126255418725E-2]
[2004,1,12,9,5.028157437966127E-3,2.0545504193530554E-3,4.1023170461070161E-3,7.9314112938763115E-3,5.2040631344716196E-6,8.8251643192443688E-5,1.9209891903629425E-2,null,4.3418680162995637E-3,1.7274598182895041E-3,4.1312965038584294E-3,3.0050885863023868E-3,7.6470418773455481E-7,3.5580304885655881E-5,1.3242057933823274E-2]
[2004,1,12,10,4.7881645600814206E-3,2.1729351755796398E-3,4.1670190921652469E-3,8.1614841614048462E-3,0,0,1.9289602989231151E-2,null,4.1346315855626641E-3,1.8269973655568124E-3,4.196455616054918E-3,3.0922596234117181E-3,0,0,1.3250344190586114E-2]
[2004,1,12,11,4.7817379193822902E-3,2.1145503545625262E-3,4.1586831622868713E-3,7.6424471941632394E-3,0,0,1.8697418630394928E-2,null,4.1290821122122257E-3,1.7779075835027674E-3,4.1880607997655181E-3,2.8956045757367837E-3,0,0,1.2990655071217296E-2]
[2004,1,12,12,4.5558177819325849E-3,2.1172521484105322E-3,4.1085251398106076E-3,8.1316119375216458E-3,0,0,1.8913207007675369E-2,null,3.9339976441674753E-3,1.7801792436507825E-3,4.1375484525803382E-3,3.0809415016156408E-3,0,0,1.2932666842014238E-2]
[2004,1,12,13,4.0308878326517977E-3,2.1169398306579656E-3,4.0220268190543917E-3,7.4339413291735768E-3,0,0,1.7603795811537731E-2,null,3.480714988304193E-3,1.7799166478229967E-3,4.0504390931345837E-3,2.8166049410133505E-3,0,0,1.2127675670275125E-2]
[2004,1,12,14,3.9615426008662614E-3,2.1695159674071781E-3,4.0889852682812113E-3,8.0420620443241633E-3,0,0,1.8262105880878815E-2,null,3.420834634976536E-3,1.8241225056007571E-3,4.1178705481112422E-3,3.0470124375460315E-3,0,0,1.2409840126234566E-2]
[2004,1,12,15,3.9058781620963413E-3,2.1480985614019143E-3,3.9960774938251351E-3,7.3527356532112455E-3,0,0,1.7402789870534636E-2,null,3.3727677935297129E-3,1.8061148149947823E-3,4.0243064575064217E-3,2.7858373712914544E-3,0,0,1.1989026437322373E-2]
[2004,1,12,16,4.4986192061497107E-3,2.1064952236830442E-3,3.8846760184843678E-3,7.8854175402453264E-3,0,0,1.8375207988562448E-2,null,3.8846060589131353E-3,1.7711348536664513E-3,3.9121180234026436E-3,2.9876622672077775E-3,0,0,1.2555521203190008E-2]
[2004,1,12,17,5.0317354153793046E-3,2.2212927999415606E-3,3.6583496659102362E-3,7.1597009552315568E-3,1.2971090643171483E-6,2.1996659795985365E-5,1.8094372605322963E-2,null,4.3449576382704304E-3,1.8676563107967446E-3,3.684192863398775E-3,2.7126995215235369E-3,1.9060197922300642E-7,8.868365887539876E-6,1.2618565301856248E-2]
[2004,1,12,18,5.1592806092434886E-3,2.1781388283112616E-3,3.4773359919647493E-3,6.4424854235336677E-3,1.5627816280617882E-5,2.6501993358583322E-4,1.7537888602919618E-2,null,4.4550942846869022E-3,1.8313725811356248E-3,3.5019004784083898E-3,2.4409576929427662E-3,2.2964088340461932E-6,1.0684775599246399E-4,1.2338469202000192E-2]
[2004,1,12,19,5.7181405275514435E-3,2.0197937216277924E-3,3.4015543237907596E-3,6.7683162432804912E-3,1.5627816280617882E-5,2.6501993358583322E-4,1.8188452566116935E-2,null,4.9376758336597618E-3,1.6982364912923834E-3,3.425583475781578E-3,2.5644099312906519E-3,2.2964088340461932E-6,1.0684775599246399E-4,1.2735049896850884E-2]
[2004,1,12,20,5.5421242299006947E-3,2.1061143755398428E-3,3.3897316171424678E-3,8.18265048319778E-3,1.5627816280617882E-5,2.6501993358583322E-4,1.9501268455647234E-2,null,4.7856838679057254E-3,1.7708146376921663E-3,3.4136772515445746E-3,3.1002792140844473E-3,2.2964088340461932E-6,1.0684775599246399E-4,1.3179599136053422E-2]
[2004,1,12,21,5.4917233699767684E-3,2.0722846977366846E-3,3.3453968250458559E-3,8.1085952367831223E-3,1.5627816280617882E-5,2.6501993358583322E-4,1.9298647879408881E-2,null,4.7421621833925592E-3,1.7423707462596856E-3,3.3690292710180972E-3,3.0722208310917103E-3,2.2964088340461932E-6,1.0684775599246399E-4,1.3034927196588561E-2]
[2004,1,12,22,5.1556934558572211E-3,1.9990676883215185E-3,3.1083369277442826E-3,7.9458776046625115E-3,1.5627816280617882E-5,2.6501993358583322E-4,1.8489623426451982E-2,null,4.4519967391646017E-3,1.6808101047740167E-3,3.1302947427211147E-3,3.0105696468373608E-3,2.2964088340461932E-6,1.0684775599246399E-4,1.2382815398323602E-2]
[2004,1,12,23,4.8881093629912905E-3,1.936097408622489E-3,2.9443461147012685E-3,7.9876411770988687E-3,1.5627816280617882E-5,2.6501993358583322E-4,1.8036841813280365E-2,null,4.2209349975984769E-3,1.6278648828403652E-3,2.9651454709863937E-3,3.0263932159603755E-3,2.2964088340461932E-6,1.0684775599246399E-4,1.194948273221212E-2]
[2004,1,12,24,4.4765871085290301E-3,1.9482351632281419E-3,2.7570480366452938E-3,7.4621516241504615E-3,1.5627816280617882E-5,2.6501993358583322E-4,1.6924669682419378E-2,null,3.8655811057028561E-3,1.6380702704366092E-3,2.7765242877976514E-3,2.8272933837519979E-3,2.2964088340461932E-6,1.0684775599246399E-4,1.1216613212515623E-2]
[2004,1,13,1,3.7202690921954405E-3,1.8007554334152206E-3,2.6497265905570996E-3,8.3762920647061229E-3,1.5627816280617882E-5,2.6501993358583322E-4,1.6827690930740331E-2,null,3.2124923657849899E-3,1.5140697568136652E-3,2.6684447049594748E-3,3.1736470025981438E-3,2.2964088340461932E-6,1.0684775599246399E-4,1.0677797994982783E-2]
[2004,1,13,2,3.4535315257674154E-3,1.7900317789785187E-3,2.6091700131690926E-3,8.1377994053503135E-3,1.5627816280617882E-5,2.6501993358583322E-4,1.6271180473131787E-2,null,2.9821616089008365E-3,1.5050533403898434E-3,2.6276016290859173E-3,3.0832858371016088E-3,2.2964088340461932E-6,1.0684775599246399E-4,1.0307246580304715E-2]
[2004,1,13,3,3.0535066980376482E-3,1.8294017511052178E-3,2.5927225098780495E-3,7.8428059576991574E-3,1.5627816280617882E-5,2.6501993358583322E-4,1.5599084666586525E-2,null,2.6367358686224711E-3,1.5381554946399521E-3,2.6110379378646432E-3,2.9715174002214136E-3,2.2964088340461932E-6,1.0684775599246399E-4,9.8665908661749891E-3]
[2004,1,13,4,3.0244349419704291E-3,1.7187510218067709E-3,2.564445174548255E-3,7.1641236485246122E-3,1.5627816280617882E-5,2.6501993358583322E-4,1.475240253671652E-2,null,2.6116320946449841E-3,1.445120693971646E-3,2.5825608466809491E-3,2.7143752113400438E-3,2.2964088340461932E-6,1.0684775599246399E-4,9.4628330114641321E-3]
[2004,1,13,5,3.1802945741189245E-3,1.8654506334827498E-3,2.5741474121979586E-3,6.4172410426124446E-3,1.5627816280617882E-5,2.6501993358583322E-4,1.4317781412278529E-2,null,2.7462185629898374E-3,1.5684652866094478E-3,2.5923316225696293E-3,2.4313929889873418E-3,2.2964088340461932E-6,1.0684775599246399E-4,9.4475526259827636E-3]
[2004,1,13,6,3.5219015199561676E-3,1.7212237721674251E-3,2.6444598150468682E-3,6.7058172897131972E-3,1.5627816280617882E-5,2.6501993358583322E-4,1.487405014675011E-2,null,3.0411998340767782E-3,1.4471997750438138E-3,2.6631407240610035E-3,2.5407300482204187E-3,2.2964088340461932E-6,1.0684775599246399E-4,9.8014145462285221E-3]
[2004,1,13,7,4.0333316474002673E-3,1.722425040963626E-3,2.991727899658402E-3,6.4569020667233417E-3,1.5627816280617882E-5,2.6501993358583322E-4,1.5485034404612089E-2,null,3.4828252486182442E-3,1.4482097982376253E-3,3.0128619688435591E-3,2.4464199351966177E-3,2.2964088340461932E-6,1.0684775599246399E-4,1.0499461115722555E-2]
[2004,1,13,8,3.8915174949495698E-3,1.9044692988673055E-3,3.7359704184804728E-3,6.8856844866836851E-3,1.5627816280617882E-5,2.6501993358583322E-4,1.6698289448847482E-2,null,3.3603672030258257E-3,1.6012720632065038E-3,3.7623619420233999E-3,2.6088789363109327E-3,2.2964088340461932E-6,1.0684775599246399E-4,1.1442024309393173E-2]
[2004,1,13,9,4.3482740029043314E-3,2.0554554874122354E-3,4.0347210104991083E-3,8.779317390070521E-3,5.2040631344716196E-6,8.8251643192443688E-5,1.9311223597213111E-2,null,3.7547813592236964E-3,1.7282207967937663E-3,4.0632229584832251E-3,3.326347040506712E-3,7.6470418773455481E-7,3.5580304885655881E-5,1.2908917164080791E-2]
[2004,1,13,10,4.3846428542877961E-3,2.0673676789240369E-3,4.0299872623001595E-3,8.214353537914991E-3,0,0,1.8696351333426984E-2,null,3.7861862534736448E-3,1.7382365316185588E-3,4.058455770290635E-3,3.1122910092557764E-3,0,0,1.2695169564638616E-2]
[2004,1,13,11,3.9362588693440852E-3,2.0850049600294241E-3,4.0367933212071662E-3,7.952712065223853E-3,0,0,1.801076921580453E-2,null,3.3990018609269534E-3,1.7530659045686891E-3,4.0653099083427522E-3,3.0131591178237261E-3,0,0,1.223053679166212E-2]
[2004,1,13,12,3.7118462887120382E-3,2.1552722242807127E-3,3.9729664285111394E-3,8.6943342583126072E-3,0,0,1.85344191998165E-2,null,3.2052191844052606E-3,1.8121464091850972E-3,4.0010321317390457E-3,3.2941482514373425E-3,0,0,1.2312545976766745E-2]
[2004,1,13,13,3.4739898427153851E-3,2.0271741026099597E-3,3.8748112674382366E-3,7.6166660882038472E-3,0,0,1.6992641300967427E-2,null,2.9998275855771038E-3,1.7044418934427849E-3,3.9021835860955636E-3,2.8858365149982568E-3,0,0,1.1492289580113708E-2]
[2004,1,13,14,3.5157417380504491E-3,2.093365220179126E-3,3.9287290004055642E-3,8.456457489255052E-3,0,0,1.7994293447890192E-2,null,3.0358807961640278E-3,1.7600951861784365E-3,3.9564822029992171E-3,3.2040204372117379E-3,0,0,1.1956478622553418E-2]
[2004,1,13,15,3.6961310275539054E-3,2.0743999763973872E-3,3.8747893290543229E-3,7.0651082358195632E-3,0,0,1.6710428568825177E-2,null,3.191648887406388E-3,1.7441492662008022E-3,3.9021614927352154E-3,2.6768598089024352E-3,0,0,1.1514819455244841E-2]
[2004,1,13,16,3.8641381291511694E-3,2.1138677518926924E-3,3.7563746787521992E-3,6.6633599555615819E-3,0,0,1.6397740515357643E-2,null,3.3367248262440186E-3,1.7773336532293177E-3,3.7829103414223188E-3,2.5246436235556993E-3,0,0,1.1421612444451355E-2]
[2004,1,13,17,4.392974159010782E-3,2.2375863626022878E-3,3.5861280015148378E-3,6.5215903364712856E-3,1.2971090643171483E-6,2.1996659795985365E-5,1.6761572628459495E-2,null,3.7933804246898526E-3,1.8813558893167263E-3,3.6114610130161501E-3,2.4709293161736556E-3,1.9060197922300642E-7,8.868365887539876E-6,1.1766185611063146E-2]
[2004,1,13,18,4.7760566536521904E-3,2.1627110338737362E-3,3.4096723850565933E-3,5.9902447706988143E-3,1.5627816280617882E-5,2.6501993358583322E-4,1.6619332593147781E-2,null,4.1241762781626858E-3,1.8184009379359181E-3,3.433758884397905E-3,2.2696107316339722E-3,2.2964088340461932E-6,1.0684775599246399E-4,1.175509099695699E-2]
[2004,1,13,19,4.913972753790072E-3,2.132052690819231E-3,3.3756131853610784E-3,6.2142443998541626E-3,1.5627816280617882E-5,2.6501993358583322E-4,1.6916530779690991E-2,null,4.2432683136665811E-3,1.7926234952296595E-3,3.399459084785921E-3,2.3544807130243487E-3,2.2964088340461932E-6,1.0684775599246399E-4,1.1898975771533019E-2]
[2004,1,13,20,5.4656311248474192E-3,1.9522034633005273E-3,3.3326892834236004E-3,7.7826958532834336E-3,1.5627816280617882E-5,2.6501993358583322E-4,1.881386747472143E-2,null,4.7196312491491017E-3,1.641406805211998E-3,3.3562319611840168E-3,2.9487426150024702E-3,2.2964088340461932E-6,1.0684775599246399E-4,1.2775156795374096E-2]
[2004,1,13,21,5.2812607049081018E-3,2.0006892537292554E-3,3.2116216768629238E-3,8.0122876712278007E-3,1.5627816280617882E-5,2.6501993358583322E-4,1.8786507056594529E-2,null,4.5604254089656156E-3,1.6821735120957392E-3,3.2343091126832472E-3,3.0357313898937339E-3,2.2964088340461932E-6,1.0684775599246399E-4,1.2621783588464844E-2]
[2004,1,13,22,5.0200000401749937E-3,1.9009261029423019E-3,3.0031994603985594E-3,8.0290041891539314E-3,1.5627816280617882E-5,2.6501993358583322E-4,1.8233777542536234E-2,null,4.3348240155890606E-3,1.5982929547207175E-3,3.0244145666186591E-3,3.0420650189745156E-3,2.2964088340461932E-6,1.0684775599246399E-4,1.2108740720729462E-2]
[2004,1,13,23,4.7153310632921906E-3,1.7885519653008594E-3,2.8742418751784874E-3,8.3806406979129635E-3,1.5627816280617882E-5,2.6501993358583322E-4,1.8039413351550952E-2,null,4.0717390778944222E-3,1.5038091174967801E-3,2.8945460033219035E-3,3.1752946321979333E-3,2.2964088340461932E-6,1.0684775599246399E-4,1.1754532995737548E-2]
[2004,1,13,24,4.3932512007194757E-3,1.8080684329545118E-3,2.7309249964872183E-3,8.1121574629599204E-3,1.5627816280617882E-5,2.6501993358583322E-4,1.7325049842987578E-2,null,3.7936196531843853E-3,1.5202185048493902E-3,2.750216710089189E-3,3.0735705032785493E-3,2.2964088340461932E-6,1.0684775599246399E-4,1.1246769536228024E-2]
[2004,1,14,1,3.6741899142400027E-3,1.8007554334152206E-3,2.6616958491335278E-3,8.3712164711210926E-3,1.5627816280617882E-5,2.6501993358583322E-4,1.6788505417776295E-2,null,3.172702500123381E-3,1.5140697568136652E-3,2.6804985163920896E-3,3.171723938998749E-3,2.2964088340461932E-6,1.0684775599246399E-4,1.0648138877154392E-2]
[2004,1,14,2,3.4103928961807597E-3,1.7900317789785187E-3,2.6239434187717149E-3,8.2804849965142143E-3,1.5627816280617882E-5,2.6501993358583322E-4,1.6385500840311658E-2,null,2.9449109383758785E-3,1.5050533403898434E-3,2.6424793965110645E-3,3.1373471920798208E-3,2.2964088340461932E-6,1.0684775599246399E-4,1.0338935032183116E-2]
[2004,1,14,3,3.0150076589050678E-3,1.8294017511052178E-3,2.6011453005785777E-3,8.5773079009245808E-3,1.5627816280617882E-5,2.6501993358583322E-4,1.6303510361379892E-2,null,2.6034915343448972E-3,1.5381554946399521E-3,2.619520228575656E-3,3.2498087817196615E-3,2.2964088340461932E-6,1.0684775599246399E-4,1.0120120204106676E-2]
[2004,1,14,4,2.9868135369043518E-3,1.7187510218067709E-3,2.5676062921759324E-3,7.9081264964140016E-3,1.5627816280617882E-5,2.6501993358583322E-4,1.546194509716751E-2,null,2.5791456068211811E-3,1.445120693971646E-3,2.5857442949753467E-3,2.9962663380926169E-3,2.2964088340461932E-6,1.0684775599246399E-4,9.7154210986872998E-3]
[2004,1,14,5,3.1395690755564457E-3,1.8654506334827498E-3,2.5833639305277976E-3,6.560864200023879E-3,1.5627816280617882E-5,2.6501993358583322E-4,1.4429895589457325E-2,null,2.7110516570530564E-3,1.5684652866094478E-3,2.601613247935456E-3,2.4858095732589259E-3,2.2964088340461932E-6,1.0684775599246399E-4,9.476083929683396E-3]
[2004,1,14,6,3.4744071919395234E-3,1.7212237721674251E-3,2.6552223485419297E-3,6.7161707881034823E-3,1.5627816280617882E-5,2.6501993358583322E-4,1.4847671850618813E-2,null,3.0001879711199731E-3,1.4471997750438138E-3,2.673979285903268E-3,2.5446528279992166E-3,2.2964088340461932E-6,1.0684775599246399E-4,9.7751640248927799E-3]
[2004,1,14,7,3.9749267182902798E-3,1.722425040963626E-3,2.9758235510803847E-3,6.6879804624632002E-3,1.5627816280617882E-5,2.6501993358583322E-4,1.5641803522663943E-2,null,3.4323919642938231E-3,1.4482097982376253E-3,2.9968452692715791E-3,2.5339719513321388E-3,2.2964088340461932E-6,1.0684775599246399E-4,1.0520563147961676E-2]
[2004,1,14,8,3.8387554794983253E-3,1.9044692988673055E-3,3.7334973842464095E-3,6.8523842855819396E-3,1.5627816280617882E-5,2.6501993358583322E-4,1.6609754198060427E-2,null,3.3148066353249216E-3,1.6012720632065038E-3,3.7598714378594658E-3,2.5962620071737826E-3,2.2964088340461932E-6,1.0684775599246399E-4,1.1381356308391183E-2]
[2004,1,14,9,4.2916600917066328E-3,2.0554554874122354E-3,4.0269971542232358E-3,8.0288388477944943E-3,5.2040631344716196E-6,8.8251643192443688E-5,{"$f":"SUM(E323:J323)","v":1.8496407287463514E-2},null,3.7058946381256512E-3,1.7282207967937663E-3,4.0554445395872265E-3,3.0420023737007204E-3,7.6470418773455481E-7,3.5580304885655881E-5,{"$f":"SUM(M323:R323)","v":1.2567907357280753E-2}]
[2004,1,14,10,4.3328907456915569E-3,2.0673676789240369E-3,4.0234138431014827E-3,7.7085591347505833E-3,0,0,1.8132231402467659E-2,null,{"$f":"E324*V$5","v":3.7414977512017344E-3},{"$f":"F324*W$5","v":1.7382365316185588E-3},{"$f":"G324*X$5","v":4.0518359153528848E-3},{"$f":"H324*Y$5","v":2.920653363489188E-3},{"$f":"I324*Z$5","v":0},{"$f":"J324*AA$5","v":0},1.2452223561662368E-2]
[2004,1,14,11,3.8895724612320812E-3,2.0850049600294241E-3,4.0375763632696168E-3,6.9107369171626173E-3,0,0,1.6922890701693741E-2,null,3.3586876454955025E-3,1.7530659045686891E-3,4.0660984819460635E-3,2.6183709132242346E-3,0,0,1.179622294523449E-2]
[2004,1,14,12,3.6676673028875543E-3,2.1552722242807127E-3,3.9663106726957617E-3,7.5410325113292849E-3,0,0,1.7330282711193312E-2,null,3.1670701550818138E-3,1.8121464091850972E-3,3.9943293585448826E-3,2.8571801271013823E-3,0,0,1.1830726049913176E-2]
[2004,1,14,13,3.4344032180228345E-3,2.0271741026099597E-3,3.8532485963205252E-3,7.1671647660793893E-3,0,0,1.6481990683032709E-2,null,2.9656441094735066E-3,1.7044418934427849E-3,3.8804685926415628E-3,2.7155274435613787E-3,0,0,1.1266082039119234E-2]
[2004,1,14,14,3.4798442032425566E-3,2.093365220179126E-3,3.9244183708388404E-3,8.2927891919584561E-3,0,0,1.7790416986218978E-2,null,3.0048828888452317E-3,1.7600951861784365E-3,3.9521411224200517E-3,3.1420090606834165E-3,0,0,1.1859128258127136E-2]
[2004,1,14,15,3.6540776401940483E-3,2.0743999763973872E-3,3.879123798867434E-3,7.7513806311120771E-3,0,0,1.7358982046570947E-2,null,3.1553353352140609E-3,1.7441492662008022E-3,3.906526581972279E-3,2.936877763560795E-3,0,0,1.1742888946947937E-2]
[2004,1,14,16,3.8190130923006116E-3,2.1138677518926924E-3,3.7607170451526835E-3,8.2017627507833344E-3,0,0,1.7895360640129324E-2,null,3.2977588716865125E-3,1.7773336532293177E-3,3.7872833830295779E-3,3.1075205555117984E-3,0,0,1.1969896463457207E-2]
[2004,1,14,17,4.3427323425922083E-3,2.2375863626022878E-3,3.5855189194267424E-3,6.9412303371143014E-3,0,0,1.7107067961735542E-2,null,3.7499960759537804E-3,1.8813558893167263E-3,3.6108476282697179E-3,2.6299243965651983E-3,0,0,1.1872123990105421E-2]
[2004,1,14,18,4.7263801105676779E-3,2.1627110338737362E-3,3.407051134898924E-3,6.2412460530140747E-3,1.5627816280617882E-5,2.6501993358583322E-4,1.681803608222086E-2,null,4.0812800490290539E-3,1.8184009379359181E-3,3.4311191172881456E-3,2.3647112201454199E-3,2.2964088340461932E-6,1.0684775599246399E-4,1.1804655489225047E-2]
[2004,1,14,19,4.8601044200618938E-3,2.132052690819231E-3,3.3738233108328913E-3,6.1430367559140693E-3,1.5627816280617882E-5,2.6501993358583322E-4,1.6789664927494532E-2,null,4.1967524282371192E-3,1.7926234952296595E-3,3.3976565662829539E-3,2.3275012423938099E-3,2.2964088340461932E-6,1.0684775599246399E-4,1.1823677896970052E-2]
[2004,1,14,20,5.4045808655030676E-3,1.9522034633005273E-3,3.3322206763001009E-3,6.7160750235119287E-3,1.5627816280617882E-5,2.6501993358583322E-4,1.7685727778482076E-2,null,4.6669136937216296E-3,1.641406805211998E-3,3.3557600437409628E-3,2.5446165442824368E-3,2.2964088340461932E-6,1.0684775599246399E-4,1.2317841251783536E-2]
[2004,1,14,21,5.2165211464529158E-3,2.0006892537292554E-3,3.2502590928984052E-3,7.1738301943151559E-3,1.5627816280617882E-5,2.6501993358583322E-4,1.7921947437262182E-2,null,4.5045221040842893E-3,1.6821735120957392E-3,3.2732194699256222E-3,2.7180528708241895E-3,2.2964088340461932E-6,1.0684775599246399E-4,1.2287112121756349E-2]
[2004,1,14,22,4.9648534042531639E-3,1.9009261029423019E-3,2.9998615213042848E-3,7.9613939559506752E-3,1.5627816280617882E-5,2.6501993358583322E-4,1.8107682734316875E-2,null,4.2872043024695843E-3,1.5982929547207175E-3,3.0210530477610773E-3,3.0164485514142954E-3,2.2964088340461932E-6,1.0684775599246399E-4,1.2032143021192184E-2]
[2004,1,14,23,4.6642870597662011E-3,1.7885519653008594E-3,2.8603486952866208E-3,8.4961595051871105E-3,1.5627816280617882E-5,2.6501993358583322E-4,1.8089994975407239E-2,null,4.0276620319650439E-3,1.5038091174967801E-3,2.8805546796700147E-3,3.2190629145855618E-3,2.2964088340461932E-6,1.0684775599246399E-4,1.174023290854391E-2]
[2004,1,14,24,4.3448061489588258E-3,1.8080684329545118E-3,2.7106523967944983E-3,7.7888066532732442E-3,1.5627816280617882E-5,2.6501993358583322E-4,1.6932981381847529E-2,null,3.7517868300513402E-3,1.5202185048493902E-3,2.7298009013417561E-3,2.9510579022347357E-3,2.2964088340461932E-6,1.0684775599246399E-4,1.1062008303303731E-2]
[2004,1,15,1,4.1392128887012096E-3,1.8007554334152206E-3,2.6539652426013703E-3,8.4354991956785159E-3,1.5627816280617882E-5,2.6501993358583322E-4,1.7310080510262765E-2,null,3.5742548390402607E-3,1.5140697568136652E-3,2.6727132995548598E-3,3.1960796652000974E-3,2.2964088340461932E-6,1.0684775599246399E-4,1.1066261725435391E-2]
[2004,1,15,2,3.7479622862904198E-3,1.7900317789785187E-3,2.6274703101744996E-3,8.2011311638372168E-3,1.5627816280617882E-5,2.6501993358583322E-4,1.6647243289147101E-2,null,3.2364057366755408E-3,1.5050533403898434E-3,2.6460312024680515E-3,3.1072812570247178E-3,2.2964088340461932E-6,1.0684775599246399E-4,1.0603915701384662E-2]
[2004,1,15,3,3.7374339121949707E-3,1.8294017511052178E-3,2.6056803726343253E-3,8.2678838084716925E-3,1.5627816280617882E-5,2.6501993358583322E-4,1.6721047594272655E-2,null,3.2273143724307575E-3,1.5381554946399521E-3,2.624087337143346E-3,3.1325727975922133E-3,2.2964088340461932E-6,1.0684775599246399E-4,1.0631274166632778E-2]
[2004,1,15,4,3.8840023979125182E-3,1.7187510218067709E-3,2.5873313378140649E-3,7.7350996474976862E-3,1.5627816280617882E-5,2.6501993358583322E-4,1.6205832154897487E-2,null,3.3538778359232394E-3,1.445120693971646E-3,2.6056086816542354E-3,2.9307091516680849E-3,2.2964088340461932E-6,1.0684775599246399E-4,1.0444460528043714E-2]
[2004,1,15,5,3.9723930742939211E-3,1.8654506334827498E-3,2.5963207469334327E-3,6.8242456535682191E-3,1.5627816280617882E-5,2.6501993358583322E-4,1.5539057858144776E-2,null,3.430204135458271E-3,1.5684652866094478E-3,2.6146615934719212E-3,2.5856007164191497E-3,2.2964088340461932E-6,1.0684775599246399E-4,1.0308075896785299E-2]
[2004,1,15,6,4.227004626979565E-3,1.7212237721674251E-3,2.6664762069886147E-3,6.8653389641286401E-3,1.5627816280617882E-5,2.6501993358583322E-4,1.5760691320130697E-2,null,3.6500639490828291E-3,1.4471997750438138E-3,2.6853126434992704E-3,2.601170333724691E-3,2.2964088340461932E-6,1.0684775599246399E-4,1.0492890866177114E-2]
[2004,1,15,7,4.8470974848320745E-3,1.722425040963626E-3,3.0501805182439638E-3,6.7794570614176592E-3,1.5627816280617882E-5,2.6501993358583322E-4,1.6679807855323771E-2,null,4.1855207998004263E-3,1.4482097982376253E-3,3.0717275065603633E-3,2.568631014296639E-3,2.2964088340461932E-6,1.0684775599246399E-4,1.1383233283721561E-2]
[2004,1,15,8,4.7099752851731142E-3,1.9044692988673055E-3,3.8142564005624181E-3,7.3782892931740706E-3,1.5627816280617882E-5,2.6501993358583322E-4,1.8087638027643356E-2,null,4.067114305897024E-3,1.6012720632065038E-3,3.8412009494529168E-3,2.795519248695802E-3,2.2964088340461932E-6,1.0684775599246399E-4,1.2414250732078755E-2]
[2004,1,15,9,4.8704740556871256E-3,2.0554554874122354E-3,4.140007684563342E-3,8.812996437014985E-3,5.2040631344716196E-6,8.8251643192443688E-5,1.9972389371004606E-2,null,4.2057067201059289E-3,1.7282207967937663E-3,4.1692533953255522E-3,3.3391075084512369E-3,7.6470418773455481E-7,3.5580304885655881E-5,1.3478633429749873E-2]
[2004,1,15,10,4.7899206664972502E-3,2.0673676789240369E-3,4.1451332721399014E-3,8.1373700493927066E-3,0,0,1.9139791666953895E-2,null,4.1361480023364384E-3,1.7382365316185588E-3,4.1744151909150363E-3,3.0831231607959856E-3,0,0,1.3131922885666019E-2]
[2004,1,15,11,4.4729313198993651E-3,2.0850049600294241E-3,4.1443807100190553E-3,7.7979448901667713E-3,0,0,1.8500261880114617E-2,null,3.862424292909835E-3,1.7530659045686891E-3,4.1736573125687642E-3,2.9545202383020716E-3,0,0,1.2743667748349358E-2]
[2004,1,15,12,4.1584917285667038E-3,2.1552722242807127E-3,4.0700842164307013E-3,8.3483841182297597E-3,0,0,1.8732232287507877E-2,null,3.5909023245726964E-3,1.8121464091850972E-3,4.0988359760507137E-3,3.1630731150117056E-3,0,0,1.2664957824820213E-2]
[2004,1,15,13,4.015524319046713E-3,2.0271741026099597E-3,3.9562345790400315E-3,7.0128521217885653E-3,0,0,1.701178512248527E-2,null,3.4674484290997776E-3,1.7044418934427849E-3,3.9841820856684551E-3,2.6570607786894503E-3,0,0,1.1813133186900469E-2]
[2004,1,15,14,3.9716723705787247E-3,2.093365220179126E-3,4.0400866903542061E-3,7.9170596037050744E-3,0,0,1.8022183884817133E-2,null,3.4295818000503516E-3,1.7600951861784365E-3,4.0686265424034942E-3,2.99965095373868E-3,0,0,1.2257954482370962E-2]
[2004,1,15,15,3.7320649537680205E-3,2.0743999763973872E-3,3.9556261186367179E-3,7.4111657349497408E-3,0,0,1.7173256783751867E-2,null,3.2226782190957802E-3,1.7441492662008022E-3,3.9835693269984901E-3,2.8079756220041161E-3,0,0,1.1758372434299188E-2]
[2004,1,15,16,3.9812644768334581E-3,2.1138677518926924E-3,3.8322793307340314E-3,7.7725459599564577E-3,0,0,1.769995751941664E-2,null,3.4378646869468329E-3,1.7773336532293177E-3,3.8593511966352814E-3,2.9448969780207354E-3,0,0,1.2019446514832166E-2]
[2004,1,15,17,4.6843932900587915E-3,2.2375863626022878E-3,3.647044118617633E-3,6.5133816720707059E-3,0,0,1.7082405443349418E-2,null,4.045023978028345E-3,1.8813558893167263E-3,3.6728074518181508E-3,2.4678191806901994E-3,0,0,1.2067006499853421E-2]
[2004,1,15,18,5.1955033740915552E-3,2.1627110338737362E-3,3.4647782972635297E-3,6.0420344485800064E-3,1.5627816280617882E-5,2.6501993358583322E-4,1.7145674903675277E-2,null,4.4863730316426417E-3,1.8184009379359181E-3,3.4892540740392047E-3,2.2892330364322629E-3,2.2964088340461932E-6,1.0684775599246399E-4,1.2192405244876536E-2]
[2004,1,15,19,5.2608479802227128E-3,2.132052690819231E-3,3.4089413822182956E-3,6.252553506353768E-3,1.5627816280617882E-5,2.6501993358583322E-4,1.7335043309480457E-2,null,4.5427988016983481E-3,1.7926234952296595E-3,3.4330227176325801E-3,2.3689954386422584E-3,2.2964088340461932E-6,1.0684775599246399E-4,1.2246584618029355E-2]
[2004,1,15,20,6.0234207454553605E-3,1.9522034633005273E-3,3.3913368269026531E-3,7.9409713643640561E-3,1.5627816280617882E-5,2.6501993358583322E-4,1.9588580149889047E-2,null,5.2012885845489094E-3,1.641406805211998E-3,3.4152938007765525E-3,3.0087107485686593E-3,2.2964088340461932E-6,1.0684775599246399E-4,1.3375844103932628E-2]
[2004,1,15,21,5.2882223572061227E-3,2.0006892537292554E-3,3.3130173840373671E-3,8.1895360054969127E-3,1.5627816280617882E-5,2.6501993358583322E-4,1.9072112750336108E-2,null,4.566436870584765E-3,1.6821735120957392E-3,3.3364210961910924E-3,3.1028880315704132E-3,2.2964088340461932E-6,1.0684775599246399E-4,1.2797063675268517E-2]
[2004,1,15,22,5.5330538822587275E-3,1.9009261029423019E-3,2.9857941493603357E-3,8.2433265796191778E-3,1.5627816280617882E-5,2.6501993358583322E-4,1.8943748464046992E-2,null,4.7778515251819254E-3,1.5982929547207175E-3,3.0068863015351452E-3,3.1232684448860453E-3,2.2964088340461932E-6,1.0684775599246399E-4,1.2615443391150342E-2]
[2004,1,15,23,5.3185313284294196E-3,1.7885519653008594E-3,2.9007453392207029E-3,7.8642202965478643E-3,1.5627816280617882E-5,2.6501993358583322E-4,1.8152696679365296E-2,null,4.5926089931535062E-3,1.5038091174967801E-3,2.9212366922928227E-3,2.9796309607055542E-3,2.2964088340461932E-6,1.0684775599246399E-4,1.2106429928475172E-2]
[2004,1,15,24,4.9109459444079875E-3,1.8080684329545118E-3,2.7948918018467208E-3,7.9930228502834936E-3,1.5627816280617882E-5,2.6501993358583322E-4,1.778757677935916E-2,null,4.2406546312173648E-3,1.5202185048493902E-3,2.8146353877229633E-3,3.0284322483674847E-3,2.2964088340461932E-6,1.0684775599246399E-4,1.1713084936983711E-2]
[2004,1,16,1,4.7269549884359314E-3,1.8535058010994707E-3,2.7445664395874692E-3,8.3346623400353051E-3,1.5627816280617882E-5,2.6501993358583322E-4,1.7940337319024627E-2,null,4.0817764622500486E-3,1.5584221074380089E-3,2.7639545186384164E-3,3.1578741463152058E-3,2.2964088340461932E-6,1.0684775599246399E-4,1.1671171399468189E-2]
[2004,1,16,2,4.3392104511053064E-3,1.7994804153092512E-3,2.6915720539584286E-3,7.8067472388693758E-3,1.5627816280617882E-5,2.6501993358583322E-4,1.6917657909108812E-2,null,3.7469548847833536E-3,1.5129977254218303E-3,2.7105857717539834E-3,2.9578553115492848E-3,2.2964088340461932E-6,1.0684775599246399E-4,1.1037537858334962E-2]
[2004,1,16,3,4.3414827646244452E-3,1.8184665836449446E-3,2.6453706556534727E-3,8.3140251105857394E-3,1.5627816280617882E-5,2.6501993358583322E-4,1.739999286437505E-2,null,3.7489170519416962E-3,1.5289612387015474E-3,2.6640579989988845E-3,3.1500550205160334E-3,2.2964088340461932E-6,1.0684775599246399E-4,1.1201135474984671E-2]
[2004,1,16,4,4.3655108862609895E-3,1.7884336493437776E-3,2.6275645399430141E-3,7.7378947539602592E-3,1.5627816280617882E-5,2.6501993358583322E-4,1.6800051579374489E-2,null,3.769665593353253E-3,1.5037096377956271E-3,2.646126097891503E-3,2.9317681741064575E-3,2.2964088340461932E-6,1.0684775599246399E-4,1.0960413667973349E-2]
[2004,1,16,5,4.6041636332479156E-3,1.8182382563106728E-3,2.6408734417716962E-3,6.7811409656241498E-3,1.5627816280617882E-5,2.6501993358583322E-4,1.6125064046820882E-2,null,3.975744806649268E-3,1.5287692617650575E-3,2.6595290160416757E-3,2.5692690194540888E-3,2.2964088340461932E-6,1.0684775599246399E-4,1.0842456268736598E-2]
[2004,1,16,6,5.1417377445496038E-3,1.7729693748910964E-3,2.7557572790650395E-3,6.8492166319954273E-3,1.5627816280617882E-5,2.6501993358583322E-4,1.6800328780367614E-2,null,4.4399458323823825E-3,1.4907073223088066E-3,2.7752244120887049E-3,2.5950618324147791E-3,2.2964088340461932E-6,1.0684775599246399E-4,1.1410083564021182E-2]
[2004,1,16,7,5.4076082569161511E-3,1.7534527034629873E-3,3.0912849314866037E-3,6.5896864034715799E-3,1.5627816280617882E-5,2.6501993358583322E-4,1.7122680045203773E-2,null,4.6695278787608719E-3,1.4742977636232459E-3,3.1131222882931939E-3,2.4967298586159145E-3,2.2964088340461932E-6,1.0684775599246399E-4,1.1862821954119734E-2]
[2004,1,16,8,5.5223899683422943E-3,1.8586511640627712E-3,3.8827499593523081E-3,7.3351323198476018E-3,1.5627816280617882E-5,2.6501993358583322E-4,1.8879571161471424E-2,null,4.7686431208442395E-3,1.5627483131547882E-3,3.9101783582648521E-3,2.7791677416111977E-3,2.2964088340461932E-6,1.0684775599246399E-4,1.3129881698701586E-2]
[2004,1,16,9,5.6021256841321532E-3,1.9961333842516832E-3,4.1897877464117392E-3,8.7840095040301533E-3,5.2040631344716196E-6,8.8251643192443688E-5,2.0665512025152644E-2,null,4.8374957688402378E-3,1.6783429507302237E-3,4.2193851119054059E-3,3.3281248096304252E-3,7.6470418773455481E-7,3.5580304885655881E-5,1.4099693650179683E-2]
[2004,1,16,10,5.4251418097542928E-3,1.9981550971564814E-3,4.2417294742871812E-3,8.6419283892386223E-3,0,0,2.0306954770436578E-2,null,4.6846682901778266E-3,1.6800428008649582E-3,4.2716937648847788E-3,3.2742924813638527E-3,0,0,1.3910697337291417E-2]
[2004,1,16,11,5.238134945039487E-3,2.0655653012101906E-3,4.1423572256021474E-3,8.4204074763003338E-3,0,0,1.9866464948152158E-2,null,4.5231858515805759E-3,1.7367210978532339E-3,4.1716195339175218E-3,3.1903616470604921E-3,0,0,1.3621888130411822E-2]
[2004,1,16,12,5.1667205671105179E-3,2.0334517058621772E-3,4.0850375864436642E-3,8.4372727563209026E-3,0,0,1.9722482615737259E-2,null,4.4615187683081908E-3,1.709720083391895E-3,4.1138949791850715E-3,3.1967516397889912E-3,0,0,1.3481885470674148E-2]
[2004,1,16,13,4.8102556928988037E-3,2.0613113316058818E-3,4.0689944739527775E-3,7.0737510704903181E-3,0,0,1.8014312568947782E-2,null,4.1537075163001116E-3,1.7331443729938936E-3,4.097738535448597E-3,2.6801344447597935E-3,0,0,1.2664724869502396E-2]
[2004,1,16,14,4.4745281914668755E-3,2.0443065086866237E-3,4.0543486726292606E-3,7.906738100399581E-3,0,0,1.847992147318234E-2,null,3.8638032086798068E-3,1.7188467689860073E-3,4.0829892737206499E-3,2.9957402964007145E-3,0,0,1.2661379547787179E-2]
[2004,1,16,15,4.4438752427593022E-3,2.0642855410882002E-3,3.9878809087042803E-3,7.3359781233974866E-3,0,0,1.7832019815949271E-2,null,3.8373340578545458E-3,1.7356450793885793E-3,4.0160519703293521E-3,2.7794882034432524E-3,0,0,1.2368519311015728E-2]
[2004,1,16,16,4.5860805692375418E-3,2.0994488001220696E-3,3.8278803790206262E-3,7.8429197157634453E-3,0,0,1.8356329464143683E-2,null,3.9601298864261067E-3,1.7652102419121849E-3,3.8549211699869315E-3,2.9715605013856234E-3,0,0,1.2551821799710847E-2]
[2004,1,16,17,5.2112230881410388E-3,2.2658325662127722E-3,3.6086649336229469E-3,6.6885047906601672E-3,0,0,1.7774225378636925E-2,null,4.4999471737610782E-3,1.9051052124273756E-3,3.6341571498040861E-3,2.5341706111445986E-3,0,0,1.257338014713714E-2]
[2004,1,16,18,5.5703785038019975E-3,2.0828932470469395E-3,3.4628611805630127E-3,6.5767079342242598E-3,1.5627816280617882E-5,2.6501993358583322E-4,1.7973488615502659E-2,null,4.8100817372424215E-3,1.7512903826391027E-3,3.4873234145037964E-3,2.4918125181379452E-3,2.2964088340461932E-6,1.0684775599246399E-4,1.2649652217349774E-2]
[2004,1,16,19,6.125983151088395E-3,1.957897892840062E-3,3.4111590900355831E-3,7.0307672116150417E-3,1.5627816280617882E-5,2.6501993358583322E-4,1.8806455095445533E-2,null,5.2898523246836934E-3,1.6461946644560287E-3,3.4352560917109763E-3,2.6638485280527564E-3,2.2964088340461932E-6,1.0684775599246399E-4,1.3144295773729962E-2]
[2004,1,16,20,6.5369630803876564E-3,1.8088410458242065E-3,3.3527491491578982E-3,7.0141475515271955E-3,1.5627816280617882E-5,2.6501993358583322E-4,1.8993348576763405E-2,null,5.6447379129693524E-3,1.5208681154283853E-3,3.3764335331845571E-3,2.6575515969029656E-3,2.2964088340461932E-6,1.0684775599246399E-4,1.3308735323311768E-2]
[2004,1,16,21,6.0548987556026069E-3,2.0975234523271827E-3,3.2490123057347881E-3,6.8258148769603458E-3,1.5627816280617882E-5,2.6501993358583322E-4,1.8507897140491371E-2,null,5.228470184799351E-3,1.7635914152722687E-3,3.2719638752477329E-3,2.5861952707967144E-3,2.2964088340461932E-6,1.0684775599246399E-4,1.2959364910942576E-2]
[2004,1,16,22,5.7300876180642387E-3,2.1097206068520663E-3,3.0822279332054841E-3,6.9466066944954639E-3,1.5627816280617882E-5,2.6501993358583322E-4,1.81492906024837E-2,null,4.947992274786618E-3,1.7738467461420942E-3,3.1040013098525467E-3,2.6319614148969154E-3,2.2964088340461932E-6,1.0684775599246399E-4,1.2566945910504683E-2]
[2004,1,16,23,5.6810769479263652E-3,2.039837485402794E-3,2.9192529538430941E-3,6.9682685589422828E-3,1.5627816280617882E-5,2.6501993358583322E-4,1.7889083695980985E-2,null,4.9056710341026516E-3,1.7150892276392015E-3,2.9398750478184647E-3,2.6401687589867905E-3,2.2964088340461932E-6,1.0684775599246399E-4,1.2309948233373617E-2]
[2004,1,16,24,5.7454593954089812E-3,1.6035519165104753E-3,2.6888544456498457E-3,7.083730276554694E-3,1.5627816280617882E-5,2.6501993358583322E-4,1.7402243783990447E-2,null,4.961265969819089E-3,1.3482616324330568E-3,2.7078489658031221E-3,2.6839154109880321E-3,2.2964088340461932E-6,1.0684775599246399E-4,1.1810436143869809E-2]
[2004,1,17,1,5.0650681103643382E-3,1.4751907442292463E-3,2.5609606694504674E-3,6.9112393402578874E-3,1.5627816280617882E-5,2.6501993358583322E-4,{"$f":"SUM(E387:J387)","v":1.6293106614168388E-2},null,4.3737407788220373E-3,1.2403359445279716E-3,2.5790517264529483E-3,2.6185612735337869E-3,2.2964088340461932E-6,1.0684775599246399E-4,{"$f":"SUM(M387:R387)","v":1.0920833888163253E-2}]
[2004,1,17,2,4.4236476120449626E-3,1.5645205994591171E-3,2.5066371095697712E-3,6.4681695412568954E-3,1.5627816280617882E-5,2.6501993358583322E-4,1.5243622612197198E-2,null,{"$f":"E388*V$5","v":3.8198672812216256E-3},{"$f":"F388*W$5","v":1.3154442183525737E-3},{"$f":"G388*X$5","v":2.5243444158063373E-3},{"$f":"H388*Y$5","v":2.4506890063445705E-3},{"$f":"I388*Z$5","v":2.2964088340461932E-6},{"$f":"J388*AA$5","v":1.0684775599246399E-4},1.0219489086551615E-2]
[2004,1,17,3,4.4360013095685238E-3,1.5205692690073718E-3,2.4913458972683888E-3,6.4767531699709332E-3,1.5627816280617882E-5,2.6501993358583322E-4,1.5205317395681669E-2,null,3.8305348318745914E-3,1.2784900717905919E-3,2.5089451838087987E-3,2.4539412099842338E-3,2.2964088340461932E-6,1.0684775599246399E-4,1.0181055462284724E-2]
[2004,1,17,4,4.1633786579336769E-3,1.5275742355775369E-3,2.4938877281086326E-3,6.2740610321410876E-3,1.5627816280617882E-5,2.6501993358583322E-4,1.4739549403627386E-2,null,3.5951222406310442E-3,1.2843798266315716E-3,2.5115049705697135E-3,2.3771443062105034E-3,2.2964088340461932E-6,1.0684775599246399E-4,9.8772955088693402E-3]
[2004,1,17,5,4.363382397263897E-3,1.5112286848505694E-3,2.53135492725215E-3,6.0918483649300033E-3,1.5627816280617882E-5,2.6501993358583322E-4,1.4778462124163071E-2,null,3.7678276202162664E-3,1.2706365367017288E-3,2.5492368443111326E-3,2.3081067558645128E-3,2.2964088340461932E-6,1.0684775599246399E-4,1.0004951921920149E-2]
[2004,1,17,6,4.5969042966771505E-3,1.4816640468577852E-3,2.6011425538179501E-3,6.3338628604305237E-3,1.5627816280617882E-5,2.6501993358583322E-4,1.5294221507649863E-2,null,3.9694762914595557E-3,1.2457786779245801E-3,2.6195174624114494E-3,2.3998022903918745E-3,2.2964088340461932E-6,1.0684775599246399E-4,1.0343718887013969E-2]
[2004,1,17,7,4.7648213814701183E-3,1.5209712517858425E-3,2.8498418089927921E-3,6.0500622053711673E-3,1.5627816280617882E-5,2.6501993358583322E-4,1.5466344397486374E-2,null,4.1144744998187106E-3,1.2788280577026977E-3,2.8699735709638201E-3,2.2922746288315068E-3,2.2964088340461932E-6,1.0684775599246399E-4,1.0664694922143244E-2]
[2004,1,17,8,4.9601445335806004E-3,1.5552007744881727E-3,3.2887467801720081E-3,5.7451422783295252E-3,1.5627816280617882E-5,2.6501993358583322E-4,1.582988211643676E-2,null,4.2831381420085539E-3,1.3076081375247948E-3,3.3119790406969554E-3,2.1767452030411103E-3,2.2964088340461932E-6,1.0684775599246399E-4,1.1188614688097924E-2]
[2004,1,17,9,5.3424271936615125E-3,1.7818536563730142E-3,3.3630533650293578E-3,5.0088002768376647E-3,5.2040631344716196E-6,8.8251643192443688E-5,1.5589590198228464E-2,null,4.6132433297376438E-3,1.4981771994799005E-3,3.3868105397704233E-3,1.8977566520367406E-3,7.6470418773455481E-7,3.5580304885655881E-5,1.1432332730098098E-2]
[2004,1,17,10,5.8181159835562152E-3,1.8226917619904408E-3,3.3613716075226096E-3,4.9606204967994564E-3,0,0,1.5962799849868724E-2,null,5.0240057149726399E-3,1.5325137559570013E-3,3.3851169020457234E-3,1.8795020814793967E-3,0,0,1.182113845445476E-2]
[2004,1,17,11,5.934672440870847E-3,1.9233675367896826E-3,3.3309239772703883E-3,4.8415073779987773E-3,0,0,1.6030471332929695E-2,null,5.1246534692148561E-3,1.6171616448589518E-3,3.354454184611159E-3,1.8343719702641121E-3,0,0,1.1930641268949079E-2]
[2004,1,17,12,5.8957598605899435E-3,1.933617058049366E-3,3.2765122444691807E-3,4.8002334306237729E-3,0,0,1.5906122593732263E-2,null,5.0910520377088278E-3,1.6257794115323938E-3,3.2996580781756925E-3,1.8187339124743171E-3,0,0,1.1835223439891232E-2]
[2004,1,17,13,5.5564890291317538E-3,1.9194859131063109E-3,3.3117887579456593E-3,4.6612196312439246E-3,0,0,1.5448983331427649E-2,null,4.798088026508828E-3,1.6138979873309672E-3,3.3351837908779792E-3,1.7660637423902808E-3,0,0,1.1513233547108056E-2]
[2004,1,17,14,5.3843154453900189E-3,1.8366190730686736E-3,3.2532074189357022E-3,4.7971731260513534E-3,0,0,1.5271315063445748E-2,null,4.6494142855365685E-3,1.5442237972574436E-3,3.2761886234340472E-3,1.817574410589919E-3,0,0,1.1287401116817978E-2]
[2004,1,17,15,5.5119507503801268E-3,1.8017288977030474E-3,3.2209585862968044E-3,4.4280240837774746E-3,0,0,1.4962662318157453E-2,null,4.7596287438792561E-3,1.5148882426614303E-3,3.2437119796161285E-3,1.6777095703390825E-3,0,0,1.1195938536495897E-2]
[2004,1,17,16,5.3052354265238251E-3,1.8683994355841497E-3,3.1644625286303251E-3,4.3470514303103058E-3,0,0,1.4685148821048606E-2,null,4.5811278388849736E-3,1.5709446305546112E-3,3.1868168242938934E-3,1.6470302892224067E-3,0,0,1.0985919582955885E-2]
[2004,1,17,17,5.7785610799863767E-3,1.9090311552512743E-3,3.1161685788563477E-3,3.935011034078984E-3,0,0,1.4738771848172981E-2,null,4.9898496303996068E-3,1.605107658344926E-3,3.1381817179341638E-3,1.4909145809415536E-3,0,0,1.1224053587620251E-2]
[2004,1,17,18,6.6146774763737905E-3,1.9367089016275078E-3,3.0593816305472953E-3,3.9548899299211024E-3,1.5627816280617882E-5,2.6501993358583322E-4,1.5846305688336147E-2,null,5.7118451295792442E-3,1.6283790243213359E-3,3.0809936170689196E-3,1.4984463859116939E-3,2.2964088340461932E-6,1.0684775599246399E-4,1.2028808321707702E-2]
[2004,1,17,19,6.6620028077144754E-3,1.807442334258533E-3,2.9437016111085266E-3,4.152588859000949E-3,1.5627816280617882E-5,2.6501993358583322E-4,1.5846383361948935E-2,null,5.7527110620891097E-3,1.519692082947353E-3,2.9644964145118472E-3,1.5733514404208135E-3,2.2964088340461932E-6,1.0684775599246399E-4,1.1919395164795631E-2]
[2004,1,17,20,6.4431395222192787E-3,1.7926754392121869E-3,2.9260785560921137E-3,4.2422550076839502E-3,1.5627816280617882E-5,2.6501993358583322E-4,1.5684796275073982E-2,null,5.5637202615905837E-3,1.5072761219696255E-3,2.9467488672700508E-3,1.6073245518887587E-3,2.2964088340461932E-6,1.0684775599246399E-4,1.1734213967545528E-2]
[2004,1,17,21,6.3621191366168735E-3,1.8120670605728344E-3,2.8171331839431145E-3,4.227609143296663E-3,1.5627816280617882E-5,2.6501993358583322E-4,1.5499576274295938E-2,null,5.4937582873971829E-3,1.523580538934263E-3,2.8370338866841806E-3,1.601775461282305E-3,2.2964088340461932E-6,1.0684775599246399E-4,1.156529233912444E-2]
[2004,1,17,22,5.8417779221735557E-3,1.8506209477886163E-3,2.6085343834812988E-3,4.2407349503974538E-3,1.5627816280617882E-5,2.6501993358583322E-4,1.4822315953707376E-2,null,5.0444380534094869E-3,1.5559965314437582E-3,2.6269615092030765E-3,1.6067486257852035E-3,2.2964088340461932E-6,1.0684775599246399E-4,1.0943288884668034E-2]
[2004,1,17,23,6.2508005329510868E-3,1.698242922685597E-3,2.4855179397814758E-3,4.2206464316013135E-3,1.5627816280617882E-5,2.6501993358583322E-4,1.4935855576885926E-2,null,5.3976334761042591E-3,1.4278775458611793E-3,2.5030760566497538E-3,1.5991373979326508E-3,2.2964088340461932E-6,1.0684775599246399E-4,1.1036868641374351E-2]
[2004,1,17,24,6.0873278214911876E-3,1.6421633467485985E-3,2.473800622716319E-3,4.237977435651203E-3,1.5627816280617882E-5,2.6501993358583322E-4,1.4721916976473761E-2,null,5.2564730319092966E-3,1.3807260069428088E-3,2.4912759664856305E-3,1.6057038462644496E-3,2.2964088340461932E-6,1.0684775599246399E-4,1.0843323016428694E-2]
[2004,1,18,1,4.1561614542657528E-3,1.936830607950105E-3,2.4312768735951546E-3,4.2905955253986173E-3,1.5627816280617882E-5,2.6501993358583322E-4,1.309551221107608E-2,null,3.5888901076559969E-3,1.6284813546316257E-3,2.4484518224468532E-3,1.6256400234559E-3,2.2964088340461932E-6,1.0684775599246399E-4,9.4006074730168844E-3]
[2004,1,18,2,3.9627352323789132E-3,1.9301859747436047E-3,2.411919421198597E-3,4.2474538475272949E-3,1.5627816280617882E-5,2.6501993358583322E-4,1.2832942225714862E-2,null,3.421864485112276E-3,1.6228945669999472E-3,2.4289576257500388E-3,1.6092943115817546E-3,2.2964088340461932E-6,1.0684775599246399E-4,9.1921551542705256E-3]
[2004,1,18,3,3.6270108660973149E-3,1.9696697624897886E-3,2.4084957895436731E-3,4.2221063100490071E-3,1.5627816280617882E-5,2.6501993358583322E-4,1.2507930478046237E-2,null,3.1319628847279943E-3,1.6560924170808818E-3,2.4255098089851429E-3,1.5996905232085951E-3,2.2964088340461932E-6,1.0684775599246399E-4,8.9223997988291219E-3]
[2004,1,18,4,3.8510247528212686E-3,1.8791170239779898E-3,2.4130302776425821E-3,4.2542182298298623E-3,1.5627816280617882E-5,2.6501993358583322E-4,1.2678038034138155E-2,null,3.3254012847728259E-3,1.5799559466678243E-3,2.430076329470825E-3,1.6118572310039924E-3,2.2964088340461932E-6,1.0684775599246399E-4,9.0564349567419759E-3]
[2004,1,18,5,3.7240153441612761E-3,1.8607730827162748E-3,2.4573123686658523E-3,4.2705073074970129E-3,1.5627816280617882E-5,2.6501993358583322E-4,1.2593255852906868E-2,null,3.2157272946415614E-3,1.5645324159818976E-3,2.4746712366347126E-3,1.618028909607615E-3,2.2964088340461932E-6,1.0684775599246399E-4,8.982104021692295E-3]
[2004,1,18,6,3.9175417863494977E-3,1.8009248573667156E-3,2.5155764065611227E-3,4.9930534305752698E-3,1.5627816280617882E-5,2.6501993358583322E-4,1.3507744230719057E-2,null,3.3828394584932107E-3,1.5142122079629318E-3,2.5333468614955044E-3,1.8917904164930212E-3,2.2964088340461932E-6,1.0684775599246399E-4,9.4313331092711773E-3]
[2004,1,18,7,4.0948240725228926E-3,1.7279029568250217E-3,2.6753636308376196E-3,5.6046103273285743E-3,1.5627816280617882E-5,2.6501993358583322E-4,1.438334873738056E-2,null,3.5359246189499379E-3,1.4528156134317404E-3,2.6942628496054864E-3,2.1234998288805467E-3,2.2964088340461932E-6,1.0684775599246399E-4,9.9156470756942196E-3]
[2004,1,18,8,4.5464438981050303E-3,1.6494283756185669E-3,2.9126576957038213E-3,5.4956621766471935E-3,1.5627816280617882E-5,2.6501993358583322E-4,1.4884839895941065E-2,null,3.9259031946834453E-3,1.3868344213839282E-3,2.9332331996661681E-3,2.0822210662517385E-3,2.2964088340461932E-6,1.0684775599246399E-4,1.0437336046811789E-2]
[2004,1,18,9,4.6467089192756316E-3,1.6906769575158415E-3,3.0989548233301962E-3,5.5922391628690921E-3,3.9069540701544705E-6,6.6254983396458306E-5,1.5098741800457373E-2,null,4.0124831186307596E-3,1.4215161050835682E-3,3.1208463615430846E-3,2.1188125867569207E-3,5.7410220851154829E-7,2.6711938998115996E-5,1.070094421322096E-2]
[2004,1,18,10,4.9877530239785745E-3,1.6240270485970698E-3,3.2015729102727025E-3,5.8174471630465805E-3,0,0,1.5630800145894928E-2,null,4.306978370345908E-3,1.3654770619599211E-3,3.2241893599153164E-3,2.2041404011649162E-3,0,0,1.1100785193386061E-2]
[2004,1,18,11,4.9956745519386964E-3,1.7062734549514412E-3,3.2121710866585412E-3,5.829695983931355E-3,0,0,1.5743815077480034E-2,null,4.313818694920985E-3,1.4346295932570721E-3,3.2348624036020886E-3,2.2087812892077436E-3,0,0,1.1192091980987889E-2]
[2004,1,18,12,4.4516469872538282E-3,1.8173127176186793E-3,3.1754063217886569E-3,5.9560640127795618E-3,0,0,1.5400430039440728E-2,null,3.8440450427964343E-3,1.5279910716142436E-3,3.197837926248183E-3,2.2566601731912879E-3,0,0,1.082653421385015E-2]
[2004,1,18,13,4.4410420627923703E-3,1.775113948524079E-3,3.1834581888630386E-3,5.9491244899957628E-3,0,0,1.5348738690175251E-2,null,3.8348875764874432E-3,1.4925104733745796E-3,3.2059466730661535E-3,2.2540308957601602E-3,0,0,1.0787375618688338E-2]
[2004,1,18,14,3.9803427498584865E-3,1.7791715185711699E-3,3.1561211771408307E-3,6.2438489282062894E-3,0,0,1.5159484373776776E-2,null,3.4370687657924608E-3,1.495922066076428E-3,3.1784165480942018E-3,2.3656974091402754E-3,0,0,1.0477104789103365E-2]
[2004,1,18,15,3.7865514773695918E-3,1.7687102501280209E-3,3.1748072606472052E-3,6.220616737087379E-3,0,0,1.4950685725232197E-2,null,3.2697279181284154E-3,1.4871262630074674E-3,3.1972346332380473E-3,2.3568950926571883E-3,0,0,1.031098390703112E-2]
[2004,1,18,16,4.2573680820824755E-3,1.6528587616958723E-3,3.1329338908512353E-3,6.234535560864762E-3,0,0,1.5277696295494345E-2,null,3.6762831190674909E-3,1.3897186796887843E-3,3.1550654629134318E-3,2.3621687188654849E-3,0,0,1.0583235980535191E-2]
[2004,1,18,17,5.1145295778859054E-3,1.7038923499475569E-3,3.0660270642620014E-3,6.1169307042984464E-3,0,0,1.6001379696393911E-2,null,4.416451287894323E-3,1.4326275673254654E-3,3.0876859952453559E-3,2.3176100647916472E-3,0,0,1.1254374915256792E-2]
[2004,1,18,18,5.3389638380181847E-3,1.7146672281246839E-3,3.0117388087148754E-3,5.8057627293966229E-3,1.4330707842352461E-5,2.4302328440657027E-4,1.6128486596503289E-2,null,4.6102526848975896E-3,1.4416870525162998E-3,3.0330142383280666E-3,2.1997133506819829E-3,2.1058069468175314E-6,9.7979394385254833E-5,1.138475252775601E-2]
[2004,1,18,19,5.8729027396298688E-3,1.6982710537690646E-3,2.8773056538732062E-3,6.0982909609518842E-3,1.5627816280617882E-5,2.6501993358583322E-4,1.6827418158090472E-2,null,5.0713146679733688E-3,1.4279011983916198E-3,2.897631425064745E-3,2.3105477554614517E-3,2.2964088340461932E-6,1.0684775599246399E-4,1.1816539211717695E-2]
[2004,1,18,20,5.6071079262957832E-3,1.7516318234617068E-3,2.8186701290711575E-3,6.1215769419258716E-3,1.5627816280617882E-5,2.6501993358583322E-4,1.6579634570620966E-2,null,4.8417979885234134E-3,1.4727667731902492E-3,2.83858168905117E-3,2.3193704520854197E-3,2.2964088340461932E-6,1.0684775599246399E-4,1.158166106767676E-2]
[2004,1,18,21,5.4027823105676307E-3,1.8682529715301488E-3,2.6273047147431171E-3,6.4073658757222741E-3,1.5627816280617882E-5,2.6501993358583322E-4,1.658635362242962E-2,null,4.6653606221947188E-3,1.5708214840181587E-3,2.6458644372426834E-3,2.4276514415867683E-3,2.2964088340461932E-6,1.0684775599246399E-4,1.1418842149868838E-2]
[2004,1,18,22,5.6516951247690354E-3,1.6723899162373944E-3,2.5657352497686402E-3,6.4497574243703214E-3,1.5627816280617882E-5,2.6501993358583322E-4,1.662022546501184E-2,null,4.8802995138586503E-3,1.4061404157325783E-3,2.5838600352097217E-3,2.4437129411456534E-3,2.2964088340461932E-6,1.0684775599246399E-4,1.1423157070773111E-2]
[2004,1,18,23,5.3733861780456207E-3,1.6640086346567057E-3,2.5451025899593527E-3,7.0668708338949464E-3,1.5627816280617882E-5,2.6501993358583322E-4,1.6930015986423075E-2,null,4.6399767456604454E-3,1.3990934593668305E-3,2.5630816228204845E-3,2.6775276299449103E-3,2.2964088340461932E-6,1.0684775599246399E-4,1.1388823622619181E-2]
[2004,1,18,24,4.6170735149240055E-3,1.8187150728075539E-3,2.5316513884935639E-3,7.754805238325487E-3,1.5627816280617882E-5,2.6501993358583322E-4,1.7002892964417059E-2,null,3.9868926282986836E-3,1.5291701676427136E-3,2.5495353998046298E-3,2.9381752940592491E-3,2.2964088340461932E-6,1.0684775599246399E-4,1.1112917654631784E-2]
[2004,1,19,1,3.7422595935142867E-3,1.8710934749822529E-3,2.4880673827564065E-3,7.4732582807758444E-3,1.5627816280617882E-5,2.6501993358583322E-4,1.5855326481895242E-2,null,3.2314814001413428E-3,1.5732097707844516E-3,2.5056435093187552E-3,2.8315015234916035E-3,2.2964088340461932E-6,1.0684775599246399E-4,1.0250980368562663E-2]
[2004,1,19,2,3.5180813989740796E-3,1.9483690552491407E-3,2.4684246663140507E-3,7.2501308435904098E-3,1.5627816280617882E-5,2.6501993358583322E-4,1.5465653713994132E-2,null,3.037901118530347E-3,1.6381828464454948E-3,2.485862033422933E-3,2.7469620020958911E-3,2.2964088340461932E-6,1.0684775599246399E-4,1.0018052165321175E-2]
[2004,1,19,3,3.1937186486500858E-3,2.0043158053417434E-3,2.4734599237843553E-3,7.6541439343894534E-3,1.5627816280617882E-5,2.6501993358583322E-4,1.560628606203209E-2,null,2.7578103956988087E-3,1.6852227057930634E-3,2.4909328607990956E-3,2.9000362889903728E-3,2.2964088340461932E-6,1.0684775599246399E-4,9.9431464161078495E-3]
[2004,1,19,4,3.3100730024880473E-3,1.9452649649872075E-3,2.4871207373638529E-3,6.9936351330080254E-3,1.5627816280617882E-5,2.6501993358583322E-4,1.5016741587713586E-2,null,2.8582836314156672E-3,1.6355729366816245E-3,2.5046901766638935E-3,2.6497797600273506E-3,2.2964088340461932E-6,1.0684775599246399E-4,9.7574706696150447E-3]
[2004,1,19,5,3.3944590171750659E-3,1.9788193703889228E-3,2.5814363341946488E-3,7.3485122822595245E-3,1.5627816280617882E-5,2.6501993358583322E-4,1.5583874753884614E-2,null,2.9311518625148025E-3,1.6637853799062164E-3,2.5996720347375283E-3,2.7842372016151527E-3,2.2964088340461932E-6,1.0684775599246399E-4,1.0087990643600209E-2]
[2004,1,19,6,3.5965452226493048E-3,1.9665716633387297E-3,2.6716771701375303E-3,6.9520374034219975E-3,1.5627816280617882E-5,2.6501993358583322E-4,1.5467479209414013E-2,null,3.1056554740084906E-3,1.6534875446250303E-3,2.6905503471268341E-3,2.6340190261852437E-3,2.2964088340461932E-6,1.0684775599246399E-4,1.0192856556772108E-2]
[2004,1,19,7,4.0635393378148704E-3,1.9065669037822708E-3,3.0419401541060881E-3,7.0493744082539096E-3,1.5627816280617882E-5,2.6501993358583322E-4,1.6342068553823589E-2,null,3.5089099141195888E-3,1.6030357231153175E-3,3.0634289311039314E-3,2.6708985059407668E-3,2.2964088340461932E-6,1.0684775599246399E-4,1.0955417239106112E-2]
[2004,1,19,8,4.2437042239189624E-3,2.0041419204153864E-3,3.7864800206374285E-3,7.2041327771377468E-3,1.5627816280617882E-5,2.6501993358583322E-4,1.7519106691975973E-2,null,3.6644842306135508E-3,1.6850765038695385E-3,3.813228352507283E-3,2.7295340489401142E-3,2.2964088340461932E-6,1.0684775599246399E-4,1.2001467300756996E-2]
[2004,1,19,9,4.7309232001164804E-3,2.0545504193530554E-3,4.0960454142964708E-3,7.9637370391014515E-3,3.9069540701544705E-6,6.6254983396458306E-5,1.8915418010334074E-2,null,4.0852030557070448E-3,1.7274598182895041E-3,4.1249805681856898E-3,3.017336309238504E-3,5.7410220851154829E-7,2.6711938998115996E-5,1.298226579262737E-2]
[2004,1,19,10,4.557072686403779E-3,2.1729351755796398E-3,4.118850795244538E-3,8.1159838240995302E-3,0,0,1.8964842481327487E-2,null,3.9350812676725482E-3,1.8269973655568124E-3,4.1479470501813512E-3,3.0750202521015097E-3,0,0,1.2985045935512222E-2]
[2004,1,19,11,4.5320699554570291E-3,2.1145503545625262E-3,4.1333947954628478E-3,7.8333665558167828E-3,0,0,1.8613381661299187E-2,null,3.9134911406414931E-3,1.7779075835027674E-3,4.1625937916639575E-3,2.9679409574160653E-3,0,0,1.2821933473224283E-2]
[2004,1,19,12,4.3190840546754932E-3,2.1172521484105322E-3,4.0984252761068641E-3,8.3011382335394096E-3,0,0,1.88358997127323E-2,null,3.7295755250437114E-3,1.7801792436507825E-3,4.1273772417402795E-3,3.1451723829008455E-3,0,0,1.2782304393335619E-2]
[2004,1,19,13,3.8209478047783966E-3,2.1169398306579656E-3,4.0453437839071604E-3,7.0274608257519444E-3,0,0,1.7010692245095469E-2,null,3.2994295167153658E-3,1.7799166478229967E-3,4.0739207729497138E-3,2.6625957897882841E-3,0,0,1.1815862727276361E-2]
[2004,1,19,14,3.7603330931253302E-3,2.1695159674071781E-3,4.0626878206769506E-3,7.505304806212614E-3,0,0,1.7497841687422074E-2,null,3.2470880614028359E-3,1.8241225056007571E-3,4.0913873309130541E-3,2.8436434543854206E-3,0,0,1.2006241352302067E-2]
[2004,1,19,15,3.7196712452064375E-3,2.1480985614019143E-3,3.9833290807642667E-3,7.4896769936850351E-3,0,0,1.7340775881057653E-2,null,3.2119761184812375E-3,1.8061148149947823E-3,4.0114679875110108E-3,2.8377223188755575E-3,0,0,1.1867281239862587E-2]
[2004,1,19,16,4.2740503351177787E-3,2.1064952236830442E-3,3.836500622665719E-3,7.6525486936703116E-3,0,0,1.7869594875136854E-2,null,3.6906884239505254E-3,1.7711348536664513E-3,3.8636023084833273E-3,2.8994318770515799E-3,0,0,1.2224857463151884E-2]
[2004,1,19,17,4.7741231335491404E-3,2.2212927999415606E-3,3.6545026522965332E-3,7.1520647821517909E-3,0,0,{"$f":"SUM(E451:J451)","v":1.7801983367939027E-2},null,4.1225066627622381E-3,1.8676563107967446E-3,3.6803186738337168E-3,2.7098062941123256E-3,0,0,{"$f":"SUM(M451:R451)","v":1.2380287941505025E-2}]
[2004,1,19,18,4.912835174778688E-3,2.1781388283112616E-3,3.4604330260734973E-3,6.949815570599197E-3,1.4330707842352461E-5,2.4302328440657027E-4,1.775857659201157E-2,null,{"$f":"E452*V$5","v":4.2422860019576741E-3},{"$f":"F452*W$5","v":1.8313725811356248E-3},{"$f":"G452*X$5","v":3.4848781071224757E-3},{"$f":"H452*Y$5","v":2.6331772082276218E-3},{"$f":"I452*Z$5","v":2.1058069468175314E-6},{"$f":"J452*AA$5","v":9.7979394385254833E-5},1.2291799099775468E-2]
[2004,1,19,19,5.4388355920971642E-3,2.0197937216277924E-3,3.3798478288683646E-3,7.0177982706946815E-3,1.5627816280617882E-5,2.6501993358583322E-4,1.8136923163154451E-2,null,4.6964930184824226E-3,1.6982364912923834E-3,3.4037236425273417E-3,2.6589347977099237E-3,2.2964088340461932E-6,1.0684775599246399E-4,1.256653211483858E-2]
[2004,1,19,20,5.275173556154554E-3,2.1061143755398428E-3,3.3725416669904708E-3,8.3789209170924209E-3,1.5627816280617882E-5,2.6501993358583322E-4,1.9413398265643738E-2,null,4.5551690905608006E-3,1.7708146376921663E-3,3.3963658686928179E-3,3.1746430339484833E-3,2.2964088340461932E-6,1.0684775599246399E-4,1.3006136795720775E-2]
[2004,1,19,21,5.2398310528317801E-3,2.0722846977366846E-3,3.3286511253331043E-3,8.3397522060272289E-3,1.5627816280617882E-5,2.6501993358583322E-4,1.9261166831795247E-2,null,4.5246504588977512E-3,1.7423707462596856E-3,3.3521652768654254E-3,3.1598026175079616E-3,2.2964088340461932E-6,1.0684775599246399E-4,1.2888133264357332E-2]
[2004,1,19,22,4.9139365986685182E-3,1.9990676883215185E-3,3.051249264941784E-3,8.2797968414637206E-3,1.5627816280617882E-5,2.6501993358583322E-4,1.8524698143261992E-2,null,4.2432370933303378E-3,1.6808101047740167E-3,3.0728038030646537E-3,3.1370864608163389E-3,2.2964088340461932E-6,1.0684775599246399E-4,1.2243081626811855E-2]
[2004,1,19,23,4.6485713075544418E-3,1.936097408622489E-3,2.8265576543454358E-3,8.3736139057830842E-3,1.5627816280617882E-5,2.6501993358583322E-4,1.8065488026171899E-2,null,4.0140913109360842E-3,1.6278648828403652E-3,2.8465249331309137E-3,3.1726322897666281E-3,2.2964088340461932E-6,1.0684775599246399E-4,1.17702575815005E-2]
[2004,1,19,24,4.2611723011519668E-3,1.9482351632281419E-3,2.6875090336662267E-3,7.7537713658625742E-3,1.5627816280617882E-5,2.6501993358583322E-4,1.6931335613775359E-2,null,3.6795681031413989E-3,1.6380702704366092E-3,2.7064940496029106E-3,2.93778357583624E-3,2.2964088340461932E-6,1.0684775599246399E-4,1.1071060163843668E-2]
[2004,1,20,1,4.0715097948946979E-3,1.8007554334152206E-3,2.6889915126379407E-3,8.5178591519133751E-3,1.5627816280617882E-5,2.6501993358583322E-4,1.7359763642727684E-2,null,3.5157924895156747E-3,1.5140697568136652E-3,2.7079870010554802E-3,3.2272845737944642E-3,2.2964088340461932E-6,1.0684775599246399E-4,1.1074277986005793E-2]
[2004,1,20,2,3.6871031480836909E-3,1.7900317789785187E-3,2.647788366084561E-3,8.1950118485354644E-3,1.5627816280617882E-5,2.6501993358583322E-4,1.6600582891548685E-2,null,3.1838532164055636E-3,1.5050533403898434E-3,2.6664927885431925E-3,3.1049627434729774E-3,2.2964088340461932E-6,1.0684775599246399E-4,1.0569506253638086E-2]
[2004,1,20,3,3.6722503757941902E-3,1.8294017511052178E-3,2.6262957625046938E-3,8.4579797531014744E-3,1.5627816280617882E-5,2.6501993358583322E-4,1.6866575392372025E-2,null,3.1710276878192415E-3,1.5381554946399521E-3,2.6448483575959108E-3,3.2045971993465874E-3,2.2964088340461932E-6,1.0684775599246399E-4,1.0667772904228202E-2]
[2004,1,20,4,3.8153692240113718E-3,1.7187510218067709E-3,2.5955982544099507E-3,7.8317451974724492E-3,1.5627816280617882E-5,2.6501993358583322E-4,1.624211144756699E-2,null,3.2946123522356301E-3,1.445120693971646E-3,2.6139339971397078E-3,2.9673266499146214E-3,2.2964088340461932E-6,1.0684775599246399E-4,1.0430137858088114E-2]
[2004,1,20,5,3.9016687824019623E-3,1.8654506334827498E-3,2.6075328837910977E-3,6.5204735375836691E-3,1.5627816280617882E-5,2.6501993358583322E-4,1.5175773587125931E-2,null,3.3691329488994542E-3,1.5684652866094478E-3,2.6259529347505803E-3,2.4705061784159447E-3,2.2964088340461932E-6,1.0684775599246399E-4,1.0143201513501935E-2]
[2004,1,20,6,4.1501689640206724E-3,1.7212237721674251E-3,2.6878548650630463E-3,6.7176587600402396E-3,1.5627816280617882E-5,2.6501993358583322E-4,1.5557554111157838E-2,null,3.5837155278911226E-3,1.4471997750438138E-3,2.7068423240108968E-3,2.5452165974619526E-3,2.2964088340461932E-6,1.0684775599246399E-4,1.0392118389234295E-2]
[2004,1,20,7,4.7539864663479611E-3,1.722425040963626E-3,3.0120870635918316E-3,6.6674944925293016E-3,1.5627816280617882E-5,2.6501993358583322E-4,1.643664081329917E-2,null,4.1051184341010776E-3,1.4482097982376253E-3,3.0333649533360609E-3,2.5262101354148097E-3,2.2964088340461932E-6,1.0684775599246399E-4,1.1222047485916081E-2]
[2004,1,20,8,4.6237101471696025E-3,1.9044692988673055E-3,3.7796260198172515E-3,6.9862892225153435E-3,1.5627816280617882E-5,2.6501993358583322E-4,1.7574742438235952E-2,null,3.9926234316075698E-3,1.6012720632065038E-3,3.8063259338722557E-3,2.6469965086034081E-3,2.2964088340461932E-6,1.0684775599246399E-4,1.2156362102116246E-2]
[2004,1,20,9,4.7870998515518477E-3,2.0554554874122354E-3,4.1062445395400483E-3,8.5608620774416475E-3,3.9069540701544705E-6,6.6254983396458306E-5,1.9579823893412392E-2,null,4.1337121982983893E-3,1.7282207967937663E-3,4.1352517417657993E-3,3.2435777145602691E-3,5.7410220851154829E-7,2.6711938998115996E-5,1.3268048492624853E-2]
[2004,1,20,10,4.7155662446570473E-3,2.0673676789240369E-3,4.1036024125209554E-3,8.8400559621555942E-3,0,0,1.9726592298257635E-2,null,4.0719421595319201E-3,1.7382365316185588E-3,4.1325909503169556E-3,3.3493599423672022E-3,0,0,1.3292129583834637E-2]
[2004,1,20,11,4.4014401861753325E-3,2.0850049600294241E-3,4.1106784120101547E-3,8.4435740925452706E-3,0,0,1.9040697650760184E-2,null,3.8006909301830445E-3,1.7530659045686891E-3,4.13971693585695E-3,3.1991391182420279E-3,0,0,1.2892612888850711E-2]
[2004,1,20,12,4.0924198038739725E-3,2.1552722242807127E-3,4.0446160545715582E-3,8.6365361145467751E-3,0,0,1.8928844197273018E-2,null,3.5338485071180932E-3,1.8121464091850972E-3,4.0731879028116577E-3,3.272249432210269E-3,0,0,1.2691432251325116E-2]
[2004,1,20,13,3.952673040778858E-3,2.0271741026099597E-3,3.9171727739141142E-3,7.701418293695114E-3,0,0,1.7598438210998046E-2,null,3.4131756744652034E-3,1.7044418934427849E-3,3.9448443413797139E-3,2.9179478096908419E-3,0,0,1.1980409718978544E-2]
[2004,1,20,14,3.9155852211502805E-3,2.093365220179126E-3,3.9883628561981277E-3,8.7802459495484528E-3,0,0,1.8777559247075987E-2,null,3.3811499434044149E-3,1.7600951861784365E-3,4.0165373223813748E-3,3.3266988572749324E-3,0,0,1.2484481309239159E-2]
[2004,1,20,15,3.6792173787591801E-3,2.0743999763973872E-3,3.9369251966721195E-3,7.9617863320142618E-3,0,0,1.7652328883842949E-2,null,3.1770437697968552E-3,1.7441492662008022E-3,3.9647362985750553E-3,3.01659721661227E-3,0,0,1.1902526551184983E-2]
[2004,1,20,16,3.922529221436712E-3,2.1138677518926924E-3,3.7930785494247349E-3,7.939504695739924E-3,0,0,1.7768980218494063E-2,null,3.3871461623217417E-3,1.7773336532293177E-3,3.8198734944120214E-3,3.0081550506002954E-3,0,0,1.1992508360563375E-2]
[2004,1,20,17,4.6148421432843992E-3,2.2375863626022878E-3,3.6334637999262663E-3,7.568306383471537E-3,0,0,1.8054198689284491E-2,null,3.9849658148935719E-3,1.8813558893167263E-3,3.659131199470915E-3,2.8675137737680522E-3,0,0,1.2392966677449265E-2]
[2004,1,20,18,5.1233458410483669E-3,2.1627110338737362E-3,3.4501839159475586E-3,7.011148739703133E-3,1.4330707842352461E-5,2.4302328440657027E-4,1.8004743522821717E-2,null,4.4240642259378571E-3,1.8184009379359181E-3,3.4745565955583875E-3,2.6564153936661067E-3,2.1058069468175314E-6,9.7979394385254833E-5,1.2473522354430342E-2]
[2004,1,20,19,5.1853883001848683E-3,2.132052690819231E-3,3.4043415131537152E-3,6.7885910958209242E-3,1.5627816280617882E-5,2.6501993358583322E-4,1.7791021349845188E-2,null,4.4776385565551404E-3,1.7926234952296595E-3,3.4283903543190857E-3,2.572091758105668E-3,2.2964088340461932E-6,1.0684775599246399E-4,1.2379888329036061E-2]
[2004,1,20,20,5.9336501902529457E-3,1.9522034633005273E-3,3.3844731276359372E-3,8.1175220654218835E-3,1.5627816280617882E-5,2.6501993358583322E-4,1.9668496596477743E-2,null,5.1237707448138665E-3,1.641406805211998E-3,3.4083816151835281E-3,3.0756030678539032E-3,2.2964088340461932E-6,1.0684775599246399E-4,1.3358306397889803E-2]
[2004,1,20,21,5.2081136994331029E-3,2.0006892537292554E-3,3.2817868659046987E-3,8.1872206447421852E-3,1.5627816280617882E-5,2.6501993358583322E-4,1.8958458213675693E-2,null,4.4972621831760005E-3,1.6821735120957392E-3,3.3049699604243872E-3,3.1020107773316154E-3,2.2964088340461932E-6,1.0684775599246399E-4,1.269556059785425E-2]
[2004,1,20,22,5.4517271794307601E-3,1.9009261029423019E-3,3.0450270764151828E-3,7.8639008171252824E-3,1.5627816280617882E-5,2.6501993358583322E-4,1.8542228925779974E-2,null,4.7076250427703714E-3,1.5982929547207175E-3,3.0665376599515342E-3,2.9795099149129726E-3,2.2964088340461932E-6,1.0684775599246399E-4,1.2461109737182105E-2]
[2004,1,20,23,5.239942754619106E-3,1.7885519653008594E-3,2.9001854013947451E-3,8.1533155560421181E-3,1.5627816280617882E-5,2.6501993358583322E-4,1.8362643427223276E-2,null,4.5247469145922549E-3,1.5038091174967801E-3,2.9206727989718635E-3,3.0891646656756974E-3,2.2964088340461932E-6,1.0684775599246399E-4,1.2147537661563105E-2]
[2004,1,20,24,4.8377731901649221E-3,1.8080684329545118E-3,2.7483403444421685E-3,7.6500979305112026E-3,1.5627816280617882E-5,2.6501993358583322E-4,1.7324927647939255E-2,null,4.1774691710896438E-3,1.5202185048493902E-3,2.7677550829918979E-3,2.8985033209441876E-3,2.2964088340461932E-6,1.0684775599246399E-4,1.1473090244701629E-2]
[2004,1,21,1,3.4276421263298752E-3,1.8007554334152206E-3,2.6010809693116786E-3,8.3427340574600464E-3,1.5627816280617882E-5,2.6501993358583322E-4,1.6452860336383268E-2,null,2.9598058340934894E-3,1.5140697568136652E-3,2.6194554428618654E-3,3.1609323947159253E-3,2.2964088340461932E-6,1.0684775599246399E-4,1.0363407593311454E-2]
[2004,1,21,2,3.1795777031983371E-3,1.7900317789785187E-3,2.5682132254702156E-3,8.1698574450111451E-3,1.5627816280617882E-5,2.6501993358583322E-4,1.5988327902524663E-2,null,2.745599537241278E-3,1.5050533403898434E-3,2.5863555157485262E-3,3.0954321305561388E-3,2.2964088340461932E-6,1.0684775599246399E-4,1.0041584688762295E-2]
[2004,1,21,3,2.8090180862554558E-3,1.8294017511052178E-3,2.5463094407526437E-3,8.5157516087454553E-3,1.5627816280617882E-5,2.6501993358583322E-4,1.5981128636725222E-2,null,2.4256173233217159E-3,1.5381554946399521E-3,2.5642969990108092E-3,3.2264860584124734E-3,2.2964088340461932E-6,1.0684775599246399E-4,9.8637000402114587E-3]
[2004,1,21,4,2.785519432046234E-3,1.7187510218067709E-3,2.5223929421264728E-3,8.0293892534837215E-3,1.5627816280617882E-5,2.6501993358583322E-4,1.5336700399329651E-2,null,2.4053259827271035E-3,1.445120693971646E-3,2.5402115502148417E-3,3.042210913870086E-3,2.2964088340461932E-6,1.0684775599246399E-4,9.542013305610185E-3]
[2004,1,21,5,2.9216667502754111E-3,1.8654506334827498E-3,2.5268059187948783E-3,6.7579976385889421E-3,1.5627816280617882E-5,2.6501993358583322E-4,1.4352568691008434E-2,null,2.5228906560328251E-3,1.5684652866094478E-3,2.5446557008928332E-3,2.5605003721925024E-3,2.2964088340461932E-6,1.0684775599246399E-4,9.3056561805541175E-3]
[2004,1,21,6,3.220288178241638E-3,1.7212237721674251E-3,2.5928892974454313E-3,6.625401430918978E-3,1.5627816280617882E-5,2.6501993358583322E-4,1.4440450428639924E-2,null,2.7807534702076983E-3,1.4471997750438138E-3,2.6112059036474599E-3,2.5102617279598376E-3,2.2964088340461932E-6,1.0684775599246399E-4,9.4585650416853188E-3]
[2004,1,21,7,3.6624298075043559E-3,1.722425040963626E-3,2.9400437672507285E-3,6.7519988815611517E-3,1.5627816280617882E-5,2.6501993358583322E-4,1.5357545247146314E-2,null,3.1625475214987603E-3,1.4482097982376253E-3,2.960812731029674E-3,2.5582275362988284E-3,2.2964088340461932E-6,1.0684775599246399E-4,1.0238941751891396E-2]
[2004,1,21,8,3.5564506172864989E-3,1.9044692988673055E-3,3.6779218123078254E-3,6.7759293277468869E-3,1.5627816280617882E-5,2.6501993358583322E-4,1.6195418806074967E-2,null,3.0710333511337271E-3,1.6012720632065038E-3,3.7039032707311625E-3,2.5672944107847599E-3,2.2964088340461932E-6,1.0684775599246399E-4,1.1052647260682662E-2]
[2004,1,21,9,3.9887469672443745E-3,2.0554554874122354E-3,4.0158163861110045E-3,8.3966531735776197E-3,3.9069540701544705E-6,6.6254983396458306E-5,1.8526833951811848E-2,null,3.4443258978771266E-3,1.7282207967937663E-3,4.0441847886480958E-3,3.1813615105976772E-3,5.7410220851154829E-7,2.6711938998115996E-5,1.2425379035123293E-2]
[2004,1,21,10,4.0559893587025914E-3,2.0673676789240369E-3,4.0319722481296054E-3,8.3172330639393974E-3,0,0,1.8472562349695631E-2,null,3.5023904259699509E-3,1.7382365316185588E-3,4.0604547783939168E-3,3.1512704642310645E-3,0,0,1.2452352200213491E-2]
[2004,1,21,11,3.6397763671966021E-3,2.0850049600294241E-3,4.0457876972553094E-3,7.6703428039636467E-3,0,0,1.7440911828444983E-2,null,3.1429860321967916E-3,1.7530659045686891E-3,4.0743678221764343E-3,2.9061737891482569E-3,0,0,1.1876593548090172E-2]
[2004,1,21,12,3.4312868888997654E-3,2.1552722242807127E-3,3.9789963994826304E-3,8.4296461817665747E-3,0,0,1.7995201694429683E-2,null,2.9629531257653295E-3,1.8121464091850972E-3,4.0071046994399088E-3,3.1938620491100298E-3,0,0,1.1976066283500366E-2]
[2004,1,21,13,3.2225938519052418E-3,2.0271741026099597E-3,3.8604592864911625E-3,7.6220122859671302E-3,0,0,1.6732239526973496E-2,null,2.782744444209514E-3,1.7044418934427849E-3,3.8877302203406284E-3,2.8878621063190548E-3,0,0,1.1262778664311981E-2]
[2004,1,21,14,3.2877735553876997E-3,2.093365220179126E-3,3.9271150402888175E-3,8.5026380881544558E-3,0,0,1.7810891904010098E-2,null,2.8390278190548422E-3,1.7600951861784365E-3,3.9548568415966878E-3,3.2215175490773592E-3,0,0,1.1775497395907327E-2]
[2004,1,21,15,3.4290697847479245E-3,2.0743999763973872E-3,3.8685379403779925E-3,8.0347753297549673E-3,0,0,1.7406783031278274E-2,null,2.961038632489324E-3,1.7441492662008022E-3,3.8958659431975969E-3,3.0442516145383477E-3,0,0,1.1645305456426072E-2]
[2004,1,21,16,3.5775707996934048E-3,2.1138677518926924E-3,3.743260708104591E-3,8.2928737833534161E-3,0,0,1.7727573043044106E-2,null,3.0892708557509353E-3,1.7773336532293177E-3,3.7697037314798772E-3,3.1420411110494955E-3,0,0,1.1778349351509626E-2]
[2004,1,21,17,4.0739116889749374E-3,2.2375863626022878E-3,3.5614776403983142E-3,7.6922385835559992E-3,0,0,1.7565214275531538E-2,null,3.5178665508819292E-3,1.8813558893167263E-3,3.5866365176017399E-3,2.9144697600547178E-3,0,0,1.1900328717855114E-2]
[2004,1,21,18,4.4605842955713166E-3,2.1627110338737362E-3,3.4022788346085705E-3,6.8094438457505756E-3,1.301797127478056E-5,2.207616099853603E-4,1.706879759106434E-2,null,3.8517625046329529E-3,1.8184009379359181E-3,3.4263131046656913E-3,2.5799925412683055E-3,1.9129086047576513E-6,8.9004182881887873E-5,1.1767386179989514E-2]
[2004,1,21,19,4.5718803819484594E-3,2.132052690819231E-3,3.349347146333486E-3,6.7301157997045388E-3,1.5627816280617882E-5,2.6501993358583322E-4,1.7064043768672162E-2,null,3.9478678720050002E-3,1.7926234952296595E-3,3.3730074980398705E-3,2.5499363763672785E-3,2.2964088340461932E-6,1.0684775599246399E-4,1.1772579406468317E-2]
[2004,1,21,20,5.0779290925378525E-3,1.9522034633005273E-3,3.3008574722435684E-3,8.4303228526927051E-3,1.5627816280617882E-5,2.6501993358583322E-4,1.9041960630641102E-2,null,4.3848463752251543E-3,1.641406805211998E-3,3.3241752847347054E-3,3.1941184292171069E-3,2.2964088340461932E-6,1.0684775599246399E-4,1.2653691059215473E-2]
[2004,1,21,21,4.8701305575860835E-3,2.0006892537292554E-3,3.2305853573676505E-3,8.2628681128973942E-3,1.5627816280617882E-5,2.6501993358583322E-4,1.8644921031446833E-2,null,4.2054101058019867E-3,1.6821735120957392E-3,3.2534067558173422E-3,3.1306724284190335E-3,2.2964088340461932E-6,1.0684775599246399E-4,1.238080696696061E-2]
[2004,1,21,22,4.6697911572855817E-3,1.9009261029423019E-3,3.0598611787512569E-3,7.6311819061231469E-3,1.5627816280617882E-5,2.6501993358583322E-4,1.7542408094968737E-2,null,4.0324148793595077E-3,1.5982929547207175E-3,3.0814765528820692E-3,2.8913363330172531E-3,2.2964088340461932E-6,1.0684775599246399E-4,1.1712664884806056E-2]
[2004,1,21,23,4.3911745774962846E-3,1.7885519653008594E-3,2.9280043755481478E-3,8.1034783805820979E-3,1.5627816280617882E-5,2.6501993358583322E-4,1.7491857048793837E-2,null,3.791826466700884E-3,1.5038091174967801E-3,2.9486882910387054E-3,3.0702821337278098E-3,2.2964088340461932E-6,1.0684775599246399E-4,1.1423750173790687E-2]
[2004,1,21,24,4.085600358726571E-3,1.8080684329545118E-3,2.7110056578191176E-3,7.5319960569180224E-3,1.5627816280617882E-5,2.6501993358583322E-4,1.6417318256284671E-2,null,3.5279598429026806E-3,1.5202185048493902E-3,2.7301566578616827E-3,2.8537563548361746E-3,2.2964088340461932E-6,1.0684775599246399E-4,1.0741235525276437E-2]
[2004,1,22,1,4.428702452263145E-3,1.8007554334152206E-3,2.6822500217996187E-3,8.0926227700243106E-3,1.5627816280617882E-5,2.6501993358583322E-4,1.7284978427368744E-2,null,3.8242321901055662E-3,1.5140697568136652E-3,2.701197887191747E-3,3.0661691114451631E-3,2.2964088340461932E-6,1.0684775599246399E-4,1.121481311038265E-2]
[2004,1,22,2,4.0081884167896594E-3,1.7900317789785187E-3,2.6541913083745813E-3,8.0177718189487057E-3,1.5627816280617882E-5,2.6501993358583322E-4,1.6750831072957911E-2,null,3.4611137986166308E-3,1.5050533403898434E-3,2.6729409622947243E-3,3.0378092483114927E-3,2.2964088340461932E-6,1.0684775599246399E-4,1.0786061514439199E-2]
[2004,1,22,3,4.0161499317572938E-3,1.8294017511052178E-3,2.6274724960305708E-3,8.2699085957115646E-3,1.5627816280617882E-5,2.6501993358583322E-4,1.7023580524471095E-2,null,3.4679886524026818E-3,1.5381554946399521E-3,2.6460334037653778E-3,3.133339958038038E-3,2.2964088340461932E-6,1.0684775599246399E-4,1.0894661673672559E-2]
[2004,1,22,4,4.1774690163194255E-3,1.7187510218067709E-3,2.6051335589884627E-3,7.6361816242215162E-3,1.5627816280617882E-5,2.6501993358583322E-4,1.6418182971202625E-2,null,3.607289416613113E-3,1.445120693971646E-3,2.6235366607138982E-3,2.8932306485728891E-3,2.2964088340461932E-6,1.0684775599246399E-4,1.0678321584698055E-2]
[2004,1,22,5,4.2748002898624713E-3,1.8654506334827498E-3,2.6099343274534831E-3,6.6211917506515472E-3,1.5627816280617882E-5,2.6501993358583322E-4,1.5652024751316704E-2,null,3.6913360179369557E-3,1.5684652866094478E-3,2.6283713426149945E-3,2.5086667454712352E-3,2.2964088340461932E-6,1.0684775599246399E-4,1.0505983557459141E-2]
[2004,1,22,6,4.5555444569575229E-3,1.7212237721674251E-3,2.6873344830146712E-3,6.6612477284789737E-3,1.5627816280617882E-5,2.6501993358583322E-4,1.5905998190485042E-2,null,3.9337616251124002E-3,1.4471997750438138E-3,2.7063182658961875E-3,2.5238433335111614E-3,2.2964088340461932E-6,1.0684775599246399E-4,1.0720267164390071E-2]
[2004,1,22,7,5.2452269870976427E-3,1.722425040963626E-3,3.0824012694790608E-3,6.4472739139071582E-3,1.5627816280617882E-5,2.6501993358583322E-4,1.6777974961313936E-2,null,4.529309906159705E-3,1.4482097982376253E-3,3.1041758706027208E-3,2.4427719775932302E-3,2.2964088340461932E-6,1.0684775599246399E-4,1.1633611717419791E-2]
[2004,1,22,8,5.0788341151502946E-3,1.9044692988673055E-3,3.8476467818254817E-3,6.9216663270450186E-3,1.5627816280617882E-5,2.6501993358583322E-4,1.8033264272754548E-2,null,4.385627871982857E-3,1.6012720632065038E-3,3.8748272059865264E-3,2.6225118969250773E-3,2.2964088340461932E-6,1.0684775599246399E-4,1.2593383202927473E-2]
[2004,1,22,9,5.2269713707820634E-3,2.0554554874122354E-3,4.1768329627011802E-3,8.6491052272727933E-3,2.60984563188905E-6,4.4258334217195357E-5,{"$f":"SUM(E515:J515)","v":2.0155233228017353E-2},null,4.5135459851655142E-3,1.7282207967937663E-3,4.2063388134233161E-3,3.2770116738584949E-3,3.8350032128288657E-7,1.784357739090685E-5,{"$f":"SUM(M515:R515)","v":1.3743344346953281E-2}]
[2004,1,22,10,5.1078499954603914E-3,2.0673676789240369E-3,4.1633311128861554E-3,8.4432674211898408E-3,0,0,1.9781816208460423E-2,null,{"$f":"E516*V$5","v":4.4106833966432273E-3},{"$f":"F516*W$5","v":1.7382365316185588E-3},{"$f":"G516*X$5","v":4.1927415842697661E-3},{"$f":"H516*Y$5","v":3.1990229252272162E-3},{"$f":"I516*Z$5","v":0},{"$f":"J516*AA$5","v":0},1.3540684437758767E-2]
[2004,1,22,11,4.7786183371069709E-3,2.0850049600294241E-3,4.1887904898313746E-3,8.1286398852106253E-3,0,0,1.9181053672178393E-2,null,4.126388319372099E-3,1.7530659045686891E-3,4.2183808105367877E-3,3.0798154371427721E-3,0,0,1.3177650471620349E-2]
[2004,1,22,12,4.4410068630854685E-3,2.1552722242807127E-3,4.1087968630368491E-3,8.3938061929585937E-3,0,0,1.9098882143361626E-2,null,3.8348571811620252E-3,1.8121464091850972E-3,4.1378220953051624E-3,3.1802828338468869E-3,0,0,1.2965108519499172E-2]
[2004,1,22,13,4.2842681308637252E-3,2.0271741026099597E-3,3.9817650635670361E-3,7.6477484784431672E-3,0,0,1.7940955775483887E-2,null,3.6995116004508123E-3,1.7044418934427849E-3,4.0098929218331828E-3,2.8976131500361214E-3,0,0,1.23114595657629E-2]
[2004,1,22,14,4.2114941227618958E-3,2.093365220179126E-3,4.0637827757696319E-3,8.3249941883465125E-3,0,0,1.8693636307057164E-2,null,3.6366704619038323E-3,1.7600951861784365E-3,4.0924900209527151E-3,3.1542110337600591E-3,0,0,1.2643466702795043E-2]
[2004,1,22,15,3.9580338687312472E-3,2.0743999763973872E-3,3.9958351284377323E-3,7.691409870795243E-3,0,0,1.7719678844361611E-2,null,3.4178048070479688E-3,1.7441492662008022E-3,4.0240623800091493E-3,2.9141557736572913E-3,0,0,1.2100172226915212E-2]
[2004,1,22,16,4.2324086709149226E-3,2.1138677518926924E-3,3.8668570784305654E-3,8.0894713847750269E-3,0,0,1.8302604886013207E-2,null,3.6547303991315964E-3,1.7773336532293177E-3,3.8941732073585998E-3,3.0649751005065329E-3,0,0,1.2391212360226047E-2]
[2004,1,22,17,4.9817850333737732E-3,2.2375863626022878E-3,3.6838896623742935E-3,7.2503959213356083E-3,0,0,1.8153656979685961E-2,null,4.301824946283863E-3,1.8813558893167263E-3,3.7099132786944785E-3,2.7470624359376204E-3,0,0,1.2640156550232689E-2]
[2004,1,22,18,5.5040393962417118E-3,2.1627110338737362E-3,3.4927040992380424E-3,6.9904165480474435E-3,1.301797127478056E-5,2.207616099853603E-4,1.8383650658661075E-2,null,4.7527972045086232E-3,1.8184009379359181E-3,3.5173771485768565E-3,2.6485602881615358E-3,1.9129086047576513E-6,8.9004182881887873E-5,1.2828052670669578E-2]
[2004,1,22,19,5.5835039656259924E-3,2.132052690819231E-3,3.4377534825219356E-3,6.723990496611776E-3,1.5627816280617882E-5,2.6501993358583322E-4,1.8157948385445384E-2,null,4.8214157146677216E-3,1.7926234952296595E-3,3.4620383514598592E-3,2.5476155941344977E-3,2.2964088340461932E-6,1.0684775599246399E-4,1.2732837320318248E-2]
[2004,1,22,20,6.4072674646575983E-3,1.9522034633005273E-3,3.425656438413264E-3,8.1445554127720504E-3,1.5627816280617882E-5,2.6501993358583322E-4,2.021033052900989E-2,null,5.5327443541478526E-3,1.641406805211998E-3,3.4498558517965035E-3,3.0858455834115385E-3,2.2964088340461932E-6,1.0684775599246399E-4,1.38189967593944E-2]
[2004,1,22,21,5.6307557359816292E-3,2.0006892537292554E-3,3.3440653515256751E-3,8.7555691754369943E-3,1.5627816280617882E-5,2.6501993358583322E-4,2.0011727266540005E-2,null,4.8622181264759839E-3,1.6821735120957392E-3,3.3676883917449743E-3,3.3173492107263589E-3,2.2964088340461932E-6,1.0684775599246399E-4,1.3338573405869565E-2]
[2004,1,22,22,5.880795988532422E-3,1.9009261029423019E-3,3.0826869763386547E-3,8.2279319801498822E-3,1.5627816280617882E-5,2.6501993358583322E-4,1.9372988797829709E-2,null,5.0781305732781456E-3,1.5982929547207175E-3,3.1044635957436354E-3,3.1174356701828099E-3,2.2964088340461932E-6,1.0684775599246399E-4,1.3007466958751818E-2]
[2004,1,22,23,5.6545649147163469E-3,1.7885519653008594E-3,2.9133673533067979E-3,8.5142966248420437E-3,1.5627816280617882E-5,2.6501993358583322E-4,1.9151428608032497E-2,null,4.8827776083374842E-3,1.5038091174967801E-3,2.9339478704098385E-3,3.225934787603359E-3,2.2964088340461932E-6,1.0684775599246399E-4,1.265561354867397E-2]
[2004,1,22,24,5.2238225588582222E-3,1.8080684329545118E-3,2.7562875178190047E-3,7.920945822722486E-3,1.5627816280617882E-5,2.6501993358583322E-4,1.7989772082220676E-2,null,4.5108269522095776E-3,1.5202185048493902E-3,2.7757583965384307E-3,3.0011233817821121E-3,2.2964088340461932E-6,1.0684775599246399E-4,1.1917071400206019E-2]
[2004,1,23,1,4.2408289039210945E-3,1.8535058010994707E-3,2.7061570812394243E-3,8.3554810989498254E-3,1.5627816280617882E-5,2.6501993358583322E-4,1.7436620635076262E-2,null,3.6620013608765962E-3,1.5584221074380089E-3,2.7252738301213487E-3,3.1657620508099972E-3,2.2964088340461932E-6,1.0684775599246399E-4,1.1220603514072461E-2]
[2004,1,23,2,3.8822603431115728E-3,1.7994804153092512E-3,2.6620303893566534E-3,8.2182728352306906E-3,1.5627816280617882E-5,2.6501993358583322E-4,1.6842691732874615E-2,null,3.3523735528700172E-3,1.5129977254218303E-3,2.6808354198636316E-3,3.1137759701528149E-3,2.2964088340461932E-6,1.0684775599246399E-4,1.0769126833134803E-2]
[2004,1,23,3,3.8643100679648136E-3,1.8184665836449446E-3,2.6147160223375528E-3,8.5131170493962169E-3,1.5627816280617882E-5,2.6501993358583322E-4,1.7091257473209977E-2,null,3.3368732972584871E-3,1.5289612387015474E-3,2.6331868161961554E-3,3.2254878647824891E-3,2.2964088340461932E-6,1.0684775599246399E-4,1.0833653381765188E-2]
[2004,1,23,4,3.8720521914379809E-3,1.7884336493437776E-3,2.5963932442447045E-3,7.5808647843589178E-3,1.5627816280617882E-5,2.6501993358583322E-4,1.611839161925183E-2,null,3.3435587041299127E-3,1.5037096377956271E-3,2.6147346029163966E-3,2.8722719568669433E-3,2.2964088340461932E-6,1.0684775599246399E-4,1.0443419066535387E-2]
[2004,1,23,5,4.0787244384462799E-3,1.8182382563106728E-3,2.6087788873530799E-3,6.460785978882647E-3,1.5627816280617882E-5,2.6501993358583322E-4,1.5247175310859132E-2,null,3.5220224118027313E-3,1.5287692617650575E-3,2.6272077402913407E-3,2.447891489207332E-3,2.2964088340461932E-6,1.0684775599246399E-4,1.0235035067892971E-2]
[2004,1,23,6,4.539190237184851E-3,1.7729693748910964E-3,2.7162528153137659E-3,6.4502692353614393E-3,1.5627816280617882E-5,2.6501993358583322E-4,1.5759329412617606E-2,null,3.9196395804790441E-3,1.4907073223088066E-3,2.7354408821596088E-3,2.4439068583831745E-3,2.2964088340461932E-6,1.0684775599246399E-4,1.0698838808157142E-2]
[2004,1,23,7,4.9346123912285961E-3,1.7534527034629873E-3,3.0599726695456171E-3,6.4877898285692522E-3,1.5627816280617882E-5,2.6501993358583322E-4,1.65164753426729E-2,null,4.2610908625362112E-3,1.4742977636232459E-3,3.0815888312661567E-3,2.4581228285582611E-3,2.2964088340461932E-6,1.0684775599246399E-4,1.1384244450810384E-2]
[2004,1,23,8,4.8906263604552337E-3,1.8586511640627712E-3,3.817514892582669E-3,6.8252820735843723E-3,1.5627816280617882E-5,2.6501993358583322E-4,1.7672722240551494E-2,null,4.2231084519742858E-3,1.5627483131547882E-3,3.8444824600089786E-3,2.5859933998705251E-3,2.2964088340461932E-6,1.0684775599246399E-4,1.2325476789835086E-2]
[2004,1,23,9,4.9855435638456961E-3,1.9961333842516832E-3,4.1248995260008857E-3,8.4055283988547624E-3,2.60984563188905E-6,4.4258334217195357E-5,1.9558973052802107E-2,null,4.3050704777624739E-3,1.6783429507302237E-3,4.154038510189347E-3,3.1847241956474105E-3,3.8350032128288657E-7,1.784357739090685E-5,1.3340403212041645E-2]
[2004,1,23,10,4.8845099630433E-3,1.9981550971564814E-3,4.1670313937424092E-3,8.1621971803362229E-3,0,0,1.9211893634278415E-2,null,4.2178268770384393E-3,1.6800428008649582E-3,4.1964680045324908E-3,3.0925297752135987E-3,0,0,1.3186867457649486E-2]
[2004,1,23,11,4.7067137785866044E-3,2.0655653012101906E-3,4.0825085219536959E-3,8.0992162945676197E-3,0,0,1.8954003896318111E-2,null,4.0642979598880481E-3,1.7367210978532339E-3,4.111348048958078E-3,3.0686672955153676E-3,0,0,1.2981034402214727E-2]
[2004,1,23,12,4.6504022387438178E-3,2.0334517058621772E-3,4.0149557314981864E-3,8.6263214788309533E-3,0,0,1.9325131154935137E-2,null,4.0156723397064189E-3,1.709720083391895E-3,4.0433180542263046E-3,3.2683792653426711E-3,0,0,1.303708974266729E-2]
[2004,1,23,13,4.3369038149242752E-3,2.0613113316058818E-3,3.9944448923102706E-3,7.8017524353817553E-3,0,0,1.8194412474222182E-2,null,3.7449630796373896E-3,1.7331443729938936E-3,4.0226623230198016E-3,2.9559628580633508E-3,0,0,1.2456732633714435E-2]
[2004,1,23,14,4.0666165285659153E-3,2.0443065086866237E-3,4.0023076886629106E-3,8.8269460623322527E-3,0,0,1.8940176788247703E-2,null,3.5115671014226617E-3,1.7188467689860073E-3,4.0305806634886449E-3,3.3443928048847334E-3,0,0,1.2605387338782047E-2]
[2004,1,23,15,4.0167830212396788E-3,2.0642855410882002E-3,3.9322717787598519E-3,8.2246116729064352E-3,0,0,1.8237952013994165E-2,null,3.4685353319784382E-3,1.7356450793885793E-3,3.9600500081358059E-3,3.1161776573234842E-3,0,0,1.2280408076826309E-2]
[2004,1,23,16,4.1483625313470159E-3,2.0994488001220696E-3,3.7636603532246555E-3,8.7664308941504381E-3,0,0,1.877790257884418E-2,null,3.5821556538525481E-3,1.7652102419121849E-3,3.7902474831249264E-3,3.3214645472943415E-3,0,0,1.2459077926184E-2]
[2004,1,23,17,4.7122068299907099E-3,2.2658325662127722E-3,3.5359889760369235E-3,7.1174284603847922E-3,0,0,1.7631456832625198E-2,null,4.0690412688431914E-3,1.9051052124273756E-3,3.5609677970273117E-3,2.6966831296013809E-3,0,0,1.2231797407899259E-2]
[2004,1,23,18,5.0646342850438914E-3,2.0828932470469395E-3,3.4048743985994885E-3,6.8044272374594384E-3,1.301797127478056E-5,2.207616099853603E-4,1.7590608749409899E-2,null,4.3733661659928359E-3,1.7512903826391027E-3,3.4289270041572961E-3,2.5780918262808877E-3,1.9129086047576513E-6,8.9004182881887873E-5,1.222259247055677E-2]
[2004,1,23,19,5.5514797484775107E-3,1.957897892840062E-3,3.3587230163593306E-3,6.9177265288021227E-3,1.5627816280617882E-5,2.6501993358583322E-4,1.8066474936345476E-2,null,4.7937624587982581E-3,1.6461946644560287E-3,3.3824496007888913E-3,2.6210191685450473E-3,2.2964088340461932E-6,1.0684775599246399E-4,1.2552570057414735E-2]
[2004,1,23,20,6.2306382504333322E-3,1.8088410458242065E-3,3.3010479280572904E-3,6.1890153244213214E-3,1.5627816280617882E-5,2.6501993358583322E-4,1.7810190298602598E-2,null,5.3802231283417903E-3,1.5208681154283853E-3,3.3243670859603365E-3,2.34492180808082E-3,2.2964088340461932E-6,1.0684775599246399E-4,1.2679524302637839E-2]
[2004,1,23,21,5.4743618838043392E-3,2.0975234523271827E-3,3.2035253671232875E-3,2.5727702548176083E-3,1.5627816280617882E-5,2.6501993358583322E-4,1.362882870793887E-2,null,4.7271703533917093E-3,1.7635914152722687E-3,3.2261556092495584E-3,9.7478270152248235E-4,2.2964088340461932E-6,1.0684775599246399E-4,1.0800844244262527E-2]
[2004,1,23,22,5.1700951526874699E-3,2.1097206068520663E-3,3.0192949088605368E-3,2.8231947329903774E-3,1.5627816280617882E-5,2.6501993358583322E-4,1.3402953151256902E-2,null,4.4644327592413702E-3,1.7738467461420942E-3,3.0406237160363289E-3,1.0696646479005181E-3,2.2964088340461932E-6,1.0684775599246399E-4,1.045771203414682E-2]
[2004,1,23,23,5.1133530034593883E-3,2.039837485402794E-3,2.8748860148946134E-3,2.6820711838826824E-3,1.5627816280617882E-5,2.6501993358583322E-4,1.299079543750593E-2,null,4.4154353032251244E-3,1.7150892276392015E-3,2.8951946933493487E-3,1.0161951264031964E-3,2.2964088340461932E-6,1.0684775599246399E-4,1.0151058515443378E-2]
[2004,1,23,24,5.1570369564160473E-3,1.6035519165104753E-3,2.6480149358187829E-3,4.6293388182596061E-3,1.5627816280617882E-5,2.6501993358583322E-4,1.4318590376871363E-2,null,4.4531568663440336E-3,1.3482616324330568E-3,2.6667209588041329E-3,1.7539845973716401E-3,2.2964088340461932E-6,1.0684775599246399E-4,1.0331268219779371E-2]
[2004,1,24,1,4.4298703002893401E-3,1.4751907442292463E-3,2.5443841463367919E-3,5.5558525395697335E-3,1.5627816280617882E-5,2.6501993358583322E-4,1.4285945480291565E-2,null,3.8252406394342505E-3,1.2403359445279716E-3,2.5623581039913093E-3,2.1050262601727213E-3,2.2964088340461932E-6,1.0684775599246399E-4,9.842105112952762E-3]
[2004,1,24,2,3.8586945753632217E-3,1.5645205994591171E-3,2.4882608231637116E-3,5.673957622704626E-3,1.5627816280617882E-5,2.6501993358583322E-4,1.3866081370557129E-2,null,3.332024259012684E-3,1.3154442183525737E-3,2.5058383162216407E-3,2.1497744423262534E-3,2.2964088340461932E-6,1.0684775599246399E-4,9.41222540073966E-3]
[2004,1,24,3,3.834569703039567E-3,1.5205692690073718E-3,2.467894329331454E-3,5.7928647292857108E-3,1.5627816280617882E-5,2.6501993358583322E-4,1.3896545780530557E-2,null,3.3111921723424313E-3,1.2784900717905919E-3,2.4853279500506721E-3,2.1948264987103352E-3,2.2964088340461932E-6,1.0684775599246399E-4,9.378980857720539E-3]
[2004,1,24,4,3.6148012240123121E-3,1.5275742355775369E-3,2.4695639736135753E-3,5.9877269883924535E-3,1.5627816280617882E-5,2.6501993358583322E-4,1.388031417146233E-2,null,3.1214197274952761E-3,1.2843798266315716E-3,2.4870093889808888E-3,2.2686567830123086E-3,2.2964088340461932E-6,1.0684775599246399E-4,9.2706098909465535E-3]
[2004,1,24,5,3.7804064224987981E-3,1.5112286848505694E-3,2.5159213458312169E-3,6.1332852565413936E-3,1.5627816280617882E-5,2.6501993358583322E-4,1.422148945958843E-2,null,3.2644215971686852E-3,1.2706365367017288E-3,2.5336942374746319E-3,2.3238065506953997E-3,2.2964088340461932E-6,1.0684775599246399E-4,9.5017030868669548E-3]
[2004,1,24,6,3.9712589866382928E-3,1.4816640468577852E-3,2.5810683830856714E-3,6.2446013642876701E-3,1.5627816280617882E-5,2.6501993358583322E-4,1.4559240530735871E-2,null,3.4292248385726022E-3,1.2457786779245801E-3,2.5993014843600161E-3,2.3659824954882533E-3,2.2964088340461932E-6,1.0684775599246399E-4,9.7494316611719603E-3]
[2004,1,24,7,4.1180578552477186E-3,1.5209712517858425E-3,2.8409153220338985E-3,5.7638302148996347E-3,1.5627816280617882E-5,2.6501993358583322E-4,1.4524422393833548E-2,null,3.555987240169567E-3,1.2788280577026977E-3,2.8609840257993353E-3,2.1838257720353999E-3,2.2964088340461932E-6,1.0684775599246399E-4,9.9887692605335077E-3]
[2004,1,24,8,4.2872034790630009E-3,1.5552007744881727E-3,3.305595165678586E-3,5.6373987976709138E-3,1.5627816280617882E-5,2.6501993358583322E-4,1.5066045966767125E-2,null,3.7020463051851758E-3,1.3076081375247948E-3,3.3289464460331758E-3,2.1359228711787252E-3,2.2964088340461932E-6,1.0684775599246399E-4,1.058366792474838E-2]
[2004,1,24,9,4.6203929883803074E-3,1.7818536563730142E-3,3.3778696958448352E-3,5.0581035556749847E-3,2.60984563188905E-6,4.4258334217195357E-5,1.4885088076122226E-2,null,3.9897590293230516E-3,1.4981771994799005E-3,3.4017315356393504E-3,1.9164368988442294E-3,3.8350032128288657E-7,1.784357739090685E-5,1.082433174099872E-2]
[2004,1,24,10,5.4293711714722814E-3,1.8226917619904408E-3,3.3824004500579434E-3,4.7639041176489733E-3,0,0,1.5398367501169638E-2,null,4.6883203895003419E-3,1.5325137559570013E-3,3.4062942958624342E-3,1.8049692998822217E-3,0,0,1.1432097741202E-2]
[2004,1,24,11,5.7143078973150505E-3,1.9233675367896826E-3,3.3523576281388277E-3,4.6229477052346949E-3,0,0,1.5612980767478257E-2,null,4.9343663162377243E-3,1.6171616448589518E-3,3.3760392463951421E-3,1.7515631038828637E-3,0,0,1.1679130311374681E-2]
[2004,1,24,12,5.1845596377764081E-3,1.933617058049366E-3,3.2875603093929918E-3,4.6880067468390652E-3,0,0,1.5093743752057832E-2,null,4.4769229976546901E-3,1.6257794115323938E-3,3.3107841884887548E-3,1.7762129645592371E-3,0,0,1.1189699562235075E-2]
[2004,1,24,13,4.8588351690354737E-3,1.9194859131063109E-3,3.3270295253202999E-3,4.4470723812599124E-3,0,0,1.4552422988721997E-2,null,4.1956564163273379E-3,1.6138979873309672E-3,3.3505322215973271E-3,1.684926674487642E-3,0,0,1.0845013299743276E-2]
[2004,1,24,14,4.7731150965977598E-3,1.8366190730686736E-3,3.2660379803237448E-3,4.5861315655143075E-3,0,0,1.4461903715504485E-2,null,4.1216362120151317E-3,1.5442237972574436E-3,3.2891098220662355E-3,1.737614040195942E-3,0,0,1.0692583871534753E-2]
[2004,1,24,15,4.8548193557650787E-3,1.8017288977030474E-3,3.2356534283282477E-3,4.3742858953357867E-3,0,0,1.4266487577132159E-2,null,4.1921887183856412E-3,1.5148882426614303E-3,3.2585106284838124E-3,1.6573490051444159E-3,0,0,1.0622936594675302E-2]
[2004,1,24,16,4.6859304925758018E-3,1.8683994355841497E-3,3.2087543796926019E-3,4.3707407599481163E-3,0,0,1.4133825067800669E-2,null,4.0463513689315781E-3,1.5709446305546112E-3,3.2314215604433453E-3,1.6560058083922048E-3,0,0,1.050472336832174E-2]
[2004,1,24,17,5.0879299522831132E-3,1.9090311552512743E-3,3.1473815581817182E-3,3.926676315071093E-3,0,0,1.4071018980787197E-2,null,4.3934822251561001E-3,1.605107658344926E-3,3.1696151909964853E-3,1.4877566853246679E-3,0,0,1.0655961759822179E-2]
[2004,1,24,18,5.8680469068550858E-3,1.9367089016275078E-3,3.0528994883373302E-3,3.5951740209105173E-3,1.1720862210463411E-5,1.9876495018937492E-4,1.4663315130130281E-2,null,5.0671216041567636E-3,1.6283790243213359E-3,3.074465683915885E-3,1.3621556133837707E-3,1.7223066255346447E-6,8.0135816994347992E-5,1.1213980049397637E-2]
[2004,1,24,19,6.0345056367913322E-3,1.807442334258533E-3,2.948014246878385E-3,3.6892325929372819E-3,1.5627816280617882E-5,2.6501993358583322E-4,1.4759842560731984E-2,null,5.2108605074152065E-3,1.519692082947353E-3,2.9688395154663038E-3,1.397792945854445E-3,2.2964088340461932E-6,1.0684775599246399E-4,1.1206329216509818E-2]
[2004,1,24,20,5.9027538384734644E-3,1.7926754392121869E-3,2.8614682421238733E-3,3.8090389619290913E-3,1.5627816280617882E-5,2.6501993358583322E-4,1.4646584231605067E-2,null,5.0970914128186592E-3,1.5072761219696255E-3,2.881682135174468E-3,1.4431857188028849E-3,2.2964088340461932E-6,1.0684775599246399E-4,1.1038379553592145E-2]
[2004,1,24,21,5.6628715351800286E-3,1.8120670605728344E-3,2.7326619643630373E-3,3.762593867007091E-3,1.5627816280617882E-5,2.6501993358583322E-4,1.4250842176989444E-2,null,4.8899504644303489E-3,1.523580538934263E-3,2.7519659481982949E-3,1.4255883935011956E-3,2.2964088340461932E-6,1.0684775599246399E-4,1.0700229509890611E-2]
[2004,1,24,22,5.1750110205241199E-3,1.8506209477886163E-3,2.5828950170340469E-3,4.0207904622536804E-3,1.5627816280617882E-5,2.6501993358583322E-4,1.3909965197466914E-2,null,4.4686776639794642E-3,1.5559965314437582E-3,2.6011410219578999E-3,1.5234150743589545E-3,2.2964088340461932E-6,1.0684775599246399E-4,1.0258374456566586E-2]
[2004,1,24,23,5.51165879595201E-3,1.698242922685597E-3,2.4455707218399309E-3,4.413306757023382E-3,1.5627816280617882E-5,2.6501993358583322E-4,1.4349426947367372E-2,null,4.7593766380911425E-3,1.4278775458611793E-3,2.4628466448403017E-3,1.6721334037514597E-3,2.2964088340461932E-6,1.0684775599246399E-4,1.0431378397370593E-2]
[2004,1,24,24,5.3317440872918641E-3,1.6421633467485985E-3,2.4269703814934398E-3,4.4635345031797799E-3,1.5627816280617882E-5,2.6501993358583322E-4,1.4145060068580136E-2,null,4.6040183525102273E-3,1.3807260069428088E-3,2.4441149085604455E-3,1.6911639168717188E-3,2.2964088340461932E-6,1.0684775599246399E-4,1.0229167349711708E-2]
[2004,1,25,1,4.6803430044715169E-3,1.936830607950105E-3,2.4533203272491242E-3,4.5409348404870566E-3,1.5627816280617882E-5,2.6501993358583322E-4,{"$f":"SUM(E579:J579)","v":1.3892076530024255E-2},null,4.0415265128703366E-3,1.6284813546316257E-3,2.4706509947658309E-3,1.7204897028636312E-3,2.2964088340461932E-6,1.0684775599246399E-4,{"$f":"SUM(M579:R579)","v":9.970292729957933E-3}]
[2004,1,25,2,4.4699426953218949E-3,1.9301859747436047E-3,2.4292313535165437E-3,4.6644619868386594E-3,1.5627816280617882E-5,2.6501993358583322E-4,1.3774469760287155E-2,null,{"$f":"E580*V$5","v":3.8598435834500109E-3},{"$f":"F580*W$5","v":1.6228945669999472E-3},{"$f":"G580*X$5","v":2.4463918524702867E-3},{"$f":"H580*Y$5","v":1.7672922205802838E-3},{"$f":"I580*Z$5","v":2.2964088340461932E-6},{"$f":"J580*AA$5","v":1.0684775599246399E-4},9.8055663883270371E-3]
[2004,1,25,3,4.1048531562623905E-3,1.9696697624897886E-3,2.4300534164825457E-3,4.8420945930853655E-3,1.5627816280617882E-5,2.6501993358583322E-4,1.3627318678186543E-2,null,3.544584840603405E-3,1.6560924170808818E-3,2.4472197226273768E-3,1.8345944569425894E-3,2.2964088340461932E-6,1.0684775599246399E-4,9.5916356020807614E-3]
[2004,1,25,4,4.3961323240452486E-3,1.8791170239779898E-3,2.4338067659627452E-3,4.8938904894536266E-3,1.5627816280617882E-5,2.6501993358583322E-4,1.3883594353306062E-2,null,3.7961075341573901E-3,1.5799559466678243E-3,2.4509995863997353E-3,1.8542191178290747E-3,2.2964088340461932E-6,1.0684775599246399E-4,9.7904263498805339E-3]
[2004,1,25,5,4.2617679457730706E-3,1.8607730827162748E-3,2.4780851743926692E-3,5.3206297475751167E-3,1.5627816280617882E-5,2.6501993358583322E-4,1.4201903700323582E-2,null,3.6800824486767879E-3,1.5645324159818976E-3,2.495590784955818E-3,2.0159039966473179E-3,2.2964088340461932E-6,1.0684775599246399E-4,9.8652538110883294E-3]
[2004,1,25,6,4.4780867762119992E-3,1.8009248573667156E-3,2.5425349906906345E-3,5.6751305183054251E-3,1.5627816280617882E-5,2.6501993358583322E-4,1.4777324892441226E-2,null,3.8668760848732764E-3,1.5142122079629318E-3,2.5604958855985818E-3,2.1502188342575617E-3,2.2964088340461932E-6,1.0684775599246399E-4,1.0200947177518859E-2]
[2004,1,25,7,4.6947922256407966E-3,1.7279029568250217E-3,2.6960114114453369E-3,5.7007941451346893E-3,1.5627816280617882E-5,2.6501993358583322E-4,1.5100148488912297E-2,null,4.0540035707248949E-3,1.4528156134317404E-3,2.7150564896090178E-3,2.1599423839778098E-3,2.2964088340461932E-6,1.0684775599246399E-4,1.0490962222569972E-2]
[2004,1,25,8,5.2194683920216423E-3,1.6494283756185669E-3,2.9186395044599957E-3,5.6079284480785602E-3,1.5627816280617882E-5,2.6501993358583322E-4,1.5676112470045217E-2,null,4.5070670823251077E-3,1.3868344213839282E-3,2.9392572649257231E-3,2.1247570133114506E-3,2.2964088340461932E-6,1.0684775599246399E-4,1.1067059946772718E-2]
[2004,1,25,9,5.3070128382950634E-3,1.6906769575158415E-3,3.1271719978642528E-3,6.0151143979361704E-3,2.60984563188905E-6,4.4258334217195357E-5,1.618684437146041E-2,null,4.5826626530622435E-3,1.4215161050835682E-3,3.149262866945059E-3,2.2790334472374708E-3,3.8350032128288657E-7,1.784357739090685E-5,1.145070215004053E-2]
[2004,1,25,10,5.6869039671066058E-3,1.6240270485970698E-3,3.2293362214665458E-3,6.0761502835805252E-3,0,0,1.6616417520750746E-2,null,4.9107027278236983E-3,1.3654770619599211E-3,3.2521487958100882E-3,2.3021589965891128E-3,0,0,1.183048758218282E-2]
[2004,1,25,11,5.7070232925584656E-3,1.7062734549514412E-3,3.2352527576547459E-3,6.0201239151563331E-3,0,0,1.6668673420320988E-2,null,4.9280759816978425E-3,1.4346295932570721E-3,3.2581071274052679E-3,2.2809314755282014E-3,0,0,1.1901744177888385E-2]
[2004,1,25,12,5.0048093338552584E-3,1.8173127176186793E-3,3.2043165044002746E-3,6.208032639833984E-3,0,0,1.6234471195708196E-2,null,4.3217066773337696E-3,1.5279910716142436E-3,3.2269523352533641E-3,2.3521271736042077E-3,0,0,1.1428777257805585E-2]
[2004,1,25,13,4.9543144904364367E-3,1.775113948524079E-3,3.2165697269555169E-3,6.1495782358042738E-3,0,0,1.6095576401720307E-2,null,4.2781038370621419E-3,1.4925104733745796E-3,3.2392921166341107E-3,2.3299797075530633E-3,0,0,1.1339886134623896E-2]
[2004,1,25,14,4.4361473724351293E-3,1.7791715185711699E-3,3.179026454234876E-3,6.1069438755725017E-3,0,0,1.5501289220813676E-2,null,3.8306609587305434E-3,1.495922066076428E-3,3.2014836319190216E-3,2.3138262104552992E-3,0,0,1.0841892867181293E-2]
[2004,1,25,15,4.2062397703518323E-3,1.7687102501280209E-3,3.2070141268401979E-3,6.083671394719682E-3,0,0,1.5265635542039732E-2,null,3.6321332720968143E-3,1.4871262630074674E-3,3.2296690141520273E-3,2.305008628817622E-3,0,0,1.0653937178073931E-2]
[2004,1,25,16,4.7507024826084938E-3,1.6528587616958723E-3,3.1589457050770794E-3,6.1059856178346519E-3,0,0,1.5668492567216096E-2,null,4.1022826788288226E-3,1.3897186796887843E-3,3.1812610289709657E-3,2.3134631414775285E-3,0,0,1.0986725528966103E-2]
[2004,1,25,17,5.6961376598087636E-3,1.7038923499475569E-3,3.1048026663233674E-3,6.0605277667899402E-3,0,0,1.6565360442869628E-2,null,4.9186761207634499E-3,1.4326275673254654E-3,3.1267355146829493E-3,2.2962398675517685E-3,0,0,1.1774279070323633E-2]
[2004,1,25,18,5.9089770376646996E-3,1.7146672281246839E-3,3.0273918622830067E-3,6.0583149608032074E-3,1.1720862210463411E-5,1.9876495018937492E-4,1.6919836901275437E-2,null,5.1024652122393906E-3,1.4416870525162998E-3,3.0487778676999353E-3,2.2954014697221707E-3,1.7223066255346447E-6,8.0135816994347992E-5,1.1970189725797678E-2]
[2004,1,25,19,6.4969668856110253E-3,1.6982710537690646E-3,2.8315299073473302E-3,6.0522215424638265E-3,1.5627816280617882E-5,2.6501993358583322E-4,1.7359637139057697E-2,null,5.6102007686939757E-3,1.4279011983916198E-3,2.8515323109645015E-3,2.2930927681273643E-3,2.2964088340461932E-6,1.0684775599246399E-4,1.2291871211003969E-2]
[2004,1,25,20,6.218355727584772E-3,1.7516318234617068E-3,2.8256264446250077E-3,5.9280260399016769E-3,1.5627816280617882E-5,2.6501993358583322E-4,1.7004287785439613E-2,null,5.3696170377860409E-3,1.4727667731902492E-3,2.8455871451883619E-3,2.2460370206202644E-3,2.2964088340461932E-6,1.0684775599246399E-4,1.2043152141611425E-2]
[2004,1,25,21,5.9930353530653633E-3,1.8682529715301488E-3,2.7068260563006112E-3,6.2153574275439294E-3,1.5627816280617882E-5,2.6501993358583322E-4,1.7064119558306501E-2,null,5.1750504714809529E-3,1.5708214840181587E-3,2.72594753093491E-3,2.3549024219337504E-3,2.2964088340461932E-6,1.0684775599246399E-4,1.193586607319428E-2]
[2004,1,25,22,6.2978107751630666E-3,1.6723899162373944E-3,2.581262087260059E-3,6.3504632332025499E-3,1.5627816280617882E-5,2.6501993358583322E-4,1.7182573761729519E-2,null,5.4382273257632813E-3,1.4061404157325783E-3,2.5994965568932786E-3,2.4060919138771801E-3,2.2964088340461932E-6,1.0684775599246399E-4,1.1959100377092828E-2]
[2004,1,25,23,6.0065067069542495E-3,1.6640086346567057E-3,2.5634553777265901E-3,6.9091052381732836E-3,1.5627816280617882E-5,2.6501993358583322E-4,1.7423723707377277E-2,null,5.1866831304237223E-3,1.3990934593668305E-3,2.581564057768021E-3,2.6177526953906514E-3,2.2964088340461932E-6,1.0684775599246399E-4,1.1894237507775733E-2]
[2004,1,25,24,5.1360269632876798E-3,1.8187150728075539E-3,2.550772975357574E-3,7.808737864597461E-3,1.5627816280617882E-5,2.6501993358583322E-4,1.7594900625916718E-2,null,4.4350145113537269E-3,1.5291701676427136E-3,2.5687920647750944E-3,2.9586095287287275E-3,2.2964088340461932E-6,1.0684775599246399E-4,1.1600730437326772E-2]
[2004,1,26,1,4.2402116854879535E-3,1.8710934749822529E-3,2.5371323936138192E-3,7.642234381733972E-3,1.5627816280617882E-5,2.6501993358583322E-4,1.6571319685684448E-2,null,3.6614683861225261E-3,1.5732097707844516E-3,2.5550551236671304E-3,2.8955239444117243E-3,2.2964088340461932E-6,1.0684775599246399E-4,1.0794401389812341E-2]
[2004,1,26,2,3.9828189610343206E-3,1.9483690552491407E-3,2.5247832313951158E-3,7.6391646792324727E-3,1.5627816280617882E-5,2.6501993358583322E-4,1.63757836767775E-2,null,3.4392070007699055E-3,1.6381828464454948E-3,2.5426187248889999E-3,2.8943608817979219E-3,2.2964088340461932E-6,1.0684775599246399E-4,1.062351361872883E-2]
[2004,1,26,3,3.6248002554106554E-3,2.0043158053417434E-3,2.5194893327084703E-3,7.7961181815913135E-3,1.5627816280617882E-5,2.6501993358583322E-4,1.6225371324918633E-2,null,3.1300539986289983E-3,1.6852227057930634E-3,2.5372874292114329E-3,2.9538281267865781E-3,2.2964088340461932E-6,1.0684775599246399E-4,1.0415536425246581E-2]
[2004,1,26,4,3.7853069954519192E-3,1.9452649649872075E-3,2.521428550991855E-3,7.1624251008182158E-3,1.5627816280617882E-5,2.6501993358583322E-4,1.569507336211565E-2,null,3.2686532946103837E-3,1.6355729366816245E-3,2.5392403464590085E-3,2.7137316579878526E-3,2.2964088340461932E-6,1.0684775599246399E-4,1.0266342400565377E-2]
[2004,1,26,5,3.8861667120790601E-3,1.9788193703889228E-3,2.6147829712280068E-3,7.8020516646396644E-3,1.5627816280617882E-5,2.6501993358583322E-4,1.6562468468202102E-2,null,3.35574674447928E-3,1.6637853799062164E-3,2.6332542380248345E-3,2.9560762313829672E-3,2.2964088340461932E-6,1.0684775599246399E-4,1.0718006758619806E-2]
[2004,1,26,6,4.1263616103834151E-3,1.9665716633387297E-3,2.7147890751313365E-3,7.4653743113031303E-3,1.5627816280617882E-5,2.6501993358583322E-4,1.6553744410023059E-2,null,3.5631576220209052E-3,1.6534875446250303E-3,2.7339668018702841E-3,2.8285144098746991E-3,2.2964088340461932E-6,1.0684775599246399E-4,1.0888270543217428E-2]
[2004,1,26,7,4.6930529329839736E-3,1.9065669037822708E-3,3.0888423590280244E-3,7.7075886306358782E-3,1.5627816280617882E-5,2.6501993358583322E-4,1.7676698576296595E-2,null,4.0525016728128246E-3,1.6030357231153175E-3,3.1106624610918502E-3,2.920285654549379E-3,2.2964088340461932E-6,1.0684775599246399E-4,1.1795629676395879E-2]
[2004,1,26,8,4.8957220192038711E-3,2.0041419204153864E-3,3.858572187066896E-3,7.3096860489653389E-3,1.5627816280617882E-5,2.6501993358583322E-4,1.8348769925517941E-2,null,4.2275086080982025E-3,1.6850765038695385E-3,3.8858297901285602E-3,2.7695265446843298E-3,2.2964088340461932E-6,1.0684775599246399E-4,1.2677085611607141E-2]
[2004,1,26,9,5.443821209658254E-3,2.0545504193530554E-3,4.1658229890646466E-3,8.1164543524081863E-3,1.2971090643171483E-6,2.1996659795985365E-5,1.9803942739344445E-2,null,4.7007981528576007E-3,1.7274598182895041E-3,4.1952510634807932E-3,3.0751985279716524E-3,1.9060197922300642E-7,8.868365887539876E-6,1.3707766530466311E-2]
[2004,1,26,10,5.111331991897867E-3,2.1729351755796398E-3,4.2091672239650008E-3,8.0671065913799269E-3,0,0,1.9560540982822436E-2,null,4.4136901380094767E-3,1.8269973655568124E-3,4.2389014893483359E-3,3.0565014275527021E-3,0,0,1.3536090420467328E-2]
[2004,1,26,11,5.1308828313728029E-3,2.1145503545625262E-3,4.2211154112479551E-3,7.7629237247328073E-3,0,0,1.9229472321916092E-2,null,4.4305724981295218E-3,1.7779075835027674E-3,4.2509340806363149E-3,2.9412512625012748E-3,0,0,1.340066542476988E-2]
[2004,1,26,12,4.8868750491576889E-3,2.1172521484105322E-3,4.1663004811095345E-3,8.3092849237672069E-3,0,0,1.9479712602444965E-2,null,4.2198691543303794E-3,1.7801792436507825E-3,4.1957319286098152E-3,3.1482590373325221E-3,0,0,1.3344039363923501E-2]
[2004,1,26,13,4.3244757603955845E-3,2.1169398306579656E-3,4.0715790525685455E-3,7.1544127498136146E-3,0,0,1.7667407393435711E-2,null,3.7342313209109213E-3,1.7799166478229967E-3,4.1003413719625133E-3,2.7106959026019272E-3,0,0,1.232518524329836E-2]
[2004,1,26,14,4.2429216233006231E-3,2.1695159674071781E-3,4.1508904831398232E-3,7.7839133213401185E-3,0,0,1.8347241395187744E-2,null,3.6638084465641799E-3,1.8241225056007571E-3,4.1802130718220035E-3,2.9492038947452263E-3,0,0,1.2617347918732168E-2]
[2004,1,26,15,4.1662770994685934E-3,2.1480985614019143E-3,4.0428916504523212E-3,7.397042313160497E-3,0,0,1.7754309624483326E-2,null,3.5976250760638702E-3,1.8061148149947823E-3,4.0714513172116244E-3,2.802624476785968E-3,0,0,1.2277815685056245E-2]
[2004,1,26,16,4.8126649206781079E-3,2.1064952236830442E-3,3.9199857294289755E-3,8.0848864392996014E-3,0,0,1.8924032313089728E-2,null,4.1557879103943686E-3,1.7711348536664513E-3,3.9476771680855595E-3,3.0632379358574548E-3,0,0,1.2937837868003833E-2]
[2004,1,26,17,5.3919901396795901E-3,2.2212927999415606E-3,3.6961869415343927E-3,7.5664698456745835E-3,0,0,1.8875939726830125E-2,null,4.6560414665828814E-3,1.8676563107967446E-3,3.7222974279033506E-3,2.8668179381131542E-3,0,0,1.3112813143396131E-2]
[2004,1,26,18,5.5039193473381907E-3,2.1781388283112616E-3,3.5077672629100546E-3,7.085200676277899E-3,1.1720862210463411E-5,1.9876495018937492E-4,1.8485511927237245E-2,null,4.7526935409895272E-3,1.8313725811356248E-3,3.5325467209711419E-3,2.6844725226119015E-3,1.7223066255346447E-6,8.0135816994347992E-5,1.2882943489328077E-2]
[2004,1,26,19,6.1087311782928953E-3,2.0197937216277924E-3,3.4360058983572287E-3,7.0504232050447981E-3,1.5627816280617882E-5,2.6501993358583322E-4,1.8895601753189162E-2,null,5.2749550606614373E-3,1.6982364912923834E-3,3.4602784220666145E-3,2.6712958787599122E-3,2.2964088340461932E-6,1.0684775599246399E-4,1.3213910017606856E-2]
[2004,1,26,20,5.9154379315153145E-3,2.1061143755398428E-3,3.4125613065908436E-3,8.5890375088194942E-3,1.5627816280617882E-5,2.6501993358583322E-4,2.0303798872331944E-2,null,5.1080442635544655E-3,1.7708146376921663E-3,3.43666821375988E-3,3.2542529480225767E-3,2.2964088340461932E-6,1.0684775599246399E-4,1.3678924227855598E-2]
[2004,1,26,21,5.8439790846497273E-3,2.0722846977366846E-3,3.3537783312836398E-3,8.456419506379249E-3,1.5627816280617882E-5,2.6501993358583322E-4,2.0007109369915749E-2,null,5.0463387808771286E-3,1.7423707462596856E-3,3.3774699856259755E-3,3.2040060460898656E-3,2.2964088340461932E-6,1.0684775599246399E-4,1.3479329723679163E-2]
[2004,1,26,22,5.4937753664077525E-3,1.9990676883215185E-3,3.0378020841004905E-3,8.21196468876342E-3,1.5627816280617882E-5,2.6501993358583322E-4,1.902325757745963E-2,null,4.7439341043761744E-3,1.6808101047740167E-3,3.0592616290756615E-3,3.1113859114044865E-3,2.2964088340461932E-6,1.0684775599246399E-4,1.2704535914456848E-2]
[2004,1,26,23,5.2230883377635939E-3,1.936097408622489E-3,2.8679971260928967E-3,8.3058160449924444E-3,1.5627816280617882E-5,2.6501993358583322E-4,1.8613646667337874E-2,null,4.5101929443991636E-3,1.6278648828403652E-3,2.8882571402782109E-3,3.1469447330268871E-3,2.2964088340461932E-6,1.0684775599246399E-4,1.2282403865371137E-2]
[2004,1,26,24,4.7778311660428181E-3,1.9482351632281419E-3,2.7293016139954894E-3,7.9300203703409622E-3,1.5627816280617882E-5,2.6501993358583322E-4,1.7666036063473861E-2,null,4.1257085886936213E-3,1.6380702704366092E-3,2.7485818597504353E-3,3.0045615869720502E-3,2.2964088340461932E-6,1.0684775599246399E-4,1.1626066470679224E-2]
[2004,1,27,1,4.321311217223461E-3,1.8007554334152206E-3,2.6780399805430683E-3,7.9034832677319315E-3,1.5627816280617882E-5,2.6501993358583322E-4,1.698423764878013E-2,null,3.7314987038529319E-3,1.5140697568136652E-3,2.6969581054955001E-3,2.9945070908415188E-3,2.2964088340461932E-6,1.0684775599246399E-4,1.1046177821830124E-2]
[2004,1,27,2,3.9116528679463075E-3,1.7900317789785187E-3,2.6480627577392048E-3,7.8774515670638236E-3,1.5627816280617882E-5,2.6501993358583322E-4,1.6507846721594305E-2,null,3.3777543141275341E-3,1.5050533403898434E-3,2.6667691185466458E-3,2.9846440836589043E-3,2.2964088340461932E-6,1.0684775599246399E-4,1.0643365021549436E-2]
[2004,1,27,3,3.9127553351326599E-3,1.8294017511052178E-3,2.6250299665551498E-3,8.3892367335014362E-3,1.5627816280617882E-5,2.6501993358583322E-4,1.7037071536160912E-2,null,3.378706306397963E-3,1.5381554946399521E-3,2.6435736198508327E-3,3.1785515366096755E-3,2.2964088340461932E-6,1.0684775599246399E-4,1.0848131122324932E-2]
[2004,1,27,4,4.0686024019766526E-3,1.7187510218067709E-3,2.6041764223476193E-3,7.991380339090878E-3,1.5627816280617882E-5,2.6501993358583322E-4,1.666355793508837E-2,null,3.5132819244672615E-3,1.445120693971646E-3,2.6225727626988035E-3,3.0278099263802722E-3,2.2964088340461932E-6,1.0684775599246399E-4,1.0717929472344491E-2]
[2004,1,27,5,4.1626170500736592E-3,1.8654506334827498E-3,2.6084393243100334E-3,6.6568322967535494E-3,1.5627816280617882E-5,2.6501993358583322E-4,1.5573987054486444E-2,null,3.5944645840542229E-3,1.5684652866094478E-3,2.626865778517833E-3,2.5221703949898778E-3,2.2964088340461932E-6,1.0684775599246399E-4,1.0421110208997891E-2]
[2004,1,27,6,4.4336669733724965E-3,1.7212237721674251E-3,2.680323762519741E-3,6.5245318981701893E-3,1.5627816280617882E-5,2.6501993358583322E-4,1.5640394156096301E-2,null,3.8285191074678153E-3,1.4471997750438138E-3,2.6992580204922593E-3,2.4720438282270279E-3,2.2964088340461932E-6,1.0684775599246399E-4,1.0556164896057426E-2]
[2004,1,27,7,5.0975337830694665E-3,1.722425040963626E-3,3.0796522356553151E-3,6.6268285219296848E-3,1.5627816280617882E-5,2.6501993358583322E-4,1.680708733148454E-2,null,4.4017752363117108E-3,1.4482097982376253E-3,3.1014074171415709E-3,2.5108024305850064E-3,2.2964088340461932E-6,1.0684775599246399E-4,1.1571339047102421E-2]
[2004,1,27,8,4.9419993870007976E-3,1.9044692988673055E-3,3.8294305149230365E-3,7.2849568590736035E-3,1.5627816280617882E-5,2.6501993358583322E-4,1.8241503809731191E-2,null,4.2674696128191057E-3,1.6012720632065038E-3,3.8564822563101377E-3,2.7601570386104821E-3,2.2964088340461932E-6,1.0684775599246399E-4,1.2594525135772737E-2]
[2004,1,27,9,5.0947226153919244E-3,2.0554554874122354E-3,4.1656826383741968E-3,8.7658437994284945E-3,1.2971090643171483E-6,2.1996659795985365E-5,2.0104998309467152E-2,null,4.399347762793198E-3,1.7282207967937663E-3,4.1951097213294552E-3,3.3212421062201588E-3,1.9060197922300642E-7,8.868365887539876E-6,1.3652979355003342E-2]
[2004,1,27,10,4.989908488647771E-3,2.0673676789240369E-3,4.1611086604988433E-3,8.7874720640196639E-3,0,0,2.0005856892090314E-2,null,4.3088396372658305E-3,1.7382365316185588E-3,4.1905034321049039E-3,3.3294367198464419E-3,0,0,1.3567016320835734E-2]
[2004,1,27,11,4.6652183215686776E-3,2.0850049600294241E-3,4.1771146255967784E-3,8.4148993473156866E-3,0,0,1.9342237254510567E-2,null,4.0284661865454957E-3,1.7530659045686891E-3,4.2066224660329936E-3,3.1882747025142643E-3,0,0,1.3176429259661442E-2]
[2004,1,27,12,4.3362028631452635E-3,2.1552722242807127E-3,4.1064185123153183E-3,8.7364713006229805E-3,0,0,1.9334364900364276E-2,null,3.7443578002387618E-3,1.8121464091850972E-3,4.1354269435140215E-3,3.3101133224966647E-3,0,0,1.3002044475434545E-2]
[2004,1,27,13,4.1845728343611402E-3,2.0271741026099597E-3,3.9873145277878955E-3,7.7776305502778578E-3,0,0,1.7976692015036853E-2,null,3.6134236398806742E-3,1.7044418934427849E-3,4.0154815884028911E-3,2.9468234503438463E-3,0,0,1.2280170572070197E-2]
[2004,1,27,14,4.1225280840516583E-3,2.093365220179126E-3,4.0684934087447736E-3,8.4889161895953542E-3,0,0,1.8773302902570912E-2,null,3.5598473308108849E-3,1.7600951861784365E-3,4.0972339306316686E-3,3.2163185347765634E-3,0,0,1.2633494982397554E-2]
[2004,1,27,15,3.8742067596668622E-3,2.0743999763973872E-3,3.9785134488125743E-3,8.6043052412628166E-3,0,0,1.8531425426139642E-2,null,3.3454191969639834E-3,1.7441492662008022E-3,4.0066183371250718E-3,3.260037654779566E-3,0,0,1.2356224455069424E-2]
[2004,1,27,16,4.1392423330298593E-3,2.1138677518926924E-3,3.8475478497485343E-3,8.6615915640042961E-3,0,0,1.876224949867538E-2,null,3.5742802645346693E-3,1.7773336532293177E-3,3.874727575036744E-3,3.2817425529676814E-3,0,0,1.2508084045768413E-2]
[2004,1,27,17,4.8714624001234049E-3,2.2375863626022878E-3,3.6604059039315453E-3,7.6980186205952228E-3,0,0,{"$f":"SUM(E643:J643)","v":1.846747328725246E-2},null,4.2065601661544893E-3,1.8813558893167263E-3,3.6862636270313899E-3,2.9166597263408423E-3,0,0,{"$f":"SUM(M643:R643)","v":1.2690839408843448E-2}]
[2004,1,27,18,5.3895826490302102E-3,2.1627110338737362E-3,3.4771643955283579E-3,6.8276387471212603E-3,1.0423753772197991E-5,1.7676830101011196E-4,1.8044288880335876E-2,null,{"$f":"E644*V$5","v":4.6539625725189934E-3},{"$f":"F644*W$5","v":1.8184009379359181E-3},{"$f":"G644*X$5","v":3.5017276697859039E-3},{"$f":"H644*Y$5","v":2.5868863068810102E-3},{"$f":"I644*Z$5","v":1.5317047383059832E-6},{"$f":"J644*AA$5","v":7.126745538713884E-5},1.2633776647247271E-2]
[2004,1,27,19,5.4638091155611865E-3,2.132052690819231E-3,3.4195348296751464E-3,7.0402526402939683E-3,1.5627816280617882E-5,2.6501993358583322E-4,1.8336297026215982E-2,null,4.7180579245380697E-3,1.7926234952296595E-3,3.4436909989844144E-3,2.6674424096966493E-3,2.2964088340461932E-6,1.0684775599246399E-4,1.2730958993275301E-2]
[2004,1,27,20,6.2648726066730186E-3,1.9522034633005273E-3,3.3740755568377702E-3,8.5503537389009683E-3,1.5627816280617882E-5,2.6501993358583322E-4,2.0422153115578733E-2,null,5.4097848630825039E-3,1.641406805211998E-3,3.397910594196047E-3,3.2395962682527277E-3,2.2964088340461932E-6,1.0684775599246399E-4,1.3797842695569785E-2]
[2004,1,27,21,5.5036869604130874E-3,2.0006892537292554E-3,3.3117103045379372E-3,8.6182068739528959E-3,1.5627816280617882E-5,2.6501993358583322E-4,1.9714941142499623E-2,null,4.7524928723808053E-3,1.6821735120957392E-3,3.3351047832621866E-3,3.2653047675518139E-3,2.2964088340461932E-6,1.0684775599246399E-4,1.3144220100117053E-2]
[2004,1,27,22,5.75179510686687E-3,1.9009261029423019E-3,3.0073811503084366E-3,7.8272229182238199E-3,1.5627816280617882E-5,2.6501993358583322E-4,1.8767973028207877E-2,null,4.9667369247919386E-3,1.5982929547207175E-3,3.0286257966895508E-3,2.965613228525843E-3,2.2964088340461932E-6,1.0684775599246399E-4,1.2668413069554558E-2]
[2004,1,27,23,5.5299073592395744E-3,1.7885519653008594E-3,2.8498556475522649E-3,8.363186036378813E-3,1.5627816280617882E-5,2.6501993358583322E-4,1.8812148758337963E-2,null,4.7751344687197994E-3,1.5038091174967801E-3,2.8699875072812054E-3,3.1686813319654079E-3,2.2964088340461932E-6,1.0684775599246399E-4,1.2426756590289701E-2]
[2004,1,27,24,5.1077554954084888E-3,1.8080684329545118E-3,2.7438879959927383E-3,7.933415760718876E-3,1.5627816280617882E-5,2.6501993358583322E-4,1.7873775434941064E-2,null,4.4106017948322349E-3,1.5202185048493902E-3,2.7632712824039972E-3,3.0058480476651914E-3,2.2964088340461932E-6,1.0684775599246399E-4,1.1809083794577322E-2]
[2004,1,28,1,4.4978064269056558E-3,1.8007554334152206E-3,2.6959866983197792E-3,8.2395508389258645E-3,1.5627816280617882E-5,2.6501993358583322E-4,1.7514747147432969E-2,null,3.8839042152959431E-3,1.5140697568136652E-3,2.7150316019057836E-3,3.1218378753641906E-3,2.2964088340461932E-6,1.0684775599246399E-4,1.1343987614206092E-2]
[2004,1,28,2,4.0703069012984917E-3,1.7900317789785187E-3,2.6673694168127962E-3,8.3217925337116336E-3,1.5627816280617882E-5,2.6501993358583322E-4,1.7130148380667891E-2,null,3.514753777960435E-3,1.5050533403898434E-3,2.6862121631079155E-3,3.1529979765317715E-3,2.2964088340461932E-6,1.0684775599246399E-4,1.0968161422816473E-2]
[2004,1,28,3,4.0826822237794115E-3,1.8294017511052178E-3,2.6456757217190891E-3,8.5618967121570532E-3,1.5627816280617882E-5,2.6501993358583322E-4,1.7400304158627221E-2,null,3.5254400019966168E-3,1.5381554946399521E-3,2.6643652201025101E-3,3.2439697215889121E-3,2.2964088340461932E-6,1.0684775599246399E-4,1.10810746031545E-2]
[2004,1,28,4,4.2475222501227091E-3,1.7187510218067709E-3,2.6176969989791998E-3,7.8231388813377531E-3,1.5627816280617882E-5,2.6501993358583322E-4,1.6687756902112882E-2,null,3.6677811372963589E-3,1.445120693971646E-3,2.6361888509582924E-3,2.9640658503635436E-3,2.2964088340461932E-6,1.0684775599246399E-4,1.082230069741635E-2]
[2004,1,28,5,4.3469880351654829E-3,1.8654506334827498E-3,2.6266659866119231E-3,6.7226857592090116E-3,1.5627816280617882E-5,2.6501993358583322E-4,1.5842438164335618E-2,null,3.7536709122529752E-3,1.5684652866094478E-3,2.6452211970285164E-3,2.5471212493915645E-3,2.2964088340461932E-6,1.0684775599246399E-4,1.0623622810109012E-2]
[2004,1,28,6,4.6339702249060411E-3,1.7212237721674251E-3,2.6950826181844374E-3,6.8131334304110079E-3,1.5627816280617882E-5,2.6501993358583322E-4,1.614405779553536E-2,null,4.001483119061313E-3,1.4471997750438138E-3,2.7141211351962712E-3,2.5813904676070675E-3,2.2964088340461932E-6,1.0684775599246399E-4,1.0853338661734973E-2]
[2004,1,28,7,5.3402645881077179E-3,1.722425040963626E-3,3.0825828965688525E-3,6.7521522272721013E-3,1.5627816280617882E-5,2.6501993358583322E-4,1.7178072502778745E-2,null,4.6113758965870841E-3,1.4482097982376253E-3,3.10435878073683E-3,2.5582856366076711E-3,2.2964088340461932E-6,1.0684775599246399E-4,1.1831374276995718E-2]
[2004,1,28,8,5.1668843150942823E-3,1.9044692988673055E-3,3.8363649138078277E-3,7.3524105470574343E-3,1.5627816280617882E-5,2.6501993358583322E-4,1.8540776824693298E-2,null,4.4616601664529808E-3,1.6012720632065038E-3,3.8634656409552333E-3,2.7857141936177775E-3,2.2964088340461932E-6,1.0684775599246399E-4,1.2821256229059004E-2]
[2004,1,28,9,5.3120708121198769E-3,2.0554554874122354E-3,4.1764736637360036E-3,8.962968241257193E-3,1.2971090643171483E-6,2.1996659795985365E-5,2.0530261973385609E-2,null,4.5870302678492061E-3,1.7282207967937663E-3,4.2059769763098049E-3,3.3959294964300214E-3,1.9060197922300642E-7,8.868365887539876E-6,1.3926216505249559E-2]
[2004,1,28,10,5.1837430108056751E-3,2.0673676789240369E-3,4.1566196352812498E-3,8.5977061000215085E-3,0,0,2.0005436425032469E-2,null,4.4762178314841361E-3,1.7382365316185588E-3,4.1859826956579796E-3,3.2575373426297015E-3,0,0,1.3657974401390377E-2]
[2004,1,28,11,4.8515886859473176E-3,2.0850049600294241E-3,4.1806728076395003E-3,8.1911026512360968E-3,0,0,1.9308369104852341E-2,null,4.189399000258073E-3,1.7530659045686891E-3,4.2102057836722624E-3,3.1034816093153017E-3,0,0,1.3256152297814325E-2]
[2004,1,28,12,4.5084458297673258E-3,2.1552722242807127E-3,4.1089859153583532E-3,8.6291750590632953E-3,0,0,1.9401879028469689E-2,null,3.8930914540742691E-3,1.8121464091850972E-3,4.1380124831240693E-3,3.2694604425844731E-3,0,0,1.3112710788967908E-2]
[2004,1,28,13,4.3484198474546595E-3,2.0271741026099597E-3,3.9958543444224021E-3,7.6860485982396375E-3,0,0,1.8057496892726659E-2,null,3.7549072975611953E-3,1.7044418934427849E-3,4.0240817317387673E-3,2.9121244707317521E-3,0,0,1.23955553934745E-2]
[2004,1,28,14,4.2687418637373433E-3,2.093365220179126E-3,4.0689370542190684E-3,8.7368418718830488E-3,0,0,1.9167886010018585E-2,null,3.6861045018306408E-3,1.7600951861784365E-3,4.0976807100922292E-3,3.3102537261931546E-3,0,0,1.2854134124294462E-2]
[2004,1,28,15,4.0119747760456927E-3,2.0743999763973872E-3,3.9932595034936772E-3,8.1391913017677467E-3,0,0,1.8218825557704505E-2,null,3.4643833605495682E-3,1.7441492662008022E-3,4.0214685604171886E-3,3.083813205041861E-3,0,0,1.2313814392209421E-2]
[2004,1,28,16,4.2923592235295047E-3,2.1138677518926924E-3,3.8675459821010407E-3,8.3486982116503985E-3,0,0,1.8622471169173635E-2,null,3.7064983459725825E-3,1.7773336532293177E-3,3.8948669775604981E-3,3.1631921201317808E-3,0,0,1.254189109689418E-2]
[2004,1,28,17,5.0527753633227944E-3,2.2375863626022878E-3,3.680212601648501E-3,7.41441939413895E-3,0,0,1.8384993721712532E-2,null,4.3631258595657049E-3,1.8813558893167263E-3,3.7062102425931228E-3,2.8092083829505516E-3,0,0,1.2759900374426106E-2]
[2004,1,28,18,5.5776901904518329E-3,2.1627110338737362E-3,3.4834088601638311E-3,6.5335617630013698E-3,1.0423753772197991E-5,1.7676830101011196E-4,1.7944563902273079E-2,null,4.8163954572883411E-3,1.8184009379359181E-3,3.5080162463700759E-3,2.4754651038026605E-3,1.5317047383059832E-6,7.126745538713884E-5,1.2691076905522443E-2]
[2004,1,28,19,5.6605250169252845E-3,2.132052690819231E-3,3.4325841240202787E-3,6.1691983024538067E-3,1.5627816280617882E-5,2.6501993358583322E-4,1.7675007884085051E-2,null,4.887924220684875E-3,1.7926234952296595E-3,3.4568324757400992E-3,2.3374134461610365E-3,2.2964088340461932E-6,1.0684775599246399E-4,1.258393780264218E-2]
[2004,1,28,20,6.49889544616058E-3,1.9522034633005273E-3,3.3938934001985551E-3,8.0362523090250198E-3,1.5627816280617882E-5,2.6501993358583322E-4,2.0161892368551131E-2,null,5.6118661014666494E-3,1.641406805211998E-3,3.4178684341363121E-3,3.0448112190503552E-3,2.2964088340461932E-6,1.0684775599246399E-4,1.3825096724691822E-2]
[2004,1,28,21,5.7125219532634351E-3,2.0006892537292554E-3,3.2798258230318273E-3,8.5416529419845722E-3,1.5627816280617882E-5,2.6501993358583322E-4,1.9815337721875541E-2,null,4.9328241343445994E-3,1.6821735120957392E-3,3.302995064414753E-3,3.2362996714004897E-3,2.2964088340461932E-6,1.0684775599246399E-4,1.3263436547082091E-2]
[2004,1,28,22,5.963805595133302E-3,1.9009261029423019E-3,2.9961696728078033E-3,8.2407518982142037E-3,1.5627816280617882E-5,2.6501993358583322E-4,1.9382301018964057E-2,null,5.1498102611941543E-3,1.5982929547207175E-3,3.0173351194257327E-3,3.1222929380794033E-3,2.2964088340461932E-6,1.0684775599246399E-4,1.2996875438246515E-2]
[2004,1,28,23,5.734779552521746E-3,1.7885519653008594E-3,2.8533857933500202E-3,8.2042036646544809E-3,1.5627816280617882E-5,2.6501993358583322E-4,1.8861568725693556E-2,null,4.9520438106438296E-3,1.5038091174967801E-3,2.8735425906227566E-3,3.1084453798769138E-3,2.2964088340461932E-6,1.0684775599246399E-4,1.2546985063466789E-2]
[2004,1,28,24,5.2985092179175918E-3,1.8080684329545118E-3,2.752935636547168E-3,7.8201450442896836E-3,1.5627816280617882E-5,2.6501993358583322E-4,1.7960306081575405E-2,null,4.5753196854254486E-3,1.5202185048493902E-3,2.7723828370133986E-3,2.9629315319920644E-3,2.2964088340461932E-6,1.0684775599246399E-4,1.1939996724106811E-2]
[2004,1,29,1,4.3703375271980215E-3,1.8007554334152206E-3,2.6806613454837982E-3,8.332907866112382E-3,1.5627816280617882E-5,2.6501993358583322E-4,1.7465309922075872E-2,null,3.7738334497040556E-3,1.5140697568136652E-3,2.6995979881991668E-3,3.1572094033879522E-3,2.2964088340461932E-6,1.0684775599246399E-4,1.1253854762931349E-2]
[2004,1,29,2,3.9557233072306528E-3,1.7900317789785187E-3,2.6523877919650139E-3,7.9965025110953648E-3,1.5627816280617882E-5,2.6501993358583322E-4,1.6675293139135999E-2,null,3.4158096123463526E-3,1.5050533403898434E-3,2.671124705541832E-3,3.0297506378195648E-3,2.2964088340461932E-6,1.0684775599246399E-4,1.0730882460924102E-2]
[2004,1,29,3,3.9599572207488229E-3,1.8294017511052178E-3,2.6307121408362523E-3,8.000530671931072E-3,1.5627816280617882E-5,2.6501993358583322E-4,1.6701249534487813E-2,null,3.4194656421972706E-3,1.5381554946399521E-3,2.6492959339669761E-3,3.0312768454139839E-3,2.2964088340461932E-6,1.0684775599246399E-4,1.074733808104469E-2]
[2004,1,29,4,4.1183023504960609E-3,1.7187510218067709E-3,2.6081851637003877E-3,7.7431564706599938E-3,1.5627816280617882E-5,2.6501993358583322E-4,1.6469042756529662E-2,null,3.5561983644456087E-3,1.445120693971646E-3,2.6266098224748831E-3,2.9337617568640354E-3,2.2964088340461932E-6,1.0684775599246399E-4,1.0670834802582681E-2]
[2004,1,29,5,4.2138311126355479E-3,1.8654506334827498E-3,2.6141951723849138E-3,6.5767756153599834E-3,1.5627816280617882E-5,2.6501993358583322E-4,1.5550900283729647E-2,null,3.6386884777897728E-3,1.5684652866094478E-3,2.6326622868718275E-3,2.4918381614693697E-3,2.2964088340461932E-6,1.0684775599246399E-4,1.0440798377566927E-2]
[2004,1,29,6,4.4893065322167075E-3,1.7212237721674251E-3,2.6902712551724575E-3,6.5696747531106539E-3,1.5627816280617882E-5,2.6501993358583322E-4,1.5751124062533695E-2,null,3.8765644648312502E-3,1.4471997750438138E-3,2.7092757839065531E-3,2.4891477550199096E-3,2.2964088340461932E-6,1.0684775599246399E-4,1.0631331943628036E-2]
[2004,1,29,7,5.1649589129268798E-3,1.722425040963626E-3,3.0718371724145154E-3,6.4076167813587569E-3,1.5627816280617882E-5,2.6501993358583322E-4,1.6647485657530228E-2,null,4.459997560977258E-3,1.4482097982376253E-3,3.0935371469793006E-3,2.427746505836559E-3,2.2964088340461932E-6,1.0684775599246399E-4,1.153863517685725E-2]
[2004,1,29,8,5.0044675581918802E-3,1.9044692988673055E-3,3.8301568041956544E-3,6.7405763462143843E-3,1.5627816280617882E-5,2.6501993358583322E-4,1.7760317757335674E-2,null,4.321411550373272E-3,1.6012720632065038E-3,3.8572136762123621E-3,2.5538997150164155E-3,2.2964088340461932E-6,1.0684775599246399E-4,1.2442941169635062E-2]
[2004,1,29,9,5.1550969068066702E-3,2.0554554874122354E-3,4.1672759589000486E-3,7.8641107409738401E-3,1.2971090643171483E-6,2.1996659795985365E-5,1.9265232862953098E-2,null,4.4514816126446591E-3,1.7282207967937663E-3,4.1967142973395478E-3,2.9795894517996527E-3,1.9060197922300642E-7,8.868365887539876E-6,1.3365065126444387E-2]
[2004,1,29,10,5.0437512828340574E-3,2.0673676789240369E-3,4.165442030538191E-3,8.4921905202084182E-3,0,0,1.9768751512504703E-2,null,4.3553334690262374E-3,1.7382365316185588E-3,4.1948674137992177E-3,3.2175591278045279E-3,0,0,1.3505996542248542E-2]
[2004,1,29,11,4.7169878796279995E-3,2.0850049600294241E-3,4.1759797735592729E-3,8.0609930532395974E-3,0,0,1.9038965666456291E-2,null,4.0731697566164151E-3,1.7530659045686891E-3,4.205479597209778E-3,3.0541851028777212E-3,0,0,1.3085900361272603E-2]
[2004,1,29,12,4.3840481610980392E-3,2.1552722242807127E-3,4.1007207119170604E-3,8.0367615122634954E-3,0,0,1.8676802609559309E-2,null,3.7856727295094545E-3,1.8121464091850972E-3,4.1296888928952025E-3,3.0450041482508916E-3,0,0,1.2772512179840646E-2]
[2004,1,29,13,4.2300858741809904E-3,2.0271741026099597E-3,3.9793693134301507E-3,7.8211564900935414E-3,0,0,1.8057785780314643E-2,null,3.6527246391744252E-3,1.7044418934427849E-3,4.0074802477142899E-3,2.9633147531021816E-3,0,0,1.2327961533433681E-2]
[2004,1,29,14,4.1631429159154137E-3,2.093365220179126E-3,4.0515908962807838E-3,8.8736307693294963E-3,0,0,1.9181729801704819E-2,null,3.594918674863301E-3,1.7600951861784365E-3,4.0802120159761038E-3,3.3620809154812172E-3,0,0,1.2797306792499059E-2]
[2004,1,29,15,3.9124754965732507E-3,2.0743999763973872E-3,3.9891569488691271E-3,8.2630053407012991E-3,0,0,1.8239037762541065E-2,null,3.3784646627927624E-3,1.7441492662008022E-3,4.0173370246565929E-3,3.1307244219031635E-3,0,0,1.2270675375553319E-2]
[2004,1,29,16,4.1817748064876528E-3,2.1138677518926924E-3,3.8601425141414182E-3,8.8399803975966994E-3,0,0,1.8995765470118463E-2,null,3.611007512724257E-3,1.7773336532293177E-3,3.8874112102577148E-3,3.3493313121291464E-3,0,0,1.2625083688340435E-2]
[2004,1,29,17,4.9218270323073236E-3,2.2375863626022878E-3,3.6800802227011996E-3,7.7075232162253232E-3,0,0,1.8547016833836135E-2,null,4.2500505676245949E-3,1.8813558893167263E-3,3.7060769284986673E-3,2.920260870044925E-3,0,0,1.2757744255484912E-2]
[2004,1,29,18,5.4418347105483437E-3,2.1627110338737362E-3,3.4761096385154326E-3,6.863068667287457E-3,1.0423753772197991E-5,1.7676830101011196E-4,1.8130916105007281E-2,null,4.6990827895150369E-3,1.8184009379359181E-3,3.5006654617919962E-3,2.6003101535030165E-3,1.5317047383059832E-6,7.126745538713884E-5,1.2691258502871415E-2]
[2004,1,29,19,5.5184521719740705E-3,2.132052690819231E-3,3.4342683480881159E-3,6.8396461405303473E-3,1.5627816280617882E-5,2.6501993358583322E-4,1.8205067101278213E-2,null,4.7652427913364975E-3,1.7926234952296595E-3,3.4585285974500905E-3,2.5914357218020027E-3,2.2964088340461932E-6,1.0684775599246399E-4,1.2716974770644759E-2]
[2004,1,29,20,6.3298790679867968E-3,1.9522034633005273E-3,3.4177817488566385E-3,8.4001753106168631E-3,1.5627816280617882E-5,2.6501993358583322E-4,2.0380687340627274E-2,null,5.4659186414522751E-3,1.641406805211998E-3,3.4419255341080817E-3,3.18269599363277E-3,2.2964088340461932E-6,1.0684775599246399E-4,1.3841091139231633E-2]
[2004,1,29,21,5.5616966612765002E-3,2.0006892537292554E-3,3.3438696103675631E-3,7.7390379412679046E-3,1.5627816280617882E-5,2.6501993358583322E-4,1.8925941216507671E-2,null,4.8025848728643532E-3,1.6821735120957392E-3,3.3674912678383919E-3,2.9322013100267779E-3,2.2964088340461932E-6,1.0684775599246399E-4,1.289359512765177E-2]
[2004,1,29,22,5.8106867937012486E-3,1.9009261029423019E-3,2.9986629740298859E-3,8.1402766170946949E-3,1.5627816280617882E-5,2.6501993358583322E-4,1.913120023763458E-2,null,5.017590529645558E-3,1.5982929547207175E-3,3.0198460337470989E-3,3.0842244141672873E-3,2.2964088340461932E-6,1.0684775599246399E-4,1.282909809710717E-2]
[2004,1,29,23,5.5868162653971033E-3,1.7885519653008594E-3,2.9204365210484281E-3,8.4639333258510734E-3,1.5627816280617882E-5,2.6501993358583322E-4,1.9040385827463913E-2,null,4.8242759211377878E-3,1.5038091174967801E-3,2.9410669759416504E-3,3.2068529156188421E-3,2.2964088340461932E-6,1.0684775599246399E-4,1.2585149095021569E-2]
[2004,1,29,24,5.1607424708442311E-3,1.8080684329545118E-3,2.8252649561056886E-3,7.8984700495123954E-3,1.5627816280617882E-5,2.6501993358583322E-4,1.7973193659283276E-2,null,4.4563566178987849E-3,1.5202185048493902E-3,2.8452231030533289E-3,2.9926076602995919E-3,2.2964088340461932E-6,1.0684775599246399E-4,1.1923550050927606E-2]
[2004,1,30,1,3.9604304129866206E-3,1.8535058010994707E-3,2.6860730795170932E-3,8.0871906970562107E-3,1.5627816280617882E-5,2.6501993358583322E-4,1.6867847740525844E-2,null,3.4198742487829242E-3,1.5584221074380089E-3,2.7050479516320955E-3,3.0641109833426648E-3,2.2964088340461932E-6,1.0684775599246399E-4,1.0856599456022202E-2]
[2004,1,30,2,3.618690778318934E-3,1.7994804153092512E-3,2.6394585016483226E-3,8.1596313953694374E-3,1.5627816280617882E-5,2.6501993358583322E-4,1.6497908840512394E-2,null,3.1247783994640703E-3,1.5129977254218303E-3,2.6581040805432337E-3,3.0915576391292491E-3,2.2964088340461932E-6,1.0684775599246399E-4,1.0496582009384893E-2]
[2004,1,30,3,3.5890762414958503E-3,1.8184665836449446E-3,2.583717641153701E-3,8.0322240478911348E-3,1.5627816280617882E-5,2.6501993358583322E-4,1.6304132264052078E-2,null,3.0992059284672821E-3,1.5289612387015474E-3,2.6019694572327261E-3,3.0432849734545143E-3,2.2964088340461932E-6,1.0684775599246399E-4,1.038256576268258E-2]
[2004,1,30,4,3.5874244444259159E-3,1.7884336493437776E-3,2.5715356814904056E-3,7.4708896918221765E-3,1.5627816280617882E-5,2.6501993358583322E-4,1.5698931216948729E-2,null,3.0977795839353442E-3,1.5037096377956271E-3,2.5897014421569836E-3,2.8306041019147141E-3,2.2964088340461932E-6,1.0684775599246399E-4,1.0130938930629177E-2]
[2004,1,30,5,3.7756501958800463E-3,1.8182382563106728E-3,2.5860748884326198E-3,6.690783061189462E-3,1.5627816280617882E-5,2.6501993358583322E-4,1.5151394151679253E-2,null,3.2603145443388945E-3,1.5287692617650575E-3,2.6043433565029858E-3,2.5350338124728892E-3,2.2964088340461932E-6,1.0684775599246399E-4,1.0037605139906335E-2]
[2004,1,30,6,4.191640116850308E-3,1.7729693748910964E-3,2.6918195723251038E-3,6.433787826125751E-3,1.5627816280617882E-5,2.6501993358583322E-4,1.5370864640058712E-2,null,3.6195263143057382E-3,1.4907073223088066E-3,2.7108350386320411E-3,2.4376623083346119E-3,2.2964088340461932E-6,1.0684775599246399E-4,1.0367875148407705E-2]
[2004,1,30,7,4.5512379512993688E-3,1.7534527034629873E-3,3.028274514388318E-3,6.507254964803446E-3,1.5627816280617882E-5,2.6501993358583322E-4,1.6120867883820569E-2,null,3.9300429111680099E-3,1.4742977636232459E-3,3.0496667550082082E-3,2.4654978664375047E-3,2.2964088340461932E-6,1.0684775599246399E-4,1.1028649461063477E-2]
[2004,1,30,8,4.5257354212165134E-3,1.8586511640627712E-3,3.7778799833903267E-3,7.2228503517683743E-3,1.5627816280617882E-5,2.6501993358583322E-4,1.7665764670304434E-2,null,3.9080212022085037E-3,1.5627483131547882E-3,3.8045675631502734E-3,2.7366258473353368E-3,2.2964088340461932E-6,1.0684775599246399E-4,1.2121107090675411E-2]
[2004,1,30,9,4.6298977992873126E-3,1.9961333842516832E-3,4.0808019680562014E-3,8.8453658720788735E-3,0,0,{"$f":"SUM(E707:J707)","v":1.9552199023674069E-2},null,3.9979665357480687E-3,1.6783429507302237E-3,4.109629439676756E-3,3.3513717847888733E-3,0,0,{"$f":"SUM(M707:R707)","v":1.3137310710943923E-2}]
[2004,1,30,10,4.5726726308031908E-3,1.9981550971564814E-3,4.1162376831523585E-3,8.3651817171146031E-3,0,0,1.9052247128226632E-2,null,{"$f":"E708*V$5","v":3.9485519874102454E-3},{"$f":"F708*W$5","v":1.6800428008649582E-3},{"$f":"G708*X$5","v":4.1453154786257451E-3},{"$f":"H708*Y$5","v":3.1694374644087794E-3},{"$f":"I708*Z$5","v":0},{"$f":"J708*AA$5","v":0},1.2943347731309729E-2]
[2004,1,30,11,4.4001892568930646E-3,2.0655653012101906E-3,4.0342253104470004E-3,7.6870826110995065E-3,0,0,1.8187062479649761E-2,null,3.7996107392963552E-3,1.7367210978532339E-3,4.0627237567225569E-3,2.9125162421489879E-3,0,0,1.2511571836021133E-2]
[2004,1,30,12,4.3525888767872566E-3,2.0334517058621772E-3,3.9649493948239961E-3,8.7745109964892393E-3,0,0,1.9125500973962671E-2,null,3.7585072992201611E-3,1.709720083391895E-3,3.9929584643772211E-3,3.3245259726088039E-3,0,0,1.2785711819598082E-2]
[2004,1,30,13,4.0638734887994913E-3,2.0613113316058818E-3,3.9549838847173597E-3,7.841633673920663E-3,0,0,1.7921802379043394E-2,null,3.5091984570879901E-3,1.7331443729938936E-3,3.982922556230682E-3,2.9710732401000768E-3,0,0,1.2196338626412642E-2]
[2004,1,30,14,3.8313324318438443E-3,2.0443065086866237E-3,3.941748402925588E-3,8.8619464460109529E-3,0,0,1.8679333789467008E-2,null,3.3083967538540073E-3,1.7188467689860073E-3,3.9695935767689126E-3,3.3576539068011441E-3,0,0,1.2354491006410073E-2]
[2004,1,30,15,3.7704355046252747E-3,2.0642855410882002E-3,3.8740205227156457E-3,8.2859778300437194E-3,0,0,1.7994719398472837E-2,null,3.2558116023659539E-3,1.7356450793885793E-3,3.9013872554192245E-3,3.1394283414155916E-3,0,0,1.203227227858935E-2]
[2004,1,30,16,3.8958859849764168E-3,2.0994488001220696E-3,3.735592491235199E-3,8.548076140359219E-3,0,0,1.8279003416692904E-2,null,3.3641394411391104E-3,1.7652102419121849E-3,3.7619813450364865E-3,3.238733321530084E-3,0,0,1.2130064349617865E-2]
[2004,1,30,17,4.4243735566320917E-3,2.2658325662127722E-3,3.5050967931309056E-3,7.3157746529921505E-3,0,0,1.7511077568967921E-2,null,3.820494142178815E-3,1.9051052124273756E-3,3.5298573865442167E-3,2.7718334222108566E-3,0,0,1.2027290163361263E-2]
[2004,1,30,18,4.7729203682622288E-3,2.0828932470469395E-3,3.3753405509056623E-3,6.5595578678834896E-3,1.0423753772197991E-5,1.7676830101011196E-4,1.6977904088880631E-2,null,4.1214680620034541E-3,1.7512903826391027E-3,3.3991845243948461E-3,2.4853146242946682E-3,1.5317047383059832E-6,7.126745538713884E-5,1.1830056753457517E-2]
[2004,1,30,19,5.2201051548853841E-3,1.957897892840062E-3,3.3291122432845669E-3,6.903512698323561E-3,1.5627816280617882E-5,2.6501993358583322E-4,1.769127573920002E-2,null,4.5076169339051666E-3,1.6461946644560287E-3,3.3526296522316716E-3,2.6156337688783143E-3,2.2964088340461932E-6,1.0684775599246399E-4,1.223121918429769E-2]
[2004,1,30,20,5.8278599796587659E-3,1.8088410458242065E-3,3.2796916088921563E-3,6.8087741655972426E-3,1.5627816280617882E-5,2.6501993358583322E-4,1.8005814549838822E-2,null,5.0324197603860083E-3,1.5208681154283853E-3,3.3028599021638206E-3,2.5797388098564938E-3,2.2964088340461932E-6,1.0684775599246399E-4,1.2545030752661217E-2]
[2004,1,30,21,5.1395074125552016E-3,2.0975234523271827E-3,3.1767578615977516E-3,6.7239305986010424E-3,1.5627816280617882E-5,2.6501993358583322E-4,1.7418367074947629E-2,null,4.4380199167220842E-3,1.7635914152722687E-3,3.1991990135618606E-3,2.5475928997082818E-3,2.2964088340461932E-6,1.0684775599246399E-4,1.2057547410091005E-2]
[2004,1,30,22,4.8470905406812308E-3,2.1097206068520663E-3,3.0127225817924486E-3,6.9585879101141104E-3,1.5627816280617882E-5,2.6501993358583322E-4,1.7208769389306305E-2,null,4.1855148034515011E-3,1.7738467461420942E-3,3.0340049609441614E-3,2.6365009114595788E-3,2.2964088340461932E-6,1.0684775599246399E-4,1.1739011586823844E-2]
[2004,1,30,23,4.7858890423755429E-3,2.039837485402794E-3,2.8559922311431852E-3,6.8223014357629338E-3,1.5627816280617882E-5,2.6501993358583322E-4,1.6784667944550906E-2,null,4.1326666515546177E-3,1.7150892276392015E-3,2.8761674407309767E-3,2.5848640824810689E-3,2.2964088340461932E-6,1.0684775599246399E-4,1.1417931567232375E-2]
[2004,1,30,24,4.8176339778414779E-3,1.6035519165104753E-3,2.6599244605948662E-3,6.9716874290930517E-3,1.5627816280617882E-5,2.6501993358583322E-4,1.6333445533906317E-2,null,4.1600787446880397E-3,1.3482616324330568E-3,2.6787146144667882E-3,2.6414641158012905E-3,2.2964088340461932E-6,1.0684775599246399E-4,1.0937663272215684E-2]
[2004,1,31,1,4.0539857529590315E-3,1.4751907442292463E-3,2.5606544892649847E-3,6.9054546092707416E-3,1.5627816280617882E-5,2.6501993358583322E-4,1.5275933345590456E-2,null,3.5006602908652803E-3,1.2403359445279716E-3,2.5787433833591262E-3,2.6163695287836786E-3,2.2964088340461932E-6,1.0684775599246399E-4,1.0045253312362565E-2]
[2004,1,31,2,3.5243779548706691E-3,1.5645205994591171E-3,2.5047917655571287E-3,6.4426856284921395E-3,1.5627816280617882E-5,2.6501993358583322E-4,1.4317023698245508E-2,null,3.0433382622549682E-3,1.3154442183525737E-3,2.522486035973145E-3,2.4410335474929004E-3,2.2964088340461932E-6,1.0684775599246399E-4,9.4314462289000964E-3]
[2004,1,31,3,3.4786664089552803E-3,1.5205692690073718E-3,2.4839954465497383E-3,6.6393673346067097E-3,1.5627816280617882E-5,2.6501993358583322E-4,1.4403246208985553E-2,null,3.0038658508131505E-3,1.2784900717905919E-3,2.5015428082696967E-3,2.5155531920151445E-3,2.2964088340461932E-6,1.0684775599246399E-4,9.4085960877150921E-3]
[2004,1,31,4,3.2901748022765697E-3,1.5275742355775369E-3,2.4866809711418395E-3,6.4597293588338333E-3,1.5627816280617882E-5,2.6501993358583322E-4,1.4044807117696231E-2,null,2.8411013215643897E-3,1.2843798266315716E-3,2.5042473038593056E-3,2.4474911522772325E-3,2.2964088340461932E-6,1.0684775599246399E-4,9.1863637691590068E-3]
[2004,1,31,5,3.4354243721460074E-3,1.5112286848505694E-3,2.5327593207103488E-3,6.5326540855768821E-3,1.5627816280617882E-5,2.6501993358583322E-4,1.4292714213150259E-2,null,2.9665258870395072E-3,1.2706365367017288E-3,2.5506511586409829E-3,2.4751211989202495E-3,2.2964088340461932E-6,1.0684775599246399E-4,9.3720789461289762E-3]
[2004,1,31,6,3.6010271587001764E-3,1.4816640468577852E-3,2.595290962165678E-3,6.4938225665789372E-3,1.5627816280617882E-5,2.6501993358583322E-4,1.4452452484169029E-2,null,3.1095256739834243E-3,1.2457786779245801E-3,2.6136245341313253E-3,2.4604085393183442E-3,2.2964088340461932E-6,1.0684775599246399E-4,9.5384815901841825E-3]
[2004,1,31,7,3.7353287246390992E-3,1.5209712517858425E-3,2.8538881650412868E-3,6.2920140045451892E-3,1.5627816280617882E-5,2.6501993358583322E-4,1.468284989587787E-2,null,3.2254965203388293E-3,1.2788280577026977E-3,2.874048511152165E-3,2.3839464086942595E-3,2.2964088340461932E-6,1.0684775599246399E-4,9.8714636627144602E-3]
[2004,1,31,8,3.8889837305734927E-3,1.5552007744881727E-3,3.3254275285309106E-3,5.9829766614246565E-3,1.5627816280617882E-5,2.6501993358583322E-4,1.5033236444883684E-2,null,3.3581792702410923E-3,1.3076081375247948E-3,3.3489189080331116E-3,2.2668569578836897E-3,2.2964088340461932E-6,1.0684775599246399E-4,1.0390707438509197E-2]
[2004,1,31,9,4.1931217808412738E-3,1.7818536563730142E-3,3.3937058427083197E-3,4.6348239689622964E-3,0,0,1.4003505248884905E-2,null,3.6208057470945173E-3,1.4981771994799005E-3,3.4176795517084123E-3,1.7560628358036239E-3,0,0,1.0292725334086454E-2]
[2004,1,31,10,4.9227160237888569E-3,1.8226917619904408E-3,3.3937625636824668E-3,4.6755698971741953E-3,0,0,1.481474024663596E-2,null,4.2508182213283731E-3,1.5325137559570013E-3,3.4177366733690634E-3,1.7715008353311999E-3,0,0,1.0972569485985639E-2]
[2004,1,31,11,5.1823931663128485E-3,1.9233675367896826E-3,3.3565245401174322E-3,4.5797919354863686E-3,0,0,1.5042077178706332E-2,null,4.4750522262494768E-3,1.6171616448589518E-3,3.3802355941409679E-3,1.7352120528153294E-3,0,0,1.1207661518064726E-2]
[2004,1,31,12,4.7636994829304818E-3,1.933617058049366E-3,3.2961907901205229E-3,4.3935996918226033E-3,0,0,1.4387107022922976E-2,null,4.1135057283657721E-3,1.6257794115323938E-3,3.3194756363840614E-3,1.664666702743267E-3,0,0,1.0723427479025495E-2]
[2004,1,31,13,4.4459912640537787E-3,1.9194859131063109E-3,3.3261216030079479E-3,4.2169427450306452E-3,0,0,1.3908541525198683E-2,null,3.8391612649962561E-3,1.6138979873309672E-3,3.3496178855690196E-3,1.5977341285990645E-3,0,0,1.0400411266495307E-2]
[2004,1,31,14,4.4114309669594735E-3,1.8366190730686736E-3,3.2819496506105196E-3,4.235215106592383E-3,0,0,1.376521479723105E-2,null,3.8093180768226831E-3,1.5442237972574436E-3,3.3051338950687553E-3,1.604657242675416E-3,0,0,1.0263333011824298E-2]
[2004,1,31,15,4.4659550302022771E-3,1.8017288977030474E-3,3.2534566525054542E-3,4.1658933872176984E-3,0,0,1.3687033967628479E-2,null,3.8564001917391925E-3,1.5148882426614303E-3,3.2764396176316645E-3,1.5783923195795025E-3,0,0,1.0226120371611792E-2]
[2004,1,31,16,4.3194505363235722E-3,1.8683994355841497E-3,3.2078079990756742E-3,4.1246694284002208E-3,0,0,1.3520327399383617E-2,null,3.7298919858876657E-3,1.5709446305546112E-3,3.2304684944345291E-3,1.5627732016779698E-3,0,0,1.0094078312554777E-2]
[2004,1,31,17,4.6792418649912147E-3,1.9090311552512743E-3,3.1485419216622282E-3,3.8923123928163239E-3,0,0,1.362912733472104E-2,null,4.0405756670883588E-3,1.605107658344926E-3,3.170783751479831E-3,1.4747367287592935E-3,0,0,1.0291203805672409E-2]
[2004,1,31,18,5.4262206990492584E-3,1.9367089016275078E-3,3.0541134520970831E-3,3.6415382354701613E-3,9.3298066325547383E-6,1.5821690565910362E-4,1.4226128000535668E-2,null,4.6855999226855056E-3,1.6283790243213359E-3,3.0756882233198631E-3,1.3797222943720123E-3,1.3709561199227495E-6,6.3788112467666358E-5,1.0834548533286307E-2]
[2004,1,31,19,5.5636675555284891E-3,1.807442334258533E-3,2.9762613634095559E-3,3.8558329336390558E-3,1.5627816280617882E-5,2.6501993358583322E-4,1.4483851936702086E-2,null,4.8042867612443007E-3,1.519692082947353E-3,2.997286174380697E-3,1.4609152281024394E-3,2.2964088340461932E-6,1.0684775599246399E-4,1.0891324411501299E-2]
[2004,1,31,20,5.4188474344604208E-3,1.7926754392121869E-3,2.9553339645477573E-3,4.2064751977147702E-3,1.5627816280617882E-5,2.6501993358583322E-4,1.4653979785801588E-2,null,4.6792330294271002E-3,1.5072761219696255E-3,2.9762109408526974E-3,1.5937681374532263E-3,2.2964088340461932E-6,1.0684775599246399E-4,1.0865632394529158E-2]
[2004,1,31,21,5.2027969969055798E-3,1.8120670605728344E-3,2.8293699670332499E-3,4.2614791377016343E-3,1.5627816280617882E-5,2.6501993358583322E-4,1.4386360912079749E-2,null,4.4926711533720947E-3,1.523580538934263E-3,2.8493571124686731E-3,1.6146082762547287E-3,2.2964088340461932E-6,1.0684775599246399E-4,1.0589361245856268E-2]
[2004,1,31,22,4.7804448213661635E-3,1.8506209477886163E-3,2.6822807270685273E-3,4.3200800872326191E-3,1.5627816280617882E-5,2.6501993358583322E-4,1.3914074333322379E-2,null,4.1279655081704015E-3,1.5559965314437582E-3,2.7012288093678409E-3,1.6368112661208586E-3,2.2964088340461932E-6,1.0684775599246399E-4,1.0131146279929367E-2]
[2004,1,31,23,5.0742640543487271E-3,1.698242922685597E-3,2.4672330288852983E-3,4.308582197956547E-3,1.5627816280617882E-5,2.6501993358583322E-4,1.3828969953742621E-2,null,4.3816815753380776E-3,1.4278775458611793E-3,2.4846619780669135E-3,1.6324548944046712E-3,2.2964088340461932E-6,1.0684775599246399E-4,1.0035820158497352E-2]
[2004,1,31,24,4.8846197566170257E-3,1.6421633467485985E-3,2.4451053747853542E-3,4.3117239746471589E-3,1.5627816280617882E-5,2.6501993358583322E-4,1.3564260202664588E-2,null,4.2179216849699804E-3,1.3807260069428088E-3,2.4623780104958454E-3,1.6336452648096152E-3,2.2964088340461932E-6,1.0684775599246399E-4,9.8038151320447575E-3]
[2004,2,1,1,3.6834612531715417E-3,1.7008924673407419E-3,2.436353001066273E-3,4.2524350152649774E-3,1.5642010860590053E-5,2.6526072469491103E-4,1.2354044472399035E-2,null,3.1807084009870192E-3,1.4301052750448555E-3,2.4535638085363904E-3,1.6111815986937625E-3,2.2984946378628208E-6,1.0694483544350674E-4,8.7848024133433972E-3]
[2004,2,1,2,3.5100606784014068E-3,1.689375794293224E-3,2.4159788775196538E-3,4.2147593643331663E-3,1.5642010860590053E-5,2.6526072469491103E-4,1.2111077450102953E-2,null,3.0309751400676979E-3,1.4204220909562267E-3,2.4330457587534745E-3,1.5969068795546717E-3,2.2984946378628208E-6,1.0694483544350674E-4,8.5905931994134412E-3]
[2004,2,1,3,3.2120865890053552E-3,1.7164580580633919E-3,2.4187258681092811E-3,4.4043444428702649E-3,1.5642010860590053E-5,2.6526072469491103E-4,1.2032517693603795E-2,null,2.7736713097091109E-3,1.4431927769469916E-3,2.4358121545467568E-3,1.6687377220788698E-3,2.2984946378628208E-6,1.0694483544350674E-4,8.4306572933630988E-3]
[2004,2,1,4,3.3935537094118102E-3,1.6072719906972453E-3,2.4202849967194543E-3,5.0557474187064482E-3,1.5642010860590053E-5,2.6526072469491103E-4,1.2757760851090458E-2,null,2.9303701195263058E-3,1.3513894596297847E-3,2.4373822971037263E-3,1.9155441951311612E-3,2.2984946378628208E-6,1.0694483544350674E-4,8.7439294014723494E-3]
[2004,2,1,5,3.2784222057860631E-3,1.6127667527872206E-3,2.4635125918487078E-3,4.9910356952033424E-3,1.5642010860590053E-5,2.6526072469491103E-4,1.2626639981180835E-2,null,2.8309528281172066E-3,1.3560094390822634E-3,2.4809152592372031E-3,1.8910259278904645E-3,2.2984946378628208E-6,1.0694483544350674E-4,8.6681467844085085E-3]
[2004,2,1,6,3.449112563312943E-3,1.5758613467998916E-3,2.5256351090578019E-3,4.9789225574984079E-3,1.5642010860590053E-5,2.6526072469491103E-4,1.2810434312224546E-2,null,2.978345787303559E-3,1.3249794846356617E-3,2.5434766203588075E-3,1.8864364480976926E-3,2.2984946378628208E-6,1.0694483544350674E-4,8.8424816704770915E-3]
[2004,2,1,7,3.598883104925519E-3,1.5324177054357963E-3,2.6917637987208826E-3,5.0109838210930001E-3,1.5642010860590053E-5,2.6526072469491103E-4,1.31149511657307E-2,null,3.1076742604936396E-3,1.2884522015328768E-3,2.7107788710336971E-3,1.8985839630506658E-3,2.2984946378628208E-6,1.0694483544350674E-4,9.1147326261922495E-3]
[2004,2,1,8,3.9894854050142271E-3,1.44556970108998E-3,3.025205584263245E-3,5.0723966209671135E-3,1.5642010860590053E-5,2.6526072469491103E-4,1.3813560046890067E-2,null,3.4449635468319392E-3,1.2154306604731685E-3,3.0465761454444417E-3,1.9218523193515248E-3,2.2984946378628208E-6,1.0694483544350674E-4,9.7380660021824453E-3]
[2004,2,1,9,4.0896367794554574E-3,1.5458623566707518E-3,3.1317728705298632E-3,5.2006258962367961E-3,0,0,1.3967897902892868E-2,null,3.5314453356063797E-3,1.2997564238875733E-3,3.1538962409491896E-3,1.9704364007041416E-3,0,0,9.9555344011472841E-3]
[2004,2,1,10,4.3919198150457412E-3,1.5036437330578144E-3,3.2351231221089895E-3,5.6057111682482376E-3,0,0,1.4736397838460782E-2,null,3.7924699873385036E-3,1.264259132028558E-3,3.2579765760922075E-3,2.1239169204119832E-3,0,0,1.0438622615871251E-2]
[2004,2,1,11,4.3846892514455152E-3,1.5281428434710193E-3,3.232428888223816E-3,5.6092403844555019E-3,0,0,1.4754501367595853E-2,null,3.7862263179182518E-3,1.2848579104396401E-3,3.2552633096856148E-3,2.1252540856339193E-3,0,0,1.0451601623677427E-2]
[2004,2,1,12,3.9505075522556343E-3,1.69441210625201E-3,3.1900545696591917E-3,5.3946745799177825E-3,0,0,1.4229648808084618E-2,null,3.4113057518395406E-3,1.4246566069161285E-3,3.2125896518059678E-3,2.0439584339098787E-3,0,0,1.0092510444471516E-2]
[2004,2,1,13,3.9613342656645992E-3,1.6191163714303607E-3,3.199380570784143E-3,5.3596411056054038E-3,0,0,1.4139472313484506E-2,null,3.4206547352896373E-3,1.3613481793556417E-3,3.2219815333717899E-3,2.0306847944661735E-3,0,0,1.0034669242483243E-2]
[2004,2,1,14,3.5563126067699189E-3,1.6822012925544073E-3,3.1682366259876268E-3,5.675593762300331E-3,0,0,1.4082344287612285E-2,null,3.0709141775686101E-3,1.4143897914549292E-3,3.1906175825098483E-3,2.1503943502143297E-3,0,0,9.8263159017477168E-3]
[2004,2,1,15,3.3876888197146991E-3,1.6752551923760327E-3,3.208885984340716E-3,5.4366717819357372E-3,0,0,1.3708501778367185E-2,null,2.9253057242067128E-3,1.4085495312992627E-3,3.2315540947688336E-3,2.0598705216537372E-3,0,0,9.6252798719285455E-3]
[2004,2,1,16,3.7976920498925416E-3,1.5564277270748721E-3,3.1615464249460396E-3,5.4651376959819788E-3,0,0,1.3980803897895432E-2,null,3.2793479222984179E-3,1.308639755572473E-3,3.1838801207626027E-3,2.070655814488705E-3,0,0,9.8425236131221994E-3]
[2004,2,1,17,4.5589155934059062E-3,1.5558807377462011E-3,3.109287366229117E-3,5.7118878760279686E-3,0,0,1.4935971573409191E-2,null,3.9366726376859722E-3,1.3081798485887301E-3,3.1312518952632995E-3,2.1641456263582228E-3,0,0,1.0540250007896225E-2]
[2004,2,1,18,4.7752518021850522E-3,1.6253714112714193E-3,3.0614020198411148E-3,5.5734011564093546E-3,9.338280797082444E-6,1.5836065795604614E-4,1.520312532846007E-2,null,4.1234812802661098E-3,1.3666073980564567E-3,3.0830282787326032E-3,2.1116751586116225E-3,1.372201344843055E-6,6.3846068901883397E-5,1.0750010385913519E-2]
[2004,2,1,19,5.2513374387357353E-3,1.6153103912269434E-3,2.9229330686496697E-3,5.5473592920677467E-3,1.5642010860590053E-5,2.6526072469491103E-4,1.5617842926235597E-2,null,4.5345863468559035E-3,1.3581481226382802E-3,2.9435811595751441E-3,2.1018083005709329E-3,2.2984946378628208E-6,1.0694483544350674E-4,1.104736725972163E-2]
[2004,2,1,20,5.005082984851218E-3,1.6884015964544372E-3,2.8721764442964509E-3,5.8776722027099829E-3,1.5642010860590053E-5,2.6526072469491103E-4,1.572423596386759E-2,null,4.3219429779113956E-3,1.4196029883410187E-3,2.8924659818886467E-3,2.2269587335645774E-3,2.2984946378628208E-6,1.0694483544350674E-4,1.0970214011787008E-2]
[2004,2,1,21,4.8203864924303546E-3,1.8018847298102553E-3,2.6652478325108362E-3,6.1118628695082267E-3,1.5642010860590053E-5,2.6526072469491103E-4,1.5680284659815174E-2,null,4.1624555706337831E-3,1.5150192658288666E-3,2.6840755915775298E-3,2.3156899408791334E-3,2.2984946378628208E-6,1.0694483544350674E-4,1.0786483699000683E-2]
[2004,2,1,22,5.0255395041613358E-3,1.5966415354793659E-3,2.5576806038654617E-3,5.7431211345803168E-3,1.5642010860590053E-5,2.6526072469491103E-4,1.520388551364198E-2,null,4.3396074023080477E-3,1.3424514048290682E-3,2.5757484899328405E-3,2.1759794230573246E-3,2.2984946378628208E-6,1.0694483544350674E-4,1.0543030050208652E-2]
[2004,2,1,23,4.7709202742245785E-3,1.6215033817444709E-3,2.534012388420364E-3,6.1373019785633627E-3,1.5642010860590053E-5,2.6526072469491103E-4,1.5344640758508277E-2,null,4.119740959294598E-3,1.3633551704543398E-3,2.5519130782321064E-3,2.3253284243009062E-3,2.2984946378628208E-6,1.0694483544350674E-4,1.0469580962363322E-2]
[2004,2,1,24,4.1188202060112719E-3,1.7697980904500643E-3,2.5354982308123911E-3,7.3324374737874674E-3,1.5642010860590053E-5,2.6526072469491103E-4,1.6037456736616697E-2,null,3.5566455382515802E-3,1.4880409158810808E-3,2.5534094168647558E-3,2.7781467062825416E-3,2.2984946378628208E-6,1.0694483544350674E-4,1.0485485907361328E-2]
[2004,2,2,1,3.4788541941590933E-3,1.8070312066473535E-3,2.4950924898338384E-3,7.4435533481947312E-3,1.5642010860590053E-5,2.6526072469491103E-4,{"$f":"SUM(E771:J771)","v":1.5505433974390519E-2},null,3.0040280053559285E-3,1.5193464080873876E-3,2.5127182429344245E-3,2.8202467857723146E-3,2.2984946378628208E-6,1.0694483544350674E-4,{"$f":"SUM(M771:R771)","v":9.9655827722314252E-3}]
[2004,2,2,2,3.2719370902528546E-3,1.9309327489276228E-3,2.4808235687938528E-3,7.1818543444832185E-3,1.5642010860590053E-5,2.6526072469491103E-4,1.5146450488013049E-2,null,{"$f":"E772*V$5","v":2.8253528611187516E-3},{"$f":"F772*W$5","v":1.6235224524896756E-3},{"$f":"G772*X$5","v":2.4983485238357348E-3},{"$f":"H772*Y$5","v":2.7210930967299421E-3},{"$f":"I772*Z$5","v":2.2984946378628208E-6},{"$f":"J772*AA$5","v":1.0694483544350674E-4},9.7775602642554745E-3]
[2004,2,2,3,2.9739034107248274E-3,1.9358811514713233E-3,2.4871941871521773E-3,7.4433790973011749E-3,1.5642010860590053E-5,2.6526072469491103E-4,1.5121260582205004E-2,null,2.5679975740404209E-3,1.6276830544775577E-3,2.5047641453138795E-3,2.8201807648143822E-3,2.2984946378628208E-6,1.0694483544350674E-4,9.6298688687276104E-3]
[2004,2,2,4,3.0791591393607345E-3,1.9402567316231846E-3,2.4965415920028206E-3,6.6614590169670716E-3,1.5642010860590053E-5,2.6526072469491103E-4,1.4458319215509313E-2,null,2.6588870275499376E-3,1.631362029119818E-3,2.5141775818049127E-3,2.5239233874385742E-3,2.2984946378628208E-6,1.0694483544350674E-4,9.4375933559946133E-3]
[2004,2,2,5,3.1582676210684633E-3,1.9541305605597688E-3,2.5956036714217291E-3,7.016857936453293E-3,1.5642010860590053E-5,2.6526072469491103E-4,1.5005762525058756E-2,null,2.7271980521712635E-3,1.6430271027962861E-3,2.6139394524181685E-3,2.6585785196666595E-3,2.2984946378628208E-6,1.0694483544350674E-4,9.7519864571337482E-3]
[2004,2,2,6,3.3432798861968531E-3,1.9400614136689804E-3,2.6901832948722183E-3,6.8014852711194215E-3,1.5642010860590053E-5,2.6526072469491103E-4,1.5055912601412976E-2,null,2.8869581325773816E-3,1.6311978063708896E-3,2.7091872022399553E-3,2.5769771609152805E-3,2.2984946378628208E-6,1.0694483544350674E-4,9.9135636321848776E-3]
[2004,2,2,7,3.7718740487534988E-3,1.8592728651729323E-3,3.057232974915264E-3,7.359907433923194E-3,1.5642010860590053E-5,2.6526072469491103E-4,1.6329190058320391E-2,null,3.2570538006895808E-3,1.5632710375798854E-3,3.0788297829720326E-3,2.788554647645233E-3,2.2984946378628208E-6,1.0694483544350674E-4,1.0796952598968101E-2]
[2004,2,2,8,3.9389854097407334E-3,2.0297504152020462E-3,3.8193920476416064E-3,6.9454357898333565E-3,1.5642010860590053E-5,2.6526072469491103E-4,1.7014466397973247E-2,null,3.4013562578784026E-3,1.7066080493279173E-3,3.8463728756070485E-3,2.6315177773013633E-3,2.2984946378628208E-6,1.0694483544350674E-4,1.1695098290196103E-2]
[2004,2,2,9,4.3909987482410517E-3,2.0646639081305096E-3,4.1236304119230145E-3,8.1759713945080675E-3,0,0,1.8755264462802644E-2,null,3.791674636248269E-3,1.7359632092606905E-3,4.1527604308761248E-3,3.0977486110877455E-3,0,0,1.277814688747283E-2]
[2004,2,2,10,4.2454146661611309E-3,2.1580207072971849E-3,4.1570019358835135E-3,7.9749146326449534E-3,0,0,1.8535351941986782E-2,null,3.6659612158823338E-3,1.8144573254456494E-3,4.1863676968960121E-3,3.0215713258749301E-3,0,0,1.2688357564098926E-2]
[2004,2,2,11,4.2115348972281506E-3,2.152886156911222E-3,4.1599978325228089E-3,7.7369799198663191E-3,0,0,1.8261398806528502E-2,null,3.636705671093898E-3,1.8101402109114016E-3,4.189384757053171E-3,2.9314215576731147E-3,0,0,1.2567652196731584E-2]
[2004,2,2,12,4.0117351217131749E-3,2.158894356372963E-3,4.1150534540553146E-3,8.0244857628108367E-3,0,0,1.8310168694952288E-2,null,3.4641764164563961E-3,1.815191886963087E-3,4.1441228839351361E-3,3.0403530573918191E-3,0,0,1.246384424474644E-2]
[2004,2,2,13,3.5570445617045267E-3,2.1160018372508834E-3,4.0206597641090965E-3,7.1873441845181022E-3,0,0,1.688105034758261E-2,null,3.0715462285254777E-3,1.779127985785165E-3,4.0490623810831737E-3,2.7231731118770816E-3,0,0,1.1622909707270897E-2]
[2004,2,2,14,3.5015372296915777E-3,2.1059064439475908E-3,4.0796406741696947E-3,7.6736337902955634E-3,0,0,1.7360718138104428E-2,null,3.023615050452694E-3,1.7706398094342736E-3,4.1084599422148696E-3,2.9074206927694772E-3,0,0,1.1810135494871313E-2]
[2004,2,2,15,3.4638447753451451E-3,2.1476474783658312E-3,3.998804224550131E-3,7.5676651117628927E-3,0,0,1.7177961590024E-2,null,2.9910672108112994E-3,1.8057355457336312E-3,4.0270524503159804E-3,2.8672708058748281E-3,0,0,1.1691126012735739E-2]
[2004,2,2,16,3.9764242942793796E-3,2.1373787867245463E-3,3.8825766680987161E-3,8.1165175088489562E-3,0,0,1.81128972579516E-2,null,3.4336851372640956E-3,1.7971016606609493E-3,3.9100038428526917E-3,3.0752224569664146E-3,0,0,1.2216013097744151E-2]
[2004,2,2,17,4.4369933055977764E-3,2.1695454043341804E-3,3.6757701190417475E-3,7.2612329615929167E-3,0,0,1.7543541790566622E-2,null,3.8313914311129496E-3,1.8241472560805172E-3,3.7017363775418708E-3,2.7511684222217615E-3,0,0,1.2108443486957098E-2]
[2004,2,2,18,4.569616484219891E-3,2.2158883373031824E-3,3.4719234038438872E-3,6.463672577308243E-3,7.8210054302950264E-6,1.3263036234745552E-4,1.6861552170452956E-2,null,3.9459129719723119E-3,1.8631122548518021E-3,3.4964496548544758E-3,2.4489851765298761E-3,1.1492473189314104E-6,5.3472417721753372E-5,1.1809081723249151E-2]
[2004,2,2,19,5.048931770224285E-3,2.0596685963853128E-3,3.3991141798688155E-3,6.6218870817769523E-3,1.5642010860590053E-5,2.6526072469491103E-4,1.7410504363810867E-2,null,4.3598068755943443E-3,1.7317631661571613E-3,3.4231260942724612E-3,2.508930195638076E-3,2.2984946378628208E-6,1.0694483544350674E-4,1.2132869661743415E-2]
[2004,2,2,20,4.9033181171519351E-3,2.1563456113363427E-3,3.3739542631889339E-3,8.2690402758864995E-3,1.5642010860590053E-5,2.6526072469491103E-4,1.8983561003119213E-2,null,4.234067920358465E-3,1.8130489097957451E-3,3.3977884437084698E-3,3.1330109651389335E-3,2.2984946378628208E-6,1.0694483544350674E-4,1.2687159569082982E-2]
[2004,2,2,21,4.8697653155384546E-3,2.0991303997086896E-3,3.3307803091051336E-3,8.0399113891286827E-3,1.5642010860590053E-5,2.6526072469491103E-4,1.8620490149036464E-2,null,4.2050947153663507E-3,1.7649425318014668E-3,3.3543095015498158E-3,3.0461975876862088E-3,2.2984946378628208E-6,1.0694483544350674E-4,1.2479787666485213E-2]
[2004,2,2,22,4.5681259082175022E-3,2.0362261979050343E-3,3.0275412836842401E-3,8.0377512401813185E-3,1.5642010860590053E-5,2.6526072469491103E-4,1.7950547365543596E-2,null,3.9446258435658363E-3,1.7120528679636694E-3,3.048928344639084E-3,3.0453791407912094E-3,2.2984946378628208E-6,1.0694483544350674E-4,1.1860229527041169E-2]
[2004,2,2,23,4.3173445378007977E-3,2.0110641193301295E-3,2.8449807867198945E-3,8.2458004712923794E-3,1.5642010860590053E-5,2.6526072469491103E-4,1.77000926506987E-2,null,3.7280734335170965E-3,1.6908966679145714E-3,2.8650782096118115E-3,3.1242057640283052E-3,2.2984946378628208E-6,1.0694483544350674E-4,1.1517497405153156E-2]
[2004,2,2,24,3.9638524379101946E-3,2.0036305161156699E-3,2.6939825868316559E-3,7.9612925576903019E-3,1.5642010860590053E-5,2.6526072469491103E-4,1.6903660834103326E-2,null,3.4228292041020352E-3,1.6846465166712012E-3,2.7130133330369541E-3,3.0164101331878754E-3,2.2984946378628208E-6,1.0694483544350674E-4,1.0946142517079437E-2]
[2004,2,3,1,3.5393939716895934E-3,1.7101809894134018E-3,2.6685947381330424E-3,8.3504966790839616E-3,1.5642010860590053E-5,2.6526072469491103E-4,1.6549569113875503E-2,null,3.0563047542478436E-3,1.4379150364898278E-3,2.6874461403041052E-3,3.1638735315171179E-3,2.2984946378628208E-6,1.0694483544350674E-4,1.0454782792640265E-2]
[2004,2,3,2,3.2882115155092395E-3,1.7135114714741369E-3,2.628570390292758E-3,7.9649284801068532E-3,1.5642010860590053E-5,2.6526072469491103E-4,1.5876124592938488E-2,null,2.8394060023292501E-3,1.4407152957977814E-3,2.6471390537373329E-3,3.017787727735657E-3,2.2984946378628208E-6,1.0694483544350674E-4,1.0054291409681391E-2]
[2004,2,3,3,2.9128063388396425E-3,1.7351971500944533E-3,2.6042191168869858E-3,8.4625747230368687E-3,1.5642010860590053E-5,2.6526072469491103E-4,1.5995700064413452E-2,null,2.5152395954805566E-3,1.458948549212284E-3,2.6226157588395789E-3,3.2063381621078952E-3,2.2984946378628208E-6,1.0694483544350674E-4,9.9123853957216856E-3]
[2004,2,3,4,2.8862268526022913E-3,1.6945130363010539E-3,2.5742657603816188E-3,7.6370618644663584E-3,1.5642010860590053E-5,2.6526072469491103E-4,1.5072970249306823E-2,null,2.4922879233009541E-3,1.4247414685980514E-3,2.5924508067847688E-3,2.8935641579339562E-3,2.2984946378628208E-6,1.0694483544350674E-4,9.5122876866991016E-3]
[2004,2,3,5,3.0351222877094495E-3,1.7896041925537733E-3,2.5850165712665162E-3,6.5424326780568918E-3,1.5642010860590053E-5,2.6526072469491103E-4,1.4233078465142133E-2,null,2.62086073261344E-3,1.5046938270088935E-3,2.6032775632063789E-3,2.4788261557763475E-3,2.2984946378628208E-6,1.0694483544350674E-4,9.3169016086864301E-3]
[2004,2,3,6,3.3593111714153336E-3,1.6598731142484623E-3,2.6648993670495614E-3,6.6067561236749011E-3,1.5642010860590053E-5,2.6526072469491103E-4,1.457174251194376E-2,null,2.9008013197506241E-3,1.3956163262355803E-3,2.6837246644976138E-3,2.5031973105552659E-3,2.2984946378628208E-6,1.0694483544350674E-4,9.5925829511204538E-3]
[2004,2,3,7,3.8471881612894888E-3,1.6731635169210026E-3,3.0022120112455433E-3,6.4589060860679483E-3,1.5642010860590053E-5,2.6526072469491103E-4,1.5262372511079484E-2,null,3.3220883467296254E-3,1.4067908568625434E-3,3.0234201419587067E-3,2.4471792270093942E-3,2.2984946378628208E-6,1.0694483544350674E-4,1.030872190264164E-2]
[2004,2,3,8,3.7105517558974378E-3,1.8306096030715052E-3,3.7537900230158634E-3,6.8800626968511793E-3,1.5642010860590053E-5,2.6526072469491103E-4,1.6455916814391489E-2,null,3.2041013413995263E-3,1.539171052943389E-3,3.7803074272430418E-3,2.6067489274342911E-3,2.2984946378628208E-6,1.0694483544350674E-4,1.1239572079101619E-2]
[2004,2,3,9,4.1425274518657844E-3,1.9401399709419972E-3,4.0678696701781526E-3,8.8470568317617071E-3,0,0,1.899759392474764E-2,null,3.5771169999749214E-3,1.631263857089963E-3,4.0966057858708811E-3,3.3520124631567574E-3,0,0,1.2656999106092522E-2]
[2004,2,3,10,4.1748606299832703E-3,1.9397548631995491E-3,4.0529532747696573E-3,8.6802037994992698E-3,0,0,1.8847772567451748E-2,null,3.6050370469634294E-3,1.6309400596574324E-3,4.0815840185358171E-3,3.288794440000031E-3,0,0,1.2606355565156709E-2]
[2004,2,3,11,3.7494429512784913E-3,1.9609588300103882E-3,4.0684714284286196E-3,8.0480451574751945E-3,0,0,1.7826918367192694E-2,null,3.2376843068145783E-3,1.648768291230159E-3,4.0972117950428639E-3,3.0492793462177075E-3,0,0,1.2032943739305309E-2]
[2004,2,3,12,3.5357030858900193E-3,2.0374183633086814E-3,3.9933838774026103E-3,8.5713224192497071E-3,0,0,1.8137827745851019E-2,null,3.0531176346712003E-3,1.7130552370523792E-3,4.0215938129243376E-3,3.2475409756510779E-3,0,0,1.2035307660298995E-2]
[2004,2,3,13,3.3076461878525634E-3,1.9403704010449124E-3,3.8897426059227571E-3,7.673595267388993E-3,0,0,1.6811354462209223E-2,null,2.8561880508819843E-3,1.6314576020280093E-3,3.9172204020670558E-3,2.9074060970383322E-3,0,0,1.1312272152015381E-2]
[2004,2,3,14,3.3436137225759098E-3,1.9779218873240811E-3,3.9675279179286638E-3,8.7334356338184815E-3,0,0,1.8022499161647137E-2,null,2.8872464038804955E-3,1.6630307788423994E-3,3.9955552026028889E-3,3.3089631554799747E-3,0,0,1.1854795540805759E-2]
[2004,2,3,15,3.5186476682456673E-3,1.8965762451268039E-3,3.9238977149176875E-3,8.0125564811777857E-3,0,0,1.7351678109467944E-2,null,3.0383900981355511E-3,1.594635607341571E-3,3.9516167884978814E-3,3.0358332378099058E-3,0,0,1.1620475731784909E-2]
[2004,2,3,16,3.6770347866853532E-3,1.9487949014528128E-3,3.7822057672030913E-3,8.6955934633956896E-3,0,0,1.8103628918736944E-2,null,3.1751590780713292E-3,1.6385408966537961E-3,3.8089239050276232E-3,3.29462534469134E-3,0,0,1.191724922444409E-2]
[2004,2,3,17,4.1759086415219526E-3,2.1226091278158561E-3,3.6314402307002424E-3,7.424854931214169E-3,0,0,1.7354812931252222E-2,null,3.6059420161965246E-3,1.7846833758360687E-3,3.6570933354114514E-3,2.8131622459132365E-3,0,0,1.1860880973357283E-2]
[2004,2,3,18,4.5352747374460978E-3,2.1131588095888148E-3,3.4436069052281746E-3,6.4683945719429597E-3,7.8210054302950264E-6,1.3263036234745552E-4,1.6700886391983801E-2,null,3.9162585043506087E-3,1.7767375766707199E-3,3.4679331237288231E-3,2.4507742669774143E-3,1.1492473189314104E-6,5.3472417721753372E-5,1.1666325136768253E-2]
[2004,2,3,19,4.6680250048902958E-3,2.0163337566754167E-3,3.4043438229044479E-3,6.7289617235824694E-3,1.5642010860590053E-5,2.6526072469491103E-4,1.7098567043608133E-2,null,4.0308897877744474E-3,1.695327363158258E-3,3.4283926803862865E-3,2.5494991148442463E-3,2.2984946378628208E-6,1.0694483544350674E-4,1.181335227624461E-2]
[2004,2,3,20,5.1872778177610868E-3,1.8632334379682809E-3,3.3672390635837973E-3,8.3960185229306188E-3,1.5642010860590053E-5,2.6526072469491103E-4,1.9094671577799285E-2,null,4.4792701753005029E-3,1.5666010752839635E-3,3.3910258068036163E-3,3.1811210513219032E-3,2.2984946378628208E-6,1.0694483544350674E-4,1.2727261438791356E-2]
[2004,2,3,21,5.0161053093101624E-3,1.8726283149198351E-3,3.2321574159560095E-3,8.6202014365234694E-3,1.5642010860590053E-5,2.6526072469491103E-4,1.902199521226498E-2,null,4.3314608736065886E-3,1.5745002595914941E-3,3.2549899196920385E-3,3.266060476339747E-3,2.2984946378628208E-6,1.0694483544350674E-4,1.2536254859311237E-2]
[2004,2,3,22,4.7631804948939146E-3,1.8134623980975175E-3,3.0317930808516007E-3,8.3863357369556024E-3,1.5642010860590053E-5,2.6526072469491103E-4,1.8275674446354136E-2,null,4.1130575766154314E-3,1.5247537345317703E-3,3.0532101772169197E-3,3.1774523940629362E-3,2.2984946378628208E-6,1.0694483544350674E-4,1.1977717212508426E-2]
[2004,2,3,23,4.4718185989158013E-3,1.743113403939129E-3,2.8954437656433258E-3,8.7524926141856856E-3,1.5642010860590053E-5,2.6526072469491103E-4,1.8143771118239442E-2,null,3.8614634463752535E-3,1.4656045116550858E-3,2.9158976675078053E-3,3.3161835494387509E-3,2.2984946378628208E-6,1.0694483544350674E-4,1.1668392505058266E-2]
[2004,2,3,24,4.1729858980540189E-3,1.7321635042094985E-3,2.7464608196102651E-3,8.1975968208573332E-3,1.5642010860590053E-5,2.6526072469491103E-4,1.7130109778286617E-2,null,3.6034181957832158E-3,1.4563978688688787E-3,2.7658622808803871E-3,3.1059421493482408E-3,2.2984946378628208E-6,1.0694483544350674E-4,1.1040863824962093E-2]
[2004,2,4,1,3.4903695773365034E-3,1.7101809894134018E-3,2.6570975692092966E-3,8.30243966910796E-3,1.5642010860590053E-5,2.6526072469491103E-4,1.6440990540622664E-2,null,3.0139716625564588E-3,1.4379150364898278E-3,2.6758677534448995E-3,3.1456654766300633E-3,2.2984946378628208E-6,1.0694483544350674E-4,1.038266325920262E-2]
[2004,2,4,2,3.2423155572480272E-3,1.7135114714741369E-3,2.6296343735273619E-3,8.2413141283619734E-3,1.5642010860590053E-5,2.6526072469491103E-4,1.6107678266167002E-2,null,2.7997743488437968E-3,1.4407152957977814E-3,2.6482105531285016E-3,3.1225059583525096E-3,2.2984946378628208E-6,1.0694483544350674E-4,1.0120449486203959E-2]
[2004,2,4,3,2.8718467810012515E-3,1.7351971500944533E-3,2.6056251676206798E-3,8.4473924557804305E-3,1.5642010860590053E-5,2.6526072469491103E-4,1.5940964290052317E-2,null,2.4798705768421469E-3,1.458948549212284E-3,2.6240317421521971E-3,3.2005858367831776E-3,2.2984946378628208E-6,1.0694483544350674E-4,9.8726800350711751E-3]
[2004,2,4,4,2.8462007861168813E-3,1.6945130363010539E-3,2.5751889446109445E-3,7.6032822410659114E-3,1.5642010860590053E-5,2.6526072469491103E-4,1.5000087743650293E-2,null,2.4577249844838318E-3,1.4247414685980514E-3,2.5933805125427987E-3,2.8807655831319342E-3,2.2984946378628208E-6,1.0694483544350674E-4,9.4658558788379855E-3]
[2004,2,4,5,2.9917939655188311E-3,1.7896041925537733E-3,2.5824511188196836E-3,6.6832790416857749E-3,1.5642010860590053E-5,2.6526072469491103E-4,1.4328031054133564E-2,null,2.5834462604851639E-3,1.5046938270088935E-3,2.6006939879718726E-3,2.5321906559996736E-3,2.2984946378628208E-6,1.0694483544350674E-4,9.3302680615469733E-3]
[2004,2,4,6,3.3087814849481305E-3,1.6598731142484623E-3,2.6616793702793143E-3,6.7412087034758967E-3,1.5642010860590053E-5,2.6526072469491103E-4,1.4652445408507304E-2,null,2.8571683921320454E-3,1.3956163262355803E-3,2.6804819211284779E-3,2.5541393053640379E-3,2.2984946378628208E-6,1.0694483544350674E-4,9.5966492749415128E-3]
[2004,2,4,7,3.7850504888501551E-3,1.6731635169210026E-3,2.9988757266903956E-3,6.6318598034374307E-3,1.5642010860590053E-5,2.6526072469491103E-4,1.5369852271454484E-2,null,3.2684317984015021E-3,1.4067908568625434E-3,3.020060289328194E-3,2.5127087050263626E-3,2.2984946378628208E-6,1.0694483544350674E-4,1.0317234979699972E-2]
[2004,2,4,8,3.654417463203179E-3,1.8306096030715052E-3,3.758786038137943E-3,7.4179937797377781E-3,1.5642010860590053E-5,2.6526072469491103E-4,1.6942709619705908E-2,null,3.1556287760366188E-3,1.539171052943389E-3,3.7853387350564294E-3,2.8105626621535954E-3,2.2984946378628208E-6,1.0694483544350674E-4,1.1399944556271403E-2]
[2004,2,4,9,4.0822952581188038E-3,1.9401399709419972E-3,4.0652383859372801E-3,8.974584048611926E-3,0,0,1.9062257663610006E-2,null,3.5251058529875757E-3,1.631263857089963E-3,4.0939559137954671E-3,3.4003305454752709E-3,0,0,1.2650656169348276E-2]
[2004,2,4,10,4.1198005932110929E-3,1.9397548631995491E-3,4.0688540490901558E-3,8.6741368927457253E-3,0,0,1.8802546398246522E-2,null,3.5574921131408927E-3,1.6309400596574324E-3,4.0975971186011217E-3,3.2864957832334464E-3,0,0,1.2572525074632895E-2]
[2004,2,4,11,3.6997727091674648E-3,1.9609588300103882E-3,4.0738558193751532E-3,8.3785405248688657E-3,0,0,1.811312788342187E-2,null,3.1947935186393064E-3,1.648768291230159E-3,4.1026342222328658E-3,3.1744989092414209E-3,0,0,1.2120694941343753E-2]
[2004,2,4,12,3.4887004373524975E-3,2.0374183633086814E-3,4.0048078445157464E-3,8.6762604226191149E-3,0,0,1.8207187067796039E-2,null,3.0125303422317289E-3,1.7130552370523792E-3,4.0330984808630288E-3,3.2873003557299099E-3,0,0,1.2045984415877047E-2]
[2004,2,4,13,3.2655293468994897E-3,1.9403704010449124E-3,3.8878503297176481E-3,7.8364867653746857E-3,0,0,1.6930236843036739E-2,null,2.8198197058295878E-3,1.6314576020280093E-3,3.9153147585044941E-3,2.969123156369304E-3,0,0,1.1335715222731396E-2]
[2004,2,4,14,3.3054217950509559E-3,1.9779218873240811E-3,3.9579995854758252E-3,8.6968225325708432E-3,0,0,1.7938165800421707E-2,null,2.8542672637785291E-3,1.6630307788423994E-3,3.9859595604066402E-3,3.2950910199177502E-3,0,0,1.1798348622945319E-2]
[2004,2,4,15,3.4739063650712498E-3,1.8965762451268039E-3,3.9279889394011058E-3,8.2925859414037986E-3,0,0,1.7591057491002961E-2,null,2.9997555017337442E-3,1.594635607341571E-3,3.9557369140793223E-3,3.1419320522041772E-3,0,0,1.1692060075358815E-2]
[2004,2,4,16,3.629025603466987E-3,1.9487949014528128E-3,3.8007552757690147E-3,8.8168754046414506E-3,0,0,1.8195451185330266E-2,null,3.1337026321115132E-3,1.6385408966537961E-3,3.827604450442662E-3,3.3405771890552337E-3,0,0,1.1940425168263205E-2]
[2004,2,4,17,4.1224556504059562E-3,2.1226091278158561E-3,3.6289860881103682E-3,7.5704370186248249E-3,0,0,{"$f":"SUM(E835:J835)","v":1.7444487884957005E-2},null,3.5597847835789303E-3,1.7846833758360687E-3,3.6546218563454588E-3,2.8683210383447441E-3,0,0,{"$f":"SUM(M835:R835)","v":1.1867411054105203E-2}]
[2004,2,4,18,4.4824230496756578E-3,2.1131588095888148E-3,3.4390145521150683E-3,6.8325721694480548E-3,7.8210054302950264E-6,1.3263036234745552E-4,1.7007619948605349E-2,null,{"$f":"E836*V$5","v":3.8706205036378176E-3},{"$f":"F836*W$5","v":1.7767375766707199E-3},{"$f":"G836*X$5","v":3.4633083294607491E-3},{"$f":"H836*Y$5","v":2.5887555039981877E-3},{"$f":"I836*Z$5","v":1.1492473189314104E-6},{"$f":"J836*AA$5","v":5.3472417721753372E-5},1.1754043578808158E-2]
[2004,2,4,19,4.6107136990629445E-3,2.0163337566754167E-3,3.4072798510112203E-3,6.8642636228463073E-3,1.5642010860590053E-5,2.6526072469491103E-4,1.7179493665151389E-2,null,3.9814008589144963E-3,1.695327363158258E-3,3.4313494490895366E-3,2.6007629036099E-3,2.2984946378628208E-6,1.0694483544350674E-4,1.1818083904853562E-2]
[2004,2,4,20,5.1223254482174099E-3,1.8632334379682809E-3,3.3717000448302246E-3,8.146220685905493E-3,1.5642010860590053E-5,2.6526072469491103E-4,1.8784382352476908E-2,null,4.4231831057558717E-3,1.5666010752839635E-3,3.3955183011720449E-3,3.0864765295447001E-3,2.2984946378628208E-6,1.0694483544350674E-4,1.2581022341837951E-2]
[2004,2,4,21,4.947227933895175E-3,1.8726283149198351E-3,3.2918299612079175E-3,8.3296575658236161E-3,1.5642010860590053E-5,2.6526072469491103E-4,1.8722246511402047E-2,null,4.2719845192858378E-3,1.5745002595914941E-3,3.3150840018423898E-3,3.15597791507674E-3,2.2984946378628208E-6,1.0694483544350674E-4,1.2426790025877831E-2]
[2004,2,4,22,4.7045094025366836E-3,1.8134623980975175E-3,3.0789050805961941E-3,8.2434098836377118E-3,1.5642010860590053E-5,2.6526072469491103E-4,1.8121189500423608E-2,null,4.0623944574649179E-3,1.5247537345317703E-3,3.1006549840534173E-3,3.1233000074851864E-3,2.2984946378628208E-6,1.0694483544350674E-4,1.1920346513616663E-2]
[2004,2,4,23,4.4175120137770673E-3,1.743113403939129E-3,2.8970484991662007E-3,8.6278950032575262E-3,1.5642010860590053E-5,2.6526072469491103E-4,1.7966471655695423E-2,null,3.8145691261401863E-3,1.4656045116550858E-3,2.917513737138252E-3,3.2689754493154042E-3,2.2984946378628208E-6,1.0694483544350674E-4,1.1575906154330299E-2]
[2004,2,4,24,4.1214446321489219E-3,1.7321635042094985E-3,2.7466098814715248E-3,8.1170522329731161E-3,1.5642010860590053E-5,2.6526072469491103E-4,1.6998172986358563E-2,null,3.5589117584423329E-3,1.4563978688688787E-3,2.7660123957397118E-3,3.0754250556342677E-3,2.2984946378628208E-6,1.0694483544350674E-4,1.0965990408766561E-2]
[2004,2,5,1,3.3545404446085683E-3,1.7101809894134018E-3,2.633675274759965E-3,8.3988376330123102E-3,1.5642010860590053E-5,2.6526072469491103E-4,1.6378137077349749E-2,null,2.896681745852561E-3,1.4379150364898278E-3,2.6522799999672171E-3,3.1821891683588496E-3,2.2984946378628208E-6,1.0694483544350674E-4,1.0278309280749826E-2]
[2004,2,5,2,3.1151539774405663E-3,1.7135114714741369E-3,2.5919740074730772E-3,8.2058739144871082E-3,1.5642010860590053E-5,2.6526072469491103E-4,1.5907416106430389E-2,null,2.6899689572903712E-3,1.4407152957977814E-3,2.6102841479127606E-3,3.1090782116041217E-3,2.2984946378628208E-6,1.0694483544350674E-4,9.9592899426864043E-3]
[2004,2,5,3,2.7583620922155883E-3,1.7351971500944533E-3,2.5682870221824415E-3,8.4982248579686514E-3,1.5642010860590053E-5,2.6526072469491103E-4,1.5840973858016635E-2,null,2.3818753277559351E-3,1.458948549212284E-3,2.586429833773142E-3,3.2198454446852537E-3,2.2984946378628208E-6,1.0694483544350674E-4,9.7563424855079857E-3]
[2004,2,5,4,2.7353030936474549E-3,1.6945130363010539E-3,2.5459782493235197E-3,7.7223595307473565E-3,1.5642010860590053E-5,2.6526072469491103E-4,1.4979056645574886E-2,null,2.3619636345350932E-3,1.4247414685980514E-3,2.5639634679897132E-3,2.9258821192502684E-3,2.2984946378628208E-6,1.0694483544350674E-4,9.3857940204544969E-3]
[2004,2,5,5,2.8717462987283074E-3,1.7896041925537733E-3,2.5474218661245326E-3,6.5619513265975449E-3,1.5642010860590053E-5,2.6526072469491103E-4,1.4051626419559659E-2,null,2.4797838093189571E-3,1.5046938270088935E-3,2.5654172827426699E-3,2.4862214686376099E-3,2.2984946378628208E-6,1.0694483544350674E-4,9.1453597177895002E-3]
[2004,2,5,6,3.1687810908915225E-3,1.6598731142484623E-3,2.6214560135906138E-3,6.4682444641677396E-3,1.5642010860590053E-5,2.6526072469491103E-4,1.4199257418453841E-2,null,2.7362765464165701E-3,1.3956163262355803E-3,2.6399744198813049E-3,2.4507173934721431E-3,2.2984946378628208E-6,1.0694483544350674E-4,9.3318280160869689E-3]
[2004,2,5,7,3.6128884611887143E-3,1.6731635169210026E-3,2.9660920265979825E-3,6.5815851974975331E-3,1.5642010860590053E-5,2.6526072469491103E-4,1.5114631937760734E-2,null,3.1197680362288413E-3,1.4067908568625434E-3,2.987044999663087E-3,2.4936604374617387E-3,2.2984946378628208E-6,1.0694483544350674E-4,1.0116507660297581E-2]
[2004,2,5,8,3.4988888975552835E-3,1.8306096030715052E-3,3.7231917879966261E-3,7.134129370476249E-3,1.434372427247126E-5,2.4324408985841768E-4,1.6444407473230553E-2,null,3.0213281871750469E-3,1.539171052943389E-3,3.7494930411440508E-3,2.7030108451159512E-3,2.1077196289591575E-6,9.8068416243805547E-5,1.1113179262251202E-2]
[2004,2,5,9,3.9154132026063982E-3,1.9401399709419972E-3,4.070074064450765E-3,8.8229800375313541E-3,0,0,1.8748607275530516E-2,null,3.3810014035420282E-3,1.631263857089963E-3,4.098825752355483E-3,3.3428901396691021E-3,0,0,1.2453981152656576E-2]
[2004,2,5,10,3.9672491341497433E-3,1.9397548631995491E-3,4.0946632259726227E-3,8.7512826392949963E-3,0,0,1.8752949862616913E-2,null,3.4257622878301271E-3,1.6309400596574324E-3,4.1235886158509953E-3,3.3157251087402423E-3,0,0,1.2496016072078798E-2]
[2004,2,5,11,3.5621539554791144E-3,1.9609588300103882E-3,4.0990431859346211E-3,8.381771587510049E-3,0,0,1.8003927558934173E-2,null,3.0759582449919978E-3,1.648768291230159E-3,4.1279995165870113E-3,3.1757231087066718E-3,0,0,1.2028449161515841E-2]
[2004,2,5,12,3.3584728866386223E-3,2.0374183633086814E-3,4.0270413472177193E-3,9.0677512601672616E-3,0,0,1.8490683857332286E-2,null,2.9000774518317179E-3,1.7130552370523792E-3,4.0554890447684578E-3,3.4356301553036912E-3,0,0,1.2104251888956245E-2]
[2004,2,5,13,3.1488384376789531E-3,1.9403704010449124E-3,3.9298939355199717E-3,7.822687464699711E-3,0,0,1.6841790238943548E-2,null,2.7190558509208392E-3,1.6314576020280093E-3,3.9576553674112516E-3,2.9638948156086452E-3,0,0,1.1272063635968745E-2]
[2004,2,5,14,3.1996053878985812E-3,1.9779218873240811E-3,3.9803852505248998E-3,8.8328635837834259E-3,0,0,1.7990776109530988E-2,null,2.7628936583409735E-3,1.6630307788423994E-3,4.0085033615595888E-3,3.3466348618797917E-3,0,0,1.1781062660622753E-2]
[2004,2,5,15,3.3499441649024533E-3,1.8965762451268039E-3,3.9266784726690734E-3,8.3826965113860084E-3,0,0,1.755589539408434E-2,null,2.8927128089017685E-3,1.594635607341571E-3,3.9544171899898329E-3,3.1760735480017553E-3,0,0,1.1617839154234927E-2]
[2004,2,5,16,3.4960091340931702E-3,1.9487949014528128E-3,3.800796931316922E-3,8.457678799823504E-3,0,0,1.7703279766686411E-2,null,3.0188414804589352E-3,1.6385408966537961E-3,3.8276464002523678E-3,3.204483172822539E-3,0,0,1.1689511950187638E-2]
[2004,2,5,17,3.9743557536376442E-3,2.1226091278158561E-3,3.6206045232878058E-3,7.3889615653159012E-3,0,0,1.7106530970057206E-2,null,3.4318989301765942E-3,1.7846833758360687E-3,3.646181082738949E-3,2.7995628068993826E-3,0,0,1.1662326195650994E-2]
[2004,2,5,18,4.3359898376285491E-3,2.1131588095888148E-3,3.4408203799998725E-3,6.5346137792730219E-3,6.5227188421762343E-6,1.1061372751096216E-4,1.6541719252843399E-2,null,3.7441738504143799E-3,1.7767375766707199E-3,3.4651269140175281E-3,2.4758636964330775E-3,9.5847231002774747E-7,4.4595998522052181E-5,1.1507456508367786E-2]
[2004,2,5,19,4.4519240941673097E-3,2.0163337566754167E-3,3.386592940308989E-3,6.8471612865963448E-3,1.5642010860590053E-5,2.6526072469491103E-4,1.6982914813303562E-2,null,3.8442843275960023E-3,1.695327363158258E-3,3.4105164025699207E-3,2.5942830939569132E-3,2.2984946378628208E-6,1.0694483544350674E-4,1.1653654517362463E-2]
[2004,2,5,20,4.9423649921144916E-3,1.8632334379682809E-3,3.3561002349371582E-3,8.5975726291419117E-3,1.5642010860590053E-5,2.6526072469491103E-4,1.9040174029717343E-2,null,4.2677853167661928E-3,1.5666010752839635E-3,3.3798082915975189E-3,3.2574867725858568E-3,2.2984946378628208E-6,1.0694483544350674E-4,1.2580924786314902E-2]
[2004,2,5,21,4.756393173816648E-3,1.8726283149198351E-3,3.2778186915663815E-3,8.6801796563809354E-3,1.5642010860590053E-5,2.6526072469491103E-4,1.8867922572239303E-2,null,4.1071966518800157E-3,1.5745002595914941E-3,3.3009737542349731E-3,3.2887852925473702E-3,2.2984946378628208E-6,1.0694483544350674E-4,1.2380699288335224E-2]
[2004,2,5,22,4.5419523545874446E-3,1.8134623980975175E-3,3.0810531943062163E-3,8.3798005316770476E-3,1.5642010860590053E-5,2.6526072469491103E-4,1.8097171214223728E-2,null,3.9220246985576931E-3,1.5247537345317703E-3,3.1028182724000667E-3,3.1749763062566094E-3,2.2984946378628208E-6,1.0694483544350674E-4,1.1833816341827509E-2]
[2004,2,5,23,4.2670478031359149E-3,1.743113403939129E-3,2.945233847583331E-3,8.5571586735157992E-3,1.5642010860590053E-5,2.6526072469491103E-4,1.7793456463729675E-2,null,3.684641662284791E-3,1.4656045116550858E-3,2.9660394749628795E-3,3.2421745523164166E-3,2.2984946378628208E-6,1.0694483544350674E-4,1.1467703531300544E-2]
[2004,2,5,24,3.9786418359325088E-3,1.7321635042094985E-3,2.793617503782648E-3,7.9333833328300001E-3,1.5642010860590053E-5,2.6526072469491103E-4,1.6718708912310157E-2,null,3.435600008327168E-3,1.4563978688688787E-3,2.8133520878029891E-3,3.005835761241612E-3,2.2984946378628208E-6,1.0694483544350674E-4,1.0820429056322018E-2]
[2004,2,6,1,3.2718566370570999E-3,1.6725228059195239E-3,2.6924648133714191E-3,8.2746314630046305E-3,1.5642010860590053E-5,2.6526072469491103E-4,1.6192378454908174E-2,null,2.8252833889190906E-3,1.4062521489779547E-3,2.7114848377696571E-3,3.1351293791222743E-3,2.2984946378628208E-6,1.0694483544350674E-4,1.0187393084870346E-2]
[2004,2,6,2,2.9821471313378105E-3,1.6674336942288188E-3,2.6473269053352657E-3,8.1238421962631802E-3,1.5642010860590053E-5,2.6526072469491103E-4,1.5701652662720576E-2,null,2.5751161154358351E-3,1.4019732391621282E-3,2.6660280679575319E-3,3.0779976672954657E-3,2.2984946378628208E-6,1.0694483544350674E-4,9.8303584199323311E-3]
[2004,2,6,3,2.9370949526977617E-3,1.6203980943668799E-3,2.5910023942343468E-3,8.3839871515464237E-3,1.5642010860590053E-5,2.6526072469491103E-4,1.5813385328400913E-2,null,2.5362130747265598E-3,1.3624258481488535E-3,2.6093056710346564E-3,3.1765625515184537E-3,2.2984946378628208E-6,1.0694483544350674E-4,9.793750475509894E-3]
[2004,2,6,4,2.921283257974559E-3,1.6279103567920965E-3,2.5753675881377749E-3,7.6602372693774833E-3,1.5642010860590053E-5,2.6526072469491103E-4,1.5065701207837415E-2,null,2.5225595063072827E-3,1.3687421358202429E-3,2.5935604180375559E-3,2.9023449590046468E-3,2.2984946378628208E-6,1.0694483544350674E-4,9.4964503492510986E-3]
[2004,2,6,5,3.0670081842230227E-3,1.6670194406762184E-3,2.5884948614114944E-3,6.6496815647445959E-3,1.5642010860590053E-5,2.6526072469491103E-4,1.4253106786610834E-2,null,2.6483945471272754E-3,1.40162493602001E-3,2.6067804245780979E-3,2.5194610936628359E-3,2.2984946378628208E-6,1.0694483544350674E-4,9.2855043314695896E-3]
[2004,2,6,6,3.3841206226104918E-3,1.6595083401927978E-3,2.7011357860770094E-3,6.6413954805094651E-3,1.5642010860590053E-5,2.6526072469491103E-4,1.4667062964945266E-2,null,2.9222245476378111E-3,1.3953096253057908E-3,2.7202170636851679E-3,2.516321625006185E-3,2.2984946378628208E-6,1.0694483544350674E-4,9.663316191716325E-3]
[2004,2,6,7,3.6628774336695032E-3,1.6514463496078138E-3,3.0349794689615707E-3,6.5661614509668091E-3,1.5642010860590053E-5,2.6526072469491103E-4,1.51963674387612E-2,null,3.1629340515057637E-3,1.3885311278497034E-3,3.0564190745085485E-3,2.4878166193895014E-3,2.2984946378628208E-6,1.0694483544350674E-4,1.0204944203334888E-2]
[2004,2,6,8,3.6697788051625012E-3,1.8355248943412901E-3,3.7787662417800294E-3,7.0263798302759558E-3,1.434372427247126E-5,2.4324408985841768E-4,1.6568037585690663E-2,null,3.1688934600015667E-3,1.5433038150716681E-3,3.8054600822183373E-3,2.6621862173873108E-3,2.1077196289591575E-6,9.8068416243805547E-5,1.1280019710551646E-2]
[2004,2,6,9,3.7806380257074832E-3,2.1023725744190379E-3,4.0605407332523881E-3,8.7440024484863512E-3,0,0,1.8687553781865263E-2,null,3.2646215890298523E-3,1.7676685425545952E-3,4.0892250761017171E-3,3.3129667574841358E-3,0,0,1.2434481965170299E-2]
[2004,2,6,10,3.8025597062700486E-3,2.1889594235982197E-3,4.094101740222982E-3,8.7287097034236504E-3,0,0,1.8814330573514899E-2,null,3.2835511959231163E-3,1.8404705051350168E-3,4.1230231636715598E-3,3.3071725738340412E-3,0,0,1.2554217438563735E-2]
[2004,2,6,11,3.6490542349299319E-3,2.2553254275686349E-3,4.0161380358293575E-3,8.0911476961702863E-3,0,0,1.8011665394498208E-2,null,3.1509975707509816E-3,1.8962708418312725E-3,4.0445087105541715E-3,3.0656102288657027E-3,0,0,1.2157387352002128E-2]
[2004,2,6,12,3.6173755799122605E-3,2.1953519027661963E-3,3.9570837520519538E-3,8.6356041969598701E-3,0,0,1.8405415431690282E-2,null,3.12364271149736E-3,1.8458452824088737E-3,3.9850372573813908E-3,3.2718963431067013E-3,0,0,1.2226421594394325E-2]
[2004,2,6,13,3.3871921840627601E-3,2.1081535375432848E-3,3.9078245833358899E-3,7.4635745120009917E-3,0,0,1.6866744816942926E-2,null,2.9248768739808576E-3,1.7725291589766028E-3,3.9354301136105881E-3,2.8278324938650389E-3,0,0,1.1460668640433089E-2]
[2004,2,6,14,3.2300479203657409E-3,2.0161239712349964E-3,3.9126874354346126E-3,8.776858096921452E-3,0,0,1.7935717423956801E-2,null,2.7891811124799966E-3,1.6951509761903964E-3,3.9403273177146189E-3,3.3254152525185711E-3,0,0,1.1750074658903584E-2]
[2004,2,6,15,3.1528395228610766E-3,1.9684454670650894E-3,3.8428549450697925E-3,8.3715355976993807E-3,0,0,1.7335675532695341E-2,null,2.7225108309999395E-3,1.655063033167028E-3,3.8700015188898587E-3,3.1718448511041065E-3,0,0,1.1419420234160933E-2]
[2004,2,6,16,3.2591512665818972E-3,2.0016508571914847E-3,3.7164255775932378E-3,8.5763895884730188E-3,0,0,1.7553617289839639E-2,null,2.8143121648907849E-3,1.6829820253969861E-3,3.7426790330920856E-3,3.2494608473906251E-3,0,0,1.1489434070770481E-2]
[2004,2,6,17,3.702018607444115E-3,2.0751830229538992E-3,3.4866616840746279E-3,7.2458573551698298E-3,0,0,1.6509720669642472E-2,null,3.1967328759517129E-3,1.7448076493923183E-3,3.5112920487762049E-3,2.745342843688825E-3,0,0,1.1198175417809061E-2]
[2004,2,6,18,4.0233347971327868E-3,2.0015227375740144E-3,3.3454208520517798E-3,6.5448096826935349E-3,6.5227188421762343E-6,1.1061372751096216E-4,1.6032224515805254E-2,null,3.4741928609144761E-3,1.6828743028076401E-3,3.369053467754833E-3,2.4797267659248438E-3,9.5847231002774747E-7,4.4595998522052181E-5,1.1051401868233874E-2]
[2004,2,6,19,4.3734807763246243E-3,1.8600928037560127E-3,3.3081811162084763E-3,6.8877750415661625E-3,1.5642010860590053E-5,2.6526072469491103E-4,1.6710432473410777E-2,null,3.7765476791247594E-3,1.5639604394764727E-3,3.3315506641526469E-3,2.6096710150953508E-3,2.2984946378628208E-6,1.0694483544350674E-4,1.1390973127930601E-2]
[2004,2,6,20,4.823542922057048E-3,1.7493654079258104E-3,3.2585902745109114E-3,6.8026907756810005E-3,1.5642010860590053E-5,2.6526072469491103E-4,1.6915092115730272E-2,null,4.1651811815580477E-3,1.4708611778186638E-3,3.2816095044066037E-3,2.577433907875501E-3,2.2984946378628208E-6,1.0694483544350674E-4,1.1604329101740186E-2]
[2004,2,6,21,4.2856359548656998E-3,1.8475146841382651E-3,3.178229593229756E-3,6.9362061258248986E-3,1.5642010860590053E-5,2.6526072469491103E-4,1.652848909361412E-2,null,3.700692731184957E-3,1.5533847943014374E-3,3.2006811417537046E-3,2.628020800919791E-3,2.2984946378628208E-6,1.0694483544350674E-4,1.1192022798241261E-2]
[2004,2,6,22,4.032590080512404E-3,1.8141575969762411E-3,2.935142841450447E-3,6.9062941167397206E-3,1.5642010860590053E-5,2.6526072469491103E-4,1.5969087371234314E-2,null,3.482184897636382E-3,1.5253382556598004E-3,2.9558771842650511E-3,2.616687605128439E-3,2.2984946378628208E-6,1.0694483544350674E-4,1.0689331272771045E-2]
[2004,2,6,23,3.9677150507166081E-3,1.7505468083400995E-3,2.8360882440873836E-3,6.4697844611340451E-3,1.5642010860590053E-5,2.6526072469491103E-4,1.5305037299833638E-2,null,3.4261646117956933E-3,1.4718544957366721E-3,2.8561228485621411E-3,2.4513008744107699E-3,2.2984946378628208E-6,1.0694483544350674E-4,1.0314686160586646E-2]
[2004,2,6,24,3.9817469812689433E-3,1.3291767216754389E-3,2.6402702927894595E-3,6.9844119723506013E-3,1.5642010860590053E-5,2.6526072469491103E-4,1.5216508703639945E-2,null,3.438281334715325E-3,1.11756779316377E-3,2.65892160631356E-3,2.6462852476645056E-3,2.2984946378628208E-6,1.0694483544350674E-4,9.9702993119385307E-3]
[2004,2,7,1,3.9884926329398183E-3,1.3382443337481575E-3,2.563985976846012E-3,6.8550333562876148E-3,1.5642010860590053E-5,2.6526072469491103E-4,1.5026659035377105E-2,null,3.4441062774702431E-3,1.125191814144667E-3,2.5820984051288859E-3,2.5972656989313994E-3,2.2984946378628208E-6,1.0694483544350674E-4,9.8579055257565669E-3]
[2004,2,7,2,3.4777782260358376E-3,1.3799504741479052E-3,2.5077289427929412E-3,6.7137196310215978E-3,1.5642010860590053E-5,2.6526072469491103E-4,1.4360080009553784E-2,null,3.0030988953114322E-3,1.1602582116581389E-3,2.525443961923076E-3,2.543724122640601E-3,2.2984946378628208E-6,1.0694483544350674E-4,9.3417685216146198E-3]
[2004,2,7,3,3.4450853081803706E-3,1.395187072304219E-3,2.4894983399586916E-3,6.4794408838545932E-3,1.5642010860590053E-5,2.6526072469491103E-4,1.4090114339853375E-2,null,2.9748682091908368E-3,1.1730690975991828E-3,2.5070845750434492E-3,2.4549595430419669E-3,2.2984946378628208E-6,1.0694483544350674E-4,9.219224754956807E-3]
[2004,2,7,4,3.2541618608261215E-3,1.4203046974752404E-3,2.4905423645356917E-3,6.405745604098196E-3,1.5642010860590053E-5,2.6526072469491103E-4,1.3851657262490751E-2,null,2.8100037593687599E-3,1.1941879213598862E-3,2.5081359747856987E-3,2.4270375458267557E-3,2.2984946378628208E-6,1.0694483544350674E-4,9.0486085314224699E-3]
[2004,2,7,5,3.3998675728910219E-3,1.4213373217121798E-3,2.5393318760239037E-3,6.150155965806918E-3,1.5642010860590053E-5,2.6526072469491103E-4,1.3791595471989524E-2,null,2.9358222085346325E-3,1.1950561487150788E-3,2.5572701435909815E-3,2.3301986004805111E-3,2.2984946378628208E-6,1.0694483544350674E-4,9.1275904314025748E-3]
[2004,2,7,6,3.5672980619501616E-3,1.3590385405876492E-3,2.6028390160238437E-3,6.459072921862468E-3,1.5642010860590053E-5,2.6526072469491103E-4,1.4269151275979625E-2,null,3.0804002362451819E-3,1.1426755207648888E-3,2.6212259087117634E-3,2.4472424385014379E-3,2.2984946378628208E-6,1.0694483544350674E-4,9.4007874343046416E-3]
[2004,2,7,7,3.6974058485964886E-3,1.3593802264249741E-3,2.8725515953983375E-3,6.5144063390273942E-3,1.5642010860590053E-5,2.6526072469491103E-4,1.4724646745002696E-2,null,3.192749709085022E-3,1.1429628091900827E-3,2.8928437831210289E-3,2.4682074110898363E-3,2.2984946378628208E-6,1.0694483544350674E-4,9.8060070425673405E-3]
[2004,2,7,8,3.8486100170881379E-3,1.4315231638646511E-3,3.3176823415657763E-3,6.3918482835384916E-3,1.3029795360181697E-5,2.2096218898404516E-4,1.5223655790401283E-2,null,3.3233161345012116E-3,1.2036203741865445E-3,3.3411190077642736E-3,2.4217720668537517E-3,1.9146460793786811E-6,8.9085050066550994E-5,1.0380827279451709E-2]
[2004,2,7,9,4.1480894102876899E-3,1.6310294160024798E-3,3.4024410003451514E-3,5.2328446286033286E-3,0,0,{"$f":"SUM(E899:J899)","v":1.4414404455238651E-2},null,3.5819198108809039E-3,1.3713646314309855E-3,3.426476415968317E-3,1.9826435781297468E-3,0,0,{"$f":"SUM(M899:R899)","v":1.0362404436409952E-2}]
[2004,2,7,10,4.8697587943746911E-3,1.6359075598269426E-3,3.4010030347122375E-3,4.8625030473592049E-3,0,0,1.4769172436273077E-2,null,{"$f":"E900*V$5","v":4.2050890842713178E-3},{"$f":"F900*W$5","v":1.3754661600988731E-3},{"$f":"G900*X$5","v":3.4250282923042612E-3},{"$f":"H900*Y$5","v":1.8423269033799265E-3},{"$f":"I900*Z$5","v":0},{"$f":"J900*AA$5","v":0},1.0847910440054379E-2]
[2004,2,7,11,5.1202748602376582E-3,1.7258924720618761E-3,3.3684960552485032E-3,4.8343559686925648E-3,0,0,1.5049019356240603E-2,null,4.4214124009850416E-3,1.4511252038847647E-3,3.392291678068907E-3,1.8316624123196556E-3,0,0,1.1096491695258368E-2]
[2004,2,7,12,4.6816380819223735E-3,1.6825326908519521E-3,3.3104367831556306E-3,4.9522624269742318E-3,0,0,1.4626869982904189E-2,null,4.0426448261753354E-3,1.4146684301475918E-3,3.3338222655105894E-3,1.8763353386003969E-3,0,0,1.0667470860433913E-2]
[2004,2,7,13,4.3780721797131239E-3,1.6681486732737921E-3,3.3367508612793815E-3,4.7545235429069131E-3,0,0,1.413749525717321E-2,null,3.7805124053228553E-3,1.4025743913944979E-3,3.3603222307090554E-3,1.8014151457669148E-3,0,0,1.0344824173193323E-2]
[2004,2,7,14,4.3235354630735507E-3,1.6439706687997324E-3,3.2941453288501533E-3,4.7886420328593022E-3,0,0,1.4050293493582739E-2,null,3.733419364062171E-3,1.3822455978920666E-3,3.3174157256311673E-3,1.8143421118438044E-3,0,0,1.0247422799429209E-2]
[2004,2,7,15,4.3844656770685528E-3,1.6009611999937559E-3,3.269851614201126E-3,4.5642211012969763E-3,0,0,1.3819499592560411E-2,null,3.7860332590396121E-3,1.3460833657713794E-3,3.2929503960948989E-3,1.7293125055130886E-3,0,0,1.0154379526418979E-2]
[2004,2,7,16,4.2411363213858914E-3,1.637469562749723E-3,3.2271258689256089E-3,4.495064866934447E-3,0,0,1.3600796619995671E-2,null,3.6622668191631596E-3,1.3767794874622401E-3,3.2499228289669521E-3,1.7031102821187549E-3,0,0,9.9920794177111062E-3]
[2004,2,7,17,4.59037398550728E-3,1.6246481988682511E-3,3.1636501564370504E-3,4.2144714665865958E-3,0,0,1.3593143807399177E-2,null,3.9638372975428467E-3,1.3659993232412592E-3,3.1859987133667791E-3,1.5967977995687541E-3,0,0,1.0112633133719639E-2]
[2004,2,7,18,5.3071830742343947E-3,1.6746279849533395E-3,3.0634710644272811E-3,4.2457299753196611E-3,6.5227188421762343E-6,1.1061372751096216E-4,1.4408148545287814E-2,null,4.5828096536264318E-3,1.4080221771831361E-3,3.0851119393978041E-3,1.6086411631692642E-3,9.5847231002774747E-7,4.4595998522052181E-5,1.0730139404208718E-2]
[2004,2,7,19,5.4488013909087234E-3,1.5451632359382717E-3,2.97605905320976E-3,4.2288126202380712E-3,1.5642010860590053E-5,2.6526072469491103E-4,1.4479739035850328E-2,null,4.7050985929201006E-3,1.2991686052766908E-3,2.9970824350276149E-3,1.6022314400087263E-3,2.2984946378628208E-6,1.0694483544350674E-4,1.0712824403314503E-2]
[2004,2,7,20,5.3150496883228402E-3,1.5311034208296205E-3,2.9533664707236161E-3,4.1078652874692268E-3,1.5642010860590053E-5,2.6526072469491103E-4,1.4188287602900806E-2,null,4.5896025594828176E-3,1.2873471549856715E-3,2.9742295483211889E-3,1.5564063736011892E-3,2.2984946378628208E-6,1.0694483544350674E-4,1.0516828966472238E-2]
[2004,2,7,21,5.1000759050826294E-3,1.6046119695138576E-3,2.8268570316480821E-3,4.0422807279806528E-3,1.5642010860590053E-5,2.6526072469491103E-4,1.3854728369780724E-2,null,4.4039703860059391E-3,1.3491529218126459E-3,2.8468264252851905E-3,1.5315574023583348E-3,2.2984946378628208E-6,1.0694483544350674E-4,1.0240750465543482E-2]
[2004,2,7,22,4.67557960937967E-3,1.6248522976908548E-3,2.5954228802197873E-3,3.9507812056952347E-3,1.5642010860590053E-5,2.6526072469491103E-4,1.3127538728541048E-2,null,4.0374132699869444E-3,1.3661709289179498E-3,2.6137573840767617E-3,1.4968896540996704E-3,2.2984946378628208E-6,1.0694483544350674E-4,9.6234745671626952E-3]
[2004,2,7,23,4.9662219091336241E-3,1.4826411662496506E-3,2.4620127013068784E-3,3.9798252694770468E-3,1.5642010860590053E-5,2.6526072469491103E-4,1.3171603781722701E-2,null,4.2883860211496228E-3,1.2466002369728366E-3,2.4794047732162577E-3,1.5078939988923746E-3,2.2984946378628208E-6,1.0694483544350674E-4,9.6315283603124625E-3]
[2004,2,7,24,4.794082758786674E-3,1.4387152885233108E-3,2.4439683040458271E-3,3.9559820649666382E-3,1.5642010860590053E-5,2.6526072469491103E-4,1.2913651151877951E-2,null,4.1397420137840287E-3,1.2096674909858858E-3,2.4612329072973235E-3,1.4988601789226016E-3,2.2984946378628208E-6,1.0694483544350674E-4,9.4187459210712098E-3]
[2004,2,8,1,3.6728725062160727E-3,1.7008924673407419E-3,2.4304376502847225E-3,3.8726584594022512E-3,1.5642010860590053E-5,2.6526072469491103E-4,1.195776381879929E-2,null,3.1715649041284093E-3,1.4301052750448555E-3,2.4476066707217726E-3,1.4672901585600937E-3,2.2984946378628208E-6,1.0694483544350674E-4,8.625810338536502E-3]
[2004,2,8,2,3.4998146843895936E-3,1.689375794293224E-3,2.4074125488149981E-3,3.6878836080090301E-3,1.5642010860590053E-5,2.6526072469491103E-4,1.1565389371062346E-2,null,3.0221276140616139E-3,1.4204220909562267E-3,2.4244189160617254E-3,1.3972818364111467E-3,2.2984946378628208E-6,1.0694483544350674E-4,8.3734937875720832E-3]
[2004,2,8,3,3.2024340538739458E-3,1.7164580580633919E-3,2.4109518982855719E-3,3.564058294776044E-3,1.5642010860590053E-5,2.6526072469491103E-4,1.1174805040554455E-2,null,2.7653362418278179E-3,1.4431927769469916E-3,2.4279832680923884E-3,1.3503663478928473E-3,2.2984946378628208E-6,1.0694483544350674E-4,8.0961219648414164E-3]
[2004,2,8,4,3.3825421801207396E-3,1.6072719906972453E-3,2.4150953674074178E-3,3.7210173668151309E-3,1.5642010860590053E-5,2.6526072469491103E-4,1.1406829640596035E-2,null,2.9208615455746548E-3,1.3513894596297847E-3,2.4321560073771718E-3,1.409835703146867E-3,2.2984946378628208E-6,1.0694483544350674E-4,8.2234860458098493E-3]
[2004,2,8,5,3.2675591930860521E-3,1.6127667527872206E-3,2.4568529053011776E-3,3.8563315778714731E-3,1.5642010860590053E-5,2.6526072469491103E-4,1.1474413164601426E-2,null,2.8215724998389589E-3,1.3560094390822634E-3,2.4742085275435339E-3,1.4611041566595323E-3,2.2984946378628208E-6,1.0694483544350674E-4,8.2221379532056594E-3]
[2004,2,8,6,3.4377893023722229E-3,1.5758613467998916E-3,2.5188579244015954E-3,3.8612674293232261E-3,1.5642010860590053E-5,2.6526072469491103E-4,1.1674678738452437E-2,null,2.9685680297203334E-3,1.3249794846356617E-3,2.5366515605300555E-3,1.4629742741344386E-3,2.2984946378628208E-6,1.0694483544350674E-4,8.4024166791018592E-3]
[2004,2,8,7,3.5867634855040889E-3,1.5324177054357963E-3,2.6916258650412873E-3,4.0412244983558726E-3,1.5642010860590053E-5,2.6526072469491103E-4,1.2132934289892545E-2,null,3.0972088387989454E-3,1.2884522015328768E-3,2.7106399629673841E-3,1.5311572133538392E-3,2.2984946378628208E-6,1.0694483544350674E-4,8.7367015467344159E-3]
[2004,2,8,8,3.9758899168260853E-3,1.44556970108998E-3,3.019768487608058E-3,3.8996053625765109E-3,1.3029795360181697E-5,2.2096218898404516E-4,1.2574825452444861E-2,null,3.4332236965869257E-3,1.2154306604731685E-3,3.041100640223793E-3,1.4774999217617177E-3,1.9146460793786811E-6,8.9085050066550994E-5,9.2582546151915336E-3]
[2004,2,8,9,4.076298415402824E-3,1.5458623566707518E-3,3.1354079496627909E-3,3.696419389399064E-3,0,0,1.2453988111135432E-2,null,3.5199275148172769E-3,1.2997564238875733E-3,3.1575569988926458E-3,1.4005159114426821E-3,0,0,9.3777568490401777E-3]
[2004,2,8,10,4.3777965686743782E-3,1.5036437330578144E-3,3.2264535694243022E-3,3.5083064528518325E-3,0,0,1.2616200324008328E-2,null,3.7802744122272069E-3,1.264259132028558E-3,3.2492457802288663E-3,1.3292428406601387E-3,0,0,9.6230221651447696E-3]
[2004,2,8,11,4.3700174999974084E-3,1.5281428434710193E-3,3.2176120543621891E-3,3.5088580932039022E-3,0,0,1.262463049103452E-2,null,3.7735571027750201E-3,1.2848579104396401E-3,3.240341807216936E-3,1.3294518486240844E-3,0,0,9.6282086690556816E-3]
[2004,2,8,12,3.9393334021836359E-3,1.69441210625201E-3,3.1709457993502254E-3,3.4452905215425684E-3,0,0,1.2249981829328439E-2,null,3.4016567530948697E-3,1.4246566069161285E-3,3.1933458939288474E-3,1.3053670827507119E-3,0,0,9.3250263366905575E-3]
[2004,2,8,13,3.9509659561035772E-3,1.6191163714303607E-3,3.1686172681290562E-3,3.4260393992271332E-3,0,0,1.2164738994890126E-2,null,3.4117015884915325E-3,1.3613481793556417E-3,3.1910009135714002E-3,1.2980731314222401E-3,0,0,9.2621238128408143E-3]
[2004,2,8,14,3.5471052120204091E-3,1.6822012925544073E-3,3.1442893720069519E-3,3.3851210124800774E-3,0,0,1.1758716889061846E-2,null,3.0629634931937564E-3,1.4143897914549292E-3,3.1665011610983785E-3,1.2825697900334986E-3,0,0,8.926424235780564E-3]
[2004,2,8,15,3.3792108809872199E-3,1.6752551923760327E-3,3.1777184139242711E-3,3.5203083219916549E-3,0,0,1.1752492809279178E-2,null,2.9179849329508453E-3,1.4085495312992627E-3,3.2001663513916093E-3,1.3337901625212836E-3,0,0,8.8604909781630006E-3]
[2004,2,8,16,3.7877263700512621E-3,1.5564277270748721E-3,3.129292890767737E-3,3.6482399001164598E-3,0,0,1.212168688801033E-2,null,3.2707424505928548E-3,1.308639755572473E-3,3.1513987421928139E-3,1.3822614510481219E-3,0,0,9.1130423994062633E-3]
[2004,2,8,17,4.5471667372153132E-3,1.5558807377462011E-3,3.082915744738702E-3,3.6560860930313064E-3,0,0,1.2842049312731522E-2,null,3.9265273740279839E-3,1.3081798485887301E-3,3.1046939802021468E-3,1.3852342517138164E-3,0,0,9.7246354545326777E-3]
[2004,2,8,18,4.7637373026923899E-3,1.6253714112714193E-3,3.0079624870415806E-3,3.6776122643385361E-3,6.5227188421762343E-6,1.1061372751096216E-4,1.3191819911697064E-2,null,4.113538386136862E-3,1.3666073980564567E-3,3.0292112400831764E-3,1.3933901837800415E-3,9.5847231002774747E-7,4.4595998522052181E-5,9.9483016788886169E-3]
[2004,2,8,19,5.2387311587330197E-3,1.6153103912269434E-3,2.8862979951652986E-3,3.6874366178932497E-3,1.5642010860590053E-5,2.6526072469491103E-4,1.3708678898574012E-2,null,4.5237006885161263E-3,1.3581481226382802E-3,2.9066872897685172E-3,1.3971124787968015E-3,2.2984946378628208E-6,1.0694483544350674E-4,1.0294891909801094E-2]
[2004,2,8,20,4.9927354533429568E-3,1.6884015964544372E-3,2.8285403854459109E-3,3.6986595589863407E-3,1.5642010860590053E-5,2.6526072469491103E-4,1.3489239729785146E-2,null,4.3112807516789463E-3,1.4196029883410187E-3,2.8485216705774396E-3,1.4013646769156446E-3,2.2984946378628208E-6,1.0694483544350674E-4,1.0090013417594419E-2]
[2004,2,8,21,4.8084631431117453E-3,1.8018847298102553E-3,2.6560895796617877E-3,3.7110729002189807E-3,1.5642010860590053E-5,2.6526072469491103E-4,1.325841308835827E-2,null,4.1521596302834E-3,1.5150192658288666E-3,2.6748526432896517E-3,1.4060678991637311E-3,2.2984946378628208E-6,1.0694483544350674E-4,9.8573427686470209E-3]
[2004,2,8,22,5.0124877007977822E-3,1.5966415354793659E-3,2.5465528560071095E-3,3.814438229319594E-3,1.5642010860590053E-5,2.6526072469491103E-4,1.3251023057159354E-2,null,4.3283370297554002E-3,1.3424514048290682E-3,2.5645421337915828E-3,1.4452314173814117E-3,2.2984946378628208E-6,1.0694483544350674E-4,9.7898053158388346E-3]
[2004,2,8,23,4.7581310359386918E-3,1.6215033817444709E-3,2.5285017576669373E-3,4.2124017762958941E-3,1.5642010860590053E-5,2.6526072469491103E-4,1.3401440687201494E-2,null,4.1086973145099221E-3,1.3633551704543398E-3,2.5463635194559776E-3,1.5960136260541906E-3,2.2984946378628208E-6,1.0694483544350674E-4,9.7236729605558007E-3]
[2004,2,8,24,4.1083370423872553E-3,1.7697980904500643E-3,2.5198141923058011E-3,5.3998473362652588E-3,1.5642010860590053E-5,2.6526072469491103E-4,1.4078699396963882E-2,null,3.5475932137350344E-3,1.4880409158810808E-3,2.5376145836716107E-3,2.045918310971295E-3,2.2984946378628208E-6,1.0694483544350674E-4,9.7284103543403919E-3]
[2004,2,9,1,3.495746589553476E-3,1.8070312066473535E-3,2.482906575935806E-3,5.5269397046176991E-3,1.5642010860590053E-5,2.6526072469491103E-4,1.3593526812309836E-2,null,3.0186147704257238E-3,1.5193464080873876E-3,2.5004462456905655E-3,2.094071635945998E-3,2.2984946378628208E-6,1.0694483544350674E-4,9.2417223902310462E-3]
[2004,2,9,2,3.2877028408476242E-3,1.9309327489276228E-3,2.4609144920275071E-3,5.1071726727333821E-3,1.5642010860590053E-5,2.6526072469491103E-4,1.3067625490091637E-2,null,2.8389667562890818E-3,1.6235224524896756E-3,2.4782988060017839E-3,1.9350284253895713E-3,2.2984946378628208E-6,1.0694483544350674E-4,8.9850597702514825E-3]
[2004,2,9,3,2.9885276067537275E-3,1.9358811514713233E-3,2.4716988143074223E-3,5.5956595209874938E-3,1.5642010860590053E-5,2.6526072469491103E-4,1.3272669829075469E-2,null,2.580625724567796E-3,1.6276830544775577E-3,2.4891593105485438E-3,2.120108507339253E-3,2.2984946378628208E-6,1.0694483544350674E-4,8.9268199270145197E-3]
[2004,2,9,4,3.0952811660175349E-3,1.9402567316231846E-3,2.4841687760955543E-3,5.2568536039254545E-3,1.5642010860590053E-5,2.6526072469491103E-4,1.3057463013217229E-2,null,2.6728085709309271E-3,1.631362029119818E-3,2.5017173622445838E-3,1.9917402060861157E-3,2.2984946378628208E-6,1.0694483544350674E-4,8.9068714984628147E-3]
[2004,2,9,5,3.1749484272024916E-3,1.9541305605597688E-3,2.5811293644085031E-3,6.1190135002488766E-3,1.5642010860590053E-5,2.6526072469491103E-4,1.4110124587975142E-2,null,2.7416021076394881E-3,1.6430271027962861E-3,2.5993628964651712E-3,2.3183992038371872E-3,2.2984946378628208E-6,1.0694483544350674E-4,9.4116346408195037E-3]
[2004,2,9,6,3.3612533783095276E-3,1.9400614136689804E-3,2.6749779791927107E-3,6.0889715967580591E-3,1.5642010860590053E-5,2.6526072469491103E-4,1.434616710348478E-2,null,2.9024784362886354E-3,1.6311978063708896E-3,2.6938744736524794E-3,2.3070167930724405E-3,2.2984946378628208E-6,1.0694483544350674E-4,9.6438108394658155E-3]
[2004,2,9,7,3.7932296939016236E-3,1.8592728651729323E-3,3.0433577851821459E-3,6.5277487341160942E-3,1.5642010860590053E-5,2.6526072469491103E-4,1.5504511813928298E-2,null,3.2754946299158017E-3,1.5632710375798854E-3,3.0648565765644003E-3,2.473262637418339E-3,2.2984946378628208E-6,1.0694483544350674E-4,1.0486128211559797E-2]
[2004,2,9,8,3.9611043847376775E-3,2.0297504152020462E-3,3.8003571765342801E-3,6.1961754823280325E-3,1.3029795360181697E-5,2.2096218898404516E-4,1.6221379443146264E-2,null,3.4204562306372924E-3,1.7066080493279173E-3,3.8272035389679609E-3,2.3476346807341638E-3,1.9146460793786811E-6,8.9085050066550994E-5,1.1392902195813263E-2]
[2004,2,9,9,4.4151831814772165E-3,2.0646639081305096E-3,4.1003918817158116E-3,7.6108789130117267E-3,0,0,1.8191117884335264E-2,null,3.8125581544069427E-3,1.7359632092606905E-3,4.1293577397820925E-3,2.8836438441768356E-3,0,0,1.2561522947626561E-2]
[2004,2,9,10,4.2642173869123622E-3,2.1580207072971849E-3,4.1503201686969617E-3,7.9033599210734159E-3,0,0,1.8475918183979922E-2,null,3.6821975674398155E-3,1.8144573254456494E-3,4.1796387285819728E-3,2.9944603567078404E-3,0,0,1.267075397817528E-2]
[2004,2,9,11,4.2318491301997002E-3,2.152886156911222E-3,4.1433823423721733E-3,7.4835646341247708E-3,0,0,1.8011682263607866E-2,null,3.6542472297071671E-3,1.8101402109114016E-3,4.1726518922848678E-3,2.8354064407462632E-3,0,0,1.24724457736497E-2]
[2004,2,9,12,4.0309968757374481E-3,2.158894356372963E-3,4.1027638554935759E-3,7.4922516183296723E-3,0,0,1.7784906705933662E-2,null,3.4808091481812109E-3,1.815191886963087E-3,4.131746469581663E-3,2.8386978041765889E-3,0,0,1.226644530890255E-2]
[2004,2,9,13,3.574126373199352E-3,2.1160018372508834E-3,4.0147273941737987E-3,6.6855140223215197E-3,0,0,1.6390369626945553E-2,null,3.086296556434828E-3,1.779127985785165E-3,4.0430881038886436E-3,2.5330374554594706E-3,0,0,1.1441550101568106E-2]
[2004,2,9,14,3.5179085096063946E-3,2.1059064439475908E-3,4.0773673333198562E-3,7.5748261384407127E-3,0,0,1.7276008425314553E-2,null,3.0377518267022427E-3,1.7706398094342736E-3,4.1061705421028211E-3,2.8699840076920557E-3,0,0,1.1784546185931393E-2]
[2004,2,9,15,3.4789955145895996E-3,2.1476474783658312E-3,3.9847322097719068E-3,7.2507296097201676E-3,0,0,1.6862104812447504E-2,null,3.0041500370673129E-3,1.8057355457336312E-3,4.0128810284580105E-3,2.7471888652852695E-3,0,0,1.1569955476544226E-2]
[2004,2,9,16,3.994696430726947E-3,2.1373787867245463E-3,3.8559035604019227E-3,7.8310695368920494E-3,0,0,1.7819048314745463E-2,null,3.4494633235699016E-3,1.7971016606609493E-3,3.8831423118358792E-3,2.9670706526118539E-3,0,0,1.2096777948678585E-2]
[2004,2,9,17,4.4579539938110965E-3,2.1695454043341804E-3,3.665687058740034E-3,7.2791579497704512E-3,0,0,1.7572344406655761E-2,null,3.8494912107789291E-3,1.8241472560805172E-3,3.6915820888059007E-3,2.757959921916589E-3,0,0,1.2123180477581937E-2]
[2004,2,9,18,4.5896683634124988E-3,2.2158883373031824E-3,3.4614480390866616E-3,6.3625153911336012E-3,5.2087899298866692E-6,8.8331826636589629E-5,1.6723060747502419E-2,null,3.9632279852763307E-3,1.8631122548518021E-3,3.4859002903583221E-3,2.4106582893804753E-3,7.6539876044727031E-7,3.5612632344797615E-5,1.1759276850972175E-2]
[2004,2,9,19,5.071657489508944E-3,2.0596685963853128E-3,3.3925675119766711E-3,6.3787158515862894E-3,1.5642010860590053E-5,2.6526072469491103E-4,1.7183512185012722E-2,null,4.3794307785700983E-3,1.7317631661571613E-3,3.4165331796169726E-3,2.4167963922975193E-3,2.2984946378628208E-6,1.0694483544350674E-4,1.2053766846723123E-2]
[2004,2,9,20,4.9250384903110752E-3,2.1563456113363427E-3,3.3803602924952761E-3,7.7021901329416267E-3,1.5642010860590053E-5,2.6526072469491103E-4,1.8444837262639822E-2,null,4.2528236961441781E-3,1.8130489097957451E-3,3.4042397262835258E-3,2.9182402475968106E-3,2.2984946378628208E-6,1.0694483544350674E-4,1.249759590990163E-2]
[2004,2,9,21,4.8902605126614615E-3,2.0991303997086896E-3,3.3291290010285853E-3,8.0244901670148937E-3,1.5642010860590053E-5,2.6526072469491103E-4,1.8623912815969132E-2,null,4.2227925384703408E-3,1.7649425318014668E-3,3.3526465283552128E-3,3.0403547260763513E-3,2.2984946378628208E-6,1.0694483544350674E-4,1.2489979654784742E-2]
[2004,2,9,22,4.5877963271813383E-3,2.0362261979050343E-3,3.0156625898199382E-3,7.6873947202043677E-3,1.5642010860590053E-5,2.6526072469491103E-4,1.7607982570666179E-2,null,3.9616114618604061E-3,1.7120528679636694E-3,3.0369657376829581E-3,2.912634495442626E-3,2.2984946378628208E-6,1.0694483544350674E-4,1.1732507893031031E-2]
[2004,2,9,23,4.336834402004457E-3,2.0110641193301295E-3,2.8536818104250689E-3,7.7575952007254484E-3,1.5642010860590053E-5,2.6526072469491103E-4,1.7240078268040606E-2,null,3.744903140834718E-3,1.6908966679145714E-3,2.8738406988122228E-3,2.9392323674921716E-3,2.2984946378628208E-6,1.0694483544350674E-4,1.1358116205135054E-2]
[2004,2,9,24,3.9813796010856432E-3,2.0036305161156699E-3,2.7038735750411873E-3,7.0644552801265225E-3,1.5642010860590053E-5,2.6526072469491103E-4,1.6034241707924526E-2,null,3.4379640979765448E-3,1.6846465166712012E-3,2.7229741928511703E-3,2.6766124141289439E-3,2.2984946378628208E-6,1.0694483544350674E-4,1.0631440551709229E-2]
[2004,2,10,1,3.6396023654229766E-3,1.7101809894134018E-3,2.6947246330465521E-3,7.6592959458085001E-3,1.5642010860590053E-5,2.6526072469491103E-4,{"$f":"SUM(E963:J963)","v":1.5984706669246933E-2},null,3.1428357797941959E-3,1.4379150364898278E-3,2.7137606211911475E-3,2.9019883061205186E-3,2.2984946378628208E-6,1.0694483544350674E-4,{"$f":"SUM(M963:R963)","v":1.030574307367706E-2}]
[2004,2,10,2,3.2999456600261321E-3,1.7135114714741369E-3,2.6554661492605154E-3,7.7115646496487182E-3,1.5642010860590053E-5,2.6526072469491103E-4,1.5661390665965003E-2,null,{"$f":"E964*V$5","v":2.8495385622988004E-3},{"$f":"F964*W$5","v":1.4407152957977814E-3},{"$f":"G964*X$5","v":2.6742248088711443E-3},{"$f":"H964*Y$5","v":2.9217921064167321E-3},{"$f":"I964*Z$5","v":2.2984946378628208E-6},{"$f":"J964*AA$5","v":1.0694483544350674E-4},9.9955141034658284E-3]
[2004,2,10,3,3.2768191432907207E-3,1.7351971500944533E-3,2.6287602282551305E-3,8.0244270385574183E-3,1.5642010860590053E-5,2.6526072469491103E-4,1.5946106295753226E-2,null,2.8295685664144797E-3,1.458948549212284E-3,2.6473302327470086E-3,3.0403308076840246E-3,2.2984946378628208E-6,1.0694483544350674E-4,1.0085421486139168E-2]
[2004,2,10,4,3.4024674857056399E-3,1.6945130363010539E-3,2.5992422639324491E-3,7.3888160379306112E-3,1.5642010860590053E-5,2.6526072469491103E-4,1.5365941559425255E-2,null,2.9380672612073513E-3,1.4247414685980514E-3,2.617603748558509E-3,2.7995076688327354E-3,2.2984946378628208E-6,1.0694483544350674E-4,9.8891634772780186E-3]
[2004,2,10,5,3.4777873182561328E-3,1.7896041925537733E-3,2.610005390620904E-3,6.219992639887509E-3,1.5642010860590053E-5,2.6526072469491103E-4,1.437829227687382E-2,null,3.0031067465414274E-3,1.5046938270088935E-3,2.6284429077845848E-3,2.356658631918666E-3,2.2984946378628208E-6,1.0694483544350674E-4,9.6021454433349428E-3]
[2004,2,10,6,3.692009901064496E-3,1.6598731142484623E-3,2.691979212558036E-3,6.1782192462252975E-3,1.5642010860590053E-5,2.6526072469491103E-4,1.4502984209651794E-2,null,3.1880902503676222E-3,1.3956163262355803E-3,2.7109958065904354E-3,2.3408313416856718E-3,2.2984946378628208E-6,1.0694483544350674E-4,9.7447770549606814E-3]
[2004,2,10,7,4.2115592491404827E-3,1.6731635169210026E-3,3.0329310930817693E-3,6.2384697308496837E-3,1.5642010860590053E-5,2.6526072469491103E-4,1.5437026325548438E-2,null,3.6367266992320567E-3,1.4067908568625434E-3,3.0543562285569315E-3,2.36365931478596E-3,2.2984946378628208E-6,1.0694483544350674E-4,1.0570776429518862E-2]
[2004,2,10,8,4.1096559300070716E-3,1.8306096030715052E-3,3.7795035241693976E-3,6.8119503983550319E-3,1.173150814544254E-5,1.9894554352118329E-4,1.6742396507269632E-2,null,3.5487320873769644E-3,1.539171052943389E-3,3.8062025728945376E-3,2.5809422351302839E-3,1.7238709783971156E-6,8.0208626582630062E-5,1.1556980445906202E-2]
[2004,2,10,9,4.2719227629342774E-3,1.9401399709419972E-3,4.0824934203066623E-3,8.3353676007690315E-3,0,0,1.8629923754951969E-2,null,3.6888512424919332E-3,1.631263857089963E-3,4.1113328406304694E-3,3.1581413586564602E-3,0,0,1.2589589298868826E-2]
[2004,2,10,10,4.2326380211785983E-3,1.9397548631995491E-3,4.0937785684929586E-3,8.3780405039633483E-3,0,0,1.8644211956834453E-2,null,3.6549284455505223E-3,1.6309400596574324E-3,4.1226977090020678E-3,3.174309459084266E-3,0,0,1.2582875673294287E-2]
[2004,2,10,11,3.9451639283327447E-3,1.9609588300103882E-3,4.1123967220108E-3,7.8566186072185629E-3,0,0,1.7875138087572497E-2,null,3.4066914751212456E-3,1.648768291230159E-3,4.1414473842885137E-3,2.9767507986519564E-3,0,0,1.2173657949291875E-2]
[2004,2,10,12,3.6695358682678507E-3,2.0374183633086814E-3,4.0420544407379017E-3,8.6088541183025474E-3,0,0,1.8357862790616981E-2,null,3.1686836813806948E-3,1.7130552370523792E-3,4.0706081933069372E-3,3.2617611536584026E-3,0,0,1.2214108265398415E-2]
[2004,2,10,13,3.5461933224722316E-3,1.9403704010449124E-3,3.9343594798759646E-3,7.8947799293244934E-3,0,0,1.7315703132717603E-2,null,3.062176066763205E-3,1.6314576020280093E-3,3.9621524571238189E-3,2.991209531057787E-3,0,0,1.164699565697282E-2]
[2004,2,10,14,3.5304345992570865E-3,1.9779218873240811E-3,3.9983427665025275E-3,8.5834813247857439E-3,0,0,1.8090180577869437E-2,null,3.048568239810747E-3,1.6630307788423994E-3,4.026587732451097E-3,3.2521477961644065E-3,0,0,1.1990334547268649E-2]
[2004,2,10,15,3.3193134169697516E-3,1.8965762451268039E-3,3.9412664742930047E-3,8.1697889310575426E-3,0,0,1.7326945067447103E-2,null,2.8662628286843374E-3,1.594635607341571E-3,3.9691082437113929E-3,3.0954061716829515E-3,0,0,1.1525412851420253E-2]
[2004,2,10,16,3.529093879001138E-3,1.9487949014528128E-3,3.8077974806266001E-3,8.6826767860817538E-3,0,0,1.7968363047162303E-2,null,3.0474105134527469E-3,1.6385408966537961E-3,3.8346964026200799E-3,3.2897314162174717E-3,0,0,1.1810379228944096E-2]
[2004,2,10,17,4.1463509345436656E-3,2.1226091278158561E-3,3.6386169235592611E-3,7.3902651378531586E-3,0,0,1.7297842123771941E-2,null,3.580418618381819E-3,1.7846833758360687E-3,3.6643207256361696E-3,2.8000567102928627E-3,0,0,1.182947943014692E-2]
[2004,2,10,18,4.6162731585489081E-3,2.1131588095888148E-3,3.4417292526091933E-3,6.6618404762919985E-3,5.2087899298866692E-6,8.8331826636589629E-5,1.6926542313605387E-2,null,3.9862015119624212E-3,1.7767375766707199E-3,3.4660422070558615E-3,2.5240679164537775E-3,7.6539876044727031E-7,3.5612632344797615E-5,1.1789427243248024E-2]
[2004,2,10,19,4.6652286511564825E-3,2.0163337566754167E-3,3.4156738688761799E-3,6.8201708297157505E-3,1.5642010860590053E-5,2.6526072469491103E-4,1.7198309841979332E-2,null,4.0284751062556415E-3,1.695327363158258E-3,3.4398027637088297E-3,2.5840568289322279E-3,2.2984946378628208E-6,1.0694483544350674E-4,1.1856905392136328E-2]
[2004,2,10,20,5.3223355780824978E-3,1.8632334379682809E-3,3.3897191090471075E-3,8.3688896434715998E-3,1.5642010860590053E-5,2.6526072469491103E-4,1.9225080504124987E-2,null,4.5958940036366705E-3,1.5666010752839635E-3,3.4136646550899244E-3,3.1708423401315736E-3,2.2984946378628208E-6,1.0694483544350674E-4,1.2856245404223502E-2]
[2004,2,10,21,4.6686457658004707E-3,1.8726283149198351E-3,3.2787728615497418E-3,8.353314834243673E-3,1.5642010860590053E-5,2.6526072469491103E-4,1.8454264512069222E-2,null,4.0314258214955287E-3,1.5745002595914941E-3,3.3019346646356172E-3,3.1649412867489537E-3,2.2984946378628208E-6,1.0694483544350674E-4,1.2182045362552964E-2]
[2004,2,10,22,4.8929054847974777E-3,1.8134623980975175E-3,3.0432077181368066E-3,8.1152614257781544E-3,1.5642010860590053E-5,2.6526072469491103E-4,1.814573976236546E-2,null,4.2250765003516181E-3,1.5247537345317703E-3,3.0647054494202068E-3,3.0747465465943945E-3,2.2984946378628208E-6,1.0694483544350674E-4,1.199852556097936E-2]
[2004,2,10,23,4.6996036820073101E-3,1.743113403939129E-3,2.9090044056931368E-3,7.6065068315073056E-3,1.5642010860590053E-5,2.6526072469491103E-4,1.7239131058702385E-2,null,4.0581583150357727E-3,1.4656045116550858E-3,2.9295541022002509E-3,2.8819873303811807E-3,2.2984946378628208E-6,1.0694483544350674E-4,1.1444547589353659E-2]
[2004,2,10,24,4.3431787668699795E-3,1.7321635042094985E-3,2.7670935954239987E-3,6.9231213535136601E-3,1.5642010860590053E-5,2.6526072469491103E-4,1.6046459955572637E-2,null,3.7503815681181104E-3,1.4563978688688787E-3,2.7866408100935456E-3,2.6230631838614969E-3,2.2984946378628208E-6,1.0694483544350674E-4,1.0725726761023402E-2]
[2004,2,11,1,3.8071475819825666E-3,1.7101809894134018E-3,2.7141801484897067E-3,8.1022213322697375E-3,1.5642010860590053E-5,2.6526072469491103E-4,1.6614632787710915E-2,null,3.2875128759350686E-3,1.4379150364898278E-3,2.7333535736684175E-3,3.0698058576407506E-3,2.2984946378628208E-6,1.0694483544350674E-4,1.0637830673815435E-2]
[2004,2,11,2,3.4505545574689614E-3,1.7135114714741369E-3,2.673919091732287E-3,7.6467421200130713E-3,1.5642010860590053E-5,2.6526072469491103E-4,1.5765629976243957E-2,null,2.9795909647632847E-3,1.4407152957977814E-3,2.6928081060328974E-3,2.8972318564529295E-3,2.2984946378628208E-6,1.0694483544350674E-4,1.0119589553128264E-2]
[2004,2,11,3,3.4381290401364669E-3,1.7351971500944533E-3,2.6487822038933628E-3,7.6787576097651928E-3,1.5642010860590053E-5,2.6526072469491103E-4,1.5781768739444976E-2,null,2.9688613969330148E-3,1.458948549212284E-3,2.6674936469894702E-3,2.9093620284077319E-3,2.2984946378628208E-6,1.0694483544350674E-4,1.0113908951623871E-2]
[2004,2,11,4,3.5723145641587779E-3,1.6945130363010539E-3,2.6124991843112359E-3,7.5870536837006636E-3,1.5642010860590053E-5,2.6526072469491103E-4,1.5747283204027233E-2,null,3.0847320398456075E-3,1.4247414685980514E-3,2.6309543180530791E-3,2.8746168347309892E-3,2.2984946378628208E-6,1.0694483544350674E-4,1.0124287991309096E-2]
[2004,2,11,5,3.6528089836194077E-3,1.7896041925537733E-3,2.6285813216961715E-3,6.4468450362535051E-3,1.5642010860590053E-5,2.6526072469491103E-4,1.479874226967836E-2,null,3.1542398366197831E-3,1.5046938270088935E-3,2.6471500623620192E-3,2.4426094825095485E-3,2.2984946378628208E-6,1.0694483544350674E-4,9.8579365385816145E-3]
[2004,2,11,6,3.8821558933316487E-3,1.6598731142484623E-3,2.709839428595181E-3,6.3860167121857188E-3,1.5642010860590053E-5,2.6526072469491103E-4,1.4918787883916512E-2,null,3.3522833593618868E-3,1.3956163262355803E-3,2.728982190198312E-3,2.4195625750164092E-3,2.2984946378628208E-6,1.0694483544350674E-4,1.0005687780893559E-2]
[2004,2,11,7,4.4419814855829812E-3,1.6731635169210026E-3,3.0427730808846153E-3,6.3874804901659374E-3,1.5642010860590053E-5,2.6526072469491103E-4,1.5826301309110037E-2,null,3.8356987781689054E-3,1.4067908568625434E-3,3.0642677418173466E-3,2.4201171777646783E-3,2.2984946378628208E-6,1.0694483544350674E-4,1.0836117884694844E-2]
[2004,2,11,8,4.3231372119670389E-3,1.8306096030715052E-3,3.8055679976386862E-3,6.9141638381999297E-3,1.173150814544254E-5,1.9894554352118329E-4,1.7084155702543787E-2,null,3.7330754699492377E-3,1.539171052943389E-3,3.8324511701892713E-3,2.6196693203946377E-3,1.7238709783971156E-6,8.0208626582630062E-5,1.1806299511037562E-2]
[2004,2,11,9,4.4782496285530344E-3,1.9401399709419972E-3,4.1251961503050378E-3,8.4547424053981086E-3,0,0,1.8998328155198179E-2,null,3.8670167096209389E-3,1.631263857089963E-3,4.1543372298974849E-3,3.2033706185688651E-3,0,0,1.2855988415177251E-2]
[2004,2,11,10,4.4166431970864891E-3,1.9397548631995491E-3,4.132820905654905E-3,8.2314731989283612E-3,0,0,1.8720692164869303E-2,null,3.8138188935853412E-3,1.6309400596574324E-3,4.162015847801865E-3,3.1187773829926125E-3,0,0,1.2725552184037252E-2]
[2004,2,11,11,4.1220836109021591E-3,1.9609588300103882E-3,4.1372522658115665E-3,8.1433597437528191E-3,0,0,1.8363654450476934E-2,null,3.5594635234667987E-3,1.648768291230159E-3,4.1664785118321664E-3,3.0853925629855949E-3,0,0,1.246010288951472E-2]
[2004,2,11,12,3.8330444471986842E-3,2.0374183633086814E-3,4.0539392894956387E-3,8.6170256127854165E-3,0,0,1.8541427712788421E-2,null,3.3098750975224982E-3,1.7130552370523792E-3,4.0825769986357011E-3,3.2648572060371846E-3,0,0,1.2370364539247765E-2]
[2004,2,11,13,3.7017317663355026E-3,1.9403704010449124E-3,3.9559606020260624E-3,7.3559992106715143E-3,0,0,1.695406198007799E-2,null,3.1964851855699758E-3,1.6314576020280093E-3,3.9839061732347674E-3,2.7870738825391018E-3,0,0,1.1598922843371854E-2]
[2004,2,11,14,3.6692339977753585E-3,1.9779218873240811E-3,4.0354879366058423E-3,8.2530149972038763E-3,0,0,1.7935658818909156E-2,null,3.168423012964364E-3,1.6630307788423994E-3,4.0639953022849982E-3,3.1269392358744775E-3,0,0,1.202238832996624E-2]
[2004,2,11,15,3.4500955211863625E-3,1.8965762451268039E-3,3.982097624770445E-3,7.8627180331228268E-3,0,0,1.7191487424206439E-2,null,2.9791945819971672E-3,1.594635607341571E-3,4.0102278323048794E-3,2.9790617764198163E-3,0,0,1.1563119798063435E-2]
[2004,2,11,16,3.6744465886076197E-3,1.9487949014528128E-3,3.8351676956189084E-3,8.3924964055188522E-3,0,0,1.7850905591198195E-2,null,3.1729241411998805E-3,1.6385408966537961E-3,3.8622599654156184E-3,3.1797865757233561E-3,0,0,1.1853511578992651E-2]
[2004,2,11,17,4.3184696327603911E-3,2.1226091278158561E-3,3.6545010389391905E-3,6.8742773858189209E-3,0,0,1.6969857185334357E-2,null,3.7290449651130393E-3,1.7846833758360687E-3,3.6803170490793467E-3,2.6045569629140962E-3,0,0,1.1798602352942552E-2]
[2004,2,11,18,4.7948419880453827E-3,2.1131588095888148E-3,3.4738635447453276E-3,6.5311847970752537E-3,5.2087899298866692E-6,8.8331826636589629E-5,1.7006589756021255E-2,null,4.1403976164130427E-3,1.7767375766707199E-3,3.4984035012376362E-3,2.4745645083209815E-3,7.6539876044727031E-7,3.5612632344797615E-5,1.1926481233747626E-2]
[2004,2,11,19,4.85196933997167E-3,2.0163337566754167E-3,3.4334907141081745E-3,6.4046371164084171E-3,1.5642010860590053E-5,2.6526072469491103E-4,1.6987333662719182E-2,null,4.1897276991013374E-3,1.695327363158258E-3,3.4577454701328926E-3,2.4266175570528559E-3,2.2984946378628208E-6,1.0694483544350674E-4,1.1878661419526714E-2]
[2004,2,11,20,5.54449126696532E-3,1.8632334379682809E-3,3.3990873735708065E-3,8.3650240791179591E-3,1.5642010860590053E-5,2.6526072469491103E-4,1.9452738893177866E-2,null,4.7877278298641742E-3,1.5666010752839635E-3,3.4230990986102534E-3,3.1693777378195348E-3,2.2984946378628208E-6,1.0694483544350674E-4,1.3056049071659297E-2]
[2004,2,11,21,4.8668908645942196E-3,1.8726283149198351E-3,3.2858807566554728E-3,8.6491904195539152E-3,1.5642010860590053E-5,2.6526072469491103E-4,1.8955493091278943E-2,null,4.2026125960665534E-3,1.5745002595914941E-3,3.3090927711081448E-3,3.2770439518910108E-3,2.2984946378628208E-6,1.0694483544350674E-4,1.2472492908738572E-2]
[2004,2,11,22,5.0941651824952215E-3,1.8134623980975175E-3,3.068434979913953E-3,8.3223830504445505E-3,1.5642010860590053E-5,2.6526072469491103E-4,1.8579348346506746E-2,null,4.3988664134927266E-3,1.5247537345317703E-3,3.0901109208185595E-3,3.1532217141527772E-3,2.2984946378628208E-6,1.0694483544350674E-4,1.2276196113077203E-2]
[2004,2,11,23,4.8940869899883376E-3,1.743113403939129E-3,2.9289188556663806E-3,8.4572957349354112E-3,1.5642010860590053E-5,2.6526072469491103E-4,1.830431772008476E-2,null,4.2260967427888473E-3,1.4656045116550858E-3,2.9496092311983371E-3,3.2043380354843821E-3,2.2984946378628208E-6,1.0694483544350674E-4,1.1954891851208023E-2]
[2004,2,11,24,4.5242596344601356E-3,1.7321635042094985E-3,2.7719130819300296E-3,8.1018262538585743E-3,1.5642010860590053E-5,2.6526072469491103E-4,1.7411065210013739E-2,null,3.9067468444749899E-3,1.4563978688688787E-3,2.7914943422630433E-3,3.0696561685652391E-3,2.2984946378628208E-6,1.0694483544350674E-4,1.133353855425352E-2]
[2004,2,12,1,4.0317201849144856E-3,1.7101809894134018E-3,2.7052237202709823E-3,8.4477846874597539E-3,1.5642010860590053E-5,2.6526072469491103E-4,1.7175812317614125E-2,null,3.4814337334334467E-3,1.4379150364898278E-3,2.7243338757340051E-3,3.2007344472761968E-3,2.2984946378628208E-6,1.0694483544350674E-4,1.0953660423014848E-2]
[2004,2,12,2,3.652425634820189E-3,1.7135114714741369E-3,2.6741097763929608E-3,8.239155092488357E-3,1.5642010860590053E-5,2.6526072469491103E-4,1.6560104710731143E-2,null,3.1539088108094443E-3,1.4407152957977814E-3,2.6930001377220934E-3,3.1216879331838702E-3,2.2984946378628208E-6,1.0694483544350674E-4,1.0518555507594559E-2]
[2004,2,12,3,3.6543442106447858E-3,1.7351971500944533E-3,2.646488442522325E-3,8.7070054976031448E-3,1.5642010860590053E-5,2.6526072469491103E-4,1.7023938036420213E-2,null,3.1555655216647495E-3,1.458948549212284E-3,2.6651836821022252E-3,3.2989491872551209E-3,2.2984946378628208E-6,1.0694483544350674E-4,1.0687890270315751E-2]
[2004,2,12,4,3.7999722869440289E-3,1.6945130363010539E-3,2.6204571789055831E-3,8.0490239028997348E-3,1.5642010860590053E-5,2.6526072469491103E-4,1.6444869140605903E-2,null,3.2813169315121463E-3,1.4247414685980514E-3,2.638968529260024E-3,3.0496501776618484E-3,2.2984946378628208E-6,1.0694483544350674E-4,1.0503920437113441E-2]
[2004,2,12,5,3.88740248139058E-3,1.7896041925537733E-3,2.6280622616013318E-3,6.8974654128147201E-3,1.5642010860590053E-5,2.6526072469491103E-4,1.5483437083915906E-2,null,3.3568138445682107E-3,1.5046938270088935E-3,2.6466273355393475E-3,2.6133425462966839E-3,2.2984946378628208E-6,1.0694483544350674E-4,1.0230720883494505E-2]
[2004,2,12,6,4.1370219189886016E-3,1.6598731142484623E-3,2.7043552883856837E-3,6.8319018454318387E-3,1.5642010860590053E-5,2.6526072469491103E-4,1.5614054902610088E-2,null,3.5723629131335609E-3,1.3956163262355803E-3,2.7234593090997715E-3,2.5885015286367268E-3,2.2984946378628208E-6,1.0694483544350674E-4,1.038918340718701E-2]
[2004,2,12,7,4.7508320903285346E-3,1.6731635169210026E-3,3.0936206220232142E-3,6.8368926254945535E-3,1.5642010860590053E-5,2.6526072469491103E-4,1.6635411590322807E-2,null,4.1023945964887712E-3,1.4067908568625434E-3,3.115474478540691E-3,2.5903924577094367E-3,2.2984946378628208E-6,1.0694483544350674E-4,1.1324295719682813E-2]
[2004,2,12,8,4.6092806520971873E-3,1.8306096030715052E-3,3.8534505580754756E-3,7.32616659563054E-3,1.173150814544254E-5,1.9894554352118329E-4,1.7830184460541333E-2,null,3.9801634074497719E-3,1.539171052943389E-3,3.8806719810883265E-3,2.7757707679183282E-3,1.7238709783971156E-6,8.0208626582630062E-5,1.2257709706960843E-2]
[2004,2,12,9,4.754803791107454E-3,1.9401399709419972E-3,4.1966151907657321E-3,8.4353339303829249E-3,0,0,1.932689288319811E-2,null,4.1058242028197299E-3,1.631263857089963E-3,4.2262607864749042E-3,3.1960170487457121E-3,0,0,1.3159365895130309E-2]
[2004,2,12,10,4.6632783450497126E-3,1.9397548631995491E-3,4.1784465953381708E-3,8.6722932069014276E-3,0,0,1.945377301048886E-2,null,4.0267909959604787E-3,1.6309400596574324E-3,4.2079638450327186E-3,3.2857972392943994E-3,0,0,1.3151492139945029E-2]
[2004,2,12,11,4.359221383028686E-3,1.9609588300103882E-3,4.1918438674425698E-3,8.0313044255636949E-3,0,0,1.8543328506045339E-2,null,3.7642345396800814E-3,1.648768291230159E-3,4.2214557577211018E-3,3.042936542833846E-3,0,0,1.2677395131465187E-2]
[2004,2,12,12,4.0522064953697591E-3,2.0374183633086814E-3,4.1262119676754409E-3,8.29163450814434E-3,0,0,1.8507471334498222E-2,null,3.4991238828042896E-3,1.7130552370523792E-3,4.1553602231726846E-3,3.1415715689153034E-3,0,0,1.2509110911944656E-2]
[2004,2,12,13,3.9102107490829111E-3,1.9403704010449124E-3,4.011627087292911E-3,7.1811639291809752E-3,0,0,1.7043372166601709E-2,null,3.3765090289816463E-3,1.6314576020280093E-3,4.0399658959183807E-3,2.7208315090921681E-3,0,0,1.1768764036020203E-2]
[2004,2,12,14,3.8552766480476307E-3,1.9779218873240811E-3,4.0887488317969175E-3,8.433234391487467E-3,0,0,1.8355181758656094E-2,null,3.3290728420221284E-3,1.6630307788423994E-3,4.1176324413998468E-3,3.195221566058273E-3,0,0,1.2304957628322647E-2]
[2004,2,12,15,3.625391835273118E-3,1.8965762451268039E-3,4.0088935228129547E-3,7.9089818636273318E-3,0,0,1.7439843466840209E-2,null,3.1305648342015917E-3,1.594635607341571E-3,4.0372130210790677E-3,2.9965904234482534E-3,0,0,1.1759003886070485E-2]
[2004,2,12,16,3.8692724646459194E-3,1.9487949014528128E-3,3.8851225399425481E-3,8.2292020977194225E-3,0,0,1.7932392003760705E-2,null,3.3411583801541017E-3,1.6385408966537961E-3,3.9125676991635236E-3,3.1179168980084854E-3,0,0,1.2010183873979906E-2]
[2004,2,12,17,4.5491721701672551E-3,2.1226091278158561E-3,3.7064287189869575E-3,7.0128575449323336E-3,0,0,{"$f":"SUM(E1027:J1027)","v":1.7391067561902403E-2},null,3.9282590869467405E-3,1.7846833758360687E-3,3.7326115549948268E-3,2.6570628334344178E-3,0,0,{"$f":"SUM(M1027:R1027)","v":1.2102616851212052E-2}]
[2004,2,12,18,5.0341899316251474E-3,2.1131588095888148E-3,3.5020071640099485E-3,6.3816511209151949E-3,5.2087899298866692E-6,8.8331826636589629E-5,1.712454764270558E-2,null,{"$f":"E1028*V$5","v":4.3470771394425387E-3},{"$f":"F1028*W$5","v":1.7767375766707199E-3},{"$f":"G1028*X$5","v":3.5267459317633769E-3},{"$f":"H1028*Y$5","v":2.4179085202696024E-3},{"$f":"I1028*Z$5","v":7.6539876044727031E-7},{"$f":"J1028*AA$5","v":3.5612632344797615E-5},1.2104847199251484E-2]
[2004,2,12,19,5.1022707585179194E-3,2.0163337566754167E-3,3.4563127067185136E-3,7.0916929037337182E-3,1.5642010860590053E-5,2.6526072469491103E-4,1.7947512861201071E-2,null,4.4058656655489373E-3,1.695327363158258E-3,3.480728681138402E-3,2.6869323267885207E-3,2.2984946378628208E-6,1.0694483544350674E-4,1.2378097366715489E-2]
[2004,2,12,20,5.8422618288083462E-3,1.8632334379682809E-3,3.4463955595043635E-3,8.0941172363421052E-3,1.5642010860590053E-5,2.6526072469491103E-4,1.9526910798178598E-2,null,5.044855911992158E-3,1.5666010752839635E-3,3.4707414775279576E-3,3.0667353415280343E-3,2.2984946378628208E-6,1.0694483544350674E-4,1.3258177136413484E-2]
[2004,2,12,21,5.1326124414649704E-3,1.8726283149198351E-3,3.3694618931840517E-3,8.1313102209834044E-3,1.5642010860590053E-5,2.6526072469491103E-4,1.8786915606107762E-2,null,4.4320660350428949E-3,1.5745002595914941E-3,3.3932643388461165E-3,3.0808271859041271E-3,2.2984946378628208E-6,1.0694483544350674E-4,1.2589901149466003E-2]
[2004,2,12,22,5.3639274380828366E-3,1.8134623980975175E-3,3.0956916337947218E-3,7.912646035096841E-3,1.5642010860590053E-5,2.6526072469491103E-4,1.8466630240627419E-2,null,4.6318090219911725E-3,1.5247537345317703E-3,3.1175601202877612E-3,2.9979787211235711E-3,2.2984946378628208E-6,1.0694483544350674E-4,1.2381344928015644E-2]
[2004,2,12,23,5.1547663850122598E-3,1.743113403939129E-3,2.9555715001286496E-3,8.1149703890416765E-3,1.5642010860590053E-5,2.6526072469491103E-4,1.8249324413677218E-2,null,4.45119620352103E-3,1.4656045116550858E-3,2.9764501544248942E-3,3.0746362772939408E-3,2.2984946378628208E-6,1.0694483544350674E-4,1.2077130476976321E-2]
[2004,2,12,24,4.7669747948967563E-3,1.7321635042094985E-3,2.7840205315673894E-3,7.6668572338376498E-3,1.5642010860590053E-5,2.6526072469491103E-4,1.7230918800066795E-2,null,4.1163339954686266E-3,1.4563978688688787E-3,2.8036873209614922E-3,2.9048531607488099E-3,2.2984946378628208E-6,1.0694483544350674E-4,1.1390515676129177E-2]
[2004,2,13,1,3.5084781403685568E-3,1.6725228059195239E-3,2.6957826454185141E-3,8.2610678080225972E-3,1.5642010860590053E-5,2.6526072469491103E-4,1.6418754135284694E-2,null,3.0296086014590363E-3,1.4062521489779547E-3,2.7148261075404957E-3,3.1299903208557435E-3,2.2984946378628208E-6,1.0694483544350674E-4,1.03899205089146E-2]
[2004,2,13,2,3.2045671945436288E-3,1.6674336942288188E-3,2.656884116764634E-3,7.9486811387493115E-3,1.5642010860590053E-5,2.6526072469491103E-4,1.5758468879841895E-2,null,2.7671782317341066E-3,1.4019732391621282E-3,2.6756527931362586E-3,3.0116318623716952E-3,2.2984946378628208E-6,1.0694483544350674E-4,9.9656794564855593E-3]
[2004,2,13,3,3.1693583934018217E-3,1.6203980943668799E-3,2.6000975961681218E-3,8.1400982299566476E-3,1.5642010860590053E-5,2.6526072469491103E-4,1.5810855049448971E-2,null,2.7367750533420433E-3,1.3624258481488535E-3,2.6184651230049881E-3,3.0841568260505416E-3,2.2984946378628208E-6,1.0694483544350674E-4,9.9110661806277971E-3]
[2004,2,13,4,3.1614739136927453E-3,1.6279103567920965E-3,2.5847530004332545E-3,7.1879813627878904E-3,1.5642010860590053E-5,2.6526072469491103E-4,1.4843021369261487E-2,null,2.7299667203301305E-3,1.3687421358202429E-3,2.6030121304644101E-3,2.7234145288298826E-3,2.2984946378628208E-6,1.0694483544350674E-4,9.5343788455260359E-3]
[2004,2,13,5,3.3227652962201613E-3,1.6670194406762184E-3,2.6014035131800358E-3,6.3865142206970382E-3,1.5642010860590053E-5,2.6526072469491103E-4,1.4258605206328955E-2,null,2.8692435635356999E-3,1.40162493602001E-3,2.6197802652343704E-3,2.4197510732664128E-3,2.2984946378628208E-6,1.0694483544350674E-4,9.4196431681378631E-3]
[2004,2,13,6,3.6774100007205264E-3,1.6595083401927978E-3,2.7075364993220472E-3,6.3891772312703937E-3,1.5642010860590053E-5,2.6526072469491103E-4,1.4714534807061266E-2,null,3.1754830794254404E-3,1.3953096253057908E-3,2.7266629926453686E-3,2.4207600466234457E-3,2.2984946378628208E-6,1.0694483544350674E-4,9.8274590740814165E-3]
[2004,2,13,7,3.9863981787103871E-3,1.6514463496078138E-3,3.0474578436936578E-3,6.4321978454929775E-3,1.5642010860590053E-5,2.6526072469491103E-4,1.5398402953060338E-2,null,3.4422976937211135E-3,1.3885311278497034E-3,3.0689855985789952E-3,2.4370598893608689E-3,2.2984946378628208E-6,1.0694483544350674E-4,1.0446117639592051E-2]
[2004,2,13,8,3.9777016500329773E-3,1.8355248943412901E-3,3.7906923308977688E-3,5.8778455046929233E-3,1.173150814544254E-5,1.9894554352118329E-4,1.5692441431631586E-2,null,3.4347881476929467E-3,1.5433038150716681E-3,3.8174704192359445E-3,2.2270243949950117E-3,1.7238709783971156E-6,8.0208626582630062E-5,1.1104519274556598E-2]
[2004,2,13,9,4.0807590085322077E-3,2.1023725744190379E-3,3.9368827899156304E-3,2.458628387675227E-3,0,0,1.2578642760542103E-2,null,3.5237792849500018E-3,1.7676685425545952E-3,3.964693592250104E-3,9.3153612037069644E-4,0,0,1.0187677540125398E-2]
[2004,2,13,10,4.0657118246187054E-3,2.1889594235982197E-3,3.8553557559785965E-3,0,0,0,1.0110027004195521E-2,null,3.5107858798358134E-3,1.8404705051350168E-3,3.8825906376299488E-3,0,0,0,9.2338470226007788E-3]
[2004,2,13,11,3.9077229641151581E-3,2.2553254275686349E-3,3.7874701048424301E-3,0,0,0,9.9505184965262231E-3,null,3.3743607999104251E-3,1.8962708418312725E-3,3.8142254308336722E-3,0,0,0,9.0848570725753693E-3]
[2004,2,13,12,3.8686930151696219E-3,2.1953519027661963E-3,3.808896903296553E-3,7.5090068461015989E-4,0,0,1.0623842505842532E-2,null,3.3406580193004018E-3,1.8458452824088737E-3,3.8358035917967306E-3,2.8450460998168857E-4,0,0,9.3068115034876941E-3]
[2004,2,13,13,3.6175957865989834E-3,2.1081535375432848E-3,3.9561517537634941E-3,2.994214814901397E-3,0,0,1.2676115892807158E-2,null,3.1238328623392642E-3,1.7725291589766028E-3,3.98409867530023E-3,1.1344615014663017E-3,0,0,1.00149221980824E-2]
[2004,2,13,14,3.4285985042905934E-3,2.0161239712349964E-3,3.9680192732342474E-3,5.0133048381472457E-3,0,0,1.4426046586907083E-2,null,2.9606316767466613E-3,1.6951509761903964E-3,3.9960500289250118E-3,1.8994633603735245E-3,0,0,1.0551296042235593E-2]
[2004,2,13,15,3.3607262749019177E-3,1.9684454670650894E-3,3.9082003981552628E-3,5.4748346915707274E-3,0,0,1.4712206831692998E-2,null,2.9020232768281334E-3,1.655063033167028E-3,3.9358085832490687E-3,2.074329855549679E-3,0,0,1.0567224748793909E-2]
[2004,2,13,16,3.47221008315435E-3,2.0016508571914847E-3,3.7517404997978172E-3,5.4325716909742767E-3,0,0,1.4658173131117929E-2,null,2.9982907440580984E-3,1.6829820253969861E-3,3.7782434258481898E-3,2.0583170608515469E-3,0,0,1.051783325615482E-2]
[2004,2,13,17,3.9449143226409139E-3,2.0751830229538992E-3,3.5182276329524774E-3,5.2053725204678899E-3,0,0,1.474369749901518E-2,null,3.4064759379222984E-3,1.7448076493923183E-3,3.5430809848273049E-3,1.972234822923317E-3,0,0,1.066659939506524E-2]
[2004,2,13,18,4.269505259582084E-3,2.0015227375740144E-3,3.3729731894421989E-3,5.2626654724321599E-3,3.9105027151475132E-6,6.6315181173727758E-5,1.4976892342919334E-2,null,3.6867637023514973E-3,1.6828743028076401E-3,3.3968004394917409E-3,1.9939422328210141E-3,5.746236594657052E-7,2.6736208860876686E-5,1.0787691509992235E-2]
[2004,2,13,19,4.6531198606398214E-3,1.8600928037560127E-3,3.3309708192584219E-3,5.3296868140394089E-3,1.5642010860590053E-5,2.6526072469491103E-4,1.5454773033249167E-2,null,4.01801903543666E-3,1.5639604394764727E-3,3.3545013574988766E-3,2.0193355784993701E-3,2.2984946378628208E-6,1.0694483544350674E-4,1.106505974099275E-2]
[2004,2,13,20,5.163437773133191E-3,1.7493654079258104E-3,3.2802335726161407E-3,5.1839243198389447E-3,1.5642010860590053E-5,2.6526072469491103E-4,1.5657863809069587E-2,null,4.4586840404083374E-3,1.4708611778186638E-3,3.3034056944107265E-3,1.964108432736424E-3,2.2984946378628208E-6,1.0694483544350674E-4,1.1306302675455522E-2]
[2004,2,13,21,4.5682116424431689E-3,1.8475146841382651E-3,3.2048126677769804E-3,5.1283421544297252E-3,1.5642010860590053E-5,2.6526072469491103E-4,1.5029783884343641E-2,null,3.9446998759916146E-3,1.5533847943014374E-3,3.2274520036116331E-3,1.9430492133006376E-3,2.2984946378628208E-6,1.0694483544350674E-4,1.0777829217286693E-2]
[2004,2,13,22,4.3051658182366968E-3,1.8141575969762411E-3,3.0200909997584024E-3,5.2323307805126713E-3,1.5642010860590053E-5,2.6526072469491103E-4,1.4652647931039514E-2,null,3.7175569782136922E-3,1.5253382556598004E-3,3.041425430654224E-3,1.9824488890668405E-3,2.2984946378628208E-6,1.0694483544350674E-4,1.0376012883675928E-2]
[2004,2,13,23,4.2440542036125684E-3,1.7505468083400995E-3,2.8428334466273171E-3,5.2077831513176361E-3,1.5642010860590053E-5,2.6526072469491103E-4,1.4326120345453122E-2,null,3.6647864418423697E-3,1.4718544957366721E-3,2.8629157003475705E-3,1.9731481735218359E-3,2.2984946378628208E-6,1.0694483544350674E-4,1.0081948141529819E-2]
[2004,2,13,24,4.268161042240635E-3,1.3291767216754389E-3,2.6430221777284657E-3,5.3025298376678321E-3,1.5642010860590053E-5,2.6526072469491103E-4,1.3823792514867872E-2,null,3.6856029562225626E-3,1.11756779316377E-3,2.661692931030728E-3,2.0090462218251403E-3,2.2984946378628208E-6,1.0694483544350674E-4,9.5831532323235706E-3]
[2004,2,14,1,4.0723956323419526E-3,1.3382443337481575E-3,2.5679642820017339E-3,5.2337404146294026E-3,1.5642010860590053E-5,2.6526072469491103E-4,1.3493247398276748E-2,null,3.5165574196769369E-3,1.125191814144667E-3,2.586104813701503E-3,1.9829829775459395E-3,2.2984946378628208E-6,1.0694483544350674E-4,9.3200803551504174E-3]
[2004,2,14,2,3.5524026758429498E-3,1.3799504741479052E-3,2.5163251797061777E-3,5.1785099140426736E-3,1.5642010860590053E-5,2.6526072469491103E-4,1.2908090979295208E-2,null,3.0675379101690325E-3,1.1602582116581389E-3,2.5341009241000227E-3,1.9620569984510092E-3,2.2984946378628208E-6,1.0694483544350674E-4,8.8331973744595737E-3]
[2004,2,14,3,3.524528068835589E-3,1.395187072304219E-3,2.4975987476667854E-3,5.170865594478634E-3,1.5642010860590053E-5,2.6526072469491103E-4,1.2869082218840729E-2,null,3.0434678872778768E-3,1.1730690975991828E-3,2.5152422053943344E-3,1.9591606844633993E-3,2.2984946378628208E-6,1.0694483544350674E-4,8.8001832048161636E-3]
[2004,2,14,4,3.3266231003215409E-3,1.4203046974752404E-3,2.4962634489039447E-3,5.1530525194960252E-3,1.5642010860590053E-5,2.6526072469491103E-4,1.2677146501752253E-2,null,2.8725748188608521E-3,1.1941879213598862E-3,2.513897473856394E-3,1.9524115869404255E-3,2.2984946378628208E-6,1.0694483544350674E-4,8.6423151310989297E-3]
[2004,2,14,5,3.4768726726036206E-3,1.4213373217121798E-3,2.5434495877236815E-3,5.1899981792589553E-3,1.5642010860590053E-5,2.6526072469491103E-4,1.291256049685394E-2,null,3.002316940185146E-3,1.1950561487150788E-3,2.5614169434989339E-3,1.9664097237603773E-3,2.2984946378628208E-6,1.0694483544350674E-4,8.8344430862409059E-3]
[2004,2,14,6,3.6499391985751022E-3,1.3590385405876492E-3,2.6077216987164865E-3,5.2010255610492606E-3,1.5642010860590053E-5,2.6526072469491103E-4,1.3098627734484E-2,null,3.1517617463747479E-3,1.1426755207648888E-3,2.6261430834963666E-3,1.9705878274958919E-3,2.2984946378628208E-6,1.0694483544350674E-4,9.0004115082132664E-3]
[2004,2,14,7,3.7828364849528629E-3,1.3593802264249741E-3,2.8724125388853144E-3,5.2767100540352463E-3,1.5642010860590053E-5,2.6526072469491103E-4,1.35722420398539E-2,null,3.2665199822286368E-3,1.1429628091900827E-3,2.8927037442894044E-3,1.9992635067167977E-3,2.2984946378628208E-6,1.0694483544350674E-4,9.4106933725062927E-3]
[2004,2,14,8,3.9374983721863514E-3,1.4315231638646511E-3,3.3270816188765498E-3,5.1892870881545565E-3,1.0433221557323745E-5,1.7692890868468988E-4,1.4072752373324121E-2,null,3.4000721849598309E-3,1.2036203741865445E-3,3.350584683151222E-3,1.9661403023822047E-3,1.5330959694934523E-6,7.1332207382928851E-5,9.9932828480322252E-3]
[2004,2,14,9,4.2434625628626592E-3,1.6310294160024798E-3,3.4039316973102662E-3,4.4954118112493424E-3,0,0,1.3773835487424748E-2,null,3.6642755536928115E-3,1.3713646314309855E-3,3.4279776434675748E-3,1.7032417339325802E-3,0,0,1.0166859562523953E-2]
[2004,2,14,10,4.9828515504385463E-3,1.6359075598269426E-3,3.4061499069360465E-3,4.4502411517585005E-3,0,0,1.4475150168960036E-2,null,4.3027458952377305E-3,1.3754661600988731E-3,3.430211522899324E-3,1.6861272724272886E-3,0,0,1.0794550850663215E-2]
[2004,2,14,11,5.2390056605517389E-3,1.7258924720618761E-3,3.3720154113050481E-3,4.2020777061164633E-3,0,0,1.4538991250035126E-2,null,4.5239377237883543E-3,1.4511252038847647E-3,3.3958358954487007E-3,1.5921019961675465E-3,0,0,1.0963000819289366E-2]
[2004,2,14,12,4.775580108235567E-3,1.6825326908519521E-3,3.3127767300071202E-3,4.4559417216432527E-3,0,0,1.4226831250737891E-2,null,4.1237647760710592E-3,1.4146684301475918E-3,3.3361787421402902E-3,1.6882871298424897E-3,0,0,1.056289907820143E-2]
[2004,2,14,13,4.4702249944571807E-3,1.6681486732737921E-3,3.3366270458277726E-3,4.3031444697026562E-3,0,0,1.3778145183261401E-2,null,3.8600873517889399E-3,1.4025743913944979E-3,3.3601975406042667E-3,1.6303946236021977E-3,0,0,1.0253253907389903E-2]
[2004,2,14,14,4.4042684929782522E-3,1.6439706687997324E-3,3.2845255814171908E-3,4.2215820049257211E-3,0,0,1.3554346748120897E-2,null,3.8031332035206207E-3,1.3822455978920666E-3,3.3077280226839968E-3,1.5994918721383949E-3,0,0,1.0092598696235078E-2]
[2004,2,14,15,4.4712657800776278E-3,1.6009611999937559E-3,3.2501840160816513E-3,4.0638872542654381E-3,0,0,1.3386298250418472E-2,null,3.8609860813639376E-3,1.3460833657713794E-3,3.2731438627536043E-3,1.5397437796778645E-3,0,0,1.0019957089566784E-2]
[2004,2,14,16,4.3229399755158448E-3,1.637469562749723E-3,3.2196472733456139E-3,4.2086487517328866E-3,0,0,1.3388705563344068E-2,null,3.7329051541527152E-3,1.3767794874622401E-3,3.2423914033296469E-3,1.59459166332139E-3,0,0,9.946667708265992E-3]
[2004,2,14,17,4.6815988554898763E-3,1.6246481988682511E-3,3.1523403128616632E-3,4.0505147423593969E-3,0,0,1.3509102109579188E-2,null,4.0426109537290656E-3,1.3659993232412592E-3,3.1746089751537067E-3,1.534677142554902E-3,0,0,1.0117896394678933E-2]
[2004,2,14,18,5.4058049711125638E-3,1.6746279849533395E-3,3.0491488305953024E-3,4.1501663425283133E-3,2.6122161270287211E-6,4.4298546337234406E-5,1.4326658891653781E-2,null,4.6679707220784418E-3,1.4080221771831361E-3,3.0706885308965899E-3,1.5724335865443329E-3,3.8384865056204221E-7,1.7859789661175495E-5,1.073735865501424E-2]
[2004,2,14,19,5.5538992239233861E-3,1.5451632359382717E-3,2.9698422683936197E-3,4.1102293717517648E-3,1.5642010860590053E-5,2.6526072469491103E-4,1.4460036835562544E-2,null,4.7958517018627947E-3,1.2991686052766908E-3,2.9908217337976765E-3,1.5573020884281326E-3,2.2984946378628208E-6,1.0694483544350674E-4,1.0752387459446665E-2]
[2004,2,14,20,5.4230645794677472E-3,1.5311034208296205E-3,2.9485588743031108E-3,4.0233563486332677E-3,1.5642010860590053E-5,2.6526072469491103E-4,1.4206985958789248E-2,null,4.6828745794885909E-3,1.2873471549856715E-3,2.969387990230781E-3,1.5243872488670399E-3,2.2984946378628208E-6,1.0694483544350674E-4,1.0573240303653454E-2]
[2004,2,14,21,5.2027711263306145E-3,1.6046119695138576E-3,2.7981817577252626E-3,3.7674975965877127E-3,1.5642010860590053E-5,2.6526072469491103E-4,1.3653965185712949E-2,null,4.4926488138524222E-3,1.3491529218126459E-3,2.8179485844033046E-3,1.4274463404978942E-3,2.2984946378628208E-6,1.0694483544350674E-4,1.0196439990647637E-2]
[2004,2,14,22,4.7636524570502563E-3,1.6248522976908548E-3,2.5924366737617274E-3,3.9044383094727999E-3,1.5642010860590053E-5,2.6526072469491103E-4,1.3166282473531139E-2,null,4.1134651210125205E-3,1.3661709289179498E-3,2.6107500825539088E-3,1.4793310502983826E-3,2.2984946378628208E-6,1.0694483544350674E-4,9.6789605128641317E-3]
[2004,2,14,23,5.063854597826367E-3,1.4826411662496506E-3,2.462404291055641E-3,3.8363642055569509E-3,1.5642010860590053E-5,2.6526072469491103E-4,1.312616699624411E-2,null,4.3726928976963965E-3,1.2466002369728366E-3,2.4797991292208831E-3,1.4535388293277938E-3,2.2984946378628208E-6,1.0694483544350674E-4,9.6618744232992819E-3]
[2004,2,14,24,4.8938875191313737E-3,1.4387152885233108E-3,2.4349506617727629E-3,3.7922439481209132E-3,1.5642010860590053E-5,2.6526072469491103E-4,1.2840700153103863E-2,null,4.2259244975589158E-3,1.2096674909858858E-3,2.4521515628821936E-3,1.4368223488512202E-3,2.2984946378628208E-6,1.0694483544350674E-4,9.4338092303595852E-3]
[2004,2,15,1,4.230391084717287E-3,1.7008924673407419E-3,2.452298292153965E-3,4.5996451096987972E-3,1.5642010860590053E-5,2.6526072469491103E-4,1.3264129689466293E-2,null,3.6529881917544971E-3,1.4301052750448555E-3,2.4696217398428215E-3,1.7427341122593662E-3,2.2984946378628208E-6,1.0694483544350674E-4,9.4046926489829118E-3]
[2004,2,15,2,4.0392797677985294E-3,1.689375794293224E-3,2.4349732739545591E-3,4.5340117835068793E-3,1.5642010860590053E-5,2.6526072469491103E-4,1.2978543355108695E-2,null,3.4879615145432747E-3,1.4204220909562267E-3,2.4521743348002462E-3,1.7178666640698273E-3,2.2984946378628208E-6,1.0694483544350674E-4,9.1876679344509455E-3]
[2004,2,15,3,3.7106662672220661E-3,1.7164580580633919E-3,2.4378823405924971E-3,4.5394744935739247E-3,1.5642010860590053E-5,2.6526072469491103E-4,1.2685383895007382E-2,null,3.204200223159702E-3,1.4431927769469916E-3,2.4551039515743104E-3,1.7199364000934061E-3,2.2984946378628208E-6,1.0694483544350674E-4,8.9316766818557814E-3]
[2004,2,15,4,3.9623177645107489E-3,1.6072719906972453E-3,2.4479532390540388E-3,4.721793572882005E-3,1.5642010860590053E-5,2.6526072469491103E-4,1.3020239302699538E-2,null,3.4215039971190147E-3,1.3513894596297847E-3,2.4652459925568236E-3,1.7890142683306622E-3,2.2984946378628208E-6,1.0694483544350674E-4,9.1363970477176554E-3]
[2004,2,15,5,3.8395119572380617E-3,1.6127667527872206E-3,2.4909880664778102E-3,4.6257330581750454E-3,1.5642010860590053E-5,2.6526072469491103E-4,1.2849902570233638E-2,null,3.3154598619877153E-3,1.3560094390822634E-3,2.5085848252413175E-3,1.7526184308631117E-3,2.2984946378628208E-6,1.0694483544350674E-4,9.0419158872557786E-3]
[2004,2,15,6,4.0339837353024263E-3,1.5758613467998916E-3,2.5520430756599353E-3,4.7981695521644059E-3,1.5642010860590053E-5,2.6526072469491103E-4,1.3240960445482161E-2,null,3.4833883335337688E-3,1.3249794846356617E-3,2.5700711372796622E-3,1.8179519409724045E-3,2.2984946378628208E-6,1.0694483544350674E-4,9.3056342265028669E-3]
[2004,2,15,7,4.2248887504788583E-3,1.5324177054357963E-3,2.7185780842314761E-3,4.9722148650412322E-3,1.5642010860590053E-5,2.6526072469491103E-4,1.3729002140742864E-2,null,3.6482368669720957E-3,1.2884522015328768E-3,2.7377825771681364E-3,1.8838950075776369E-3,2.2984946378628208E-6,1.0694483544350674E-4,9.667609983332116E-3]
[2004,2,15,8,4.6917175012738113E-3,1.44556970108998E-3,3.0343555236695702E-3,5.0824433895684928E-3,1.0433221557323745E-5,1.7692890868468988E-4,1.4441448245843869E-2,null,4.0513485131709794E-3,1.2154306604731685E-3,3.0557907215620385E-3,1.9256588839759738E-3,1.5330959694934523E-6,7.1332207382928851E-5,1.0321094082534583E-2]
[2004,2,15,9,4.7785966085446994E-3,1.5458623566707518E-3,3.1257768434978656E-3,5.2264728398940634E-3,0,0,{"$f":"SUM(E1091:J1091)","v":1.467670864860738E-2},null,4.1263695565249264E-3,1.2997564238875733E-3,3.1478578569735191E-3,1.9802294063241154E-3,0,0,{"$f":"SUM(M1091:R1091)","v":1.0554213243710133E-2}]
[2004,2,15,10,5.1214126162607305E-3,1.5036437330578144E-3,3.2347120842358087E-3,4.9616857704983522E-3,0,0,1.4821454204052707E-2,null,{"$f":"E1092*V$5","v":4.4223948655454448E-3},{"$f":"F1092*W$5","v":1.264259132028558E-3},{"$f":"G1092*X$5","v":3.2575626345783411E-3},{"$f":"H1092*Y$5","v":1.8799056971431452E-3},{"$f":"I1092*Z$5","v":0},{"$f":"J1092*AA$5","v":0},1.0824122329295489E-2]
[2004,2,15,11,5.1425166041467116E-3,1.5281428434710193E-3,3.2392627263311594E-3,5.1130579195057032E-3,0,0,1.5022980093454593E-2,null,4.4406183860196922E-3,1.2848579104396401E-3,3.2621454231750134E-3,1.9372582540099494E-3,0,0,1.0924879973644296E-2]
[2004,2,15,12,4.5276761858061019E-3,1.69441210625201E-3,3.2074256750681735E-3,5.4989877228212736E-3,0,0,1.4928501689947559E-2,null,3.9096970733009792E-3,1.4246566069161285E-3,3.2300834696259205E-3,2.083481064060535E-3,0,0,1.0647918213903563E-2]
[2004,2,15,13,4.4968817782760958E-3,1.6191163714303607E-3,3.2136299840922647E-3,5.547513822081131E-3,0,0,1.4877141955879853E-2,null,3.8831057712614167E-3,1.3613481793556417E-3,3.2363316069327162E-3,2.1018668495935791E-3,0,0,1.0582652407143353E-2]
[2004,2,15,14,4.0318981634970379E-3,1.6822012925544073E-3,3.182376784453534E-3,5.4739858405518241E-3,0,0,1.4370462081056804E-2,null,3.481587419853314E-3,1.4143897914549292E-3,3.2048576294339743E-3,2.074008239078932E-3,0,0,1.0174843079821149E-2]
[2004,2,15,15,3.8255905695248676E-3,1.6752551923760327E-3,3.2108373078651624E-3,5.2435336663879482E-3,0,0,1.395521673615401E-2,null,3.3034385939983675E-3,1.4085495312992627E-3,3.2335192027709305E-3,1.9866934885750562E-3,0,0,9.9322008166436177E-3]
[2004,2,15,16,4.3124360673356564E-3,1.5564277270748721E-3,3.1624892269061593E-3,5.1464832075376922E-3,0,0,1.4177836228854381E-2,null,3.7238349164888454E-3,1.308639755572473E-3,3.1848295828343772E-3,1.9499225766427136E-3,0,0,1.0167226831538411E-2]
[2004,2,15,17,5.1657642626900379E-3,1.5558807377462011E-3,3.1099000599466454E-3,5.3687253763348656E-3,0,0,1.5200270436717749E-2,null,4.4606929891578048E-3,1.3081798485887301E-3,3.1318689171523227E-3,2.0341266835918908E-3,0,0,1.0934868438490748E-2]
[2004,2,15,18,5.3700022064251084E-3,1.6253714112714193E-3,3.0468698585432337E-3,5.4471341225531917E-3,2.6122161270287211E-6,4.4298546337234406E-5,1.5536288361257217E-2,null,4.6370546497777219E-3,1.3666073980564567E-3,3.0683934598025511E-3,2.0638345400623898E-3,3.8384865056204221E-7,1.7859789661175495E-5,1.1154133686010858E-2]
[2004,2,15,19,5.902484700747718E-3,1.6153103912269434E-3,2.8697399532149393E-3,5.4893879683811488E-3,1.5642010860590053E-5,2.6526072469491103E-4,1.6157825749126251E-2,null,5.0968590094983947E-3,1.3581481226382802E-3,2.8900122790242412E-3,2.0798438661608879E-3,2.2984946378628208E-6,1.0694483544350674E-4,1.1534106607403175E-2]
[2004,2,15,20,5.6428576260048402E-3,1.6884015964544372E-3,2.7623674694701584E-3,5.4513811762886017E-3,1.5642010860590053E-5,2.6526072469491103E-4,1.5825910603773537E-2,null,4.8726682386446693E-3,1.4196029883410187E-3,2.7818812979908858E-3,2.065443682777703E-3,2.2984946378628208E-6,1.0694483544350674E-4,1.1248839537835646E-2]
[2004,2,15,21,5.4362553722063327E-3,1.8018847298102553E-3,2.6573796331216537E-3,5.3423421090016436E-3,1.5642010860590053E-5,2.6526072469491103E-4,1.5518764579695386E-2,null,4.6942649708611546E-3,1.5150192658288666E-3,2.6761518099041857E-3,2.0241304732587259E-3,2.2984946378628208E-6,1.0694483544350674E-4,1.1018809849934303E-2]
[2004,2,15,22,5.6996949918527787E-3,1.5966415354793659E-3,2.5942433083790354E-3,6.0071980978504561E-3,1.5642010860590053E-5,2.6526072469491103E-4,1.6178680669117138E-2,null,4.9217479152360421E-3,1.3424514048290682E-3,2.6125694795420856E-3,2.2760340840533057E-3,2.2984946378628208E-6,1.0694483544350674E-4,1.1262046213741873E-2]
[2004,2,15,23,5.4315171453553236E-3,1.6215033817444709E-3,2.5799462930114515E-3,6.1942655290363529E-3,1.5642010860590053E-5,2.6526072469491103E-4,1.6108135084703101E-2,null,4.6901734610243643E-3,1.3633551704543398E-3,2.5981714676527414E-3,2.3469110290882545E-3,2.2984946378628208E-6,1.0694483544350674E-4,1.1107854458301071E-2]
[2004,2,15,24,4.6602951496825164E-3,1.7697980904500643E-3,2.5653934212602021E-3,6.9202396315093785E-3,1.5642010860590053E-5,2.6526072469491103E-4,1.6196629028457664E-2,null,4.0242149746821075E-3,1.4880409158810808E-3,2.5835157919671939E-3,2.6219713441392712E-3,2.2984946378628208E-6,1.0694483544350674E-4,1.0826986356751023E-2]
[2004,2,16,1,3.8405075049894868E-3,1.8070312066473535E-3,2.5533811121118003E-3,7.2037702170414664E-3,1.5642010860590053E-5,2.6526072469491103E-4,1.5685592776345608E-2,null,3.3163195281763619E-3,1.5193464080873876E-3,2.5714186258461225E-3,2.7293966805491923E-3,2.2984946378628208E-6,1.0694483544350674E-4,1.0245724572740434E-2]
[2004,2,16,2,3.6094672180648785E-3,1.9309327489276228E-3,2.5345609593976724E-3,6.4538563135392224E-3,1.5642010860590053E-5,2.6526072469491103E-4,1.4809719975484897E-2,null,3.1168137560022113E-3,1.6235224524896756E-3,2.5524655244070853E-3,2.4452659466073032E-3,2.2984946378628208E-6,1.0694483544350674E-4,9.8473110095876459E-3]
[2004,2,16,3,3.2869899606211232E-3,1.9358811514713233E-3,2.5340747915764835E-3,7.0358453161632282E-3,1.5642010860590053E-5,2.6526072469491103E-4,1.507369395538766E-2,null,2.8383511765477779E-3,1.6276830544775577E-3,2.5519759222146191E-3,2.6657725430171029E-3,2.2984946378628208E-6,1.0694483544350674E-4,9.7930260263384278E-3]
[2004,2,16,4,3.4243130175998361E-3,1.9402567316231846E-3,2.5398397102468131E-3,6.7672345084734929E-3,1.5642010860590053E-5,2.6526072469491103E-4,1.4952546703498829E-2,null,2.9569311129066388E-3,1.631362029119818E-3,2.557781565240275E-3,2.5640000787686391E-3,2.2984946378628208E-6,1.0694483544350674E-4,9.8193181161167417E-3]
[2004,2,16,5,3.5153857481355563E-3,1.9541305605597688E-3,2.6370062740110373E-3,7.1365286925464217E-3,1.5642010860590053E-5,2.6526072469491103E-4,1.5523954010808284E-2,null,3.035573395044499E-3,1.6430271027962861E-3,2.6556345299573771E-3,2.7039199109934837E-3,2.2984946378628208E-6,1.0694483544350674E-4,1.0147398268873016E-2]
[2004,2,16,6,3.7280756370153445E-3,1.9400614136689804E-3,2.7363571814074221E-3,6.9527196301554248E-3,1.5642010860590053E-5,2.6526072469491103E-4,1.5638116597802672E-2,null,3.2192334011820556E-3,1.6311978063708896E-3,2.7556872688775324E-3,2.6342775113014395E-3,2.2984946378628208E-6,1.0694483544350674E-4,1.0349639317813287E-2]
[2004,2,16,7,4.2290780427060425E-3,1.8592728651729323E-3,3.1056619475464545E-3,7.2923088794682534E-3,1.5642010860590053E-5,2.6526072469491103E-4,1.6767224470449184E-2,null,3.6518543658584277E-3,1.5632710375798854E-3,3.1276008660131543E-3,2.7629426049814105E-3,2.2984946378628208E-6,1.0694483544350674E-4,1.121491220451425E-2]
[2004,2,16,8,4.4125337034021956E-3,2.0297504152020462E-3,3.8827588755010658E-3,7.1860384038674469E-3,9.1192926450341841E-6,1.5464700781031741E-4,1.7674847698428107E-2,null,3.8102703015988823E-3,1.7066080493279173E-3,3.9101873373987841E-3,2.7226783718637213E-3,1.3400224199129757E-6,6.2348841205674311E-5,1.2213432923814891E-2]
[2004,2,16,9,4.9087633998079819E-3,2.0646639081305096E-3,4.1780377159866041E-3,7.9796391396738681E-3,0,0,1.9131104163598964E-2,null,4.2387699804859935E-3,1.7359632092606905E-3,4.2075520772886258E-3,3.0233613682296191E-3,0,0,1.3205646635264929E-2]
[2004,2,16,10,4.6479628642140149E-3,2.1580207072971849E-3,4.2271127065410946E-3,8.0166766574139067E-3,0,0,1.9049772935466201E-2,null,4.0135659135689334E-3,1.8144573254456494E-3,4.2569737418323376E-3,3.0373943086107963E-3,0,0,1.3122391289457715E-2]
[2004,2,16,11,4.6464415932663513E-3,2.152886156911222E-3,4.2281215992493026E-3,8.1010427694673849E-3,0,0,1.9128492118894259E-2,null,4.0122522797471447E-3,1.8101402109114016E-3,4.257989761528364E-3,3.0693593184947699E-3,0,0,1.3149741570681679E-2]
[2004,2,16,12,4.4241113781067669E-3,2.158894356372963E-3,4.1887931257703973E-3,8.6447145026175252E-3,0,0,1.9416513362867652E-2,null,3.8202677482029475E-3,1.815191886963087E-3,4.2183834650965273E-3,3.2753480964624608E-3,0,0,1.3129191196725024E-2]
[2004,2,16,13,3.9227476370969436E-3,2.1160018372508834E-3,4.1004524377255668E-3,7.8523930260555198E-3,0,0,1.7991594938128914E-2,null,3.3873347665930118E-3,1.779127985785165E-3,4.1294187235696878E-3,2.9751497915609035E-3,0,0,1.2271031267508769E-2]
[2004,2,16,14,3.852032118998787E-3,2.1059064439475908E-3,4.1644660008592297E-3,8.7776436493083743E-3,0,0,1.890004821311398E-2,null,3.3262711562994898E-3,1.7706398094342736E-3,4.1938844892824055E-3,3.3257128861205135E-3,0,0,1.2616508341136682E-2]
[2004,2,16,15,3.7882062119803965E-3,2.1476474783658312E-3,4.0843132972777233E-3,8.3346546539229873E-3,0,0,1.8354821641546941E-2,null,3.2711567992584826E-3,1.8057355457336312E-3,4.1131655735186139E-3,3.1578712341665924E-3,0,0,1.2347929152677319E-2]
[2004,2,16,16,4.36761014112749E-3,2.1373787867245463E-3,3.9470611815271041E-3,8.537573569319154E-3,0,0,1.8989623678698296E-2,null,3.7714783225041141E-3,1.7971016606609493E-3,3.9749438857322444E-3,3.2347540604389718E-3,0,0,1.2778277929336279E-2]
[2004,2,16,17,4.8857387078623145E-3,2.1695454043341804E-3,3.7334934666584229E-3,7.5152608080306157E-3,0,0,1.8304038386885532E-2,null,4.218887911402556E-3,1.8241472560805172E-3,3.7598674925969785E-3,2.847415628885006E-3,0,0,1.2650318288965057E-2]
[2004,2,16,18,4.9989099107833265E-3,2.2158883373031824E-3,3.5208573512224995E-3,6.6231824484563303E-3,2.6122161270287211E-6,4.4298546337234406E-5,1.7405748810229601E-2,null,4.3166124620736762E-3,1.8631122548518021E-3,3.5457292798695872E-3,2.5094209899594196E-3,3.8384865056204221E-7,1.7859789661175495E-5,1.2253118625066223E-2]
[2004,2,16,19,5.5354643705129592E-3,2.0596685963853128E-3,3.4557825423416071E-3,6.8484991059310444E-3,1.5642010860590053E-5,2.6526072469491103E-4,1.8180317350726425E-2,null,4.7799330077098363E-3,1.7317631661571613E-3,3.4801947715911471E-3,2.5947899729301853E-3,2.2984946378628208E-6,1.0694483544350674E-4,1.26959242484697E-2]
[2004,2,16,20,5.3683302328749486E-3,2.1563456113363427E-3,3.4356949306581733E-3,8.067706200422603E-3,1.5642010860590053E-5,2.6526072469491103E-4,1.9308979710847569E-2,null,4.6356108826381484E-3,1.8130489097957451E-3,3.4599652576394187E-3,3.0567286101086969E-3,2.2984946378628208E-6,1.0694483544350674E-4,1.3074596990263379E-2]
[2004,2,16,21,5.3085468604132128E-3,2.0991303997086896E-3,3.3769207240821322E-3,8.2483627914350377E-3,1.5642010860590053E-5,2.6526072469491103E-4,1.9313863511194573E-2,null,4.5839872976568613E-3,1.7649425318014668E-3,3.4007758601804689E-3,3.1251765873445921E-3,2.2984946378628208E-6,1.0694483544350674E-4,1.2984125607064759E-2]
[2004,2,16,22,4.9892519259416108E-3,2.0362261979050343E-3,3.1360898608109784E-3,7.7258305212019821E-3,1.5642010860590053E-5,2.6526072469491103E-4,1.8168301241415104E-2,null,4.3082726883089326E-3,1.7120528679636694E-3,3.1582437271759031E-3,2.9271972236386153E-3,2.2984946378628208E-6,1.0694483544350674E-4,1.2215009837168491E-2]
[2004,2,16,23,4.7346054000173415E-3,2.0110641193301295E-3,2.8958541104621713E-3,7.7488651372695184E-3,1.5642010860590053E-5,2.6526072469491103E-4,1.7671291502634662E-2,null,4.0883826749167481E-3,1.6908966679145714E-3,2.9163109110714835E-3,2.9359246820025329E-3,2.2984946378628208E-6,1.0694483544350674E-4,1.1740758265986705E-2]
[2004,2,16,24,4.3390921774959131E-3,2.0036305161156699E-3,2.7504688949713863E-3,7.2949923836465183E-3,1.5642010860590053E-5,2.6526072469491103E-4,1.666908670778499E-2,null,3.7468527542498268E-3,1.6846465166712012E-3,2.7698986699601427E-3,2.7639593430471348E-3,2.2984946378628208E-6,1.0694483544350674E-4,1.1074600614009677E-2]
[2004,2,17,1,3.1382035528287047E-3,1.7101809894134018E-3,2.6128834441901966E-3,8.1353464047512827E-3,1.5642010860590053E-5,2.6526072469491103E-4,1.5877517126739085E-2,null,2.7098725134939586E-3,1.4379150364898278E-3,2.6313412924084695E-3,3.0823564332629716E-3,2.2984946378628208E-6,1.0694483544350674E-4,9.9707286057365979E-3]
[2004,2,17,2,2.912621759586208E-3,1.7135114714741369E-3,2.5744288283108341E-3,7.6636765194174972E-3,1.5642010860590053E-5,2.6526072469491103E-4,1.5145141314344177E-2,null,2.5150802093104043E-3,1.4407152957977814E-3,2.5926150266532689E-3,2.9036480374427386E-3,2.2984946378628208E-6,1.0694483544350674E-4,9.5613018992855639E-3]
[2004,2,17,3,2.5776135182822195E-3,1.7351971500944533E-3,2.5488730007015119E-3,7.8185797824533391E-3,1.5642010860590053E-5,2.6526072469491103E-4,1.4961166187087024E-2,null,2.2257969905448999E-3,1.458948549212284E-3,2.5668786683784271E-3,2.9623384785864735E-3,2.2984946378628208E-6,1.0694483544350674E-4,9.323206016803455E-3]
[2004,2,17,4,2.5586746995760845E-3,1.6945130363010539E-3,2.5260578063530164E-3,7.1318342782893769E-3,1.5642010860590053E-5,2.6526072469491103E-4,1.4191982556075032E-2,null,2.2094431169398751E-3,1.4247414685980514E-3,2.5439023036588262E-3,2.7021412703227984E-3,2.2984946378628208E-6,1.0694483544350674E-4,8.9894714896009212E-3]
[2004,2,17,5,2.6805445920021569E-3,1.7896041925537733E-3,2.5276938762758654E-3,6.5554314319837374E-3,1.5642010860590053E-5,2.6526072469491103E-4,1.3834176828371035E-2,null,2.3146790795370745E-3,1.5046938270088935E-3,2.5455499310548485E-3,2.4837511818044237E-3,2.2984946378628208E-6,1.0694483544350674E-4,8.9579173494866108E-3]
[2004,2,17,6,2.9458006238495308E-3,1.6598731142484623E-3,2.6033212916195549E-3,6.4460317092689323E-3,1.5642010860590053E-5,2.6526072469491103E-4,1.3935929474541982E-2,null,2.5437305153796466E-3,1.3956163262355803E-3,2.6217115911834166E-3,2.4423013255438194E-3,2.2984946378628208E-6,1.0694483544350674E-4,9.1126030884238346E-3]
[2004,2,17,7,3.3386835046483251E-3,1.6731635169210026E-3,2.9392285775977057E-3,6.1012332246523152E-3,1.5642010860590053E-5,2.6526072469491103E-4,1.433321155937485E-2,null,2.8829891076845703E-3,1.4067908568625434E-3,2.9599917827398022E-3,2.3116625334923028E-3,2.2984946378628208E-6,1.0694483544350674E-4,9.6706776108605886E-3]
[2004,2,17,8,3.2511762713644298E-3,1.8306096030715052E-3,3.6963151379048225E-3,6.6274345570369771E-3,9.1192926450341841E-6,1.5464700781031741E-4,1.5569301869833085E-2,null,2.8074256707640477E-3,1.539171052943389E-3,3.7224265298745076E-3,2.5110320478771049E-3,1.3400224199129757E-6,6.2348841205674311E-5,1.0643744165084637E-2]
[2004,2,17,9,3.6496176579758639E-3,1.9401399709419972E-3,4.0238096707655643E-3,8.0773251892648536E-3,0,0,1.7690892488948277E-2,null,3.1514840926097258E-3,1.631263857089963E-3,4.0522345392101757E-3,3.0603730956246526E-3,0,0,1.1895355584534518E-2]
[2004,2,17,10,3.7242780513391111E-3,1.9397548631995491E-3,4.0542308836573962E-3,8.7719741752084242E-3,0,0,1.8490237973404482E-2,null,3.2159541451145558E-3,1.6309400596574324E-3,4.0828706526676722E-3,3.3235648104153422E-3,0,0,1.2253329667855003E-2]
[2004,2,17,11,3.3429667099351299E-3,1.9609588300103882E-3,4.0659224082628207E-3,8.1201538876867069E-3,0,0,1.7490001835895046E-2,null,2.8866877015077471E-3,1.648768291230159E-3,4.0946447681697888E-3,3.0766002244451019E-3,0,0,1.1706700985352798E-2]
[2004,2,17,12,3.1510575684647246E-3,2.0374183633086814E-3,4.0090787687991165E-3,8.3794223694937959E-3,0,0,1.7576977070066321E-2,null,2.7209720942170364E-3,1.7130552370523792E-3,4.0373995756740394E-3,3.1748330264771913E-3,0,0,1.1646259933420645E-2]
[2004,2,17,13,2.9629833018186011E-3,1.9403704010449124E-3,3.875349171611911E-3,7.6152722788799037E-3,0,0,1.6393975153355327E-2,null,2.5585679425741419E-3,1.6314576020280093E-3,3.9027252901148134E-3,2.8853084222874299E-3,0,0,1.0978059257004395E-2]
[2004,2,17,14,3.0310702368141988E-3,1.9779218873240811E-3,3.9395879692291427E-3,8.5929934853351524E-3,0,0,1.7541573578702577E-2,null,2.6173617430930119E-3,1.6630307788423994E-3,3.9674178814053827E-3,3.2557518060989526E-3,0,0,1.1503562209439747E-2]
[2004,2,17,15,3.1525077327401226E-3,1.8965762451268039E-3,3.8946423879659031E-3,8.2563604914455517E-3,0,0,1.7200086857278384E-2,null,2.7222243266627009E-3,1.594635607341571E-3,3.9221547969948509E-3,3.1282067916963475E-3,0,0,1.1367221522695469E-2]
[2004,2,17,16,3.2841521318416117E-3,1.9487949014528128E-3,3.7709045118221943E-3,8.7136095127801176E-3,0,0,1.7717461057896736E-2,null,2.8359006808810236E-3,1.6385408966537961E-3,3.7975428156774918E-3,3.3014513460635302E-3,0,0,1.1573435739275842E-2]
[2004,2,17,17,3.7384752089225388E-3,2.1226091278158561E-3,3.5891202974138812E-3,7.192658046012706E-3,0,0,1.6642862680164981E-2,null,3.2282135433522497E-3,1.7846833758360687E-3,3.6144744469968218E-3,2.7251864514877704E-3,0,0,1.135255781767291E-2]
[2004,2,17,18,4.1027633897809147E-3,2.1131588095888148E-3,3.4015996173002313E-3,6.1735076715732267E-3,2.6122161270287211E-6,4.4298546337234406E-5,1.583794025070745E-2,null,3.542780304775043E-3,1.7767375766707199E-3,3.4256290892520206E-3,2.3390461992077649E-3,3.8384865056204221E-7,1.7859789661175495E-5,1.1102436808217285E-2]
[2004,2,17,19,4.1990177585317411E-3,2.0163337566754167E-3,3.3584819037741848E-3,6.4935512885065964E-3,1.5642010860590053E-5,2.6526072469491103E-4,1.6348287443043442E-2,null,3.6258969872306674E-3,1.695327363158258E-3,3.3822067849438816E-3,2.4603057562689349E-3,2.2984946378628208E-6,1.0694483544350674E-4,1.1272980221683111E-2]
[2004,2,17,20,4.6557397512737245E-3,1.8632334379682809E-3,3.3068939174871574E-3,8.1380760231210304E-3,1.5642010860590053E-5,2.6526072469491103E-4,1.8244845865405694E-2,null,4.0202813391711561E-3,1.5666010752839635E-3,3.3302543724430139E-3,3.0833906432798223E-3,2.2984946378628208E-6,1.0694483544350674E-4,1.2109770760259325E-2]
[2004,2,17,21,4.4524477236950154E-3,1.8726283149198351E-3,3.2248407945835757E-3,8.4203137663906753E-3,1.5642010860590053E-5,2.6526072469491103E-4,1.8251133335144602E-2,null,3.8447364873238519E-3,1.5745002595914941E-3,3.2476216124753461E-3,3.1903261418307792E-3,2.2984946378628208E-6,1.0694483544350674E-4,1.1966427831302841E-2]
[2004,2,17,22,4.2830456502136278E-3,1.8134623980975175E-3,2.973746325519059E-3,8.1641573352343507E-3,1.5642010860590053E-5,2.6526072469491103E-4,1.7515314444620057E-2,null,3.698455975263915E-3,1.5247537345317703E-3,2.994753369839434E-3,3.0932724474686986E-3,2.2984946378628208E-6,1.0694483544350674E-4,1.1420478857185189E-2]
[2004,2,17,23,4.0274012284274262E-3,1.743113403939129E-3,2.8434043969709087E-3,8.2791757153841371E-3,1.5642010860590053E-5,2.6526072469491103E-4,1.7173997480277103E-2,null,3.4777042680644112E-3,1.4656045116550858E-3,2.8634906839804406E-3,3.1368511257891603E-3,2.2984946378628208E-6,1.0694483544350674E-4,1.1052893919570468E-2]
[2004,2,17,24,3.7511979078380508E-3,1.7321635042094985E-3,2.6870974058374312E-3,7.9192290581681229E-3,1.5642010860590053E-5,2.6526072469491103E-4,1.6370590611608605E-2,null,3.2391997306750984E-3,1.4563978688688787E-3,2.7060795139658839E-3,3.0004729263490835E-3,2.2984946378628208E-6,1.0694483544350674E-4,1.0511393369940315E-2]
[2004,2,18,1,3.5047622427879137E-3,1.7101809894134018E-3,2.6750934169013684E-3,8.203204912180637E-3,1.5642010860590053E-5,2.6526072469491103E-4,{"$f":"SUM(E1155:J1155)","v":1.6374144296838821E-2},null,3.0263998839404841E-3,1.4379150364898278E-3,2.6939907268325311E-3,3.108066968072446E-3,2.2984946378628208E-6,1.0694483544350674E-4,{"$f":"SUM(M1155:R1155)","v":1.0375615945416659E-2}]
[2004,2,18,2,3.2557897467620734E-3,1.7135114714741369E-3,2.6337188583298379E-3,8.0373923244229303E-3,1.5642010860590053E-5,2.6526072469491103E-4,1.5921315136544479E-2,null,{"$f":"E1156*V$5","v":2.8114094563793835E-3},{"$f":"F1156*W$5","v":1.4407152957977814E-3},{"$f":"G1156*X$5","v":2.6523238914187598E-3},{"$f":"H1156*Y$5","v":3.045243153183328E-3},{"$f":"I1156*Z$5","v":2.2984946378628208E-6},{"$f":"J1156*AA$5","v":1.0694483544350674E-4},1.0058935126860622E-2]
[2004,2,18,3,2.8838716989755464E-3,1.7351971500944533E-3,2.6129305950820937E-3,8.2889634558762429E-3,1.5642010860590053E-5,2.6526072469491103E-4,1.5801865635583837E-2,null,2.4902542228189E-3,1.458948549212284E-3,2.6313887763821991E-3,3.1405595486849978E-3,2.2984946378628208E-6,1.0694483544350674E-4,9.8303944271797526E-3]
[2004,2,18,4,2.8579516496453588E-3,1.6945130363010539E-3,2.584643531799745E-3,7.2309904319313402E-3,1.5642010860590053E-5,2.6526072469491103E-4,1.4649001385233E-2,null,2.467871981499668E-3,1.4247414685980514E-3,2.6029018885260573E-3,2.7397099973160851E-3,2.2984946378628208E-6,1.0694483544350674E-4,9.3444686660212328E-3]
[2004,2,18,5,3.0045142940081544E-3,1.7896041925537733E-3,2.5945783199519483E-3,5.741992737801755E-3,1.5642010860590053E-5,2.6526072469491103E-4,1.3411592279871133E-2,null,2.594430400919509E-3,1.5046938270088935E-3,2.6129068576931092E-3,2.1755518910388178E-3,2.2984946378628208E-6,1.0694483544350674E-4,8.9968263067417009E-3]
[2004,2,18,6,3.3236160552697191E-3,1.6598731142484623E-3,2.6747366164128427E-3,6.3496973482773658E-3,1.5642010860590053E-5,2.6526072469491103E-4,1.4288825869763891E-2,null,2.8699782031233467E-3,1.3956163262355803E-3,2.6936314058453297E-3,2.4058017319711087E-3,2.2984946378628208E-6,1.0694483544350674E-4,9.4742709972567354E-3]
[2004,2,18,7,3.8032930038577675E-3,1.6731635169210026E-3,3.00324437924172E-3,6.4591303748903666E-3,1.5642010860590053E-5,2.6526072469491103E-4,1.5219734010466359E-2,null,3.2841844062753826E-3,1.4067908568625434E-3,3.0244598027760849E-3,2.4472642065616218E-3,2.2984946378628208E-6,1.0694483544350674E-4,1.0271942602557003E-2]
[2004,2,18,8,3.6708973770747848E-3,1.8306096030715052E-3,3.7678498636060892E-3,6.8432837147310013E-3,7.8210054302950264E-6,1.3263036234745552E-4,1.6253091926261135E-2,null,3.1698593588760141E-3,1.539171052943389E-3,3.794466588912501E-3,2.5928139421851335E-3,1.1492473189314104E-6,5.3472417721753372E-5,1.1150932607957721E-2]
[2004,2,18,9,4.0999783729591842E-3,1.9401399709419972E-3,4.0690425938829603E-3,7.9869148902102435E-3,0,0,1.8096075827994385E-2,null,3.5403754128017282E-3,1.631263857089963E-3,4.0977869953060615E-3,3.0261180371355082E-3,0,0,1.2295544302333261E-2]
[2004,2,18,10,4.1359651305300504E-3,1.9397548631995491E-3,4.062404359095933E-3,8.0934554164532012E-3,0,0,1.8231579769278736E-2,null,3.5714503649357794E-3,1.6309400596574324E-3,4.0911018669117409E-3,3.0664845882483666E-3,0,0,1.2359976879753319E-2]
[2004,2,18,11,3.7143549888118705E-3,1.9609588300103882E-3,4.0614793979133227E-3,7.7575784666947811E-3,0,0,1.7494371683430363E-2,null,3.2073854739179367E-3,1.648768291230159E-3,4.0901703716477288E-3,2.9392260272277852E-3,0,0,1.1885550164023611E-2]
[2004,2,18,12,3.5024996571296728E-3,2.0374183633086814E-3,3.9929870943916333E-3,8.2233572656635317E-3,0,0,1.775626238049352E-2,null,3.0244461168946321E-3,1.7130552370523792E-3,4.0211942269714205E-3,3.1157023818966334E-3,0,0,1.1874397962815066E-2]
[2004,2,18,13,3.2778940200167859E-3,1.9403704010449124E-3,3.8943487866745213E-3,6.8455172599780892E-3,0,0,1.5958130467714309E-2,null,2.830496734025766E-3,1.6314576020280093E-3,3.9218591216545534E-3,2.5936601977984562E-3,0,0,1.0977473655506786E-2]
[2004,2,18,14,3.316634229810619E-3,1.9779218873240811E-3,3.9530467115209472E-3,8.3458566029103853E-3,0,0,1.7593459431566032E-2,null,2.8639493217626801E-3,1.6630307788423994E-3,3.9809716985169169E-3,3.1621154787025382E-3,0,0,1.1670067277824535E-2]
[2004,2,18,15,3.4870416050186829E-3,1.8965762451268039E-3,3.9028042874007744E-3,7.8635509348585382E-3,0,0,1.71499730724048E-2,null,3.0110979226737789E-3,1.594635607341571E-3,3.9303743534604158E-3,2.97937734995481E-3,0,0,1.1515485233430576E-2]
[2004,2,18,16,3.643120232067336E-3,1.9487949014528128E-3,3.7754575264704296E-3,7.9396279698160169E-3,0,0,1.7307000629806595E-2,null,3.1458734954698071E-3,1.6385408966537961E-3,3.8021279935871611E-3,3.0082017572336203E-3,0,0,1.1594744142944384E-2]
[2004,2,18,17,4.1381484633222256E-3,2.1226091278158561E-3,3.606543516345144E-3,6.5801492061377037E-3,0,0,1.644745031362093E-2,null,3.5733356962795644E-3,1.7846833758360687E-3,3.6320207464777443E-3,2.4931163626324853E-3,0,0,1.1483156181225862E-2]
[2004,2,18,18,4.4979393357136863E-3,2.1131588095888148E-3,3.4240421083975891E-3,5.6621434138222999E-3,1.2982872147391569E-6,2.2016645462861884E-5,1.5720598600199993E-2,null,3.8840189834808679E-3,1.7767375766707199E-3,3.4482301178820171E-3,2.1452982220228276E-3,1.9077510098156529E-7,8.8764234839209323E-6,1.1263352098641335E-2]
[2004,2,18,19,4.6275392052048184E-3,2.0163337566754167E-3,3.3951757322499831E-3,5.5031787108264941E-3,1.5642010860590053E-5,2.6526072469491103E-4,1.5823130140512214E-2,null,3.9959298643954793E-3,1.695327363158258E-3,3.4191598247970793E-3,2.0850689643412256E-3,2.2984946378628208E-6,1.0694483544350674E-4,1.1304729346773413E-2]
[2004,2,18,20,5.1413941544444126E-3,1.8632334379682809E-3,3.3574550717213256E-3,7.3291771650917615E-3,1.5642010860590053E-5,2.6526072469491103E-4,1.7972162564781284E-2,null,4.4396491386318676E-3,1.5666010752839635E-3,3.3811726991766558E-3,2.7769114259413425E-3,2.2984946378628208E-6,1.0694483544350674E-4,1.22735776691152E-2]
[2004,2,18,21,4.9674490765723636E-3,1.8726283149198351E-3,3.2508468682836411E-3,7.5247645865362707E-3,1.5642010860590053E-5,2.6526072469491103E-4,1.7896591581867613E-2,null,4.2894456934289109E-3,1.5745002595914941E-3,3.2738113974550617E-3,2.8510164629933239E-3,2.2984946378628208E-6,1.0694483544350674E-4,1.209801714355016E-2]
[2004,2,18,22,4.7217340915878545E-3,1.8134623980975175E-3,3.0253086831329079E-3,7.1772001807794668E-3,1.5642010860590053E-5,2.6526072469491103E-4,1.7018608089153248E-2,null,4.0772681616805589E-3,1.5247537345317703E-3,3.0466799726218642E-3,2.7193297063689194E-3,2.2984946378628208E-6,1.0694483544350674E-4,1.1477274905284484E-2]
[2004,2,18,23,4.4334555062177433E-3,1.743113403939129E-3,2.8831158735940048E-3,7.6423012466443341E-3,1.5642010860590053E-5,2.6526072469491103E-4,1.6982888765950711E-2,null,3.8283365033057442E-3,1.4656045116550858E-3,2.9034826891551116E-3,2.8955492784880328E-3,2.2984946378628208E-6,1.0694483544350674E-4,1.1202216312685344E-2]
[2004,2,18,24,4.1365762356526297E-3,1.7321635042094985E-3,2.7349321250707964E-3,7.4422394717470171E-3,1.5642010860590053E-5,2.6526072469491103E-4,1.6326814072235442E-2,null,3.5719780607804418E-3,1.4563978688688787E-3,2.7542521457032056E-3,2.8197489783871542E-3,2.2984946378628208E-6,1.0694483544350674E-4,1.0711620383821051E-2]
[2004,2,19,1,3.6696632406954081E-3,1.7101809894134018E-3,2.6858761513887577E-3,8.0449863077886735E-3,1.5642010860590053E-5,2.6526072469491103E-4,1.6391609424841743E-2,null,3.1687936688415477E-3,1.4379150364898278E-3,2.7048496323703319E-3,3.0481203955669859E-3,2.2984946378628208E-6,1.0694483544350674E-4,1.0468922063350063E-2]
[2004,2,19,2,3.3269679671954974E-3,1.7135114714741369E-3,2.6469728228841497E-3,7.7324449503502332E-3,1.5642010860590053E-5,2.6526072469491103E-4,1.5700799947459518E-2,null,2.8728726151149245E-3,1.4407152957977814E-3,2.6656714842084139E-3,2.9297033281390416E-3,2.2984946378628208E-6,1.0694483544350674E-4,1.0018206053341531E-2]
[2004,2,19,3,3.30576124464103E-3,1.7351971500944533E-3,2.6239478278006169E-3,7.8575979912615477E-3,1.5642010860590053E-5,2.6526072469491103E-4,1.5803406949353151E-2,null,2.8545603821497163E-3,1.458948549212284E-3,2.6424838366860882E-3,2.9771218720587096E-3,2.2984946378628208E-6,1.0694483544350674E-4,1.0042357970188168E-2]
[2004,2,19,4,3.4329414631908521E-3,1.6945130363010539E-3,2.6046042181678353E-3,7.387145970372792E-3,1.5642010860590053E-5,2.6526072469491103E-4,1.5400107423588036E-2,null,2.9643818684575961E-3,1.4247414685980514E-3,2.623003580540662E-3,2.798874906166622E-3,2.2984946378628208E-6,1.0694483544350674E-4,9.9202451538443013E-3]
[2004,2,19,5,3.5091896631002538E-3,1.7896041925537733E-3,2.6206293043340234E-3,6.3899520413597619E-3,1.5642010860590053E-5,2.6526072469491103E-4,1.4590277936903314E-2,null,3.0302230089889791E-3,1.5046938270088935E-3,2.6391418706114477E-3,2.4210536101356432E-3,2.2984946378628208E-6,1.0694483544350674E-4,9.7043556468263334E-3]
[2004,2,19,6,3.7261259686349382E-3,1.6598731142484623E-3,2.7026054049050265E-3,6.4391732523839829E-3,1.5642010860590053E-5,2.6526072469491103E-4,1.4808680475727911E-2,null,3.2175498415704653E-3,1.3956163262355803E-3,2.721697064147822E-3,2.439702762723036E-3,2.2984946378628208E-6,1.0694483544350674E-4,9.8838093247582727E-3]
[2004,2,19,7,4.2529016802678645E-3,1.6731635169210026E-3,3.0182479759803716E-3,6.4705632370403755E-3,1.5642010860590053E-5,2.6526072469491103E-4,1.5695779145765115E-2,null,3.6724263330726102E-3,1.4067908568625434E-3,3.0395693874461713E-3,2.4515959405094359E-3,2.2984946378628208E-6,1.0694483544350674E-4,1.0679625847972132E-2]
[2004,2,19,8,4.1479587893624454E-3,1.8306096030715052E-3,3.7784417750224152E-3,6.6275117249336808E-3,7.8210054302950264E-6,1.3263036234745552E-4,1.6524973260167799E-2,null,3.5818070183073667E-3,1.539171052943389E-3,3.8051333233729617E-3,2.5110612855949615E-3,1.1492473189314104E-6,5.3472417721753372E-5,1.1491794345259362E-2]
[2004,2,19,9,4.3089419957438226E-3,1.9401399709419972E-3,4.0943958567853725E-3,8.1609238943052623E-3,0,0,1.8504401717776453E-2,null,3.7208177480969619E-3,1.631263857089963E-3,4.1233193579228262E-3,3.0920473469070887E-3,0,0,1.2567448310016839E-2]
[2004,2,19,10,4.2656522451372273E-3,1.9397548631995491E-3,4.1119075392340339E-3,8.0507222134991435E-3,0,0,1.8368036861069956E-2,null,3.6834365829462564E-3,1.6309400596574324E-3,4.1409547458423164E-3,3.0502936411778837E-3,0,0,1.250562502962389E-2]
[2004,2,19,11,3.9769068206900841E-3,1.9609588300103882E-3,4.1095187485568618E-3,7.4282812308432327E-3,0,0,1.7475665630100567E-2,null,3.434101804008426E-3,1.648768291230159E-3,4.1385490803459322E-3,2.8144604176417029E-3,0,0,1.2035879593226221E-2]
[2004,2,19,12,3.6988725171616848E-3,2.0374183633086814E-3,4.0353932984235879E-3,7.6034598191579844E-3,0,0,1.7375143998051939E-2,null,3.1940161931624006E-3,1.7130552370523792E-3,4.0638999955627027E-3,2.8808328647137228E-3,0,0,1.1851804290491205E-2]
[2004,2,19,13,3.5741000600719572E-3,1.9403704010449124E-3,3.9269678370224392E-3,6.7701378672132776E-3,0,0,1.6211576165352584E-2,null,3.0862738347663733E-3,1.6314576020280093E-3,3.9547085984616712E-3,2.5651001163139878E-3,0,0,1.1237540151570042E-2]
[2004,2,19,14,3.5553380292284147E-3,1.9779218873240811E-3,3.9967215373372979E-3,7.7801954367391398E-3,0,0,1.7310176890628935E-2,null,3.0700726193817265E-3,1.6630307788423994E-3,4.0249550506503027E-3,2.9477952459984118E-3,0,0,1.1705853694872842E-2]
[2004,2,19,15,3.3427784704918168E-3,1.8965762451268039E-3,3.9712972618989482E-3,7.4967197858293848E-3,0,0,1.6707371763346954E-2,null,2.886525154724276E-3,1.594635607341571E-3,3.9993511738531003E-3,2.8403907234639094E-3,0,0,1.1320902659382855E-2]
[2004,2,19,16,3.5551731335502325E-3,1.9487949014528128E-3,3.7959682963414304E-3,7.9327450474978283E-3,0,0,1.7232681378842304E-2,null,3.0699302301904654E-3,1.6385408966537961E-3,3.8227836549870821E-3,3.0055939248400635E-3,0,0,1.1536848706671406E-2]
[2004,2,19,17,4.1772323620007743E-3,2.1226091278158561E-3,3.6291389439901426E-3,6.9466114938811297E-3,0,0,1.6875591927687901E-2,null,3.607085063064174E-3,1.7846833758360687E-3,3.654775792024883E-3,2.6319632333096227E-3,0,0,1.1678507464234749E-2]
[2004,2,19,18,4.648312067213254E-3,2.1131588095888148E-3,3.4561847529436343E-3,6.2781607880910443E-3,1.2982872147391569E-6,2.2016645462861884E-5,1.651913135051435E-2,null,4.0138674541138142E-3,1.7767375766707199E-3,3.4805998234765313E-3,2.3786976400820368E-3,1.9077510098156529E-7,8.8764234839209323E-6,1.1658969692928005E-2]
[2004,2,19,19,4.6987337484647182E-3,2.0163337566754167E-3,3.434248207249383E-3,6.2482334683411191E-3,1.5642010860590053E-5,2.6526072469491103E-4,1.6678451916286138E-2,null,4.0574071180672043E-3,1.695327363158258E-3,3.4585083143330846E-3,2.3673586433175442E-3,2.2984946378628208E-6,1.0694483544350674E-4,1.1687844768957463E-2]
[2004,2,19,20,5.3621946921631261E-3,1.8632334379682809E-3,3.4173226990795577E-3,8.0000209829534513E-3,1.5642010860590053E-5,2.6526072469491103E-4,1.8923674547719916E-2,null,4.6303127772569968E-3,1.5666010752839635E-3,3.441463241526149E-3,3.0310837321744278E-3,2.2984946378628208E-6,1.0694483544350674E-4,1.2778704156322906E-2]
[2004,2,19,21,4.7042149347000474E-3,1.8726283149198351E-3,3.3399432639847262E-3,7.9324438950595065E-3,1.5642010860590053E-5,2.6526072469491103E-4,1.8130133144219619E-2,null,4.0621401813215208E-3,1.5745002595914941E-3,3.3635371850841726E-3,3.0054798228572504E-3,2.2984946378628208E-6,1.0694483544350674E-4,1.2114900778935806E-2]
[2004,2,19,22,4.9290157104937568E-3,1.8134623980975175E-3,3.1378712274440336E-3,8.2733985921756535E-3,1.5642010860590053E-5,2.6526072469491103E-4,1.8434650663766462E-2,null,4.2562580685396364E-3,1.5247537345317703E-3,3.1600376776825356E-3,3.1346622635082593E-3,2.2984946378628208E-6,1.0694483544350674E-4,1.2184955074343574E-2]
[2004,2,19,23,4.7344977911002728E-3,1.743113403939129E-3,3.001158816949955E-3,8.0723388314403004E-3,1.5642010860590053E-5,2.6526072469491103E-4,1.7832011578985157E-2,null,4.0882897534597227E-3,1.4656045116550858E-3,3.022359507721434E-3,3.0584838420693169E-3,2.2984946378628208E-6,1.0694483544350674E-4,1.174398094498693E-2]
[2004,2,19,24,4.3756682436522122E-3,1.7321635042094985E-3,2.8318493377814773E-3,7.7759373364253764E-3,1.5642010860590053E-5,2.6526072469491103E-4,1.6996521157624067E-2,null,3.7784365806843327E-3,1.4563978688688787E-3,2.8518539979089735E-3,2.9461819179060831E-3,2.2984946378628208E-6,1.0694483544350674E-4,1.1142113695449639E-2]
[2004,2,20,1,3.2973464606077287E-3,1.6725228059195239E-3,2.6821418638096604E-3,7.8573309334802697E-3,1.5642010860590053E-5,2.6526072469491103E-4,1.5790244799372685E-2,null,2.847294125651384E-3,1.4062521489779547E-3,2.7010889651555522E-3,2.9770206880120544E-3,2.2984946378628208E-6,1.0694483544350674E-4,1.0040899257878315E-2]
[2004,2,20,2,3.0061070860914201E-3,1.6674336942288188E-3,2.6393326548986682E-3,7.7395095386610154E-3,1.5642010860590053E-5,2.6526072469491103E-4,1.5333285709435424E-2,null,2.5958057940109677E-3,1.4019732391621282E-3,2.6579773447909681E-3,2.9323799909564204E-3,2.2984946378628208E-6,1.0694483544350674E-4,9.6973796990018554E-3]
[2004,2,20,3,2.9621152704823097E-3,1.6203980943668799E-3,2.5822784931714637E-3,8.4808193193187439E-3,1.5642010860590053E-5,2.6526072469491103E-4,1.5926513912894898E-2,null,2.5578183881811685E-3,1.3624258481488535E-3,2.6005201428670327E-3,3.2132507563508252E-3,2.2984946378628208E-6,1.0694483544350674E-4,9.843258465629251E-3]
[2004,2,20,4,2.947157565966954E-3,1.6279103567920965E-3,2.5701090176445444E-3,7.5540173121722166E-3,1.5642010860590053E-5,2.6526072469491103E-4,1.4980096988131313E-2,null,2.5449022494894668E-3,1.3687421358202429E-3,2.5882647001177058E-3,2.8620998665226161E-3,2.2984946378628208E-6,1.0694483544350674E-4,9.4732522820314014E-3]
[2004,2,20,5,3.0945594645432747E-3,1.6670194406762184E-3,2.5855036536501191E-3,6.5351523230851114E-3,1.5642010860590053E-5,2.6526072469491103E-4,1.4163137617510225E-2,null,2.6721853739473272E-3,1.40162493602001E-3,2.603768086421882E-3,2.4760677423213777E-3,2.2984946378628208E-6,1.0694483544350674E-4,9.2628894687919669E-3]
[2004,2,20,6,3.4157149983767717E-3,1.6595083401927978E-3,2.6994035185084653E-3,6.5589874798894074E-3,1.5642010860590053E-5,2.6526072469491103E-4,1.4614517072522943E-2,null,2.9495066308515877E-3,1.3953096253057908E-3,2.7184725590870982E-3,2.4850985131402632E-3,2.2984946378628208E-6,1.0694483544350674E-4,9.6576306584661101E-3]
[2004,2,20,7,3.6977284114103051E-3,1.6514463496078138E-3,3.0305032090304973E-3,6.477802867003557E-3,1.5642010860590053E-5,2.6526072469491103E-4,1.5138383572607675E-2,null,3.1930282455433245E-3,1.3885311278497034E-3,3.0519111935242756E-3,2.4543389238909944E-3,2.2984946378628208E-6,1.0694483544350674E-4,1.0197052820889669E-2]
[2004,2,20,8,3.702949390177341E-3,1.8355248943412901E-3,3.7677222534010075E-3,7.0511530074961921E-3,7.8210054302950264E-6,1.3263036234745552E-4,1.6497800913193583E-2,null,3.1975366168507154E-3,1.5433038150716681E-3,3.7943380772474623E-3,2.6715723895769259E-3,1.1492473189314104E-6,5.3472417721753372E-5,1.1261372563787458E-2]
[2004,2,20,9,3.8129683153130646E-3,2.1023725744190379E-3,4.0714581611246128E-3,8.6429022228501958E-3,0,0,1.862970127370691E-2,null,3.2925391417572701E-3,1.7676685425545952E-3,4.1002196265210828E-3,3.2746614517983274E-3,0,0,1.2435088762631276E-2]
[2004,2,20,10,3.8309075431635651E-3,2.1889594235982197E-3,4.1022320703117581E-3,8.5018064723585765E-3,0,0,1.8623905509432118E-2,null,3.3080298579096874E-3,1.8404705051350168E-3,4.1312109277798579E-3,3.2212024627650006E-3,0,0,1.2500913753589563E-2]
[2004,2,20,11,3.676919056145163E-3,2.2553254275686349E-3,4.0170682281490859E-3,8.1358538407558367E-3,0,0,1.8085166552618721E-2,null,3.1750591435054051E-3,1.8962708418312725E-3,4.0454454739089337E-3,3.0825486928860151E-3,0,0,1.2199324152131626E-2]
[2004,2,20,12,3.6444484667138284E-3,2.1953519027661963E-3,3.9507340258638137E-3,8.8250205418812198E-3,0,0,1.8615554937225057E-2,null,3.1470204403697822E-3,1.8458452824088737E-3,3.9786426756592361E-3,3.34366325508386E-3,0,0,1.2315171653521752E-2]
[2004,2,20,13,3.4120120982131866E-3,2.1081535375432848E-3,3.9224243210939612E-3,7.6963003117907422E-3,0,0,1.7138890268641176E-2,null,2.9463091367424284E-3,1.7725291589766028E-3,3.9501329863723131E-3,2.9160086858154221E-3,0,0,1.1584979967906767E-2]
[2004,2,20,14,3.2514365017025644E-3,2.0161239712349964E-3,3.9207069176670946E-3,8.6137967642689987E-3,0,0,1.7802064154873655E-2,null,2.8076503824593273E-3,1.6951509761903964E-3,3.9484034509187187E-3,3.2636338454694281E-3,0,0,1.1714838655037869E-2]
[2004,2,20,15,3.1752339521578894E-3,1.9684454670650894E-3,3.8571676511820509E-3,8.1213557968371798E-3,0,0,1.7122202867242212E-2,null,2.7418486615087717E-3,1.655063033167028E-3,3.8844153323659377E-3,3.0770556091598809E-3,0,0,1.1358382636201618E-2]
[2004,2,20,16,3.282102877409333E-3,2.0016508571914847E-3,3.7132519259612546E-3,8.6349913199601849E-3,0,0,1.7631996980522258E-2,null,2.8341311276427758E-3,1.6829820253969861E-3,3.7394829622510667E-3,3.2716641335278104E-3,0,0,1.152826024881864E-2]
[2004,2,20,17,3.7281844944702996E-3,2.0751830229538992E-3,3.4781122369584791E-3,7.1380699366927758E-3,0,0,{"$f":"SUM(E1219:J1219)","v":1.6419549691075452E-2},null,3.2193274007649721E-3,1.7448076493923183E-3,3.5026822069273438E-3,2.7045038644692653E-3,0,0,{"$f":"SUM(M1219:R1219)","v":1.11713211215539E-2}]
[2004,2,20,18,4.0498531304316195E-3,2.0015227375740144E-3,3.3444644232185853E-3,6.6278629213122331E-3,0,0,1.6023703212536454E-2,null,{"$f":"E1220*V$5","v":3.4970917268740804E-3},{"$f":"F1220*W$5","v":1.6828743028076401E-3},{"$f":"G1220*X$5","v":3.3680902825474596E-3},{"$f":"H1220*Y$5","v":2.5111943484496836E-3},{"$f":"I1220*Z$5","v":0},{"$f":"J1220*AA$5","v":0},1.1059250660678864E-2]
[2004,2,20,19,4.403604724266352E-3,1.8600928037560127E-3,3.3061398102468735E-3,6.9033309026386592E-3,1.5642010860590053E-5,2.6526072469491103E-4,1.6754070976463399E-2,null,3.802560032100279E-3,1.5639604394764727E-3,3.3294949380623202E-3,2.6155648893160907E-3,2.2984946378628208E-6,1.0694483544350674E-4,1.1420823629036531E-2]
[2004,2,20,20,4.8601577159015216E-3,1.7493654079258104E-3,3.2589395850506882E-3,6.7610065574271946E-3,1.5642010860590053E-5,2.6526072469491103E-4,1.6910372001860716E-2,null,4.1967984497677368E-3,1.4708611778186638E-3,3.2819612825347984E-3,2.5616404048201032E-3,2.2984946378628208E-6,1.0694483544350674E-4,1.1620504645022673E-2]
[2004,2,20,21,4.3160760849364635E-3,1.8475146841382651E-3,3.1833867885106212E-3,6.7661807431519611E-3,1.5642010860590053E-5,2.6526072469491103E-4,1.639406103629281E-2,null,3.7269781108288588E-3,1.5533847943014374E-3,3.2058747683296348E-3,2.5636008234503804E-3,2.2984946378628208E-6,1.0694483544350674E-4,1.1159081826991681E-2]
[2004,2,20,22,4.0619529304480899E-3,1.8141575969762411E-3,2.9319086849472122E-3,6.8449441470536517E-3,1.5642010860590053E-5,2.6526072469491103E-4,1.5933866094980698E-2,null,3.5075400342994708E-3,1.5253382556598004E-3,2.9526201811361911E-3,2.5934430542102504E-3,2.2984946378628208E-6,1.0694483544350674E-4,1.0688184855387082E-2]
[2004,2,20,23,3.9974835413788623E-3,1.7505468083400995E-3,2.7595571795262525E-3,6.5106416172448518E-3,1.5642010860590053E-5,2.6526072469491103E-4,1.5299131882045567E-2,null,3.4518700235880964E-3,1.4718544957366721E-3,2.7790511556860377E-3,2.4667810164621792E-3,2.2984946378628208E-6,1.0694483544350674E-4,1.0278800021554357E-2]
[2004,2,20,24,4.0126006097375953E-3,1.3291767216754389E-3,2.698831424096972E-3,6.7678452814092334E-3,1.5642010860590053E-5,2.6526072469491103E-4,1.5089356772474742E-2,null,3.4649237746722204E-3,1.11756779316377E-3,2.717896423304438E-3,2.5642314911503714E-3,2.2984946378628208E-6,1.0694483544350674E-4,9.9738628123721695E-3]
[2004,2,21,1,4.4288411163315939E-3,1.3382443337481575E-3,2.66763206844166E-3,6.6862990701962912E-3,1.5642010860590053E-5,2.6526072469491103E-4,1.5401919324273204E-2,null,3.8243519280197497E-3,1.125191814144667E-3,2.686476670152072E-3,2.5333348979095925E-3,2.2984946378628208E-6,1.0694483544350674E-4,1.0278598640307451E-2]
[2004,2,21,2,3.8694297620668165E-3,1.3799504741479052E-3,2.5324459725604431E-3,6.8152011878877573E-3,1.5642010860590053E-5,2.6526072469491103E-4,1.4877930132218425E-2,null,3.3412942081684919E-3,1.1602582116581389E-3,2.5503355969470312E-3,2.5821739088084357E-3,2.2984946378628208E-6,1.0694483544350674E-4,9.7433052556634668E-3]
[2004,2,21,3,3.8620255642008313E-3,1.395187072304219E-3,2.5089936992436545E-3,6.5190041026633137E-3,1.5642010860590053E-5,2.6526072469491103E-4,1.456611317396752E-2,null,3.3349006036926384E-3,1.1730690975991828E-3,2.5267176528261286E-3,2.4699494323408948E-3,2.2984946378628208E-6,1.0694483544350674E-4,9.613880116540215E-3]
[2004,2,21,4,3.6344611087540859E-3,1.4203046974752404E-3,2.5044957794125048E-3,6.4169492927550545E-3,1.5642010860590053E-5,2.6526072469491103E-4,1.4257113613952387E-2,null,3.1383962493758181E-3,1.1941879213598862E-3,2.5221879589326012E-3,2.4312824494964478E-3,2.2984946378628208E-6,1.0694483544350674E-4,9.3952979092461232E-3]
[2004,2,21,5,3.8040135458685463E-3,1.4213373217121798E-3,2.5473601194497143E-3,6.124204389947467E-3,1.5642010860590053E-5,2.6526072469491103E-4,1.4177818112533408E-2,null,3.2848066020497988E-3,1.1950561487150788E-3,2.5653550998789528E-3,2.3203659513437794E-3,2.2984946378628208E-6,1.0694483544350674E-4,9.4748271320689807E-3]
[2004,2,21,6,4.0010243112509943E-3,1.3590385405876492E-3,2.6218227539420197E-3,6.3394198487106181E-3,1.5642010860590053E-5,2.6526072469491103E-4,1.4602208190046782E-2,null,3.4549275164471715E-3,1.1426755207648888E-3,2.6403437509482501E-3,2.4019077469664973E-3,2.2984946378628208E-6,1.0694483544350674E-4,9.7490978652081776E-3]
[2004,2,21,7,4.1457722205675883E-3,1.3593802264249741E-3,2.8800366551724717E-3,6.3254639740720009E-3,1.5642010860590053E-5,2.6526072469491103E-4,1.4991555811792536E-2,null,3.5799188926404686E-3,1.1429628091900827E-3,2.9003817186166281E-3,2.3966200827621764E-3,2.2984946378628208E-6,1.0694483544350674E-4,1.0129126833290725E-2]
[2004,2,21,8,4.3151237932284349E-3,1.4315231638646511E-3,3.3100002875756122E-3,5.7900522601719547E-3,7.8210054302950264E-6,1.3263036234745552E-4,1.4987150872618404E-2,null,3.7261557966988246E-3,1.2036203741865445E-3,3.3333826864523617E-3,2.1937608978330235E-3,1.1492473189314104E-6,5.3472417721753372E-5,1.051154142021144E-2]
[2004,2,21,9,4.6486368342896628E-3,1.6310294160024798E-3,3.3936145991705809E-3,4.8210308061353135E-3,0,0,1.4494311655598037E-2,null,4.0141478939765673E-3,1.3713646314309855E-3,3.4175876636109732E-3,1.8266137151297449E-3,0,0,1.0629713904148271E-2]
[2004,2,21,10,5.4633045845857535E-3,1.6359075598269426E-3,3.3823252531684244E-3,4.6521124937975999E-3,0,0,1.513364989137872E-2,null,4.7176222566154774E-3,1.3754661600988731E-3,3.4062185677694373E-3,1.7626131894206008E-3,0,0,1.1261920173904389E-2]
[2004,2,21,11,5.6213573216639147E-3,1.7258924720618761E-3,3.3476636955752244E-3,4.599229325428637E-3,0,0,1.5294142814729652E-2,null,4.8541024946499207E-3,1.4511252038847647E-3,3.3713121551022436E-3,1.7425765780553857E-3,0,0,1.1419116431692314E-2]
[2004,2,21,12,5.1746750248198286E-3,1.6825326908519521E-3,3.3020370869526593E-3,4.6250121736837093E-3,0,0,1.478425697630815E-2,null,4.4683875280757913E-3,1.4146684301475918E-3,3.3253632324405495E-3,1.7523452989226928E-3,0,0,1.0960764489586626E-2]
[2004,2,21,13,4.8617181356817247E-3,1.6681486732737921E-3,3.3248250431734488E-3,4.2261652246102632E-3,0,0,1.4080857076739228E-2,null,4.1981458890273963E-3,1.4025743913944979E-3,3.3483121666177279E-3,1.601228382912104E-3,0,0,1.0550260829951726E-2]
[2004,2,21,14,4.7472476715375101E-3,1.6439706687997324E-3,3.2694584240015342E-3,4.26521388457346E-3,0,0,1.3925890648912236E-2,null,4.099299412318869E-3,1.3822455978920666E-3,3.29255442833359E-3,1.6160233138541426E-3,0,0,1.0390122752398669E-2]
[2004,2,21,15,4.8400195204250946E-3,1.6009611999937559E-3,3.2292681632351103E-3,4.0349107111224223E-3,0,0,1.3705159594776382E-2,null,4.1794089014244671E-3,1.3460833657713794E-3,3.2520802568038565E-3,1.5287650174067909E-3,0,0,1.0306337541406495E-2]
[2004,2,21,16,4.6704670289680495E-3,1.637469562749723E-3,3.1770409193469244E-3,4.1362634746339565E-3,0,0,1.3621240985698653E-2,null,4.0329985018250801E-3,1.3767794874622401E-3,3.1994840708785928E-3,1.5671660057723638E-3,0,0,1.0176428065938277E-2]
[2004,2,21,17,5.0691512622942948E-3,1.6246481988682511E-3,3.1385958819953983E-3,3.9380970170502291E-3,0,0,1.3770492360208173E-2,null,4.377266624420369E-3,1.3659993232412592E-3,3.1607674513155605E-3,1.4920838119725521E-3,0,0,1.039611721094974E-2]
[2004,2,21,18,5.8247818827148485E-3,1.6746279849533395E-3,3.0643992073856484E-3,3.7356064839634217E-3,0,0,1.4299415559017257E-2,null,5.0297617905756455E-3,1.4080221771831361E-3,3.0860466389141718E-3,1.415363293105593E-3,0,0,1.0939193899778547E-2]
[2004,2,21,19,6.0003877180980353E-3,1.5451632359382717E-3,2.96001479186814E-3,3.936240088536918E-3,1.5642010860590053E-5,2.6526072469491103E-4,1.4722708569996867E-2,null,5.1813993177478729E-3,1.2991686052766908E-3,2.9809248343247324E-3,1.4913802505918381E-3,2.2984946378628208E-6,1.0694483544350674E-4,1.1062116338022504E-2]
[2004,2,21,20,5.8819451363568698E-3,1.5311034208296205E-3,2.9404010048418136E-3,4.1558921565824124E-3,1.5642010860590053E-5,2.6526072469491103E-4,1.4790244454166216E-2,null,5.0791228747815347E-3,1.2873471549856715E-3,2.9611724922072014E-3,1.5746030085833271E-3,2.2984946378628208E-6,1.0694483544350674E-4,1.1011488860639105E-2]
[2004,2,21,21,5.6390525318711204E-3,1.6046119695138576E-3,2.7766514532381551E-3,4.2109012150785621E-3,1.5642010860590053E-5,2.6526072469491103E-4,1.4512119905257196E-2,null,4.8693824989433903E-3,1.3491529218126459E-3,2.7962661862232312E-3,1.5954450867085215E-3,2.2984946378628208E-6,1.0694483544350674E-4,1.071949002376916E-2]
[2004,2,21,22,5.1378133053481215E-3,1.6248522976908548E-3,2.6121827448427554E-3,4.2873002364282823E-3,1.5642010860590053E-5,2.6526072469491103E-4,1.3943051319865516E-2,null,4.4365570369317526E-3,1.3661709289179498E-3,2.6306356432029584E-3,1.6243914896317913E-3,2.2984946378628208E-6,1.0694483544350674E-4,1.0166998428765823E-2]
[2004,2,21,23,5.4786292135998015E-3,1.4826411662496506E-3,2.4984648929944021E-3,4.2341418044201601E-3,1.5642010860590053E-5,2.6526072469491103E-4,1.3974779812819516E-2,null,4.7308552385574004E-3,1.2466002369728366E-3,2.5161144693182577E-3,1.6042505851477842E-3,2.2984946378628208E-6,1.0694483544350674E-4,1.0207063860077649E-2]
[2004,2,21,24,5.3178884805086812E-3,1.4387152885233108E-3,2.4911936390555824E-3,4.288665045613157E-3,1.5642010860590053E-5,2.6526072469491103E-4,1.3817365189256234E-2,null,4.5920538870612981E-3,1.2096674909858858E-3,2.5087918500183628E-3,1.6249085946402171E-3,2.2984946378628208E-6,1.0694483544350674E-4,1.0044665152787135E-2]
[2004,2,22,1,4.0020431810604421E-3,1.7008924673407419E-3,2.45487686887811E-3,4.3534889926033571E-3,1.5642010860590053E-5,2.6526072469491103E-4,1.2792204245438154E-2,null,3.4558073214837064E-3,1.4301052750448555E-3,2.4722185320667426E-3,1.6494693816176524E-3,2.2984946378628208E-6,1.0694483544350674E-4,9.1168438402943284E-3]
[2004,2,22,2,3.8183260913291555E-3,1.689375794293224E-3,2.4314311826241185E-3,4.8181798335554527E-3,1.5642010860590053E-5,2.6526072469491103E-4,1.3038215637357452E-2,null,3.297165638960224E-3,1.4204220909562267E-3,2.4486072215407573E-3,1.8255335258869783E-3,2.2984946378628208E-6,1.0694483544350674E-4,9.1009718074255563E-3]
[2004,2,22,3,3.5025048532515745E-3,1.7164580580633919E-3,2.4292481655129286E-3,4.8994053235903046E-3,1.5642010860590053E-5,2.6526072469491103E-4,1.2828519135973701E-2,null,3.0244506038017691E-3,1.4431927769469916E-3,2.4464087832294424E-3,1.8563086028532945E-3,2.2984946378628208E-6,1.0694483544350674E-4,8.8796040969128676E-3]
[2004,2,22,4,3.7248539452459798E-3,1.6072719906972453E-3,2.4378554544307769E-3,4.9866906215832018E-3,1.5642010860590053E-5,2.6526072469491103E-4,1.3037574747512704E-2,null,3.2164514356958201E-3,1.3513894596297847E-3,2.4550768754842208E-3,1.8893796469628057E-3,2.2984946378628208E-6,1.0694483544350674E-4,9.0215407478540025E-3]
[2004,2,22,5,3.6052521529777275E-3,1.6127667527872206E-3,2.4801186454009999E-3,5.0924550604999012E-3,1.5642010860590053E-5,2.6526072469491103E-4,1.3071495347221351E-2,null,3.1131740019741581E-3,1.3560094390822634E-3,2.4976386207454446E-3,1.9294521506382412E-3,2.2984946378628208E-6,1.0694483544350674E-4,9.0055175425214767E-3]
[2004,2,22,6,3.7897949247357029E-3,1.5758613467998916E-3,2.5401692345012315E-3,5.4960011142811439E-3,1.5642010860590053E-5,2.6526072469491103E-4,1.3682729355873471E-2,null,3.2725286698063833E-3,1.3249794846356617E-3,2.5581134173094629E-3,2.0823494844584753E-3,2.2984946378628208E-6,1.0694483544350674E-4,9.3472143862913543E-3]
[2004,2,22,7,3.9635260285857217E-3,1.5324177054357963E-3,2.7038723908021011E-3,5.5403365057711072E-3,1.5642010860590053E-5,2.6526072469491103E-4,1.4021055366150227E-2,null,3.422547346140419E-3,1.2884522015328768E-3,2.7229730002464201E-3,2.0991474758876427E-3,2.2984946378628208E-6,1.0694483544350674E-4,9.6423633538887284E-3]
[2004,2,22,8,4.3985294805207378E-3,1.44556970108998E-3,3.0213831886551868E-3,5.8947427925339609E-3,9.1192926450341841E-6,1.5464700781031741E-4,1.4923991463255216E-2,null,3.7981775045509984E-3,1.2154306604731685E-3,3.042726747790762E-3,2.2334265149896934E-3,1.3400224199129757E-6,6.2348841205674311E-5,1.035345029143021E-2]
[2004,2,22,9,4.4909499232568331E-3,1.5458623566707518E-3,3.1280980854581381E-3,5.9090662812782612E-3,0,0,1.5073976646663986E-2,null,3.8779835506660568E-3,1.2997564238875733E-3,3.1501954965775041E-3,2.2388534624706241E-3,0,0,1.0566788933601759E-2]
[2004,2,22,10,4.8168428972634111E-3,1.5036437330578144E-3,3.2154283170485959E-3,5.7728345674563633E-3,0,0,1.5308749514826185E-2,null,4.1593956381022574E-3,1.264259132028558E-3,3.2381426436155865E-3,2.1872373814063777E-3,0,0,1.0849034795152777E-2]
[2004,2,22,11,4.8261172336089772E-3,1.5281428434710193E-3,3.2294335189383223E-3,6.011881861836663E-3,0,0,1.5595575457854982E-2,null,4.1674041272651398E-3,1.2848579104396401E-3,3.2522467806075741E-3,2.2778086895017396E-3,0,0,1.0982317507814093E-2]
[2004,2,22,12,4.2867032757970729E-3,1.69441210625201E-3,3.1949618716021347E-3,5.9713227011401653E-3,0,0,1.5147399954791384E-2,null,3.701614374286278E-3,1.4246566069161285E-3,3.2175316197553968E-3,2.2624414532857644E-3,0,0,1.0606244054243569E-2]
[2004,2,22,13,4.2732861017912346E-3,1.6191163714303607E-3,3.2096426278524349E-3,5.8571361216750769E-3,0,0,1.4959181222749108E-2,null,3.6900285002551257E-3,1.3613481793556417E-3,3.2323160833376105E-3,2.2191779313291641E-3,0,0,1.0502870694277543E-2]
[2004,2,22,14,3.8333370938729771E-3,1.6822012925544073E-3,3.1778140479412202E-3,5.4340183825520774E-3,0,0,1.4127370816920682E-2,null,3.3101278010726288E-3,1.4143897914549292E-3,3.2002626609833429E-3,2.0588651898272446E-3,0,0,9.983645443338145E-3]
[2004,2,22,15,3.642762802935177E-3,1.6752551923760327E-3,3.2032198725629978E-3,5.6556235312312294E-3,0,0,1.4176861399105437E-2,null,3.1455648515706929E-3,1.4085495312992627E-3,3.225847956624301E-3,2.1428279397448695E-3,0,0,9.9227902792391257E-3]
[2004,2,22,16,4.0975258777505219E-3,1.5564277270748721E-3,3.1575252552648921E-3,5.6025683260934765E-3,0,0,1.4414047186183762E-2,null,3.538257656816958E-3,1.308639755572473E-3,3.1798305448623413E-3,2.1227261463192169E-3,0,0,1.0149454103570989E-2]
[2004,2,22,17,4.9123996861516438E-3,1.5558807377462011E-3,3.0984273602003981E-3,5.5496659052882789E-3,0,0,1.5116373689386521E-2,null,4.2419099528453394E-3,1.3081798485887301E-3,3.1203151723250017E-3,2.1026822405048494E-3,0,0,1.077308721426392E-2]
[2004,2,22,18,5.1216888843725328E-3,1.6253714112714193E-3,3.0290912173297109E-3,5.4902737367434609E-3,0,0,1.5266425249717126E-2,null,4.4226334260307433E-3,1.3666073980564567E-3,3.0504892272765738E-3,2.0801794700398275E-3,0,0,1.0919909521403601E-2]
[2004,2,22,19,5.6306251072258057E-3,1.6153103912269434E-3,2.8974440145744648E-3,5.7456501388020416E-3,1.5642010860590053E-5,2.6526072469491103E-4,1.6169932387384758E-2,null,4.8621053271406577E-3,1.3581481226382802E-3,2.9179120465338978E-3,2.1769376234884738E-3,2.2984946378628208E-6,1.0694483544350674E-4,1.1424346449882682E-2]
[2004,2,22,20,5.3765812843326287E-3,1.6884015964544372E-3,2.8421052043698688E-3,5.7201472867164605E-3,1.5642010860590053E-5,2.6526072469491103E-4,1.5908138107428898E-2,null,4.6427357542967876E-3,1.4196029883410187E-3,2.8621823136643024E-3,2.1672749888222188E-3,2.2984946378628208E-6,1.0694483544350674E-4,1.1201039375205698E-2]
[2004,2,22,21,5.1791247656745561E-3,1.8018847298102553E-3,2.6679534034431385E-3,5.8833819213518577E-3,1.5642010860590053E-5,2.6526072469491103E-4,1.5813247555835307E-2,null,4.4722299271526544E-3,1.5150192658288666E-3,2.6868002751180594E-3,2.2291220573017975E-3,2.2984946378628208E-6,1.0694483544350674E-4,1.1012414855482749E-2]
[2004,2,22,22,5.4182292168571686E-3,1.5966415354793659E-3,2.5816186667609515E-3,5.9360318042816764E-3,1.5642010860590053E-5,2.6526072469491103E-4,1.5813423958934664E-2,null,4.6786991918788953E-3,1.3424514048290682E-3,2.5998556553317531E-3,2.2490702804364004E-3,2.2984946378628208E-6,1.0694483544350674E-4,1.0979319862557487E-2]
[2004,2,22,23,5.1557121952536863E-3,1.6215033817444709E-3,2.5632733175883272E-3,6.3930732708244939E-3,1.5642010860590053E-5,2.6526072469491103E-4,1.6014464900966478E-2,null,4.4520129208349569E-3,1.3633551704543398E-3,2.5813807115263134E-3,2.4222361955157433E-3,2.2984946378628208E-6,1.0694483544350674E-4,1.0928228328412724E-2]
[2004,2,22,24,4.4342247293288669E-3,1.7697980904500643E-3,2.5532767277288582E-3,7.7139407474543275E-3,1.5642010860590053E-5,2.6526072469491103E-4,1.6752143030517617E-2,null,3.8290007357337837E-3,1.4880409158810808E-3,2.5713135040743387E-3,2.9226923729810303E-3,2.2984946378628208E-6,1.0694483544350674E-4,1.0920290858751604E-2]
[2004,2,23,1,3.9449339098943624E-3,1.8070312066473535E-3,2.561165997290647E-3,7.6987065564705377E-3,1.5642010860590053E-5,2.6526072469491103E-4,1.6292740405858402E-2,null,3.406492851726276E-3,1.5193464080873876E-3,2.5792585047635336E-3,2.9169203745622518E-3,2.2984946378628208E-6,1.0694483544350674E-4,1.0531261469220819E-2]
[2004,2,23,2,3.7069280152451523E-3,1.9309327489276228E-3,2.5404436539647772E-3,7.3751155719446859E-3,1.5642010860590053E-5,2.6526072469491103E-4,1.5834322725637739E-2,null,3.2009722023795899E-3,1.6235224524896756E-3,2.5583897753182648E-3,2.7943167750011273E-3,2.2984946378628208E-6,1.0694483544350674E-4,1.0286444535270028E-2]
[2004,2,23,3,3.3773928653588218E-3,1.9358811514713233E-3,2.5418145492359066E-3,7.6770397544714871E-3,1.5642010860590053E-5,2.6526072469491103E-4,1.5813031056093038E-2,null,2.9164150569062981E-3,1.6276830544775577E-3,2.5597703548242172E-3,2.9087111597105027E-3,2.2984946378628208E-6,1.0694483544350674E-4,1.0121822955999947E-2]
[2004,2,23,4,3.5239750984807435E-3,1.9402567316231846E-3,2.5439944535004225E-3,6.9795298323866118E-3,1.5642010860590053E-5,2.6526072469491103E-4,1.5268658851546463E-2,null,3.0429903914302855E-3,1.631362029119818E-3,2.5619656582991854E-3,2.6444354806383218E-3,2.2984946378628208E-6,1.0694483544350674E-4,9.9899968895689802E-3]
[2004,2,23,5,3.618502734844032E-3,1.9541305605597688E-3,2.6480612290610806E-3,7.7099500272367512E-3,1.5642010860590053E-5,2.6526072469491103E-4,1.6211547287257135E-2,null,3.1246160219014297E-3,1.6430271027962861E-3,2.6667675790696824E-3,2.9211803510554718E-3,2.2984946378628208E-6,1.0694483544350674E-4,1.046483438490424E-2]
[2004,2,23,6,3.8391843112612935E-3,1.9400614136689804E-3,2.749500183221201E-3,7.1608815471861488E-3,1.5642010860590053E-5,2.6526072469491103E-4,1.5970530190893124E-2,null,3.3151769361635438E-3,1.6311978063708896E-3,2.7689231150671866E-3,2.7131468294837942E-3,2.2984946378628208E-6,1.0694483544350674E-4,1.0537688017166784E-2]
[2004,2,23,7,4.3610944088039458E-3,1.8592728651729323E-3,3.126432707266414E-3,7.5432478814856452E-3,1.5642010860590053E-5,2.6526072469491103E-4,1.717095059828444E-2,null,3.7658519175779769E-3,1.5632710375798854E-3,3.1485183538740654E-3,2.8580194964550371E-3,2.2984946378628208E-6,1.0694483544350674E-4,1.1444904135568335E-2]
[2004,2,23,8,4.5492694265142353E-3,2.0297504152020462E-3,3.8851765646901611E-3,7.1476805855708514E-3,6.5227188421762343E-6,1.1061372751096216E-4,1.7729013438330433E-2,null,3.9283430688481719E-3,1.7066080493279173E-3,3.912622105551042E-3,2.7081451901022915E-3,9.5847231002774747E-7,4.4595998522052181E-5,1.2301272884661504E-2]
[2004,2,23,9,5.0582662144583344E-3,2.0646639081305096E-3,4.187848080744197E-3,7.8307945775336896E-3,0,0,{"$f":"SUM(E1283:J1283)","v":1.9141572780866731E-2},null,4.3678672685652821E-3,1.7359632092606905E-3,4.217431744113276E-3,2.9669664747803319E-3,0,0,{"$f":"SUM(M1283:R1283)","v":1.328822869671958E-2}]
[2004,2,23,10,4.7641975530757809E-3,2.1580207072971849E-3,4.2426110315959128E-3,7.9521148775228857E-3,0,0,1.9116944169491765E-2,null,{"$f":"E1284*V$5","v":4.1139358172920691E-3},{"$f":"F1284*W$5","v":1.8144573254456494E-3},{"$f":"G1284*X$5","v":4.2725815496626445E-3},{"$f":"H1284*Y$5","v":3.0129328526765078E-3},{"$f":"I1284*Z$5","v":0},{"$f":"J1284*AA$5","v":0},1.3213907545076869E-2]
[2004,2,23,11,4.772019502339039E-3,2.152886156911222E-3,4.23282783007339E-3,7.4342166797075546E-3,0,0,1.8591950169031205E-2,null,4.1206901545916179E-3,1.8101402109114016E-3,4.2627292379587272E-3,2.81670926705524E-3,0,0,1.3010268870516987E-2]
[2004,2,23,12,4.5431837296030075E-3,2.158894356372963E-3,4.1814658167850759E-3,7.9837455627174564E-3,0,0,1.8867289465478502E-2,null,3.9230880041248124E-3,1.815191886963087E-3,4.2110043947678512E-3,3.0249172281594078E-3,0,0,1.297420151401516E-2]
[2004,2,23,13,4.0283431974635908E-3,2.1160018372508834E-3,4.0969660235860043E-3,7.0904299341215055E-3,0,0,1.7331740992421983E-2,null,3.4785176684562899E-3,1.779127985785165E-3,4.1259076808141202E-3,2.6864538072128887E-3,0,0,1.2070007142268463E-2]
[2004,2,23,14,3.9532365749199759E-3,2.1059064439475908E-3,4.1615485625893268E-3,8.0183241573597124E-3,0,0,1.8239015738816606E-2,null,3.4136622922558355E-3,1.7706398094342736E-3,4.1909464417377602E-3,3.0380185207591307E-3,0,0,1.2413267064187E-2]
[2004,2,23,15,3.8818647150236749E-3,2.1476474783658312E-3,4.0753666398459041E-3,7.0902694063636378E-3,0,0,1.7195148239599049E-2,null,3.3520319237618627E-3,1.8057355457336312E-3,4.1041557153935898E-3,2.6863929857379861E-3,0,0,1.1948316170627069E-2]
[2004,2,23,16,4.4805638494243814E-3,2.1373787867245463E-3,3.945939282509644E-3,6.2983739218003534E-3,0,0,1.6862255840458924E-2,null,3.86901506422855E-3,1.7971016606609493E-3,3.9738140614313869E-3,2.3863560825902628E-3,0,0,1.2026286868911149E-2]
[2004,2,23,17,5.0153127776518249E-3,2.1695454043341804E-3,3.7265007623634612E-3,6.1739551481670507E-3,0,0,1.7085314092516516E-2,null,4.3307765139973886E-3,1.8241472560805172E-3,3.7528253906624863E-3,2.3392157411410873E-3,0,0,1.2246964901881478E-2]
[2004,2,23,18,5.1228670794012431E-3,2.2158883373031824E-3,3.5085276243644928E-3,6.2710718924987915E-3,0,0,1.7118354933567712E-2,null,4.4236508101073617E-3,1.8631122548518021E-3,3.5333124537468108E-3,2.3760117676131336E-3,0,0,1.2196087286319109E-2]
[2004,2,23,19,5.6759491933080723E-3,2.0596685963853128E-3,3.4440324821732897E-3,6.4358231777523756E-3,1.5642010860590053E-5,2.6526072469491103E-4,1.7896376185174551E-2,null,4.9012431628501548E-3,1.7317631661571613E-3,3.4683617070210737E-3,2.4384334714625411E-3,2.2984946378628208E-6,1.0694483544350674E-4,1.2649044837572301E-2]
[2004,2,23,20,5.502601090333575E-3,2.1563456113363427E-3,3.4357237862160631E-3,7.2712244552229537E-3,1.5642010860590053E-5,2.6526072469491103E-4,1.8646797678664437E-2,null,4.7515552118906042E-3,1.8130489097957451E-3,3.4599943170378236E-3,2.7549540440178367E-3,2.2984946378628208E-6,1.0694483544350674E-4,1.288879581282338E-2]
[2004,2,23,21,5.4352437547067478E-3,2.0991303997086896E-3,3.3895977696304013E-3,8.3779260723628578E-3,1.5642010860590053E-5,2.6526072469491103E-4,1.9582800731964198E-2,null,4.6933914282721711E-3,1.7649425318014668E-3,3.4135424585111655E-3,3.1742661027276474E-3,2.2984946378628208E-6,1.0694483544350674E-4,1.3155385851393822E-2]
[2004,2,23,22,5.1108510272052342E-3,2.0362261979050343E-3,3.0978111494573265E-3,7.9207936907421759E-3,1.5642010860590053E-5,2.6526072469491103E-4,1.8446584800865275E-2,null,4.413274819825494E-3,1.7120528679636694E-3,3.1196946085655752E-3,3.0010657413369625E-3,2.2984946378628208E-6,1.0694483544350674E-4,1.2355331367773071E-2]
[2004,2,23,23,4.855088328974389E-3,2.0110641193301295E-3,2.9048261172119694E-3,8.0481142956998902E-3,1.5642010860590053E-5,2.6526072469491103E-4,1.8099995596771879E-2,null,4.1924209796441944E-3,1.6908966679145714E-3,2.9253462975863337E-3,3.049305541617519E-3,2.2984946378628208E-6,1.0694483544350674E-4,1.1967212816843988E-2]
[2004,2,23,24,4.4474413828416628E-3,2.0036305161156699E-3,2.7634223168417149E-3,7.5759668049321998E-3,1.5642010860590053E-5,2.6526072469491103E-4,1.7071363756286751E-2,null,3.8404134581629633E-3,1.6846465166712012E-3,2.7829435969817331E-3,2.8704161885142747E-3,2.2984946378628208E-6,1.0694483544350674E-4,1.1287663090411543E-2]
[2004,2,24,1,3.870806261878656E-3,1.7101809894134018E-3,2.7084385956589064E-3,8.1655130076848364E-3,1.5642010860590053E-5,2.6526072469491103E-4,1.6735841590191303E-2,null,3.3424828305577471E-3,1.4379150364898278E-3,2.7275714615425119E-3,3.0937860907103328E-3,2.2984946378628208E-6,1.0694483544350674E-4,1.071099874938179E-2]
[2004,2,24,2,3.5077780026453861E-3,1.7135114714741369E-3,2.6711780548229957E-3,7.5673372797665662E-3,1.5642010860590053E-5,2.6526072469491103E-4,1.5740707544264584E-2,null,3.0290040250063807E-3,1.4407152957977814E-3,2.6900477059777507E-3,2.8671465954217472E-3,2.2984946378628208E-6,1.0694483544350674E-4,1.0136156952285031E-2]
[2004,2,24,3,3.4994185594952212E-3,1.7351971500944533E-3,2.6467944418840862E-3,8.243026818749619E-3,1.5642010860590053E-5,2.6526072469491103E-4,1.6405339705778881E-2,null,3.0217855559557263E-3,1.458948549212284E-3,2.6654918430949566E-3,3.1231548701470295E-3,2.2984946378628208E-6,1.0694483544350674E-4,1.0378624148491366E-2]
[2004,2,24,4,3.6368475849711279E-3,1.6945130363010539E-3,2.6150954153798451E-3,7.4701842086189124E-3,1.5642010860590053E-5,2.6526072469491103E-4,1.5697542980826439E-2,null,3.140456997251411E-3,1.4247414685980514E-3,2.6335688893347241E-3,2.8303368052832061E-3,2.2984946378628208E-6,1.0694483544350674E-4,1.0138347490548764E-2]
[2004,2,24,5,3.7193081390642421E-3,1.7896041925537733E-3,2.6288878482283056E-3,6.3706112691806144E-3,1.5642010860590053E-5,2.6526072469491103E-4,1.4789314184582437E-2,null,3.2116625724229108E-3,1.5046938270088935E-3,2.6474587542491437E-3,2.4137256918658262E-3,2.2984946378628208E-6,1.0694483544350674E-4,9.8867841756281431E-3]
[2004,2,24,6,3.9544017269834992E-3,1.6598731142484623E-3,2.7161885183843476E-3,6.4764462636765635E-3,1.5642010860590053E-5,2.6526072469491103E-4,1.5087812358848374E-2,null,3.4146684135917624E-3,1.3956163262355803E-3,2.7353761310258645E-3,2.4538249279547055E-3,2.2984946378628208E-6,1.0694483544350674E-4,1.0108729128889285E-2]
[2004,2,24,7,4.5295297973758971E-3,1.6731635169210026E-3,3.0439336037576502E-3,6.5280119722094434E-3,1.5642010860590053E-5,2.6526072469491103E-4,1.6055541625819496E-2,null,3.9112976868236919E-3,1.4067908568625434E-3,3.0654364628191926E-3,2.4733623742445475E-3,2.2984946378628208E-6,1.0694483544350674E-4,1.0966130710831346E-2]
[2004,2,24,8,4.4042490872787934E-3,1.8306096030715052E-3,3.822863318796596E-3,6.9020609563145048E-3,5.2087899298866692E-6,8.8331826636589629E-5,1.7053323582027873E-2,null,3.8031164464904653E-3,1.539171052943389E-3,3.8498686684054532E-3,2.6150837263726333E-3,7.6539876044727031E-7,3.5612632344797615E-5,1.1843617925317186E-2]
[2004,2,24,9,4.5566433306590808E-3,1.9401399709419972E-3,4.1417370357755973E-3,8.3637904175301401E-3,0,0,1.9002310754906816E-2,null,3.9347105143700675E-3,1.631263857089963E-3,4.170994962965701E-3,3.1689103225992729E-3,0,0,1.2905879657025004E-2]
[2004,2,24,10,4.4865557513656769E-3,1.9397548631995491E-3,4.1380208873688625E-3,7.794623557685623E-3,0,0,1.8358955059619712E-2,null,3.8741891359867801E-3,1.6309400596574324E-3,4.1672525630614497E-3,2.9532618369961E-3,0,0,1.2625643595701761E-2]
[2004,2,24,11,4.1893039685125949E-3,1.9609588300103882E-3,4.1259167877868465E-3,7.1653468378971765E-3,0,0,1.7441526424207009E-2,null,3.6175090250951301E-3,1.648768291230159E-3,4.1550629580836985E-3,2.7148386588005504E-3,0,0,1.2136178933209538E-2]
[2004,2,24,12,3.8951694153022002E-3,2.0374183633086814E-3,4.0683222078890836E-3,7.4289840679988024E-3,0,0,1.7429894054498768E-2,null,3.363520675520031E-3,1.7130552370523792E-3,4.0970615203843328E-3,2.8147267117268255E-3,0,0,1.1988364144683567E-2]
[2004,2,24,13,3.760828440736436E-3,1.9403704010449124E-3,3.9486708126317757E-3,7.1788498888386695E-3,0,0,1.6828719543251793E-2,null,3.247515799391581E-3,1.6314576020280093E-3,3.9765648875418301E-3,2.7199547551371344E-3,0,0,1.1575493044098554E-2]
[2004,2,24,14,3.7219708182766329E-3,1.9779218873240811E-3,4.0187743353236006E-3,8.1149222369113049E-3,0,0,1.7833589277835619E-2,null,3.213961824555044E-3,1.6630307788423994E-3,4.0471636333115494E-3,3.0746180331994127E-3,0,0,1.1998774269908405E-2]
[2004,2,24,15,3.4997859159132489E-3,1.8965762451268039E-3,3.9793738382168497E-3,7.9487621022884675E-3,0,0,1.732449810154537E-2,null,3.022102772172938E-3,1.594635607341571E-3,4.0074848044648432E-3,3.0116625381995409E-3,0,0,1.1635885722178893E-2]
[2004,2,24,16,3.7296730759501079E-3,1.9487949014528128E-3,3.8233100434592491E-3,7.669584485942231E-3,0,0,1.71713625068044E-2,null,3.2206128068797512E-3,1.6385408966537961E-3,3.8503185488062762E-3,2.9058864742245306E-3,0,0,1.1615358726564355E-2]
[2004,2,24,17,4.3838659277183004E-3,2.1226091278158561E-3,3.6541214709942421E-3,6.9027554535058986E-3,0,0,1.7063351980034298E-2,null,3.785515369026464E-3,1.7846833758360687E-3,3.6799347998025798E-3,2.6153468605748264E-3,0,0,1.1865480405239938E-2]
[2004,2,24,18,4.8626888595804533E-3,2.1131588095888148E-3,3.465288916736343E-3,6.5656088617041253E-3,0,0,1.7006745447609738E-2,null,4.1989841195523049E-3,1.7767375766707199E-3,3.4897683006138761E-3,2.4876072518980582E-3,0,0,1.1953097248734959E-2]
[2004,2,24,19,4.9229212594710369E-3,2.0163337566754167E-3,3.4247312099772607E-3,6.3217369844371842E-3,1.434372427247126E-5,2.4324408985841768E-4,1.6943311024691793E-2,null,4.2509954445468685E-3,1.695327363158258E-3,3.4489240873911762E-3,2.3952079842594165E-3,2.1077196289591575E-6,9.8068416243805547E-5,1.1890631015228482E-2]
[2004,2,24,20,5.6288988345156495E-3,1.8632334379682809E-3,3.3972245796631555E-3,7.8103797166026046E-3,1.5642010860590053E-5,2.6526072469491103E-4,1.8980639304305193E-2,null,4.8606146720925397E-3,1.5666010752839635E-3,3.4212231456130586E-3,2.9592316009600422E-3,2.2984946378628208E-6,1.0694483544350674E-4,1.2916913824030974E-2]
[2004,2,24,21,4.9422137491293558E-3,1.8726283149198351E-3,3.3315989349880226E-3,8.020927957201605E-3,1.5642010860590053E-5,2.6526072469491103E-4,1.8448271691794322E-2,null,4.2676547168221876E-3,1.5745002595914941E-3,3.3551339103436596E-3,3.0390050600893918E-3,2.2984946378628208E-6,1.0694483544350674E-4,1.2345537276928102E-2]
[2004,2,24,22,5.1706336494781648E-3,1.8134623980975175E-3,3.1548301374811037E-3,7.5552133937527117E-3,1.5642010860590053E-5,2.6526072469491103E-4,1.7975042314364999E-2,null,4.4648977570106814E-3,1.5247537345317703E-3,3.1771163883131254E-3,2.8625530432616168E-3,2.2984946378628208E-6,1.0694483544350674E-4,1.2138564253198564E-2]
[2004,2,24,23,4.9679805707131975E-3,1.743113403939129E-3,2.9595177970306568E-3,7.8289052639759511E-3,1.5642010860590053E-5,2.6526072469491103E-4,1.7780419771214435E-2,null,4.2899046443347659E-3,1.4656045116550858E-3,2.9804243286321074E-3,2.966250643209135E-3,2.2984946378628208E-6,1.0694483544350674E-4,1.1811427457912464E-2]
[2004,2,24,24,4.5930610479836265E-3,1.7321635042094985E-3,2.766774897107342E-3,7.3718846253756883E-3,1.5642010860590053E-5,2.6526072469491103E-4,1.6744786810231657E-2,null,3.9661576048856031E-3,1.4563978688688787E-3,2.7863198604383653E-3,2.7930926195138257E-3,2.2984946378628208E-6,1.0694483544350674E-4,1.1111211283788044E-2]
[2004,2,25,1,3.2974203641269869E-3,1.7101809894134018E-3,2.6135832082801024E-3,7.5760345197909747E-3,1.5642010860590053E-5,2.6526072469491103E-4,1.5478121817166967E-2,null,2.8473579421349603E-3,1.4379150364898278E-3,2.6320459997496285E-3,2.8704418446228396E-3,2.2984946378628208E-6,1.0694483544350674E-4,9.8970041530786271E-3]
[2004,2,25,2,3.0616786282782731E-3,1.7135114714741369E-3,2.5779014604477794E-3,7.6362999927652008E-3,1.5642010860590053E-5,2.6526072469491103E-4,1.5270294288520891E-2,null,2.6437924182593801E-3,1.4407152957977814E-3,2.5961121900478349E-3,2.8932754965761542E-3,2.2984946378628208E-6,1.0694483544350674E-4,9.6831387307625208E-3]
[2004,2,25,3,2.7106384396050204E-3,1.7351971500944533E-3,2.5523285925754921E-3,8.2810779613187169E-3,1.5642010860590053E-5,2.6526072469491103E-4,1.5560144879149184E-2,null,2.3406654405463108E-3,1.458948549212284E-3,2.5703586711347433E-3,3.1375718572371385E-3,2.2984946378628208E-6,1.0694483544350674E-4,9.6167878482118462E-3]
[2004,2,25,4,2.688667299314365E-3,1.6945130363010539E-3,2.5444587127171079E-3,7.6387707592115491E-3,1.5642010860590053E-5,2.6526072469491103E-4,1.4847312543099577E-2,null,2.3216931246459929E-3,1.4247414685980514E-3,2.5624331971210801E-3,2.8942116316184856E-3,2.2984946378628208E-6,1.0694483544350674E-4,9.3123227520649811E-3]
[2004,2,25,5,2.8212626621768998E-3,1.7896041925537733E-3,2.5447632016029433E-3,6.7264371355875378E-3,1.5642010860590053E-5,2.6526072469491103E-4,1.4162969927476655E-2,null,2.4361906462978503E-3,1.5046938270088935E-3,2.5627398369676298E-3,2.5485425876528569E-3,2.2984946378628208E-6,1.0694483544350674E-4,9.1614102280085999E-3]
[2004,2,25,6,3.1099068744290907E-3,1.6598731142484623E-3,2.6207511434700572E-3,6.6847355567073588E-3,1.5642010860590053E-5,2.6526072469491103E-4,1.4356169424410471E-2,null,2.685438027416988E-3,1.3956163262355803E-3,2.6392645704396353E-3,2.5327425069256895E-3,2.2984946378628208E-6,1.0694483544350674E-4,9.3623047610992636E-3]
[2004,2,25,7,3.5404892774874791E-3,1.6731635169210026E-3,2.9638207507885783E-3,6.5445618833598583E-3,1.5642010860590053E-5,2.6526072469491103E-4,1.500293816411242E-2,null,3.0572505625823237E-3,1.4067908568625434E-3,2.984757679179266E-3,2.4796328786049543E-3,2.2984946378628208E-6,1.0694483544350674E-4,1.0037675307310458E-2]
[2004,2,25,8,3.4334845468334979E-3,1.8306096030715052E-3,3.7119487532186546E-3,7.2088318088732841E-3,5.2087899298866692E-6,8.8331826636589629E-5,1.6278415328563417E-2,null,2.9648508270228896E-3,1.539171052943389E-3,3.7381705836769786E-3,2.7313144391017037E-3,7.6539876044727031E-7,3.5612632344797615E-5,1.1009884933850207E-2]
[2004,2,25,9,3.8452342534601603E-3,1.9401399709419972E-3,4.0411040553021155E-3,8.9296629221128528E-3,0,0,1.8756141201817126E-2,null,3.3204011263083034E-3,1.631263857089963E-3,4.0696510941885481E-3,3.3833106281460014E-3,0,0,1.2404626705732814E-2]
[2004,2,25,10,3.9030965566910513E-3,1.9397548631995491E-3,4.0633697051395854E-3,8.5901863647310575E-3,0,0,1.8496407489761245E-2,null,3.3703658473511777E-3,1.6309400596574324E-3,4.0920740323222467E-3,3.2546882316889037E-3,0,0,1.2348068171019761E-2]
[2004,2,25,11,3.5042812421466471E-3,1.9609588300103882E-3,4.0745913467651355E-3,8.2924210094418773E-3,0,0,1.7832252428364045E-2,null,3.0259845347144704E-3,1.648768291230159E-3,4.1033749455120705E-3,3.1418695620447439E-3,0,0,1.1919997333501445E-2]
[2004,2,25,12,3.3037082586896182E-3,2.0374183633086814E-3,4.0144437169536817E-3,8.6889899166626566E-3,0,0,1.8044560255614638E-2,null,2.8527876067045719E-3,1.7130552370523792E-3,4.04280242272492E-3,3.2921233633690658E-3,0,0,1.1900768629850938E-2]
[2004,2,25,13,3.0997664879066564E-3,1.9403704010449124E-3,3.8947056981412749E-3,7.5860252346849014E-3,0,0,1.6520867821777745E-2,null,2.6766816946135982E-3,1.6314576020280093E-3,3.9222185544039523E-3,2.8742271713678943E-3,0,0,1.1104585022413455E-2]
[2004,2,25,14,3.1551064971859707E-3,1.9779218873240811E-3,3.9713108544132359E-3,8.5453244309293425E-3,0,0,1.7649663669852628E-2,null,2.7244683877066384E-3,1.6630307788423994E-3,3.9993648623871956E-3,3.2376907415535639E-3,0,0,1.1624554770489796E-2]
[2004,2,25,15,3.2978142999876177E-3,1.8965762451268039E-3,3.9104285456049289E-3,8.4308385968471615E-3,0,0,1.7535657687566514E-2,null,2.8476981099866731E-3,1.594635607341571E-3,3.9380524707071634E-3,3.1943138366691457E-3,0,0,1.1574700024704553E-2]
[2004,2,25,16,3.4400719302842904E-3,1.9487949014528128E-3,3.768854595800513E-3,8.6202863538568496E-3,0,0,1.7778007781394468E-2,null,2.9705391034678826E-3,1.6385408966537961E-3,3.7954784187041735E-3,3.2660926501988331E-3,0,0,1.1670651069024686E-2]
[2004,2,25,17,3.9120754149406887E-3,2.1226091278158561E-3,3.5952535372112781E-3,7.4719068445338981E-3,0,0,1.7101844924501723E-2,null,3.3781191880009006E-3,1.7846833758360687E-3,3.62065101303195E-3,2.8309894852836088E-3,0,0,1.1614443062152528E-2]
[2004,2,25,18,4.2744101522962262E-3,2.1131588095888148E-3,3.4095139680056243E-3,6.8466858772530999E-3,0,0,1.6643768807143765E-2,null,3.6909991299532889E-3,1.7767375766707199E-3,3.433599348262237E-3,2.5941029687385538E-3,0,0,1.14954390236248E-2]
[2004,2,25,19,4.3851484675474939E-3,2.0163337566754167E-3,3.3603498530808762E-3,7.0417432890696749E-3,1.434372427247126E-5,2.4324408985841768E-4,1.7061163180504352E-2,null,3.7866228559603377E-3,1.695327363158258E-3,3.3840879297587227E-3,2.6680071933720992E-3,2.1077196289591575E-6,9.8068416243805547E-5,1.1634221478122181E-2]
[2004,2,25,20,4.8666864390011569E-3,1.8632334379682809E-3,3.3193343660174865E-3,8.4837672227550572E-3,1.5642010860590053E-5,2.6526072469491103E-4,1.8813924201297485E-2,null,4.2024360723687208E-3,1.5666010752839635E-3,3.3427827023946323E-3,3.2143676711900325E-3,2.2984946378628208E-6,1.0694483544350674E-4,1.2435430851318721E-2]
[2004,2,25,21,4.6761413371387327E-3,1.8726283149198351E-3,3.2562425644416994E-3,8.6253298484057668E-3,1.5642010860590053E-5,2.6526072469491103E-4,1.8711244800461536E-2,null,4.0378983279472473E-3,1.5745002595914941E-3,3.2792452097185048E-3,3.2680035519718543E-3,2.2984946378628208E-6,1.0694483544350674E-4,1.226889067931047E-2]
[2004,2,25,22,4.4735924497490229E-3,1.8134623980975175E-3,3.0841330417160431E-3,8.1772834651612676E-3,1.5642010860590053E-5,2.6526072469491103E-4,1.7829374090279352E-2,null,3.8629951856442545E-3,1.5247537345317703E-3,3.1059198763701231E-3,3.0982457342854037E-3,2.2984946378628208E-6,1.0694483544350674E-4,1.1701157860912921E-2]
[2004,2,25,23,4.2037732114964827E-3,1.743113403939129E-3,2.9491975826296236E-3,8.1886639291286149E-3,1.5642010860590053E-5,2.6526072469491103E-4,1.7365650862749351E-2,null,3.6300033720019008E-3,1.4656045116550858E-3,2.9700312105003629E-3,3.1025576153754066E-3,2.2984946378628208E-6,1.0694483544350674E-4,1.1277440039614128E-2]
[2004,2,25,24,3.9185889819780386E-3,1.7321635042094985E-3,2.7378700015844972E-3,7.9375187956853919E-3,1.5642010860590053E-5,2.6526072469491103E-4,1.6607044019012928E-2,null,3.3837437231791253E-3,1.4563978688688787E-3,2.7572107758708419E-3,3.0074026239051851E-3,2.2984946378628208E-6,1.0694483544350674E-4,1.0713998321905401E-2]
[2004,2,26,1,3.6285505441063567E-3,1.7101809894134018E-3,2.6955160896008079E-3,8.4610541306471936E-3,1.5642010860590053E-5,2.6526072469491103E-4,{"$f":"SUM(E1347:J1347)","v":1.6776204489323262E-2},null,3.1332924132452165E-3,1.4379150364898278E-3,2.7145576687276503E-3,3.2057620332620542E-3,2.2984946378628208E-6,1.0694483544350674E-4,{"$f":"SUM(M1347:R1347)","v":1.0600770481806118E-2}]
[2004,2,26,2,3.2900111995714143E-3,1.7135114714741369E-3,2.6551069300611257E-3,7.8949352320626179E-3,1.5642010860590053E-5,2.6526072469491103E-4,1.5834467568724794E-2,null,{"$f":"E1348*V$5","v":2.8409600488692407E-3},{"$f":"F1348*W$5","v":1.4407152957977814E-3},{"$f":"G1348*X$5","v":2.6738630520868984E-3},{"$f":"H1348*Y$5","v":2.9912683728538394E-3},{"$f":"I1348*Z$5","v":2.2984946378628208E-6},{"$f":"J1348*AA$5","v":1.0694483544350674E-4},1.0056050099689131E-2]
[2004,2,26,3,3.2661786017353818E-3,1.7351971500944533E-3,2.6310829035220851E-3,8.5435293656593546E-3,1.5642010860590053E-5,2.6526072469491103E-4,1.6456890756566776E-2,null,2.8203803443619261E-3,1.458948549212284E-3,2.6496693157827952E-3,3.2370106191951793E-3,2.2984946378628208E-6,1.0694483544350674E-4,1.0275252158633555E-2]
[2004,2,26,4,3.3912639254924104E-3,1.6945130363010539E-3,2.5984407790480887E-3,7.6475641273108311E-3,1.5642010860590053E-5,2.6526072469491103E-4,1.5612684603707886E-2,null,2.9283928664894754E-3,1.4247414685980514E-3,2.6167966018500908E-3,2.8975433022545437E-3,2.2984946378628208E-6,1.0694483544350674E-4,9.9767175692735324E-3]
[2004,2,26,5,3.4662424049532979E-3,1.7896041925537733E-3,2.6139715159152329E-3,6.6329747633269995E-3,1.5642010860590053E-5,2.6526072469491103E-4,1.4783695612304804E-2,null,2.9931375897600506E-3,1.5046938270088935E-3,2.6324370504552191E-3,2.5131311460162673E-3,2.2984946378628208E-6,1.0694483544350674E-4,9.7526429433217997E-3]
[2004,2,26,6,3.6794673012149094E-3,1.6598731142484623E-3,2.6976847338820286E-3,6.2983112557754477E-3,1.5642010860590053E-5,2.6526072469491103E-4,1.4616239140676349E-2,null,3.1772595805248357E-3,1.3956163262355803E-3,2.7167416326769073E-3,2.3863323394064566E-3,2.2984946378628208E-6,1.0694483544350674E-4,9.7851932089251491E-3]
[2004,2,26,7,4.1963599376017083E-3,1.6731635169210026E-3,3.0282931843565912E-3,6.5450694835275467E-3,1.5642010860590053E-5,2.6526072469491103E-4,1.5723788857962349E-2,null,3.6236019302775921E-3,1.4067908568625434E-3,3.0496855568642781E-3,2.4798252004268602E-3,2.2984946378628208E-6,1.0694483544350674E-4,1.0669146874512645E-2]
[2004,2,26,8,4.095574203835094E-3,1.8306096030715052E-3,3.7676718060227982E-3,7.0851813791409299E-3,5.2087899298866692E-6,8.8331826636589629E-5,1.68725776086368E-2,null,3.536572365404311E-3,1.539171052943389E-3,3.7942872735004865E-3,2.6844652112263351E-3,7.6539876044727031E-7,3.5612632344797615E-5,1.1590873934179768E-2]
[2004,2,26,9,4.2583129724637139E-3,1.9401399709419972E-3,4.0814148601414097E-3,8.6190661231466559E-3,0,0,1.8898933926693777E-2,null,3.6770990420722542E-3,1.631263857089963E-3,4.1102466613347618E-3,3.2656303237295586E-3,0,0,1.2684239884226539E-2]
[2004,2,26,10,4.2205004677779165E-3,1.9397548631995491E-3,4.0950337338097036E-3,8.4953481367072928E-3,0,0,1.8750637201494461E-2,null,3.6444475376718965E-3,1.6309400596574324E-3,4.1239617410177686E-3,3.2187554996668741E-3,0,0,1.2618104838013972E-2]
[2004,2,26,11,3.9334938733602606E-3,1.9609588300103882E-3,4.09269844950556E-3,8.2279422490630066E-3,0,0,1.8215093401939213E-2,null,3.3966142571624576E-3,1.648768291230159E-3,4.1216099598724324E-3,3.1174395609145449E-3,0,0,1.2284432069179596E-2]
[2004,2,26,12,3.6587502305195571E-3,2.0374183633086814E-3,4.0343552355015218E-3,8.4629932939251831E-3,0,0,1.819351712325494E-2,null,3.1593701672052812E-3,1.7130552370523792E-3,4.0628545995895207E-3,3.2064967521182259E-3,0,0,1.2141776755965405E-2]
[2004,2,26,13,3.5359334223631052E-3,1.9403704010449124E-3,3.9199000426470175E-3,7.5119263543559252E-3,0,0,1.6908130220410961E-2,null,3.0533165326925567E-3,1.6314576020280093E-3,3.9475908759977578E-3,2.8461522561625367E-3,0,0,1.147851726688086E-2]
[2004,2,26,14,3.5212789859012761E-3,1.9779218873240811E-3,3.9905358432562746E-3,8.1850984101509133E-3,0,0,1.7674835126632545E-2,null,3.0406622692261669E-3,1.6630307788423994E-3,4.0187256597856644E-3,3.1012066955974334E-3,0,0,1.1823625403451665E-2]
[2004,2,26,15,3.3106867635586592E-3,1.8965762451268039E-3,3.9249760113044358E-3,8.1967063139533232E-3,0,0,1.7328945333943222E-2,null,2.8588136207000157E-3,1.594635607341571E-3,3.9527027021517089E-3,3.1056047501094282E-3,0,0,1.1511756680302722E-2]
[2004,2,26,16,3.5195060276917997E-3,1.9487949014528128E-3,3.7993632974176739E-3,8.3360409296688604E-3,0,0,1.7603705156231147E-2,null,3.0391313007473689E-3,1.6385408966537961E-3,3.8262026389220731E-3,3.1583964725216641E-3,0,0,1.1662271308844903E-2]
[2004,2,26,17,4.134997444679156E-3,2.1226091278158561E-3,3.6260250613891799E-3,7.3092543074169273E-3,0,0,1.7192885941301118E-2,null,3.5706147577978446E-3,1.7846833758360687E-3,3.6516399124333749E-3,2.7693629645153921E-3,0,0,1.177630101058268E-2]
[2004,2,26,18,4.6044942847332498E-3,2.1131588095888148E-3,3.4343936960919623E-3,6.4355689062189081E-3,0,0,1.6587615696632935E-2,null,3.9760303277624051E-3,1.7767375766707199E-3,3.4586548309333233E-3,2.4383371319266463E-3,0,0,1.1649759867293094E-2]
[2004,2,26,19,4.6529107410881766E-3,2.0163337566754167E-3,3.4057992628849119E-3,6.5950363126889358E-3,1.434372427247126E-5,2.4324408985841768E-4,1.6927667887468328E-2,null,4.0178384584551169E-3,1.695327363158258E-3,3.4298584018396228E-3,2.4987568561490323E-3,2.1077196289591575E-6,9.8068416243805547E-5,1.1741957215474793E-2]
[2004,2,26,20,5.3076815625210877E-3,1.8632334379682809E-3,3.4026104171096328E-3,8.2671623372333903E-3,1.5642010860590053E-5,2.6526072469491103E-4,1.9121590490387894E-2,null,4.5832401036223188E-3,1.5666010752839635E-3,3.4266470295213239E-3,3.1322994433424793E-3,2.2984946378628208E-6,1.0694483544350674E-4,1.2818030981851455E-2]
[2004,2,26,21,4.655568963156562E-3,1.8726283149198351E-3,3.3235695672586283E-3,8.5051492900429168E-3,1.5642010860590053E-5,2.6526072469491103E-4,1.8637818870933444E-2,null,4.020133861795473E-3,1.5745002595914941E-3,3.3470478218098347E-3,3.2224690044808562E-3,2.2984946378628208E-6,1.0694483544350674E-4,1.2273394277759028E-2]
[2004,2,26,22,4.8796299953215855E-3,1.8134623980975175E-3,3.1184571984550873E-3,7.9330550384011031E-3,1.5642010860590053E-5,2.6526072469491103E-4,1.8025507365830796E-2,null,4.2136129724356314E-3,1.5247537345317703E-3,3.1404865047267661E-3,3.0057113755800101E-3,2.2984946378628208E-6,1.0694483544350674E-4,1.1993807917355548E-2]
[2004,2,26,23,4.6867749440660921E-3,1.743113403939129E-3,2.9795975828296704E-3,8.3829345353668532E-3,1.5642010860590053E-5,2.6526072469491103E-4,1.8073323201757245E-2,null,4.0470805618739716E-3,1.4656045116550858E-3,3.0006459614160515E-3,3.1761637315922413E-3,2.2984946378628208E-6,1.0694483544350674E-4,1.179873809661872E-2]
[2004,2,26,24,4.3312340499678439E-3,1.7321635042094985E-3,2.8006181833573453E-3,7.776425045538389E-3,1.5642010860590053E-5,2.6526072469491103E-4,1.6921343518628579E-2,null,3.7400671766295826E-3,1.4563978688688787E-3,2.8204022213559349E-3,2.9463667033162262E-3,2.2984946378628208E-6,1.0694483544350674E-4,1.1072477300251994E-2]
[2004,2,27,1,3.7369233602942546E-3,1.6725228059195239E-3,2.6947532684613203E-3,8.1784533596731702E-3,1.5642010860590053E-5,2.6526072469491103E-4,1.6563555529903771E-2,null,3.2268735053744392E-3,1.4062521489779547E-3,2.7137894588913029E-3,3.0986889891507275E-3,2.2984946378628208E-6,1.0694483544350674E-4,1.0554847432475794E-2]
[2004,2,27,2,3.4193018741256352E-3,1.6674336942288188E-3,2.6542098101411545E-3,7.6803762220395942E-3,1.5642010860590053E-5,2.6526072469491103E-4,1.5702224336090705E-2,null,2.9526039366310044E-3,1.4019732391621282E-3,2.6729595947608889E-3,2.9099752954659169E-3,2.2984946378628208E-6,1.0694483544350674E-4,1.0046755396101309E-2]
[2004,2,27,3,3.3935962859477902E-3,1.6203980943668799E-3,2.5907538080121584E-3,8.2072104746190241E-3,1.5642010860590053E-5,2.6526072469491103E-4,1.6092861398501353E-2,null,2.9304068848229571E-3,1.3624258481488535E-3,2.6090553287575744E-3,3.1095846134850114E-3,2.2984946378628208E-6,1.0694483544350674E-4,1.0120716005295767E-2]
[2004,2,27,4,3.3933651648995772E-3,1.6279103567920965E-3,2.5854063509942013E-3,7.4127135384449063E-3,1.5642010860590053E-5,2.6526072469491103E-4,1.5300298146686283E-2,null,2.9302073093125419E-3,1.3687421358202429E-3,2.6036700964036335E-3,2.808562060715314E-3,2.2984946378628208E-6,1.0694483544350674E-4,9.8204249323331026E-3]
[2004,2,27,5,3.5696851692147936E-3,1.6670194406762184E-3,2.5976317492759486E-3,6.4847842776504143E-3,1.5642010860590053E-5,2.6526072469491103E-4,1.4600023372372876E-2,null,3.0824615290371542E-3,1.40162493602001E-3,2.6159818569555363E-3,2.4569840719830321E-3,2.2984946378628208E-6,1.0694483544350674E-4,9.6662957240771022E-3]
[2004,2,27,6,3.9605652410810875E-3,1.6595083401927978E-3,2.7062600924576035E-3,6.3878858123738716E-3,1.5642010860590053E-5,2.6526072469491103E-4,1.4995122221660863E-2,null,3.419990674292325E-3,1.3953096253057908E-3,2.7253775690281026E-3,2.420270748055728E-3,2.2984946378628208E-6,1.0694483544350674E-4,1.0070191946763316E-2]
[2004,2,27,7,4.2987401383135027E-3,1.6514463496078138E-3,3.0489391290637628E-3,6.4685557202851665E-3,1.5642010860590053E-5,2.6526072469491103E-4,1.5748584072825748E-2,null,3.712008334503606E-3,1.3885311278497034E-3,3.0704773479981531E-3,2.4508353235820871E-3,2.2984946378628208E-6,1.0694483544350674E-4,1.073109546401492E-2]
[2004,2,27,8,4.2749847721306727E-3,1.8355248943412901E-3,3.812808778486638E-3,6.9353033071283829E-3,3.9105027151475132E-6,6.6315181173727758E-5,1.6928847435975856E-2,null,3.6914953203593163E-3,1.5433038150716681E-3,3.8397431011312579E-3,2.6276787369339662E-3,5.746236594657052E-7,2.6736208860876686E-5,1.172953180601655E-2]
[2004,2,27,9,4.3705096744580257E-3,2.1023725744190379E-3,4.1118282457250979E-3,8.3165773618795683E-3,0,0,1.8901287856481729E-2,null,3.7739821007141973E-3,1.7676685425545952E-3,4.1408748921906938E-3,3.1510220289018404E-3,0,0,1.2833547564361327E-2]
[2004,2,27,10,4.3197712173944636E-3,2.1889594235982197E-3,4.1579484241700843E-3,8.434681119133482E-3,0,0,1.910136018429625E-2,null,3.7301688974407175E-3,1.8404705051350168E-3,4.1873208713350688E-3,3.1957697086996569E-3,0,0,1.2953729982610461E-2]
[2004,2,27,11,4.157453902517305E-3,2.2553254275686349E-3,4.0723064928635568E-3,8.0315198699097892E-3,0,0,1.8516605692859286E-2,null,3.5900061506191237E-3,1.8962708418312725E-3,4.1010739510181464E-3,3.0430181713513248E-3,0,0,1.2630369114819868E-2]
[2004,2,27,12,4.1113267727725866E-3,2.1953519027661963E-3,4.0052797310176766E-3,8.3939278164887506E-3,0,0,1.8705886223045209E-2,null,3.5501748780718376E-3,1.8458452824088737E-3,4.0335737008505949E-3,3.1803289151139851E-3,0,0,1.2609922776445293E-2]
[2004,2,27,13,3.8400382210572693E-3,2.1081535375432848E-3,3.9838387132715355E-3,7.3973035210612402E-3,0,0,1.7329333992933328E-2,null,3.3159142964546036E-3,1.7725291589766028E-3,4.0119812201480469E-3,2.8027234444037213E-3,0,0,1.1903148119982974E-2]
[2004,2,27,14,3.6202885751939959E-3,2.0161239712349964E-3,3.9825283349843839E-3,8.4135312242110162E-3,0,0,1.8032472105624392E-2,null,3.1261581142470627E-3,1.6951509761903964E-3,4.0106615851282284E-3,3.1877563419130841E-3,0,0,1.2019727017478773E-2]
[2004,2,27,15,3.5614300060367032E-3,1.9684454670650894E-3,3.9182177145499174E-3,8.053665554579632E-3,0,0,1.7501758742231342E-2,null,3.0753331068637266E-3,1.655063033167028E-3,3.9458966636519597E-3,3.0514088274113099E-3,0,0,1.1727701631094024E-2]
[2004,2,27,16,3.6779072257490911E-3,2.0016508571914847E-3,3.7522873085012484E-3,8.1948717888888876E-3,0,0,1.7626717180330712E-2,null,3.1759124385843497E-3,1.6829820253969861E-3,3.7787940973002922E-3,3.1049096770476292E-3,0,0,1.1742598238329257E-2]
[2004,2,27,17,4.1794171468468883E-3,2.0751830229538992E-3,3.5347110336663369E-3,7.094764733888031E-3,0,0,1.6884075937355154E-2,null,3.6089716482721494E-3,1.7448076493923183E-3,3.5596808270568292E-3,2.6880961955369374E-3,0,0,1.1601556320258236E-2]
[2004,2,27,18,4.5071697730167202E-3,2.0015227375740144E-3,3.3944135301589378E-3,6.4653252842396891E-3,0,0,1.6368431324989361E-2,null,3.8919895653484696E-3,1.6828743028076401E-3,3.4183922383822368E-3,2.4496113615242198E-3,0,0,1.1442867468062565E-2]
[2004,2,27,19,4.9230963203095099E-3,1.8600928037560127E-3,3.3378495091916163E-3,6.8889113038535926E-3,1.3029795360181697E-5,2.2096218898404516E-4,1.724394192145496E-2,null,4.2511466114633486E-3,1.5639604394764727E-3,3.3614286396549693E-3,2.6101015272330377E-3,1.9146460793786811E-6,8.9085050066550994E-5,1.1877636913973756E-2]
[2004,2,27,20,5.4915880204055734E-3,1.7493654079258104E-3,3.2884451630608505E-3,6.7165936637028859E-3,1.5642010860590053E-5,2.6526072469491103E-4,1.7526894990650622E-2,null,4.7420453075823965E-3,1.4708611778186638E-3,3.3116752929117834E-3,2.5448130489977385E-3,2.2984946378628208E-6,1.0694483544350674E-4,1.2178638157391952E-2]
[2004,2,27,21,4.8410233612243402E-3,1.8475146841382651E-3,3.1957609098137449E-3,6.4846954005114404E-3,1.5642010860590053E-5,2.6526072469491103E-4,1.6649897091243291E-2,null,4.1802757287490826E-3,1.5533847943014374E-3,3.2183363025073573E-3,2.4569503978150915E-3,2.2984946378628208E-6,1.0694483544350674E-4,1.1518190553454339E-2]
[2004,2,27,22,4.5683233907336824E-3,1.8141575969762411E-3,3.0286757380391114E-3,6.5082511817305859E-3,1.5642010860590053E-5,2.6526072469491103E-4,1.6200310643035121E-2,null,3.9447963718421209E-3,1.5253382556598004E-3,3.0500708129703688E-3,2.4658753175626964E-3,2.2984946378628208E-6,1.0694483544350674E-4,1.1095324088116356E-2]
[2004,2,27,23,4.5108450048545207E-3,1.7505468083400995E-3,2.8669497293999794E-3,6.3567980691840772E-3,1.5642010860590053E-5,2.6526072469491103E-4,1.5766042347334176E-2,null,3.8951631675607917E-3,1.4718544957366721E-3,2.8872023445988496E-3,2.4084920848680457E-3,2.2984946378628208E-6,1.0694483544350674E-4,1.077195542284573E-2]
[2004,2,27,24,4.5446785312601642E-3,1.3291767216754389E-3,2.6833959637117752E-3,6.6937266802000834E-3,1.5642010860590053E-5,2.6526072469491103E-4,1.5531880632402965E-2,null,3.924378781429619E-3,1.11756779316377E-3,2.7023519242303541E-3,2.5361491040097272E-3,2.2984946378628208E-6,1.0694483544350674E-4,1.0389690932914841E-2]
[2004,2,28,1,3.3459893640405171E-3,1.3382443337481575E-3,2.5789126398985344E-3,6.7533759670102122E-3,1.5642010860590053E-5,2.6526072469491103E-4,1.4297425040252922E-2,null,2.8892977958308529E-3,1.125191814144667E-3,2.5971305126403416E-3,2.5587492925931376E-3,2.2984946378628208E-6,1.0694483544350674E-4,9.2796127452903707E-3]
[2004,2,28,2,2.9063275340658395E-3,1.3799504741479052E-3,2.5271252853323995E-3,6.6620237057681744E-3,1.5642010860590053E-5,2.6526072469491103E-4,1.3756329734869821E-2,null,2.5096450778907091E-3,1.1602582116581389E-3,2.544977323489303E-3,2.5241373392572521E-3,2.2984946378628208E-6,1.0694483544350674E-4,8.8482612823767726E-3]
[2004,2,28,3,2.8367363915391755E-3,1.395187072304219E-3,2.5051503244292814E-3,6.3537657288810561E-3,1.5642010860590053E-5,2.6526072469491103E-4,1.3371742252709234E-2,null,2.4495523779937689E-3,1.1730690975991828E-3,2.5228471277654913E-3,2.4073431782111144E-3,2.2984946378628208E-6,1.0694483544350674E-4,8.6620551116509265E-3]
[2004,2,28,4,2.6992749022905476E-3,1.4203046974752404E-3,2.5077903058688469E-3,5.857500718874413E-3,1.5642010860590053E-5,2.6526072469491103E-4,1.2765773360064549E-2,null,2.3308529038812511E-3,1.1941879213598862E-3,2.5255057584780733E-3,2.2193160715468035E-3,2.2984946378628208E-6,1.0694483544350674E-4,8.3791059853473848E-3]
[2004,2,28,5,2.8101866608579501E-3,1.4213373217121798E-3,2.5540686266023347E-3,5.9506101731210464E-3,1.5642010860590053E-5,2.6526072469491103E-4,1.3017105517849013E-2,null,2.4266264000568473E-3,1.1950561487150788E-3,2.5721109970546796E-3,2.254593798027768E-3,2.2984946378628208E-6,1.0694483544350674E-4,8.5576306739357441E-3]
[2004,2,28,6,2.9344569026557273E-3,1.3590385405876492E-3,2.6197689864063669E-3,6.0797493598713746E-3,1.5642010860590053E-5,2.6526072469491103E-4,1.327391652507662E-2,null,2.5339350901478707E-3,1.1426755207648888E-3,2.6382754752532177E-3,2.3035226307119849E-3,2.2984946378628208E-6,1.0694483544350674E-4,8.7276520469593329E-3]
[2004,2,28,7,3.0432032862636846E-3,1.3593802264249741E-3,2.875184388065671E-3,6.1148844795364324E-3,1.5642010860590053E-5,2.6526072469491103E-4,1.3673555115846264E-2,null,2.627838761761348E-3,1.1429628091900827E-3,2.8954951742786823E-3,2.3168347820015484E-3,2.2984946378628208E-6,1.0694483544350674E-4,9.0923748573130316E-3]
[2004,2,28,8,3.1679290305031116E-3,1.4315231638646511E-3,3.3516151034355349E-3,5.9145138328209595E-3,3.9105027151475132E-6,6.6315181173727758E-5,1.3935806814513134E-2,null,2.7355407831088298E-3,1.2036203741865445E-3,3.3752914763724292E-3,2.2409174551646979E-3,5.746236594657052E-7,2.6736208860876686E-5,9.5826809213528426E-3]
[2004,2,28,9,3.4177508727212843E-3,1.6310294160024798E-3,3.4168686160028537E-3,5.7226052548922596E-3,0,0,1.4188254159618878E-2,null,2.9512646302401707E-3,1.3713646314309855E-3,3.4410059507302003E-3,2.1682062747985609E-3,0,0,9.9318414871999178E-3]
[2004,2,28,10,4.0037285606945375E-3,1.6359075598269426E-3,3.4208732821534547E-3,5.623458097867024E-3,0,0,1.4683967500541958E-2,null,3.4572626649209165E-3,1.3754661600988731E-3,3.445038906516199E-3,2.1306409564836597E-3,0,0,1.0408408688019649E-2]
[2004,2,28,11,4.211067435779663E-3,1.7258924720618761E-3,3.3808516235404483E-3,5.6930267592443526E-3,0,0,1.5010838290626341E-2,null,3.6363020131064379E-3,1.4511252038847647E-3,3.4047345281738584E-3,2.1569994420700465E-3,0,0,1.0649161187235108E-2]
[2004,2,28,12,3.9622578659869482E-3,1.6825326908519521E-3,3.3232607998409285E-3,5.7069093957350199E-3,0,0,1.467496075241485E-2,null,3.4214522740996138E-3,1.4146684301475918E-3,3.3467368732071519E-3,2.1622593574772957E-3,0,0,1.0345116934931653E-2]
[2004,2,28,13,3.6723942502649596E-3,1.6681486732737921E-3,3.3421352269400479E-3,5.8139994943343142E-3,0,0,1.4496677644813112E-2,null,3.171151924971857E-3,1.4025743913944979E-3,3.3657446324345673E-3,2.2028341330226266E-3,0,0,1.0142305081823549E-2]
[2004,2,28,14,3.7053053992870911E-3,1.6439706687997324E-3,3.2922710407276585E-3,5.6167678881197782E-3,0,0,1.4258314996934258E-2,null,3.1995710560515436E-3,1.3822455978920666E-3,3.3155281972220615E-3,2.1281061398909381E-3,0,0,1.002545099105661E-2]
[2004,2,28,15,3.7197761345285178E-3,1.6009611999937559E-3,3.2628726206772275E-3,5.709051855729735E-3,0,0,1.4292661810929237E-2,null,3.2120666915387459E-3,1.3460833657713794E-3,3.285922101786663E-3,2.1630711023027972E-3,0,0,1.0007143261399586E-2]
[2004,2,28,16,3.6147085141869542E-3,1.637469562749723E-3,3.2292201771577322E-3,5.8668973407609475E-3,0,0,1.4348295594855356E-2,null,3.1213396715641553E-3,1.3767794874622401E-3,3.252031931744755E-3,2.2228763056759836E-3,0,0,9.9730273964471344E-3]
[2004,2,28,17,3.8917994965830143E-3,1.6246481988682511E-3,3.1696980632432959E-3,5.889923112352158E-3,0,0,{"$f":"SUM(E1411:J1411)","v":1.4576068871046718E-2},null,3.3606107144687159E-3,1.3659993232412592E-3,3.1920893436041507E-3,2.2316004130051516E-3,0,0,{"$f":"SUM(M1411:R1411)","v":1.0150299794319277E-2}]
[2004,2,28,18,4.551965075895734E-3,1.6746279849533395E-3,3.0686986324889318E-3,5.9861722457181746E-3,0,0,1.528146393905618E-2,null,{"$f":"E1412*V$5","v":3.9306707910758635E-3},{"$f":"F1412*W$5","v":1.4080221771831361E-3},{"$f":"G1412*X$5","v":3.0903764358796823E-3},{"$f":"H1412*Y$5","v":2.2680677151538913E-3},{"$f":"I1412*Z$5","v":0},{"$f":"J1412*AA$5","v":0},1.0697137119292573E-2]
[2004,2,28,19,4.6439929685522571E-3,1.5451632359382717E-3,2.989940310797864E-3,5.8055213241239483E-3,1.3029795360181697E-5,2.2096218898404516E-4,1.5218609823756567E-2,null,4.0101378659760543E-3,1.2991686052766908E-3,3.0110617521545819E-3,2.1996218859725251E-3,1.9146460793786811E-6,8.9085050066550994E-5,1.0610989805525781E-2]
[2004,2,28,20,4.4879038477066945E-3,1.5311034208296205E-3,2.9723172569931615E-3,6.0459680028128382E-3,1.5642010860590053E-5,2.6526072469491103E-4,1.5318195263897817E-2,null,3.8753532316735534E-3,1.2873471549856715E-3,2.9933142061330555E-3,2.2907233990538322E-3,2.2984946378628208E-6,1.0694483544350674E-4,1.0555981321927484E-2]
[2004,2,28,21,4.31366616069743E-3,1.6046119695138576E-3,2.8505969776395287E-3,6.0815125506204545E-3,1.5642010860590053E-5,2.6526072469491103E-4,1.5131290394026773E-2,null,3.7248971153341359E-3,1.3491529218126459E-3,2.8707340742489202E-3,2.3041906763093208E-3,2.2984946378628208E-6,1.0694483544350674E-4,1.0358218117786392E-2]
[2004,2,28,22,4.0011438339300331E-3,1.6248522976908548E-3,2.6328473505226888E-3,5.9458234745225326E-3,1.5642010860590053E-5,2.6526072469491103E-4,1.448556969222161E-2,null,3.4550307255657685E-3,1.3661709289179498E-3,2.6514462271338465E-3,2.2527801922530215E-3,2.2984946378628208E-6,1.0694483544350674E-4,9.8346714039519566E-3]
[2004,2,28,23,4.2185788908351667E-3,1.4826411662496506E-3,2.482524522987431E-3,6.0666780004036535E-3,1.5642010860590053E-5,2.6526072469491103E-4,1.4531325316031404E-2,null,3.6427882353187945E-3,1.2466002369728366E-3,2.5000614938558898E-3,2.2985700955718349E-3,2.2984946378628208E-6,1.0694483544350674E-4,9.797263391800726E-3]
[2004,2,28,24,4.0298086952038339E-3,1.4387152885233108E-3,2.46584921059216E-3,5.9218985097027549E-3,1.5642010860590053E-5,2.6526072469491103E-4,1.4137174439577561E-2,null,3.4797831415137315E-3,1.2096674909858858E-3,2.4832683842485512E-3,2.2437153945715407E-3,2.2984946378628208E-6,1.0694483544350674E-4,9.5256777414010792E-3]
[2004,2,29,1,3.282471436037329E-3,1.7008924673407419E-3,2.4221490359346942E-3,6.0853534913890847E-3,1.5642010860590053E-5,2.6526072469491103E-4,1.3771769166257351E-2,null,2.8344493819812229E-3,1.4301052750448555E-3,2.4392595042055723E-3,2.3056459491273356E-3,2.2984946378628208E-6,1.0694483544350674E-4,9.1187034404403566E-3]
[2004,2,29,2,3.122055669728876E-3,1.689375794293224E-3,2.4000388922735009E-3,6.1197804027497979E-3,1.5642010860590053E-5,2.6526072469491103E-4,1.36121534946009E-2,null,2.6959286427963754E-3,1.4204220909562267E-3,2.4169931707699404E-3,2.3186897712869051E-3,2.2984946378628208E-6,1.0694483544350674E-4,8.9612770058908175E-3]
[2004,2,29,3,2.8465455401162024E-3,1.7164580580633919E-3,2.4046490184379691E-3,6.1293373822196955E-3,1.5642010860590053E-5,2.6526072469491103E-4,1.3377892734392761E-2,null,2.458022683269443E-3,1.4431927769469916E-3,2.4216358636412012E-3,2.3223107624145106E-3,2.2984946378628208E-6,1.0694483544350674E-4,8.7544054163535175E-3]
[2004,2,29,4,2.9765558216642129E-3,1.6072719906972453E-3,2.4112334580188286E-3,6.091036068040386E-3,1.5642010860590053E-5,2.6526072469491103E-4,1.3367000073976173E-2,null,2.5702879594083979E-3,1.3513894596297847E-3,2.4282668168109679E-3,2.3077989891857674E-3,2.2984946378628208E-6,1.0694483544350674E-4,8.7669865551162889E-3]
[2004,2,29,5,2.8670506880341569E-3,1.6127667527872206E-3,2.4517862717059187E-3,5.9659117566487063E-3,1.5642010860590053E-5,2.6526072469491103E-4,1.3178418204731503E-2,null,2.4757290989918732E-3,1.3560094390822634E-3,2.4691061023961922E-3,2.2603913304349984E-3,2.2984946378628208E-6,1.0694483544350674E-4,8.6704793009866991E-3]
[2004,2,29,6,3.0203053747333438E-3,1.5758613467998916E-3,2.5127003592119424E-3,6.1424000613742287E-3,1.5642010860590053E-5,2.6526072469491103E-4,1.3532169877674909E-2,null,2.6080661689298354E-3,1.3249794846356617E-3,2.5304504972640082E-3,2.3272600087187751E-3,2.2984946378628208E-6,1.0694483544350674E-4,8.8999994896296515E-3]
[2004,2,29,7,3.1399177115984654E-3,1.5324177054357963E-3,2.6965981442765782E-3,6.017660718703236E-3,1.5642010860590053E-5,2.6526072469491103E-4,1.3667497015569578E-2,null,2.7113527080242822E-3,1.2884522015328768E-3,2.7156473672196855E-3,2.2799982086387717E-3,2.2984946378628208E-6,1.0694483544350674E-4,9.1046938154969864E-3]
[2004,2,29,8,3.4746333743043267E-3,1.44556970108998E-3,3.0189592938787159E-3,5.3921791958977923E-3,3.9105027151475132E-6,6.6315181173727758E-5,1.3401567249059693E-2,null,3.0003832820241572E-3,1.2154306604731685E-3,3.0402857302138154E-3,2.0430129716511375E-3,5.746236594657052E-7,2.6736208860876686E-5,9.3264234768826188E-3]
[2004,2,29,9,3.5845156757037949E-3,1.5458623566707518E-3,3.1256933263097949E-3,5.3731435239398207E-3,0,0,1.3629214882624164E-2,null,3.0952678308653176E-3,1.2997564238875733E-3,3.1477737498059816E-3,2.0358006511177586E-3,0,0,9.5785986556766317E-3]
[2004,2,29,10,3.857081196449137E-3,1.5036437330578144E-3,3.2249779328691651E-3,5.4931785609287458E-3,0,0,1.4078881423304861E-2,null,3.3306310889714389E-3,1.264259132028558E-3,3.2477597195288556E-3,2.0812800628197221E-3,0,0,9.9239300033485758E-3]
[2004,2,29,11,3.8290769572130404E-3,1.5281428434710193E-3,3.2034529456248934E-3,5.4448925295999939E-3,0,0,1.4005565275908948E-2,null,3.3064491272568131E-3,1.2848579104396401E-3,3.2260826761535159E-3,2.0629852352981809E-3,0,0,9.8803749491481498E-3]
[2004,2,29,12,3.5273478767503573E-3,1.69441210625201E-3,3.1766170349226308E-3,5.4402660364444421E-3,0,0,1.3838643054369441E-2,null,3.0459028217341443E-3,1.4246566069161285E-3,3.199057192063415E-3,2.0612323288782242E-3,0,0,9.7308489495919123E-3]
[2004,2,29,13,3.5686896784526407E-3,1.6191163714303607E-3,3.1810729952911655E-3,5.3929780029764625E-3,0,0,1.376185704815063E-2,null,3.0816019120593571E-3,1.3613481793556417E-3,3.2035446300856247E-3,2.0433156272499746E-3,0,0,9.6898103487505979E-3]
[2004,2,29,14,3.207629894561977E-3,1.6822012925544073E-3,3.1509123311158991E-3,5.4235862248770209E-3,0,0,1.3464329743109304E-2,null,2.7698229061336749E-3,1.4143897914549292E-3,3.1731709059046598E-3,2.0549126072668088E-3,0,0,9.4122962107600731E-3]
[2004,2,29,15,3.0666344590368107E-3,1.6752551923760327E-3,3.1772057390021045E-3,5.4324581962616617E-3,0,0,1.3351553586676609E-2,null,2.6480718314102519E-3,1.4085495312992627E-3,3.1996500548475445E-3,2.0582740594671974E-3,0,0,9.3145454770242574E-3]
[2004,2,29,16,3.4202995856943393E-3,1.5564277270748721E-3,3.1376555718511407E-3,5.3287974021750421E-3,0,0,1.3443180286795395E-2,null,2.9534654712991396E-3,1.308639755572473E-3,3.1598204986622545E-3,2.0189985941540755E-3,0,0,9.4409243196879426E-3]
[2004,2,29,17,4.1139952527159398E-3,1.5558807377462011E-3,3.0909339393883715E-3,5.1042639308220847E-3,0,0,1.3865073860672598E-2,null,3.5524791391975332E-3,1.3081798485887301E-3,3.112768816727732E-3,1.933926348244122E-3,0,0,9.9073541527581171E-3]
[2004,2,29,18,4.339201531036928E-3,1.6253714112714193E-3,2.9879481320318492E-3,4.9591989146511497E-3,0,0,1.3911719988991347E-2,null,3.7469471822083899E-3,1.3666073980564567E-3,3.0090555003026175E-3,1.878963466076654E-3,0,0,1.0001573546644119E-2]
[2004,2,29,19,4.7739390974255161E-3,1.6153103912269434E-3,2.8849805518890437E-3,5.0308214992332342E-3,1.3029795360181697E-5,2.2096218898404516E-4,1.4539043524118963E-2,null,4.1223477455905174E-3,1.3581481226382802E-3,2.9053605398513239E-3,1.9061001512735592E-3,1.9146460793786811E-6,8.9085050066550994E-5,1.038295625549961E-2]
[2004,2,29,20,4.5374889175690183E-3,1.6884015964544372E-3,2.8336495133948537E-3,5.0839475762537749E-3,1.5642010860590053E-5,2.6526072469491103E-4,1.4424390339227586E-2,null,3.9181704726961994E-3,1.4196029883410187E-3,2.8536668902657287E-3,1.9262287969551556E-3,2.2984946378628208E-6,1.0694483544350674E-4,1.0226912478339472E-2]
[2004,2,29,21,4.3688531883809886E-3,1.8018847298102553E-3,2.68520188570471E-3,5.1684184966953126E-3,1.5642010860590053E-5,2.6526072469491103E-4,1.4305261036146768E-2,null,3.7725517071742045E-3,1.5150192658288666E-3,2.7041706035600597E-3,1.9582335171099796E-3,2.2984946378628208E-6,1.0694483544350674E-4,1.0059218423754481E-2]
[2004,2,29,22,4.5312723536768676E-3,1.5966415354793659E-3,2.5472850658884339E-3,5.183383732076597E-3,1.5642010860590053E-5,2.6526072469491103E-4,1.4139485422676765E-2,null,3.9128024029275784E-3,1.3424514048290682E-3,2.5652795161266893E-3,1.9639036124271081E-3,2.2984946378628208E-6,1.0694483544350674E-4,9.893680266391815E-3]
[2004,2,29,23,4.2865938175072043E-3,1.6215033817444709E-3,2.5229536422979289E-3,5.5633536391287101E-3,1.5642010860590053E-5,2.6526072469491103E-4,1.4275307216233815E-2,null,3.7015198558759529E-3,1.3633551704543398E-3,2.5407762112666364E-3,2.1078683103242248E-3,2.2984946378628208E-6,1.0694483544350674E-4,9.8227628780025254E-3]
[2004,2,29,24,3.7218296662500706E-3,1.7697980904500643E-3,2.5212043518103005E-3,6.6897420118293086E-3,1.5642010860590053E-5,2.6526072469491103E-4,1.4983476855895244E-2,null,3.2138399382622761E-3,1.4880409158810808E-3,2.5390145634967181E-3,2.5346393750349532E-3,2.2984946378628208E-6,1.0694483544350674E-4,9.8847781227563991E-3]
[2004,3,1,1,3.1044645640127631E-3,1.5142017140275972E-3,2.4790539051165223E-3,6.6742222245899773E-3,1.5874064092104082E-5,2.6919509946941503E-4,1.4057011571308379E-2,null,2.6807385338504172E-3,1.2731362506992734E-3,2.4965663589564748E-3,2.5287591686294721E-3,2.3325933936485981E-6,1.0853105241292938E-4,9.0900639579422158E-3]
[2004,3,1,2,2.6352361177013851E-3,1.6912824586039551E-3,2.4512261954094386E-3,6.6515894192388297E-3,1.5874064092104082E-5,2.6919509946941503E-4,1.3714403354515127E-2,null,2.2755547247687745E-3,1.4220252085788119E-3,2.4685420696265313E-3,2.5201839501069814E-3,2.3325933936485981E-6,1.0853105241292938E-4,8.7971695988876778E-3]
[2004,3,1,3,2.4855361079282497E-3,1.5388914557617156E-3,2.4386932156341096E-3,7.0476220640726742E-3,1.5874064092104082E-5,2.6919509946941503E-4,1.3795812006958268E-2,null,2.1462871565804914E-3,1.2938953113520973E-3,2.4559205547736314E-3,2.67023456993957E-3,2.3325933936485981E-6,1.0853105241292938E-4,8.6772012384523697E-3]
[2004,3,1,4,2.5106096500209884E-3,1.8181520973044869E-3,2.5061391265316789E-3,6.4834594531442231E-3,1.5874064092104082E-5,2.6919509946941503E-4,1.3603429490562898E-2,null,2.1679384297975529E-3,1.5286968195315799E-3,2.5238429149322876E-3,2.4564821165485077E-3,2.3325933936485981E-6,1.0853105241292938E-4,8.7878239266165076E-3]
[2004,3,1,5,2.7504800387926414E-3,1.6501749344900421E-3,2.59438391342079E-3,6.8081870016008334E-3,1.5874064092104082E-5,2.6919509946941503E-4,1.4088295051865827E-2,null,2.375069089868185E-3,1.3874621258395175E-3,2.6127110778415095E-3,2.5795163425352922E-3,2.3325933936485981E-6,1.0853105241292938E-4,9.065622281891084E-3]
[2004,3,1,6,3.0430877917804067E-3,1.7026572192911304E-3,2.7869425753381744E-3,6.3499152932440664E-3,1.5874064092104082E-5,2.6919509946941503E-4,1.4167672043215297E-2,null,2.6277390310331058E-3,1.4315890731813373E-3,2.8066300065410529E-3,2.4058843079349072E-3,2.3325933936485981E-6,1.0853105241292938E-4,9.3827060644969835E-3]
[2004,3,1,7,3.1912908930666591E-3,1.5634649145295195E-3,3.3024583580342783E-3,6.5933386786580688E-3,1.5874064092104082E-5,2.6919509946941503E-4,1.4935622007850044E-2,null,2.7557140026464588E-3,1.3145566016362956E-3,3.3257874794519601E-3,2.4981136489743119E-3,2.3325933936485981E-6,1.0853105241292938E-4,1.0005035378515607E-2]
[2004,3,1,8,3.7182050754268744E-3,1.7988178740533762E-3,3.6626265643460421E-3,6.530210899290706E-3,2.6509690213396008E-6,4.4955587003382282E-5,1.5757466969141719E-2,null,3.2107100651106164E-3,1.5124406627249492E-3,3.6884999745646391E-3,2.4741955135723637E-3,3.8954314346126667E-7,1.8124687926841077E-5,1.0904360447042872E-2]
[2004,3,1,9,4.206881155239821E-3,1.8448876045645474E-3,3.9242808636174029E-3,7.4272776100974798E-3,0,0,1.7403327233519252E-2,null,3.632687114844511E-3,1.5511759536907138E-3,3.952002643824469E-3,2.8140801613246E-3,0,0,1.1949945873684293E-2]
[2004,3,1,10,3.8374883684954191E-3,1.9021192752389938E-3,4.0308206881721669E-3,7.4422271484759954E-3,0,0,1.7212655480382574E-2,null,3.3137124713484558E-3,1.5992961704020734E-3,4.05929508362321E-3,2.8197443092911104E-3,0,0,1.179204803466485E-2]
[2004,3,1,11,3.7747350349428849E-3,2.0766070735545547E-3,4.0022600815180056E-3,7.4051671253355222E-3,0,0,1.7258769315350968E-2,null,3.2595242930287772E-3,1.7460049868578151E-3,4.0305327200388591E-3,2.8057028419631552E-3,0,0,1.1841764841888607E-2]
[2004,3,1,12,3.4830949917225595E-3,1.9115118143349654E-3,3.8786561573407831E-3,7.3865368438856818E-3,0,0,1.6659799807283989E-2,null,3.0076899796539851E-3,1.6071933890476559E-3,3.9060556369472123E-3,2.7986441175987106E-3,0,0,1.1319583123247563E-2]
[2004,3,1,13,3.5998706583946572E-3,1.9505424945740141E-3,3.9090291915433659E-3,7.0881250242809651E-3,0,0,1.6547567368793002E-2,null,3.1085270235335677E-3,1.6400102676982628E-3,3.9366432313730944E-3,2.6855805126632022E-3,0,0,1.1370761035268127E-2]
[2004,3,1,14,3.1025367307900616E-3,1.8311515238507593E-3,3.9035457416294619E-3,7.9544619509779695E-3,0,0,1.6791695947248254E-2,null,2.6790738291323024E-3,1.539626698306014E-3,3.9311210454465112E-3,3.0138221223650601E-3,0,0,1.1163643695249888E-2]
[2004,3,1,15,2.8447146601549367E-3,2.0248751763286702E-3,3.7879944990180997E-3,7.6646299690160688E-3,0,0,1.6322214304517774E-2,null,2.456441698735132E-3,1.7025089631341737E-3,3.8147535294180178E-3,2.9040092846911942E-3,0,0,1.0877713475978518E-2]
[2004,3,1,16,3.1515392770250115E-3,1.7818635124073588E-3,3.5970920589008526E-3,7.8049016983443506E-3,0,0,1.6335396546677573E-2,null,2.7213880547387365E-3,1.4981854864039581E-3,3.6225025223480365E-3,2.9571560649005084E-3,0,0,1.0799232128391241E-2]
[2004,3,1,17,3.582866958387278E-3,1.6336052865961546E-3,3.4361707568963092E-3,7.3360696851880553E-3,0,0,1.5988712687067797E-2,null,3.0938441457335729E-3,1.3735304156851816E-3,3.4604444451941494E-3,2.7795228947839964E-3,0,0,1.07073419013969E-2]
[2004,3,1,18,3.6403144873825904E-3,1.6017820156095973E-3,3.2810607670258696E-3,6.3484971563308621E-3,0,0,1.4871654426348919E-2,null,3.1434507047638886E-3,1.3467735050744767E-3,3.3042387322609256E-3,2.4053469978782501E-3,0,0,1.0199809939977541E-2]
[2004,3,1,19,3.6892434660627691E-3,1.7731412117913488E-3,3.1646340970694679E-3,6.5619938023844361E-3,1.322309570668092E-5,2.242395232500127E-4,1.5426475196264715E-2,null,3.1857014039956941E-3,1.4908518022581374E-3,3.1869896047213536E-3,2.4862375620537309E-3,1.9430503436312327E-6,9.0406368833852039E-5,1.0442129792206399E-2]
[2004,3,1,20,4.1863605046609225E-3,1.5446553800027491E-3,3.1995115486808156E-3,7.3412384553749755E-3,1.5874064092104082E-5,2.6919509946941503E-4,1.6556835052280981E-2,null,3.6149673124076529E-3,1.298741601532304E-3,3.2221134365183592E-3,2.7814812615510717E-3,2.3325933936485981E-6,1.0853105241292938E-4,1.1028167257815967E-2]
[2004,3,1,21,4.2858218467618225E-3,1.6608714825658494E-3,3.0928342409304562E-3,6.765731889881616E-3,1.5874064092104082E-5,2.6919509946941503E-4,1.6090328623701265E-2,null,3.7008532508361856E-3,1.3964557513165587E-3,3.1146825423195999E-3,2.5634307599157005E-3,2.3325933936485981E-6,1.0853105241292938E-4,1.0886285950194623E-2]
[2004,3,1,22,4.5614664599000643E-3,1.6447273367182957E-3,2.8934291461414426E-3,6.9666627509344901E-3,1.5874064092104082E-5,2.6919509946941503E-4,1.6351354857255813E-2,null,3.93887533833357E-3,1.3828818020040681E-3,2.9138688163948389E-3,2.6395603432664084E-3,2.3325933936485981E-6,1.0853105241292938E-4,1.0986049945805465E-2]
[2004,3,1,23,3.6496564023317567E-3,1.7072254523486832E-3,2.7046587303105438E-3,6.997939440852933E-3,1.5874064092104082E-5,2.6919509946941503E-4,1.5344549189405437E-2,null,3.1515175487776639E-3,1.4354300298077456E-3,2.7237648945894373E-3,2.651410595435754E-3,2.3325933936485981E-6,1.0853105241292938E-4,1.0072986714417181E-2]
[2004,3,1,24,3.3200713190790292E-3,1.7230435405927529E-3,2.671741513673654E-3,6.7317441865139098E-3,1.5874064092104082E-5,2.6919509946941503E-4,1.4731669723420866E-2,null,2.8669172853055466E-3,1.4487298308670899E-3,2.6906151451965214E-3,2.5505533468449921E-3,2.3325933936485981E-6,1.0853105241292938E-4,9.66767925402073E-3]
[2004,3,2,1,2.952157327428298E-3,1.9222789438264783E-3,2.5956735616695804E-3,6.5488907414892302E-3,1.5874064092104082E-5,2.6919509946941503E-4,1.4304069737975105E-2,null,2.5492195972746062E-3,1.6162463591669119E-3,2.6140098363824885E-3,2.4812730157349428E-3,2.3325933936485981E-6,1.0853105241292938E-4,9.3716124543655275E-3]
[2004,3,2,2,2.810938728157865E-3,1.9213920835591247E-3,2.5830721318465689E-3,6.5482447779717148E-3,1.5874064092104082E-5,2.6919509946941503E-4,1.4148716885096791E-2,null,2.4272758182574288E-3,1.6155006897192997E-3,2.6013193879392536E-3,2.4810282701881884E-3,2.3325933936485981E-6,1.0853105241292938E-4,9.2359878119107498E-3]
[2004,3,2,3,2.7650948950086263E-3,1.9230724679082361E-3,2.5246575070027423E-3,6.7900554425369885E-3,1.5874064092104082E-5,2.6919509946941503E-4,1.4287949476018113E-2,null,2.3876891753666749E-3,1.6169135518301679E-3,2.5424921123583678E-3,2.572646576339118E-3,2.3325933936485981E-6,1.0853105241292938E-4,9.2306050617009076E-3]
[2004,3,2,4,2.7991699075485387E-3,1.8800893859352453E-3,2.4931969420848013E-3,6.2875962555063421E-3,1.5874064092104082E-5,2.6919509946941503E-4,1.3745121654636447E-2,null,2.4171133151091842E-3,1.5807735056793579E-3,2.5108093047171978E-3,2.3822725921789013E-3,2.3325933936485981E-6,1.0853105241292938E-4,9.001832363491221E-3]
[2004,3,2,5,2.7426736227925373E-3,1.8343692966455321E-3,2.5590076034334632E-3,5.6661417952606138E-3,1.5874064092104082E-5,2.6919509946941503E-4,1.3087261481693665E-2,null,2.3683281657084013E-3,1.5423321920018588E-3,2.5770848636490333E-3,2.1468131466659663E-3,2.3325933936485981E-6,1.0853105241292938E-4,8.7454220138318394E-3]
[2004,3,2,6,3.0046270200635218E-3,1.8695127524945797E-3,2.7035952985296446E-3,5.6350079067950471E-3,1.5874064092104082E-5,2.6919509946941503E-4,1.3497812141444311E-2,null,2.594527741080481E-3,1.5718807040671784E-3,2.7226939505475352E-3,2.135016999749802E-3,2.3325933936485981E-6,1.0853105241292938E-4,9.1349830412515761E-3]
[2004,3,2,7,3.5681710561882825E-3,1.8886741010588719E-3,2.9989013631125131E-3,6.1278802715585114E-3,1.5874064092104082E-5,2.6919509946941503E-4,1.4868695955479698E-2,null,3.081154076157252E-3,1.5879915083566525E-3,3.0200861068503102E-3,2.3217586858098986E-3,2.3325933936485981E-6,1.0853105241292938E-4,1.0121854022980693E-2]
[2004,3,2,8,3.50890857714141E-3,2.0338365667759771E-3,3.673274036357115E-3,6.5546911841727297E-3,2.6509690213396008E-6,4.4955587003382282E-5,1.5818316920471955E-2,null,3.0299802882409535E-3,1.71004367329164E-3,3.6992226621092353E-3,2.48347071340284E-3,3.8954314346126667E-7,1.8124687926841077E-5,1.0941231568114971E-2]
[2004,3,2,9,3.541260822370087E-3,1.8021483066004535E-3,3.9226747757628239E-3,8.5425488139210925E-3,0,0,{"$f":"SUM(E1475:J1475)","v":1.7808632718654457E-2},null,3.0579167998850063E-3,1.5152408804019683E-3,3.9503852102950911E-3,3.2366391033668163E-3,0,0,{"$f":"SUM(M1475:R1475)","v":1.1760181993948881E-2}]
[2004,3,2,10,3.403415647257334E-3,1.8142410938770605E-3,3.9939928973810905E-3,8.6694917343956429E-3,0,0,1.7881141372911129E-2,null,{"$f":"E1476*V$5","v":2.9388860089029785E-3},{"$f":"F1476*W$5","v":1.5254084596030856E-3},{"$f":"G1476*X$5","v":4.0222071351224027E-3},{"$f":"H1476*Y$5","v":3.2847358048611005E-3},{"$f":"I1476*Z$5","v":0},{"$f":"J1476*AA$5","v":0},1.1771237408489567E-2]
[2004,3,2,11,3.2421703459553156E-3,1.9449988034660494E-3,3.9348363356054867E-3,8.2298660921707144E-3,0,0,1.7351871577197565E-2,null,2.7996489573310591E-3,1.6353491488744992E-3,3.9626326814424361E-3,3.1181684751960767E-3,0,0,1.1515799262844071E-2]
[2004,3,2,12,3.0052969740459595E-3,1.8759987469387669E-3,3.8603152378398403E-3,8.3666650564296358E-3,0,0,1.7108276015254203E-2,null,2.5951062535484429E-3,1.5773341087042428E-3,3.8875851541053997E-3,3.1699994786430763E-3,0,0,1.1230024995001161E-2]
[2004,3,2,13,2.839502623462717E-3,2.0314828925446136E-3,3.8649363793854573E-3,7.5998840158317824E-3,0,0,1.633580591122457E-2,null,2.4519410490055002E-3,1.7080647110711343E-3,3.8922389401723156E-3,2.8794780483557907E-3,0,0,1.0931722748604742E-2]
[2004,3,2,14,2.6884059744187948E-3,1.9443631699262295E-3,3.8690032446844925E-3,8.3571834953963704E-3,0,0,1.6858955884425889E-2,null,2.321467467788598E-3,1.6348147101044146E-3,3.8963345344919967E-3,3.1664070623900701E-3,0,0,1.101902377477508E-2]
[2004,3,2,15,2.531831850160076E-3,2.0235395004335002E-3,3.7741569281953412E-3,7.8697873380823413E-3,0,0,1.6199315616871258E-2,null,2.1862640278235137E-3,1.7013859308554668E-3,3.8008182076670564E-3,2.9817402263021633E-3,0,0,1.0670208392648201E-2]
[2004,3,2,16,2.78402609253098E-3,1.813717258941471E-3,3.693603907536988E-3,8.5679432705482624E-3,0,0,1.6859290529557702E-2,null,2.4040364679975531E-3,1.5249680207634626E-3,3.7196961469192413E-3,3.2462606686769623E-3,0,0,1.089496130435722E-2]
[2004,3,2,17,3.3282212896063512E-3,1.7880557329638975E-3,3.4309727927034693E-3,7.2122425317716664E-3,0,0,1.5759492347045385E-2,null,2.873954872493882E-3,1.5033918868391323E-3,3.4552097617077913E-3,2.7326067090487787E-3,0,0,1.0565163230089583E-2]
[2004,3,2,18,3.4103992767974831E-3,1.8289804561158222E-3,3.2554953309823992E-3,6.5493122030078881E-3,0,0,1.5044187266903592E-2,null,2.9449164481070308E-3,1.5378012710789374E-3,3.2784926976763399E-3,2.4814327009602269E-3,0,0,1.0242643117822536E-2]
[2004,3,2,19,3.1781575715213164E-3,2.0454686937678864E-3,3.2075301382750113E-3,6.6309842286935384E-3,1.190554806907806E-5,2.0189632460206126E-4,1.5275942504928889E-2,null,2.7443732382672575E-3,1.7198239307097526E-3,3.2301886707784251E-3,2.5123769633511634E-3,1.7494450452364484E-6,8.1398289309697031E-5,1.0289910537461533E-2]
[2004,3,2,20,3.8636837474522955E-3,1.7407906052178809E-3,3.2312959078403744E-3,8.2768136759130174E-3,1.5874064092104082E-5,2.6919509946941503E-4,1.7397653099985089E-2,null,3.3363324627609988E-3,1.4636515094706985E-3,3.2541223257381421E-3,3.1359561857095129E-3,2.3325933936485981E-6,1.0853105241292938E-4,1.130092612948593E-2]
[2004,3,2,21,3.7616665627476752E-3,1.7862809574801691E-3,3.1483207637647346E-3,8.2562584851833768E-3,1.5874064092104082E-5,2.6919509946941503E-4,1.7237595932737475E-2,null,3.2482395267607518E-3,1.5018996609459407E-3,3.1705610312857441E-3,3.1281681431074852E-3,2.3325933936485981E-6,1.0853105241292938E-4,1.11597320079065E-2]
[2004,3,2,22,3.9206760360506205E-3,1.7626082879052384E-3,2.9698809739035076E-3,7.6657010268381832E-3,1.5874064092104082E-5,2.6919509946941503E-4,1.6603935488259069E-2,null,3.3855459168132401E-3,1.4819957515080726E-3,2.9908607127297976E-3,2.9044150918694184E-3,2.3325933936485981E-6,1.0853105241292938E-4,1.0873681118727109E-2]
[2004,3,2,23,3.8523417262654475E-3,1.6241732848039766E-3,2.702203805863352E-3,7.6608368379579867E-3,1.5874064092104082E-5,2.6919509946941503E-4,1.6124624818452286E-2,null,3.3265385055035097E-3,1.3656000169232215E-3,2.7212926281429553E-3,2.902572126230153E-3,2.3325933936485981E-6,1.0853105241292938E-4,1.042686692260642E-2]
[2004,3,2,24,3.5422040004061003E-3,1.7057334397497909E-3,2.6487976845828479E-3,7.366467679485943E-3,1.5874064092104082E-5,2.6919509946941503E-4,1.5548271967786201E-2,null,3.0587312442612547E-3,1.4341755500983698E-3,2.6675092370371501E-3,2.7910402228264342E-3,2.3325933936485981E-6,1.0853105241292938E-4,1.0062319900029789E-2]
[2004,3,3,1,2.8760415253308805E-3,1.9222789438264783E-3,2.6011974081071878E-3,7.9376907379744652E-3,1.5874064092104082E-5,2.6919509946941503E-4,1.5622277778800531E-2,null,2.4834927836775672E-3,1.6162463591669119E-3,2.6195727042006146E-3,3.0074677701687254E-3,2.3325933936485981E-6,1.0853105241292938E-4,9.8376432630203989E-3]
[2004,3,3,2,2.7368815288677647E-3,1.9213920835591247E-3,2.5872740871783744E-3,7.3050161462157315E-3,1.5874064092104082E-5,2.6919509946941503E-4,1.4835633009382515E-2,null,2.3633266303210079E-3,1.6155006897192997E-3,2.6055510265904228E-3,2.7677571910432164E-3,2.3325933936485981E-6,1.0853105241292938E-4,9.4629991834805256E-3]
[2004,3,3,3,2.6855713114335572E-3,1.9230724679082361E-3,2.5265331631784704E-3,7.7171207531498663E-3,1.5874064092104082E-5,2.6919509946941503E-4,1.5137366859231649E-2,null,2.319019705819241E-3,1.6169135518301679E-3,2.5443810184848652E-3,2.9238972277623502E-3,2.3325933936485981E-6,1.0853105241292938E-4,9.5150751497032043E-3]
[2004,3,3,4,2.7185953690363291E-3,1.8800893859352453E-3,2.5011607309188685E-3,6.7136519315154578E-3,1.5874064092104082E-5,2.6919509946941503E-4,1.409856658096742E-2,null,2.3475363346724359E-3,1.5807735056793579E-3,2.5188293510953466E-3,2.5436984723489113E-3,2.3325933936485981E-6,1.0853105241292938E-4,9.1017013096026302E-3]
[2004,3,3,5,2.6612200046756771E-3,1.8343692966455321E-3,2.5619288685062424E-3,6.0402609260942937E-3,1.5874064092104082E-5,2.6919509946941503E-4,1.3382848259483264E-2,null,2.2979920905801476E-3,1.5423321920018588E-3,2.5800267650297345E-3,2.2885610763003403E-3,2.3325933936485981E-6,1.0853105241292938E-4,8.8197757697186605E-3]
[2004,3,3,6,2.9150993332610446E-3,1.8695127524945797E-3,2.7086286735546251E-3,5.9792771313106601E-3,1.5874064092104082E-5,2.6919509946941503E-4,1.3757587054182429E-2,null,2.5172196208203892E-3,1.5718807040671784E-3,2.7277628821804631E-3,2.2654552633669979E-3,2.3325933936485981E-6,1.0853105241292938E-4,9.1931821162416077E-3]
[2004,3,3,7,3.4578152184235383E-3,1.8886741010588719E-3,2.9931451242976308E-3,6.0453085077569737E-3,1.5874064092104082E-5,2.6919509946941503E-4,1.4670012115098533E-2,null,2.9858606235726604E-3,1.5879915083566525E-3,3.0142892049960608E-3,2.2904735266173048E-3,2.3325933936485981E-6,1.0853105241292938E-4,9.9894785093492585E-3]
[2004,3,3,8,3.4078831070630689E-3,2.0338365667759771E-3,3.6773898741025127E-3,7.2347633657190427E-3,2.6509690213396008E-6,4.4955587003382282E-5,1.6401479469685322E-2,null,2.9427437084845712E-3,1.71004367329164E-3,3.7033675748248786E-3,2.7411395033449873E-3,3.8954314346126667E-7,1.8124687926841077E-5,1.1115808691016381E-2]
[2004,3,3,9,3.4445519779520714E-3,1.8021483066004535E-3,3.9248985594234273E-3,8.957616287416828E-3,0,0,1.8129215131392779E-2,null,2.9744076728037113E-3,1.5152408804019683E-3,3.9526247031375829E-3,3.393901724220993E-3,0,0,1.1836174980564256E-2]
[2004,3,3,10,3.3190955006204498E-3,1.8142410938770605E-3,3.9986455533224038E-3,8.8516171250471107E-3,0,0,1.7983599272867024E-2,null,2.8660746555734247E-3,1.5254084596030856E-3,4.026892658208007E-3,3.3537402874738169E-3,0,0,1.1772116060858335E-2]
[2004,3,3,11,3.1595333954002958E-3,1.9449988034660494E-3,3.9407883019056608E-3,8.2105611337951519E-3,0,0,1.7255881634567156E-2,null,2.7282910619178835E-3,1.6353491488744992E-3,3.9686266934338618E-3,3.1108541262203481E-3,0,0,1.1443121030446592E-2]
[2004,3,3,12,2.9328399032333939E-3,1.8759987469387669E-3,3.8599465575691093E-3,8.5241050664261742E-3,0,0,1.7192890274167445E-2,null,2.5325387937588212E-3,1.5773341087042428E-3,3.887213869415213E-3,3.2296510538215337E-3,0,0,1.1226737825699811E-2]
[2004,3,3,13,2.771838293341179E-3,2.0314828925446136E-3,3.8509371812739694E-3,7.5342787207063541E-3,0,0,1.6188537087866117E-2,null,2.3935121723397215E-3,1.7080647110711343E-3,3.8781408493702659E-3,2.8546212207020993E-3,0,0,1.083433895348322E-2]
[2004,3,3,14,2.6226163661126354E-3,1.9443631699262295E-3,3.8673868936053785E-3,8.4498285618932398E-3,0,0,1.6884194991537482E-2,null,2.2646574335695949E-3,1.6348147101044146E-3,3.8947067652369389E-3,3.2015088395633104E-3,0,0,1.0995687748474259E-2]
[2004,3,3,15,2.4744856881646713E-3,2.0235395004335002E-3,3.7721488971566184E-3,8.1453233898228488E-3,0,0,1.6415497475577641E-2,null,2.1367450002876343E-3,1.7013859308554668E-3,3.7987959915592624E-3,3.0861365579915204E-3,0,0,1.0723063480693884E-2]
[2004,3,3,16,2.7224522833622419E-3,1.813717258941471E-3,3.6821459182888273E-3,8.6019150203523794E-3,0,0,1.6820230480944921E-2,null,2.3508668216669047E-3,1.5249680207634626E-3,3.7081572165074406E-3,3.2591320371901412E-3,0,0,1.0843124096127948E-2]
[2004,3,3,17,3.2449124949927785E-3,1.7880557329638975E-3,3.4291308008519393E-3,6.890460819234989E-3,0,0,1.5352559848043606E-2,null,2.8020168325116942E-3,1.5033918868391323E-3,3.4533547577159417E-3,2.6106886145513476E-3,0,0,1.0369452091618115E-2]
[2004,3,3,18,3.3321736573783136E-3,1.8289804561158222E-3,3.2458337079621937E-3,6.5755985054099502E-3,0,0,1.498258632686628E-2,null,2.8773677845654413E-3,1.5378012710789374E-3,3.2687628233257333E-3,2.4913921727865739E-3,0,0,1.0175324051756685E-2]
[2004,3,3,19,3.1080514295018956E-3,2.0454686937678864E-3,3.2011677252046723E-3,6.3844597575520275E-3,1.190554806907806E-5,2.0189632460206126E-4,1.4952949478697618E-2,null,2.6838358307704462E-3,1.7198239307097526E-3,3.2237813125518011E-3,2.4189726690809158E-3,1.7494450452364484E-6,8.1398289309697031E-5,1.0129561477467849E-2]
[2004,3,3,20,3.7593590197019609E-3,1.7407906052178809E-3,3.225685087468449E-3,7.9352751300160018E-3,1.5874064092104082E-5,2.6919509946941503E-4,1.6946179005965813E-2,null,3.2462469385273825E-3,1.4636515094706985E-3,3.2484718695871945E-3,3.0065525338209944E-3,2.3325933936485981E-6,1.0853105241292938E-4,1.107578649721285E-2]
[2004,3,3,21,3.6682705973023633E-3,1.7862809574801691E-3,3.1951381030301306E-3,7.6538935670684887E-3,1.5874064092104082E-5,2.6919509946941503E-4,1.6588652388442673E-2,null,3.1675911062963268E-3,1.5018996609459407E-3,3.2177090961118477E-3,2.8999414286999736E-3,2.3325933936485981E-6,1.0853105241292938E-4,1.0898004937860669E-2]
[2004,3,3,22,3.8328215231000743E-3,1.7626082879052384E-3,2.9679991428555172E-3,7.5203077387606503E-3,1.5874064092104082E-5,2.6919509946941503E-4,1.6368805856183E-2,null,3.3096826001662084E-3,1.4819957515080726E-3,2.9889655881107013E-3,2.8493278325736979E-3,2.3325933936485981E-6,1.0853105241292938E-4,1.0740835418165258E-2]
[2004,3,3,23,3.7613106261610661E-3,1.6241732848039766E-3,2.7008967969665934E-3,8.0588107734602E-3,1.5874064092104082E-5,2.6919509946941503E-4,1.6430260644953357E-2,null,3.2479321716907695E-3,1.3656000169232215E-3,2.7199763863154703E-3,3.053358270954095E-3,2.3325933936485981E-6,1.0853105241292938E-4,1.0497730491690135E-2]
[2004,3,3,24,3.4560346932375231E-3,1.7057334397497909E-3,2.6382332499674771E-3,7.4072182069782428E-3,1.5874064092104082E-5,2.6919509946941503E-4,1.5492288753494553E-2,null,2.9843231209282519E-3,1.4341755500983698E-3,2.6568701734783888E-3,2.80647996494994E-3,2.3325933936485981E-6,1.0853105241292938E-4,9.9927124552615289E-3]
[2004,3,4,1,2.8882525419792202E-3,1.9222789438264783E-3,2.6035790706707635E-3,7.6710737894466665E-3,1.5874064092104082E-5,2.6919509946941503E-4,1.5370253509484648E-2,null,2.4940371278605079E-3,1.6162463591669119E-3,2.621971191229209E-3,2.9064507481975843E-3,2.3325933936485981E-6,1.0853105241292938E-4,9.7495690722607924E-3]
[2004,3,4,2,2.7487622322577079E-3,1.9213920835591247E-3,2.5861916696556823E-3,7.1485052107231242E-3,1.5874064092104082E-5,2.6919509946941503E-4,1.4689920359757158E-2,null,2.3735857454534096E-3,1.6155006897192997E-3,2.604460962688254E-3,2.708457627768333E-3,2.3325933936485981E-6,1.0853105241292938E-4,9.4128686714358752E-3]
[2004,3,4,3,2.6983289927809831E-3,1.9230724679082361E-3,2.5230304408884489E-3,7.6988123951383372E-3,1.5874064092104082E-5,2.6919509946941503E-4,1.5128313460277524E-2,null,2.3300361008482193E-3,1.6169135518301679E-3,2.54085355237532E-3,2.9169604751900983E-3,2.3325933936485981E-6,1.0853105241292938E-4,9.5156273260503851E-3]
[2004,3,4,4,2.7315216156219542E-3,1.8800893859352453E-3,2.4992418509016891E-3,6.868102114146634E-3,1.5874064092104082E-5,2.6919509946941503E-4,1.4264024130167042E-2,null,2.3586982875972093E-3,1.5807735056793579E-3,2.5168969157869105E-3,2.6022172483624083E-3,2.3325933936485981E-6,1.0853105241292938E-4,9.1694496032324654E-3]
[2004,3,4,5,2.6742873505980697E-3,1.8343692966455321E-3,2.5617738435365438E-3,6.2832048790131918E-3,1.5874064092104082E-5,2.6919509946941503E-4,1.3638704533354857E-2,null,2.3092758842994843E-3,1.5423321920018588E-3,2.5798706449375701E-3,2.3806087678116148E-3,2.3325933936485981E-6,1.0853105241292938E-4,8.9229511348571083E-3]
[2004,3,4,6,2.9294620425509657E-3,1.8695127524945797E-3,2.7066520791630389E-3,5.8460367608558026E-3,1.5874064092104082E-5,2.6919509946941503E-4,1.3636732798625905E-2,null,2.5296219747368452E-3,1.5718807040671784E-3,2.7257723247935696E-3,2.2149725558572092E-3,2.3325933936485981E-6,1.0853105241292938E-4,9.153111205261381E-3]
[2004,3,4,7,3.4755190869758743E-3,1.8886741010588719E-3,3.010909033889334E-3,5.843388769799473E-3,1.5874064092104082E-5,2.6919509946941503E-4,1.4503560155285073E-2,null,3.001148104440255E-3,1.5879915083566525E-3,3.0321786018335634E-3,2.2139692731619654E-3,2.3325933936485981E-6,1.0853105241292938E-4,9.9461511335990158E-3]
[2004,3,4,8,3.4240901693667856E-3,2.0338365667759771E-3,3.6802324713681267E-3,5.985733857983489E-3,1.3175476376028579E-6,2.234319864795142E-5,1.5147553811779934E-2,null,2.9567386810610756E-3,1.71004367329164E-3,3.7062302526757905E-3,2.2679016168481716E-3,1.9360529839478442E-7,9.0080795241550079E-6,1.0650115908699229E-2]
[2004,3,4,9,3.4600667576785218E-3,1.8021483066004535E-3,3.9353662088203482E-3,7.1827500400477801E-3,0,0,1.6380331313147103E-2,null,2.9878048519305163E-3,1.5152408804019683E-3,3.9631662977708286E-3,2.7214324618716722E-3,0,0,1.1187644491974985E-2]
[2004,3,4,10,3.3326228314315273E-3,1.8142410938770605E-3,4.0110924215268073E-3,7.1519032218757637E-3,0,0,1.6309859568711157E-2,null,2.877755651190435E-3,1.5254084596030856E-3,4.039427453183358E-3,2.7097450814323244E-3,0,0,1.1152336645409202E-2]
[2004,3,4,11,3.1727905463325833E-3,1.9449988034660494E-3,3.9467285408337823E-3,6.1081530110456157E-3,0,0,1.5172670901678032E-2,null,2.7397387543042695E-3,1.6353491488744992E-3,3.9746088952091049E-3,2.3142843331115225E-3,0,0,1.0663981131499396E-2]
[2004,3,4,12,2.9444639692334873E-3,1.8759987469387669E-3,3.8614435000694134E-3,6.5375774368498429E-3,0,0,1.521948365309151E-2,null,2.5425762997454229E-3,1.5773341087042428E-3,3.8887213865691716E-3,2.4769865802715049E-3,0,0,1.0485618375290343E-2]
[2004,3,4,13,2.7826934060482451E-3,2.0314828925446136E-3,3.8745172746877696E-3,5.762975506820014E-3,0,0,1.4451669080100642E-2,null,2.4028856788891112E-3,1.7080647110711343E-3,3.9018875165308486E-3,2.1835019364152912E-3,0,0,1.0196339842906386E-2]
[2004,3,4,14,2.6331707331099055E-3,1.9443631699262295E-3,3.8833682995977328E-3,6.9049254871814793E-3,0,0,1.5365827689815346E-2,null,2.2737712429646067E-3,1.6348147101044146E-3,3.9108010665697942E-3,2.6161690526398645E-3,0,0,1.043555607227868E-2]
[2004,3,4,15,2.4836855698325069E-3,2.0235395004335002E-3,3.7819760040034064E-3,6.3369812853531606E-3,0,0,1.4626182359622573E-2,null,2.1446891970356729E-3,1.7013859308554668E-3,3.8086925187420422E-3,2.4009838131745214E-3,0,0,1.0055751459807704E-2]
[2004,3,4,16,2.732330419112495E-3,1.813717258941471E-3,3.6910788811071746E-3,7.2215440888962826E-3,0,0,1.5458670648057424E-2,null,2.35939669810849E-3,1.5249680207634626E-3,3.7171532832779397E-3,2.7361309246157618E-3,0,0,1.0337648926765655E-2]
[2004,3,4,17,3.2582774866953936E-3,1.7880557329638975E-3,3.4314573595672668E-3,6.8307691841565012E-3,0,0,1.5308559763383059E-2,null,2.8135576465628882E-3,1.5033918868391323E-3,3.4556977516334341E-3,2.5880723808666076E-3,0,0,1.0360719665902064E-2]
[2004,3,4,18,3.3447231048972367E-3,1.8289804561158222E-3,3.2653608605915374E-3,6.3698482125104684E-3,0,0,1.4808912634115065E-2,null,2.8882043674443346E-3,1.5378012710789374E-3,3.2884279190463269E-3,2.4134365815416739E-3,0,0,1.0127870139111272E-2]
[2004,3,4,19,3.1192982892411488E-3,2.0454686937678864E-3,3.2220180898597517E-3,6.6664776127983421E-3,1.0588001067391641E-5,1.7955313673808981E-4,1.524340382347261E-2,null,2.6935476150946507E-3,1.7198239307097526E-3,3.2447789676904857E-3,2.5258248554740877E-3,1.5558398402855654E-6,7.2390214133305776E-5,1.025792142294257E-2]
[2004,3,4,20,3.776095618280342E-3,1.7407906052178809E-3,3.2730701462472837E-3,8.3923043557513621E-3,1.5874064092104082E-5,2.6919509946941503E-4,1.746732988905839E-2,null,3.2606991713712511E-3,1.4636515094706985E-3,3.2961916643928879E-3,3.1797138110484574E-3,2.3325933936485981E-6,1.0853105241292938E-4,1.1311119802089873E-2]
[2004,3,4,21,3.6832538573246349E-3,1.7862809574801691E-3,3.2382605971763563E-3,8.2516283269124246E-3,1.5874064092104082E-5,2.6919509946941503E-4,1.7244492902455107E-2,null,3.1805293124430533E-3,1.5018996609459407E-3,3.2611362148112712E-3,3.1264138480322124E-3,2.3325933936485981E-6,1.0853105241292938E-4,1.1180842682039057E-2]
[2004,3,4,22,3.8469156681524659E-3,1.7626082879052384E-3,3.0674860942614766E-3,7.893734850537024E-3,1.5874064092104082E-5,2.6919509946941503E-4,1.6855814064417728E-2,null,3.3218530459756417E-3,1.4819957515080726E-3,3.0891553320782014E-3,2.990813566932407E-3,2.3325933936485981E-6,1.0853105241292938E-4,1.0994681342300902E-2]
[2004,3,4,23,3.7759144600576756E-3,1.6241732848039766E-3,2.8120712404698612E-3,8.3804968959816702E-3,1.5874064092104082E-5,2.6919509946941503E-4,1.6877725044874704E-2,null,3.260542739297954E-3,1.3656000169232215E-3,2.8319361847906552E-3,3.1752401478790135E-3,2.3325933936485981E-6,1.0853105241292938E-4,1.0744182734697424E-2]
[2004,3,4,24,3.4698586584111235E-3,1.7057334397497909E-3,2.6666495853827328E-3,7.6510639358341225E-3,1.5874064092104082E-5,2.6919509946941503E-4,1.5778374782939288E-2,null,2.9962602635070601E-3,1.4341755500983698E-3,2.6854872466675322E-3,2.8988693253616431E-3,2.3325933936485981E-6,1.0853105241292938E-4,1.0125656031441185E-2]
[2004,3,5,1,3.2082577010409891E-3,1.6068727522089779E-3,2.6410040761196359E-3,7.6314085207356266E-3,1.5874064092104082E-5,2.6919509946941503E-4,{"$f":"SUM(E1539:J1539)","v":1.537261221366675E-2},null,2.7703650237792094E-3,1.3510537811086347E-3,2.6596605732126261E-3,2.8914221937752214E-3,2.3325933936485981E-6,1.0853105241292938E-4,{"$f":"SUM(M1539:R1539)","v":9.7833652176822702E-3}]
[2004,3,5,2,2.9514824649445846E-3,1.7044554297748881E-3,2.567190392337053E-3,6.9770472024980722E-3,1.5874064092104082E-5,2.6919509946941503E-4,1.4485244653116116E-2,null,{"$f":"E1540*V$5","v":2.548636846263011E-3},{"$f":"F1540*W$5","v":1.433101003152127E-3},{"$f":"G1540*X$5","v":2.5853254571500386E-3},{"$f":"H1540*Y$5","v":2.6434948507219509E-3},{"$f":"I1540*Z$5","v":2.3325933936485981E-6},{"$f":"J1540*AA$5","v":1.0853105241292938E-4},9.3214218030937077E-3]
[2004,3,5,3,2.5566417926204928E-3,1.5526790056622282E-3,2.5361041295236869E-3,7.472369795694646E-3,1.5874064092104082E-5,2.6919509946941503E-4,1.4402863887062573E-2,null,2.207687679923534E-3,1.3054878418743206E-3,2.5540195957464793E-3,2.831164890290061E-3,2.3325933936485981E-6,1.0853105241292938E-4,9.0092236536409732E-3]
[2004,3,5,4,2.6898731995907933E-3,1.4827220493667122E-3,2.4957003838132412E-3,6.7552401617469986E-3,1.5874064092104082E-5,2.6919509946941503E-4,1.3708604958079264E-2,null,2.3227344325019357E-3,1.2466682432545934E-3,2.5133304311791647E-3,2.5594556070331017E-3,2.3325933936485981E-6,1.0853105241292938E-4,8.7530523597753752E-3]
[2004,3,5,5,2.7479173357751068E-3,1.5790199734480538E-3,2.555967632690843E-3,6.107827683702197E-3,1.5874064092104082E-5,2.6919509946941503E-4,1.327580178917772E-2,null,2.3728561682553706E-3,1.3276352484291815E-3,2.5740234180416694E-3,2.3141610716325375E-3,2.3325933936485981E-6,1.0853105241292938E-4,8.6995395521653387E-3]
[2004,3,5,6,2.988461997220328E-3,1.6469095083788815E-3,2.6831728055065379E-3,5.9630650285584239E-3,1.5874064092104082E-5,2.6919509946941503E-4,1.3566678503225691E-2,null,2.5805690700301952E-3,1.3847165653784609E-3,2.702127189598013E-3,2.2593127493634284E-3,2.3325933936485981E-6,1.0853105241292938E-4,9.0375892201766759E-3]
[2004,3,5,7,3.5715978475845452E-3,1.6399917496263377E-3,3.0895095758910153E-3,5.7997468609128086E-3,1.5874064092104082E-5,2.6919509946941503E-4,1.4385915197576227E-2,null,3.0841131473767847E-3,1.3789001346084615E-3,3.1113343912870079E-3,2.1974340315233155E-3,2.3325933936485981E-6,1.0853105241292938E-4,9.8826453506021487E-3]
[2004,3,5,8,3.746159172593494E-3,1.8871301846736974E-3,3.6308461388190288E-3,6.874538616458821E-3,1.3175476376028579E-6,2.234319864795142E-5,1.6162334858830594E-2,null,3.2348487286090631E-3,1.586693388099751E-3,3.6564950467652441E-3,2.6046559391473627E-3,1.9360529839478442E-7,9.0080795241550079E-6,1.1091894787443971E-2]
[2004,3,5,9,4.1603047294471816E-3,1.6840275703468362E-3,3.8297308786530838E-3,9.1050405115962411E-3,0,0,1.877910369004334E-2,null,3.5924678703284896E-3,1.4159253203345021E-3,3.8567847418601049E-3,3.4497584736708779E-3,0,0,1.2314936406193975E-2]
[2004,3,5,10,4.4209767575547499E-3,1.6037143813760596E-3,3.8771586955224204E-3,8.6585058549200067E-3,0,0,1.8560355689373236E-2,null,3.8175609696491832E-3,1.3483982324038032E-3,3.9045475968066449E-3,3.280573425708198E-3,0,0,1.235108022456783E-2]
[2004,3,5,11,4.2170114077820665E-3,1.7951332229070916E-3,3.8485724294444442E-3,8.3517609243378109E-3,0,0,1.8212477984471412E-2,null,3.6414346968470361E-3,1.5093426191142086E-3,3.8757593925359919E-3,3.1643525344135586E-3,0,0,1.2190889242910796E-2]
[2004,3,5,12,3.5464447043869005E-3,1.7197981918851187E-3,3.747182079020632E-3,8.5502712311088021E-3,0,0,1.7563696206401455E-2,null,3.0623931377496733E-3,1.4460011514265819E-3,3.773652803619766E-3,3.2395650073313944E-3,0,0,1.1521612100127416E-2]
[2004,3,5,13,3.3434830935549602E-3,2.1063028888968116E-3,3.7595167956438269E-3,7.8292191638097038E-3,0,0,1.7038521941905301E-2,null,2.8871336043162299E-3,1.7709731391561884E-3,3.7860746547562713E-3,2.9663695749821447E-3,0,0,1.1410550973210835E-2]
[2004,3,5,14,3.0872827080784793E-3,1.9778974129904385E-3,3.6851118009447086E-3,8.5248917673022041E-3,0,0,1.727518368931583E-2,null,2.6659018164918E-3,1.6630102008962225E-3,3.7111440506573568E-3,3.2299491225681663E-3,0,0,1.1270005190613545E-2]
[2004,3,5,15,3.0065190854514888E-3,1.8218076244659819E-3,3.6396159396372228E-3,8.1980723769916729E-3,0,0,1.6666015026546369E-2,null,2.5961615598886849E-3,1.5317703757834324E-3,3.6653267989317719E-3,3.1061223301834667E-3,0,0,1.0899381064787356E-2]
[2004,3,5,16,2.9219167124273577E-3,1.6858119286049821E-3,3.3817322436604123E-3,8.4978748022725321E-3,0,0,1.6487335686965286E-2,null,2.5231065010389159E-3,1.4174256033956259E-3,3.4056213691424976E-3,3.2197128140173939E-3,0,0,1.0565866287594435E-2]
[2004,3,5,17,3.7156466357251556E-3,1.615566443230207E-3,3.2734178374233553E-3,7.3157504202804244E-3,0,0,1.5920381336659142E-2,null,3.2085008249168531E-3,1.3583634103931407E-3,3.2965418117179199E-3,2.7718242408126511E-3,0,0,1.0635230287840566E-2]
[2004,3,5,18,3.4628864034751522E-3,1.7129593911811645E-3,3.1242024215528221E-3,6.5013928630644167E-3,0,0,1.4801441079273555E-2,null,2.9902396463960283E-3,1.4402511083465533E-3,3.1462723130469888E-3,2.4632768071108624E-3,0,0,1.0040039874900432E-2]
[2004,3,5,19,3.5595311777430923E-3,1.6122577330811069E-3,3.0631059303329201E-3,6.5800381441455816E-3,1.0588001067391641E-5,1.7955313673808981E-4,1.5005074123108182E-2,null,3.0736934482137762E-3,1.355581456843061E-3,3.0847442259347734E-3,2.4930742829681568E-3,1.5558398402855654E-6,7.2390214133305776E-5,1.0081039467933359E-2]
[2004,3,5,20,3.7838254618269623E-3,1.6221275437069502E-3,3.0709568875747577E-3,6.5136324275564886E-3,1.5874064092104082E-5,2.6919509946941503E-4,1.5275611484226678E-2,null,3.2673739743940551E-3,1.3638799639566707E-3,3.0926506436593434E-3,2.4679141880502211E-3,2.3325933936485981E-6,1.0853105241292938E-4,1.0302682415866869E-2]
[2004,3,5,21,3.714901007077046E-3,1.7142412801864674E-3,2.9967366609454401E-3,6.4348402168337218E-3,1.5874064092104082E-5,2.6919509946941503E-4,1.5145788328604195E-2,null,3.2078569665613412E-3,1.4413289167698993E-3,3.0179061128629589E-3,2.438061042833136E-3,2.3325933936485981E-6,1.0853105241292938E-4,1.0216016684833915E-2]
[2004,3,5,22,4.3896431194218166E-3,1.436130692051305E-3,2.851253788459557E-3,6.4660048828018568E-3,1.5874064092104082E-5,2.6919509946941503E-4,1.5428101646296054E-2,null,3.7905040361855568E-3,1.2074943700394118E-3,2.8713955248910773E-3,2.4498688508671333E-3,2.3325933936485981E-6,1.0853105241292938E-4,1.0430126427789758E-2]
[2004,3,5,23,4.1655608113918031E-3,1.3381510326735903E-3,2.6638179115308813E-3,6.4858181822355938E-3,1.5874064092104082E-5,2.6919509946941503E-4,1.4938417101393387E-2,null,3.5970065536071968E-3,1.1251133668815578E-3,2.6826355693952155E-3,2.4573758023766689E-3,2.3325933936485981E-6,1.0853105241292938E-4,9.9729949380672183E-3]
[2004,3,5,24,4.0052988529947191E-3,1.0146762229250375E-3,2.5078126783407099E-3,6.5224019403266661E-3,1.5874064092104082E-5,2.6919509946941503E-4,1.4335258858148651E-2,null,3.4586186292077381E-3,8.5313671894637552E-4,2.5255282889928409E-3,2.4712368202724892E-3,2.3325933936485981E-6,1.0853105241292938E-4,9.4193841032260226E-3]
[2004,3,6,1,3.2206098304596283E-3,1.3773251818204018E-3,2.5036729247827141E-3,6.0650192593042548E-3,1.5874064092104082E-5,2.6919509946941503E-4,1.3451696359928518E-2,null,2.7810312203567127E-3,1.1580508737586612E-3,2.5213592915192761E-3,2.2979416243249485E-3,2.3325933936485981E-6,1.0853105241292938E-4,8.8692466557661782E-3]
[2004,3,6,2,2.9455419854281443E-3,1.3641142489638069E-3,2.4525999477228028E-3,5.9507020688394216E-3,1.5874064092104082E-5,2.6919509946941503E-4,1.2998027414515695E-2,null,2.5435071783215975E-3,1.1469431611141234E-3,2.4699255263573453E-3,2.2546286158885731E-3,2.3325933936485981E-6,1.0853105241292938E-4,8.5258681274882186E-3]
[2004,3,6,3,2.6536707001464047E-3,1.3599939321953852E-3,2.4296088252168018E-3,5.805055317653433E-3,1.5874064092104082E-5,2.6919509946941503E-4,1.2533397938773545E-2,null,2.2914731849401895E-3,1.1434788111575455E-3,2.4467719906941378E-3,2.1994453233566422E-3,2.3325933936485981E-6,1.0853105241292938E-4,8.192032955955093E-3]
[2004,3,6,4,2.6107246883187341E-3,1.3639750120108007E-3,2.4262976814033461E-3,5.6686572002428099E-3,1.5874064092104082E-5,2.6919509946941503E-4,1.235472374553721E-2,null,2.2543888419213659E-3,1.1468260911024685E-3,2.4434374564037461E-3,2.1477661945564167E-3,2.3325933936485981E-6,1.0853105241292938E-4,8.103282229790577E-3]
[2004,3,6,5,2.693308203782727E-3,1.2833459448530413E-3,2.5023429011441925E-3,5.4921803500365537E-3,1.5874064092104082E-5,2.6919509946941503E-4,1.2256246563378034E-2,null,2.3257005955588436E-3,1.0790334137414264E-3,2.5200198723700205E-3,2.0809018562121333E-3,2.3325933936485981E-6,1.0853105241292938E-4,8.1165193836890033E-3]
[2004,3,6,6,2.8537616121260415E-3,1.176853956830738E-3,2.5605146108001403E-3,5.7730139676125721E-3,1.5874064092104082E-5,2.6919509946941503E-4,1.2649213310931011E-2,null,2.4642538390455652E-3,9.8949527024031815E-4,2.5786025167692742E-3,2.1873053533399754E-3,2.3325933936485981E-6,1.0853105241292938E-4,8.3305206252017126E-3]
[2004,3,6,7,3.0103067731951775E-3,1.2786672595121345E-3,2.905298940186157E-3,5.6059410535357927E-3,1.5874064092104082E-5,2.6919509946941503E-4,1.3085283189990781E-2,null,2.5994322689849984E-3,1.0750995891671035E-3,2.9258224606615547E-3,2.1240040203779529E-3,2.3325933936485981E-6,1.0853105241292938E-4,8.8352219849981897E-3]
[2004,3,6,8,3.4212327667986608E-3,1.4399821985390184E-3,3.180410221084673E-3,5.6097366765132124E-3,0,0,1.3651361862935564E-2,null,2.9542712832173732E-3,1.2107327051197945E-3,3.2028771739306384E-3,2.1254421229885386E-3,0,0,9.4933232852563443E-3]
[2004,3,6,9,3.751848682376914E-3,1.5241000293832038E-3,3.3157646505449761E-3,5.6419404031144886E-3,0,0,1.4233653765419581E-2,null,3.239761681487294E-3,1.2814587245040059E-3,3.3391877698514868E-3,2.1376436149626865E-3,0,0,9.998051790805474E-3]
[2004,3,6,10,4.4062631432803768E-3,1.5187734901471062E-3,3.3417505467008579E-3,5.4742169695064955E-3,0,0,1.4741004149634838E-2,null,3.8048556055053128E-3,1.276980186321527E-3,3.3653572347494523E-3,2.0740958102510617E-3,0,0,1.0521288836827354E-2]
[2004,3,6,11,4.1574872427153891E-3,1.5324845765029899E-3,3.3125875691220777E-3,5.1323080165005608E-3,0,0,1.4134867404841017E-2,null,3.5900349402386822E-3,1.2885084265252132E-3,3.3359882449909327E-3,1.9445518168603748E-3,0,0,1.0159083428615203E-2]
[2004,3,6,12,4.5440126078984816E-3,1.421012200674753E-3,3.255038387646977E-3,5.2055574021102769E-3,0,0,1.4425620598330488E-2,null,3.9238037494460209E-3,1.1947827879238589E-3,3.2780325264163243E-3,1.9723048717069152E-3,0,0,1.0368923935493119E-2]
[2004,3,6,13,4.0743742179523016E-3,1.441466379826089E-3,3.2674130046248472E-3,5.4806216022067582E-3,0,0,1.4263875204609996E-2,null,3.5182659496275346E-3,1.2119806002857253E-3,3.2904945597703227E-3,2.0765224261349055E-3,0,0,1.0097263535818489E-2]
[2004,3,6,14,3.5341112139469053E-3,1.4810757334131424E-3,3.2269147345399289E-3,5.321064347002127E-3,0,0,1.3563166028902103E-2,null,3.0517430361306566E-3,1.2452840257483147E-3,3.249710203092452E-3,2.0160686596220815E-3,0,0,9.5628059245935048E-3]
[2004,3,6,15,3.7341561582228773E-3,1.4024284123224592E-3,3.1950188638077085E-3,5.1696525917419777E-3,0,0,1.3501256026095022E-2,null,3.2244839966296193E-3,1.1791575945249582E-3,3.2175890145634987E-3,1.9587010965610679E-3,0,0,9.5799317022791444E-3]
[2004,3,6,16,3.4178484714597586E-3,1.4398918968666968E-3,3.1515106102498573E-3,5.2829392106212361E-3,0,0,1.3292190189197549E-2,null,2.9513489078003387E-3,1.2106567797450798E-3,3.1737734113830695E-3,2.0016236374256037E-3,0,0,9.3374027363540904E-3]
[2004,3,6,17,4.0528492729820682E-3,1.3213202954936764E-3,3.0650015921232462E-3,5.4445359172485804E-3,0,0,1.3883707077847571E-2,null,3.4996789281844134E-3,1.1109621336401522E-3,3.086653278998896E-3,2.0628501204154369E-3,0,0,9.7601444612388996E-3]
[2004,3,6,18,4.0564396824273718E-3,1.2484018806149036E-3,2.8926488842583244E-3,5.2340764526063628E-3,0,0,1.3431566899906962E-2,null,3.5027792853487049E-3,1.0496525495433515E-3,2.913083042610514E-3,1.9831102971176661E-3,0,0,9.4486251746202371E-3]
[2004,3,6,19,3.7601205878757815E-3,1.2513121861899108E-3,2.7963071709551641E-3,5.4999011572281452E-3,1.0588001067391641E-5,1.7955313673808981E-4,1.3497782240054483E-2,null,3.2469045608347459E-3,1.052099525724813E-3,2.8160607552368982E-3,2.0838271501741812E-3,1.5558398402855654E-6,7.2390214133305776E-5,9.2728380459442296E-3]
[2004,3,6,20,4.3796586033246713E-3,1.2421621459743992E-3,2.7732159165576335E-3,5.5015280790360194E-3,1.5874064092104082E-5,2.6919509946941503E-4,1.4181633908454243E-2,null,3.7818822991705042E-3,1.0444061994091677E-3,2.7928063803336341E-3,2.084443565585575E-3,2.3325933936485981E-6,1.0853105241292938E-4,9.8144020903054609E-3]
[2004,3,6,21,4.3280525115914018E-3,1.4117770475674802E-3,2.6202500685196797E-3,5.2551753179104505E-3,1.5874064092104082E-5,2.6919509946941503E-4,1.3900324109150531E-2,null,3.737319884029912E-3,1.1870178989446007E-3,2.638759955811512E-3,1.9911043295741848E-3,2.3325933936485981E-6,1.0853105241292938E-4,9.6650657141667887E-3]
[2004,3,6,22,4.1843715837777519E-3,1.3267494716573361E-3,2.5357238620543907E-3,5.4149921759600898E-3,1.5874064092104082E-5,2.6919509946941503E-4,1.3746906257011087E-2,null,3.613249857837837E-3,1.1155269686428828E-3,2.5536366420038071E-3,2.0516564555740661E-3,2.3325933936485981E-6,1.0853105241292938E-4,9.4449335698651733E-3]
[2004,3,6,23,4.124132059521262E-3,1.1264717523087645E-3,2.4360343981040303E-3,5.621500092290942E-3,1.5874064092104082E-5,2.6919509946941503E-4,1.3593207465786518E-2,null,3.5612323808767036E-3,9.4713406408605003E-4,2.4532429549092238E-3,2.1298990985733099E-3,2.3325933936485981E-6,1.0853105241292938E-4,9.2023721442518677E-3]
[2004,3,6,24,3.7617673982230961E-3,1.1310513763993937E-3,2.3682622941629374E-3,5.6620142398629879E-3,1.5874064092104082E-5,2.6919509946941503E-4,1.3208164472209934E-2,null,3.2483265992780787E-3,9.5098459825883688E-4,2.3849920974245084E-3,2.1452492800153595E-3,2.3325933936485981E-6,1.0853105241292938E-4,8.8404162207833623E-3]
[2004,3,7,1,3.3034614465121525E-3,1.0810945670286271E-3,2.3789184864050094E-3,5.6981384257831415E-3,1.5874064092104082E-5,2.6919509946941503E-4,1.2746682089290449E-2,null,2.8525744817353175E-3,9.0898106306931258E-4,2.3957235668012823E-3,2.1589361731515072E-3,2.3325933936485981E-6,1.0853105241292938E-4,8.4270789305639984E-3]
[2004,3,7,2,2.8243405664016728E-3,1.1313460304599593E-3,2.3373081206480551E-3,5.6950026295191983E-3,1.5874064092104082E-5,2.6919509946941503E-4,1.2273066510590404E-2,null,2.4388484496931594E-3,9.5123234250747062E-4,2.3538192584204591E-3,2.1577480686373685E-3,2.3325933936485981E-6,1.0853105241292938E-4,8.0125117650650373E-3]
[2004,3,7,3,2.4981061573809841E-3,1.1795862268362029E-3,2.3441203092458727E-3,5.6651186356445277E-3,1.5874064092104082E-5,2.6919509946941503E-4,1.1972000492669105E-2,null,2.1571415294507667E-3,9.917925546499382E-4,2.3606795694645546E-3,2.1464254873742785E-3,2.3325933936485981E-6,1.0853105241292938E-4,7.7669027867461153E-3]
[2004,3,7,4,2.3792847567923959E-3,1.1670355454294981E-3,2.3625776782257319E-3,5.6767526590670988E-3,1.5874064092104082E-5,2.6919509946941503E-4,1.1870719803076244E-2,null,2.0545379723361764E-3,9.8123997944029088E-4,2.3792673244039928E-3,2.1508334382047867E-3,2.3325933936485981E-6,1.0853105241292938E-4,7.6767423601918246E-3]
[2004,3,7,5,2.5604501868025566E-3,1.0870588685684228E-3,2.4233454697859219E-3,5.606400287943525E-3,1.5874064092104082E-5,2.6919509946941503E-4,1.1962323976661944E-2,null,2.2109762692520442E-3,9.139958298801478E-4,2.4404643898668023E-3,2.1241780171643988E-3,2.3325933936485981E-6,1.0853105241292938E-4,7.8004781519699709E-3]
[2004,3,7,6,2.61960938865288E-3,1.1283821449690312E-3,2.4586262322499591E-3,5.6123302130439744E-3,1.5874064092104082E-5,2.6919509946941503E-4,1.2104017142477363E-2,null,2.2620608761985657E-3,9.4874031649372023E-4,2.4759943815722105E-3,2.1264247737095734E-3,2.3325933936485981E-6,1.0853105241292938E-4,7.92408399378065E-3]
[2004,3,7,7,2.7232927497932006E-3,1.1033830192742899E-3,2.8030693590715959E-3,5.7197206828894682E-3,1.5874064092104082E-5,2.6919509946941503E-4,1.2634534974590073E-2,null,2.3515925734677134E-3,9.2772112673656043E-4,2.8228707125877955E-3,2.1671133552561522E-3,2.3325933936485981E-6,1.0853105241292938E-4,8.3801614138548017E-3]
[2004,3,7,8,2.980445299909562E-3,1.1819328603212577E-3,2.9347468972754707E-3,5.5699148594883924E-3,0,0,1.2667039916994683E-2,null,2.5736465656974652E-3,9.9376559703210645E-4,2.9554784430738125E-3,2.1103542548408481E-3,0,0,8.633244860644233E-3]
[2004,3,7,9,3.3791368014041089E-3,1.1543734364662583E-3,3.0648246988068568E-3,5.5680690425001728E-3,0,0,1.3166403979177396E-2,null,2.9179209644342387E-3,9.7059371627596916E-4,3.0864751360783608E-3,2.1096549034444597E-3,0,0,9.0846447202330288E-3]
[2004,3,7,10,3.3406478382418804E-3,1.2889964403653108E-3,3.1550277592636961E-3,5.3557746517748491E-3,0,0,1.3140446689645736E-2,null,2.884685330865412E-3,1.0837843333873626E-3,3.1773154061292361E-3,2.0292198551451427E-3,0,0,9.1750049255271537E-3]
[2004,3,7,11,3.7969940899461674E-3,1.311963615733235E-3,3.1863861783926251E-3,5.1759121900134099E-3,0,0,1.3471256074085437E-2,null,3.2787452263794438E-3,1.1030950654161197E-3,3.2088953464063561E-3,1.9610727611518125E-3,0,0,9.5518083993537325E-3]
[2004,3,7,12,3.6690046892780452E-3,1.3095748368362064E-3,3.174800388464025E-3,5.3439859752512702E-3,0,0,1.3497365889829548E-2,null,3.1682250026111415E-3,1.1010865872982188E-3,3.1972277125086094E-3,2.024753308655999E-3,0,0,9.4912926110739693E-3]
[2004,3,7,13,3.6843327798982946E-3,1.2650961568494751E-3,3.1831144449678342E-3,5.4741181594990477E-3,0,0,1.3606661541214652E-2,null,3.1814609736872429E-3,1.0636890468320034E-3,3.2056005009062452E-3,2.0740583726734868E-3,0,0,9.5248088940989781E-3]
[2004,3,7,14,3.6094408319422731E-3,1.1826212933347647E-3,3.1577552994946937E-3,5.3475305107045148E-3,0,0,1.3297347935476246E-2,null,3.1167909713016072E-3,9.94344429440995E-4,3.180062214163283E-3,2.0260962781023717E-3,0,0,9.3172938930082584E-3]
[2004,3,7,15,3.5715638958362722E-3,1.1697526299310906E-3,3.1184487240014987E-3,5.4841866472372918E-3,0,0,1.3343951897006153E-2,null,3.0840838296770619E-3,9.8352449592389022E-4,3.1404779704082117E-3,2.0778731663416558E-3,0,0,9.2859594623508207E-3]
[2004,3,7,16,3.5320687353877413E-3,1.255364532501257E-3,3.0635769409058642E-3,5.239208928533994E-3,0,0,1.3090219137328857E-2,null,3.049979333931706E-3,1.0555067263253457E-3,3.0852185638056435E-3,1.9850549125534469E-3,0,0,9.1757595366161425E-3]
[2004,3,7,17,4.0158496402089815E-3,1.2072525750001031E-3,2.9148846290820134E-3,5.2188947262848404E-3,0,0,{"$f":"SUM(E1603:J1603)","v":1.3356881570575938E-2},null,3.4677293474216289E-3,1.0150543370436721E-3,2.9354758644763836E-3,1.9773581767447892E-3,0,0,{"$f":"SUM(M1603:R1603)","v":9.3956177256864747E-3}]
[2004,3,7,18,3.9708066553969098E-3,1.2110367595186563E-3,2.7993383734850564E-3,5.2873379990838769E-3,0,0,1.3268519787484501E-2,null,{"$f":"E1604*V$5","v":3.4288342456816746E-3},{"$f":"F1604*W$5","v":1.0182360680146998E-3},{"$f":"G1604*X$5","v":2.8191133706914045E-3},{"$f":"H1604*Y$5","v":2.0032902700730429E-3},{"$f":"I1604*Z$5","v":0},{"$f":"J1604*AA$5","v":0},9.2694739544608214E-3]
[2004,3,7,19,3.9222980856113013E-3,1.3848286745326956E-3,2.6654942625836584E-3,5.3535282994282476E-3,1.0588001067391641E-5,1.7955313673808981E-4,1.3516290459961385E-2,null,3.3869465740510576E-3,1.1643597878817798E-3,2.6843237624738438E-3,2.0283687471206735E-3,1.5558398402855654E-6,7.2390214133305776E-5,9.3379449255009458E-3]
[2004,3,7,20,4.3673576504869478E-3,1.4381368441395543E-3,2.6571360303217109E-3,4.9433054922517032E-3,1.5874064092104082E-5,2.6919509946941503E-4,1.3691005180761436E-2,null,3.7712602941209318E-3,1.2091811366863553E-3,2.6759064862530825E-3,1.8729416951105292E-3,2.3325933936485981E-6,1.0853105241292938E-4,9.6401532579774782E-3]
[2004,3,7,21,4.2932299800814934E-3,1.4711687385117402E-3,2.5656999108808563E-3,5.2577786419949809E-3,1.5874064092104082E-5,2.6919509946941503E-4,1.387294643503059E-2,null,3.7072502536186149E-3,1.2369542542075606E-3,2.5838244466820895E-3,1.9920906886473689E-3,2.3325933936485981E-6,1.0853105241292938E-4,9.6309832889622127E-3]
[2004,3,7,22,4.5904307635116649E-3,1.463953947426576E-3,2.4947455306697508E-3,5.6104686113737576E-3,1.5874064092104082E-5,2.6919509946941503E-4,1.4444668016543269E-2,null,3.9638863259601762E-3,1.230888079544931E-3,2.5123688327924323E-3,2.1257194417422689E-3,2.3325933936485981E-6,1.0853105241292938E-4,9.943726325846388E-3]
[2004,3,7,23,4.0713553162036046E-3,1.650236843748153E-3,2.5003658117884473E-3,6.2546400319206958E-3,1.5874064092104082E-5,2.6919509946941503E-4,1.4761667167222419E-2,null,3.5156590955047803E-3,1.3875141789576884E-3,2.518028816522458E-3,2.3697859907815789E-3,2.3325933936485981E-6,1.0853105241292938E-4,9.9018517275730848E-3]
[2004,3,7,24,3.4406486413214301E-3,1.6496389093501422E-3,2.4784925516280819E-3,7.3513861629818525E-3,1.5874064092104082E-5,2.6919509946941503E-4,1.5205235428843026E-2,null,2.9710370996499226E-3,1.387011437512744E-3,2.4960010399725551E-3,2.7853260703973996E-3,2.3325933936485981E-6,1.0853105241292938E-4,9.750239293339201E-3]
[2004,3,8,1,2.8686116108645318E-3,1.5142017140275972E-3,2.4690955232080647E-3,7.5630477403439943E-3,1.5874064092104082E-5,2.6919509946941503E-4,1.4700025752005708E-2,null,2.4770769726407656E-3,1.2731362506992734E-3,2.4865376293629056E-3,2.8655213555392536E-3,2.3325933936485981E-6,1.0853105241292938E-4,9.2131358540487769E-3]
[2004,3,8,2,2.4267406603969794E-3,1.6912824586039551E-3,2.440713266953492E-3,7.306903177513392E-3,1.5874064092104082E-5,2.6919509946941503E-4,1.4150708727029337E-2,null,2.0955166553999829E-3,1.4220252085788119E-3,2.4579548760753694E-3,2.7684721579015071E-3,2.3325933936485981E-6,1.0853105241292938E-4,8.8548325437622505E-3]
[2004,3,8,3,2.2934800237514358E-3,1.5388914557617156E-3,2.4269846458040731E-3,7.6780302742790237E-3,1.5874064092104082E-5,2.6919509946941503E-4,1.4222455563157767E-2,null,1.9804446626826974E-3,1.2938953113520973E-3,2.4441292736365689E-3,2.9090864522855367E-3,2.3325933936485981E-6,1.0853105241292938E-4,8.7384193457634794E-3]
[2004,3,8,4,2.3087061010072852E-3,1.8181520973044869E-3,2.4962790980565868E-3,6.7091236981511254E-3,1.5874064092104082E-5,2.6919509946941503E-4,1.3617330158081004E-2,null,1.9935925441216724E-3,1.5286968195315799E-3,2.5139132335572829E-3,2.5419827950381437E-3,2.3325933936485981E-6,1.0853105241292938E-4,8.6890490380552594E-3]
[2004,3,8,5,2.5234910321476744E-3,1.6501749344900421E-3,2.585574056571303E-3,7.6295681679575912E-3,1.5874064092104082E-5,2.6919509946941503E-4,1.4673877354728129E-2,null,2.1790616417795973E-3,1.3874621258395175E-3,2.603838986681145E-3,2.8907249126832279E-3,2.3325933936485981E-6,1.0853105241292938E-4,9.1719513127900675E-3]
[2004,3,8,6,2.7768148619404642E-3,1.7026572192911304E-3,2.7763699578249586E-3,7.22888516676542E-3,1.5874064092104082E-5,2.6919509946941503E-4,1.4769796369383493E-2,null,2.3978094928390767E-3,1.4315890731813373E-3,2.7959827022790793E-3,2.7389123450336809E-3,2.3325933936485981E-6,1.0853105241292938E-4,9.4751572591397545E-3]
[2004,3,8,7,2.9190111272371019E-3,1.5634649145295195E-3,3.2729895039364733E-3,7.7380734544005127E-3,1.322309570668092E-5,2.242395232500127E-4,1.5731001619060301E-2,null,2.5205974969828879E-3,1.3145566016362956E-3,3.2961104524112275E-3,2.9318358809285448E-3,1.9430503436312327E-6,9.0406368833852039E-5,1.0155449851136438E-2]
[2004,3,8,8,3.4028070756318678E-3,1.7988178740533762E-3,3.6515546052521119E-3,7.1394064413649507E-3,0,0,1.5992585996302308E-2,null,2.9383605007603161E-3,1.5124406627249492E-3,3.6773498012890203E-3,2.7050102453373202E-3,0,0,1.0833161210111606E-2]
[2004,3,8,9,3.8436837125765018E-3,1.8448876045645474E-3,3.9146658499730879E-3,7.9587977695942114E-3,0,0,1.7562034936708347E-2,null,3.3190622175820394E-3,1.5511759536907138E-3,3.9423197081062252E-3,3.0154648967154465E-3,0,0,1.1828022776094425E-2]
[2004,3,8,10,3.5401355578881873E-3,1.9021192752389938E-3,4.0248053597829094E-3,8.1508857374969039E-3,0,0,1.7617945930406994E-2,null,3.0569451219047295E-3,1.5992961704020734E-3,4.0532372619422451E-3,3.088244045157298E-3,0,0,1.1797722599406348E-2]
[2004,3,8,11,3.4879269894324233E-3,2.0766070735545547E-3,3.9904781527351097E-3,7.7842903004846963E-3,0,0,1.7339302516206783E-2,null,3.0118624616357302E-3,1.7460049868578151E-3,4.0186675617289525E-3,2.9493467262896602E-3,0,0,1.1725881736512159E-2]
[2004,3,8,12,3.2320165637159007E-3,1.9115118143349654E-3,3.8601888852211582E-3,7.4907310658134359E-3,0,0,1.6494448329085459E-2,null,2.7908810571820098E-3,1.6071933890476559E-3,3.8874579089105631E-3,2.8381216904381748E-3,0,0,1.1123654045578404E-2]
[2004,3,8,13,3.3378867044194802E-3,1.9505424945740141E-3,3.8765932398699692E-3,6.9324678351529792E-3,0,0,1.6097490274016441E-2,null,2.8823010621188369E-3,1.6400102676982628E-3,3.9039781466803374E-3,2.6266044206295471E-3,0,0,1.1052893897126985E-2]
[2004,3,8,14,2.8884888136138463E-3,1.8311515238507593E-3,3.8720503288138357E-3,7.7322107324282576E-3,0,0,1.6323901398706698E-2,null,2.494241150957676E-3,1.539626698306014E-3,3.8994031437362439E-3,2.9296145866051634E-3,0,0,1.0862885579605096E-2]
[2004,3,8,15,2.6643672201414493E-3,2.0248751763286702E-3,3.7510621891582805E-3,7.5009429517111257E-3,0,0,1.5941247537339526E-2,null,2.3007097449773747E-3,1.7025089631341737E-3,3.7775603235081822E-3,2.8419908154423798E-3,0,0,1.062276984706211E-2]
[2004,3,8,16,2.9324307379555684E-3,1.7818635124073588E-3,3.551998913185573E-3,8.0423082903603813E-3,0,0,1.6308601453908882E-2,null,2.5321854751415964E-3,1.4981854864039581E-3,3.57709083106535E-3,3.0471057363456325E-3,0,0,1.0654567528956537E-2]
[2004,3,8,17,3.3255824582394417E-3,1.6336052865961546E-3,3.4225724833654141E-3,7.2549326236011564E-3,0,0,1.5636692851802168E-2,null,2.8716762132327614E-3,1.3735304156851816E-3,3.4467501111713783E-3,2.7487813219835601E-3,0,0,1.0440738062072881E-2]
[2004,3,8,18,3.3996624623312361E-3,1.6017820156095973E-3,3.2494369615375814E-3,7.0891131881439659E-3,0,0,1.533999462762238E-2,null,2.9356450933606692E-3,1.3467735050744767E-3,3.2723915308905571E-3,2.6859549126074331E-3,0,0,1.0240765041933136E-2]
[2004,3,8,19,3.4114923902126924E-3,1.7731412117913488E-3,3.134285922339121E-3,6.6496667579662586E-3,9.2545796836548983E-6,1.5694074838265893E-4,1.5134781610375736E-2,null,2.945860363295495E-3,1.4908518022581374E-3,3.1564270453792015E-3,2.5194554836044324E-3,1.3599019952190834E-6,6.3273605730619691E-5,1.0177228202263106E-2]
[2004,3,8,20,3.8415073024421456E-3,1.5446553800027491E-3,3.1928405783407973E-3,8.1997175228543488E-3,1.5874064092104082E-5,2.6919509946941503E-4,1.706378994720156E-2,null,3.3171828640277214E-3,1.298741601532304E-3,3.2153953413215936E-3,3.1067456504062559E-3,2.3325933936485981E-6,1.0853105241292938E-4,1.1048929103094454E-2]
[2004,3,8,21,3.9774514923919977E-3,1.6608714825658494E-3,3.0847152422603442E-3,8.1120876242482022E-3,1.5874064092104082E-5,2.6919509946941503E-4,1.7120195005027917E-2,null,3.4345721338799738E-3,1.3964557513165587E-3,3.1065061896770134E-3,3.0735440424750817E-3,2.3325933936485981E-6,1.0853105241292938E-4,1.1121941763155207E-2]
[2004,3,8,22,4.2366318804248817E-3,1.6447273367182957E-3,2.9688861217513417E-3,7.9172942121994994E-3,1.5874064092104082E-5,2.6919509946941503E-4,1.705260871465554E-2,null,3.6583771859563224E-3,1.3828818020040681E-3,2.9898588327746637E-3,2.9997398432543947E-3,2.3325933936485981E-6,1.0853105241292938E-4,1.1141721309796028E-2]
[2004,3,8,23,3.4032278161439697E-3,1.7072254523486832E-3,2.788299554682361E-3,8.254673062901596E-3,1.5874064092104082E-5,2.6919509946941503E-4,1.6438495049638128E-2,null,2.9387238147168091E-3,1.4354300298077456E-3,2.8079965718156132E-3,3.1275674512221551E-3,2.3325933936485981E-6,1.0853105241292938E-4,1.0420581513368903E-2]
[2004,3,8,24,3.0887437376961226E-3,1.7230435405927529E-3,2.755654525390225E-3,7.4272270360592448E-3,1.5874064092104082E-5,2.6919509946941503E-4,1.5279738003299865E-2,null,2.66716343127733E-3,1.4487298308670899E-3,2.7751209325446451E-3,2.8140609996067881E-3,2.3325933936485981E-6,1.0853105241292938E-4,9.8159388401024318E-3]
[2004,3,9,1,2.9676246099287432E-3,1.9222789438264783E-3,2.6209943186498654E-3,7.54489643729102E-3,1.5874064092104082E-5,2.6919509946941503E-4,1.5340863473257626E-2,null,2.5625757620360099E-3,1.6162463591669119E-3,2.6395094634498236E-3,2.858644108652168E-3,2.3325933936485981E-6,1.0853105241292938E-4,9.7878393391114919E-3]
[2004,3,9,2,2.8259878091423914E-3,1.9213920835591247E-3,2.5959116680466785E-3,6.639228835104107E-3,1.5874064092104082E-5,2.6919509946941503E-4,1.426758955941382E-2,null,2.4402708615128459E-3,1.6155006897192997E-3,2.6142496247830915E-3,2.5155007167041239E-3,2.3325933936485981E-6,1.0853105241292938E-4,9.2963855385259399E-3]
[2004,3,9,3,2.7812546702510547E-3,1.9230724679082361E-3,2.531460559870787E-3,6.9491144294538667E-3,1.5874064092104082E-5,2.6919509946941503E-4,1.4469971291045464E-2,null,2.4016433150572713E-3,1.6169135518301679E-3,2.5493432231363583E-3,2.6329115567344449E-3,2.3325933936485981E-6,1.0853105241292938E-4,9.3116752925648215E-3]
[2004,3,9,4,2.8155433283609276E-3,1.8800893859352453E-3,2.5041164023321114E-3,6.660055622935218E-3,1.5874064092104082E-5,2.6919509946941503E-4,1.414487390312502E-2,null,2.4312519400468079E-3,1.5807735056793579E-3,2.5218059018686889E-3,2.5233916632307445E-3,2.3325933936485981E-6,1.0853105241292938E-4,9.1680866566321781E-3]
[2004,3,9,5,2.7592258281024821E-3,1.8343692966455321E-3,2.5656656041564202E-3,5.9396539851055445E-3,1.5874064092104082E-5,2.6919509946941503E-4,1.3383983877571498E-2,null,2.3826211729821639E-3,1.5423321920018588E-3,2.5837898976091805E-3,2.2504426685080836E-3,2.3325933936485981E-6,1.0853105241292938E-4,8.8700495769078666E-3]
[2004,3,9,6,3.0228199287766454E-3,1.8695127524945797E-3,2.703195431611391E-3,5.9703182286297719E-3,1.5874064092104082E-5,2.6919509946941503E-4,1.3850915505073906E-2,null,2.6102375133856457E-3,1.5718807040671784E-3,2.7222912589021011E-3,2.2620608742482647E-3,2.3325933936485981E-6,1.0853105241292938E-4,9.2773339964097694E-3]
[2004,3,9,7,3.590596222563215E-3,1.8886741010588719E-3,2.9866457008285159E-3,5.8042564536393542E-3,1.455651709041766E-5,2.4685191160544356E-4,1.4531580906785819E-2,null,3.1005184484635619E-3,1.5879915083566525E-3,3.0077438685061544E-3,2.1991426461858629E-3,2.1389881886977147E-6,9.9522977236538111E-5,9.9970584369374685E-3]
[2004,3,9,8,3.529437689982204E-3,2.0338365667759771E-3,3.6854448997856665E-3,6.8041725247476124E-3,0,0,1.605289168129146E-2,null,3.0477073979319545E-3,1.71004367329164E-3,3.7114795025645648E-3,2.5779953195893628E-3,0,0,1.1047225893377522E-2]
[2004,3,9,9,3.560912852171041E-3,1.8021483066004535E-3,3.9204139570799693E-3,8.5468753516283382E-3,0,0,1.78303504674798E-2,null,3.0748865389396852E-3,1.5152408804019683E-3,3.9481084208087209E-3,3.2382783613248913E-3,0,0,1.1776514201475265E-2]
[2004,3,9,10,3.420550297809407E-3,1.8142410938770605E-3,3.9830963074922489E-3,8.5202131516339107E-3,0,0,1.7738100850812628E-2,null,2.9536819639064496E-3,1.5254084596030856E-3,4.0112335698894398E-3,3.2281764677374505E-3,0,0,1.1718500461136426E-2]
[2004,3,9,11,3.2589628614836707E-3,1.9449988034660494E-3,3.939953933598906E-3,8.0982124162305748E-3,0,0,1.7242128014779201E-2,null,2.8141494750625147E-3,1.6353491488744992E-3,3.9677864310090211E-3,3.0682869416009239E-3,0,0,1.1485571996546958E-2]
[2004,3,9,12,3.0200208776723575E-3,1.8759987469387669E-3,3.8495646803362428E-3,8.3955601733996833E-3,0,0,1.714114447834705E-2,null,2.6078205026584295E-3,1.5773341087042428E-3,3.876758652855018E-3,3.180947389801536E-3,0,0,1.1242860654019226E-2]
[2004,3,9,13,2.8532526237912853E-3,2.0314828925446136E-3,3.8635494453861741E-3,7.393883479816084E-3,0,0,1.6142168441538155E-2,null,2.4638143221452666E-3,1.7080647110711343E-3,3.8908422086379357E-3,2.8014276438797416E-3,0,0,1.0864148885734079E-2]
[2004,3,9,14,2.7017749723863248E-3,1.9443631699262295E-3,3.8512608346770393E-3,8.1442537468419968E-3,0,0,1.6641652723831592E-2,null,2.3330117412926257E-3,1.6348147101044146E-3,3.8784667891154237E-3,3.0857312868746815E-3,0,0,1.0932024527387146E-2]
[2004,3,9,15,2.5434850765146313E-3,2.0235395004335002E-3,3.7522772703289858E-3,7.8820543700229527E-3,0,0,1.620135621730007E-2,null,2.1963267140897593E-3,1.7013859308554668E-3,3.778783988216692E-3,2.9863880142312798E-3,0,0,1.0662884647393199E-2]
[2004,3,9,16,2.7965383540303175E-3,1.813717258941471E-3,3.6606564718545667E-3,8.1113724873592089E-3,0,0,1.6382284572185567E-2,null,2.4148409403486663E-3,1.5249680207634626E-3,3.6865159650083727E-3,3.0732730882119461E-3,0,0,1.0699598014332448E-2]
[2004,3,9,17,3.3451502939829984E-3,1.7880557329638975E-3,3.4211201903238276E-3,7.4412350140638734E-3,0,0,1.5995561231334596E-2,null,2.8885732498135251E-3,1.5033918868391323E-3,3.4452875588874251E-3,2.8193684049674689E-3,0,0,1.0656621100507552E-2]
[2004,3,9,18,3.4262954792144062E-3,1.8289804561158222E-3,3.2464263029247957E-3,6.668120229226423E-3,0,0,1.5169822467481445E-2,null,2.9586429898285607E-3,1.5378012710789374E-3,3.269359604478844E-3,2.5264472173333837E-3,0,0,1.0292251082719726E-2]
[2004,3,9,19,3.1924037444757509E-3,2.0454686937678864E-3,3.2020077706189335E-3,6.4289110835946996E-3,9.2545796836548983E-6,1.5694074838265893E-4,1.5034986620523584E-2,null,2.7566749618048864E-3,1.7198239307097526E-3,3.2246272921881906E-3,2.4358145863119609E-3,1.3599019952190834E-6,6.3273605730619691E-5,1.0201574278740629E-2]
[2004,3,9,20,3.8848832988751E-3,1.7407906052178809E-3,3.229302927054633E-3,7.9764456253658966E-3,1.5874064092104082E-5,2.6919509946941503E-4,1.7116491620075031E-2,null,3.354638503376904E-3,1.4636515094706985E-3,3.2521152662008486E-3,3.0221513952448003E-3,2.3325933936485981E-6,1.0853105241292938E-4,1.1203420320099829E-2]
[2004,3,9,21,3.7806453561488257E-3,1.7862809574801691E-3,3.2029169825144388E-3,7.9285879830358914E-3,1.5874064092104082E-5,2.6919509946941503E-4,1.6983500442740846E-2,null,3.264627918944777E-3,1.5018996609459407E-3,3.2255429269094833E-3,3.0040188776631841E-3,2.3325933936485981E-6,1.0853105241292938E-4,1.1106953030269965E-2]
[2004,3,9,22,3.9385288194401305E-3,1.7626082879052384E-3,3.0465226716498458E-3,7.6915113231342258E-3,1.5874064092104082E-5,2.6919509946941503E-4,1.672424026569096E-2,null,3.4009619872440405E-3,1.4819957515080726E-3,3.0680438203225407E-3,2.9141942123732567E-3,2.3325933936485981E-6,1.0853105241292938E-4,1.0976059417254489E-2]
[2004,3,9,23,3.8708398860944843E-3,1.6241732848039766E-3,2.7994507271242512E-3,7.8965270841607586E-3,1.5874064092104082E-5,2.6919509946941503E-4,1.647606014574499E-2,null,3.3425118654296817E-3,1.3656000169232215E-3,2.819226518015608E-3,2.9918715008967513E-3,2.3325933936485981E-6,1.0853105241292938E-4,1.0630073547071841E-2]
[2004,3,9,24,3.5597144517424701E-3,1.7057334397497909E-3,2.6414998336640101E-3,7.2993781476704597E-3,1.5874064092104082E-5,2.6919509946941503E-4,1.549139503638825E-2,null,3.0738517072830145E-3,1.4341755500983698E-3,2.6601598328716953E-3,2.7656210409369841E-3,2.3325933936485981E-6,1.0853105241292938E-4,1.0044671776996644E-2]
[2004,3,10,1,3.1996356469708087E-3,1.9222789438264783E-3,2.6119430307632212E-3,7.4169574230972136E-3,1.5874064092104082E-5,2.6919509946941503E-4,1.5435884208219241E-2,null,2.7629197873752227E-3,1.6162463591669119E-3,2.6303942357428392E-3,2.8101700027142462E-3,2.3325933936485981E-6,1.0853105241292938E-4,9.9305940308057998E-3]
[2004,3,10,2,3.0517241289926417E-3,1.9213920835591247E-3,2.5958194832349018E-3,6.9788553103857422E-3,1.5874064092104082E-5,2.6919509946941503E-4,1.483286016973393E-2,null,2.6351966010838457E-3,1.6155006897192997E-3,2.6141567887622958E-3,2.6441799147256589E-3,2.3325933936485981E-6,1.0853105241292938E-4,9.6198976400976802E-3]
[2004,3,10,3,3.0236533217228734E-3,1.9230724679082361E-3,2.5276573913947734E-3,7.3698149702027321E-3,1.5874064092104082E-5,2.6919509946941503E-4,1.5129267314790135E-2,null,2.6109571571563271E-3,1.6169135518301679E-3,2.5455131884384182E-3,2.7923084593048306E-3,2.3325933936485981E-6,1.0853105241292938E-4,9.6765560025363229E-3]
[2004,3,10,4,3.0611454417997465E-3,1.8800893859352453E-3,2.4968130574528711E-3,6.4249701259405205E-3,1.5874064092104082E-5,2.6919509946941503E-4,1.4148087174689903E-2,null,2.643332006001729E-3,1.5807735056793579E-3,2.514450964932571E-3,2.434321418648998E-3,2.3325933936485981E-6,1.0853105241292938E-4,9.2837415410692344E-3]
[2004,3,10,5,3.0075074628692234E-3,1.8343692966455321E-3,2.5551548159710746E-3,5.7370952677750454E-3,1.5874064092104082E-5,2.6919509946941503E-4,1.3419196006822393E-2,null,2.5970150344170862E-3,1.5423321920018588E-3,2.5732048594478514E-3,2.1736963156899027E-3,2.3325933936485981E-6,1.0853105241292938E-4,8.997112047363278E-3]
[2004,3,10,6,3.2957124167028494E-3,1.8695127524945797E-3,2.6927992058712585E-3,5.7712838486651419E-3,1.5874064092104082E-5,2.6919509946941503E-4,1.3914377387295349E-2,null,2.845883111168374E-3,1.5718807040671784E-3,2.7118215924743709E-3,2.1866498381347709E-3,2.3325933936485981E-6,1.0853105241292938E-4,9.4270988916512737E-3]
[2004,3,10,7,3.7854924096739689E-3,1.8886741010588719E-3,2.9708363124915319E-3,5.6128982138945174E-3,1.455651709041766E-5,2.4685191160544356E-4,1.4519309465814752E-2,null,3.2688134017849137E-3,1.5879915083566525E-3,2.9918227999903256E-3,2.1266399804123572E-3,2.1389881886977147E-6,9.9522977236538111E-5,1.0076929655969484E-2]
[2004,3,10,8,3.8373767338118975E-3,2.0338365667759771E-3,3.66605037191098E-3,6.0609421878830734E-3,0,0,1.5598205860381928E-2,null,3.3136160735988086E-3,1.71004367329164E-3,3.6919479684822069E-3,2.2963968852691397E-3,0,0,1.1012004600641796E-2]
[2004,3,10,9,3.855694363144228E-3,1.8021483066004535E-3,3.9186008361270881E-3,8.0394528804933977E-3,0,0,{"$f":"SUM(E1667:J1667)","v":1.7615896386365168E-2},null,3.3294335434998004E-3,1.5152408804019683E-3,3.9462824916644051E-3,3.0460238658836739E-3,0,0,{"$f":"SUM(M1667:R1667)","v":1.1836980781449848E-2}]
[2004,3,10,10,3.6775696357610665E-3,1.8142410938770605E-3,3.9844338997650159E-3,8.0269702896997395E-3,0,0,1.750321491910288E-2,null,{"$f":"E1668*V$5","v":3.1756209259995289E-3},{"$f":"F1668*W$5","v":1.5254084596030856E-3},{"$f":"G1668*X$5","v":4.0125806111390465E-3},{"$f":"H1668*Y$5","v":3.0412944060521727E-3},{"$f":"I1668*Z$5","v":0},{"$f":"J1668*AA$5","v":0},1.1754904402793835E-2]
[2004,3,10,11,3.5108516189619847E-3,1.9449988034660494E-3,3.9304016376416478E-3,7.375194187826976E-3,0,0,1.6761446247896661E-2,null,3.0316581257468726E-3,1.6353491488744992E-3,3.9581666560261266E-3,2.7943465613382394E-3,0,0,1.1419520491985738E-2]
[2004,3,10,12,3.2408796553683368E-3,1.8759987469387669E-3,3.8538985515605239E-3,7.9921624471525066E-3,0,0,1.6962939401020134E-2,null,2.7985344321301915E-3,1.5773341087042428E-3,3.8811231392747196E-3,3.0281062549808416E-3,0,0,1.1285097935089996E-2]
[2004,3,10,13,3.0595026681256941E-3,2.0314828925446136E-3,3.8575540174982706E-3,6.9497618491171876E-3,0,0,1.5898301427285766E-2,null,2.6419134532691653E-3,1.7080647110711343E-3,3.884804428038814E-3,2.6331568539922352E-3,0,0,1.086793944637135E-2]
[2004,3,10,14,2.9023104935816521E-3,1.9443631699262295E-3,3.8639761340572851E-3,8.0411740300217523E-3,0,0,1.6751823827586922E-2,null,2.5061763202367067E-3,1.6348147101044146E-3,3.8912719115096017E-3,3.0466759827152612E-3,0,0,1.1078938924565983E-2]
[2004,3,10,15,2.7182836425917907E-3,2.0235395004335002E-3,3.7701587708828025E-3,7.4362824519831018E-3,0,0,1.5948264365891196E-2,null,2.3472671555355303E-3,1.7013859308554668E-3,3.796791806698647E-3,2.8174919560946974E-3,0,0,1.0662936849184342E-2]
[2004,3,10,16,2.9842234849675039E-3,1.813717258941471E-3,3.6687875238821991E-3,8.0282744962078805E-3,0,0,1.6495002763999053E-2,null,2.5769090691224526E-3,1.5249680207634626E-3,3.6947044561554251E-3,3.0417885496473764E-3,0,0,1.0838370095688717E-2]
[2004,3,10,17,3.5990864367268678E-3,1.7880557329638975E-3,3.4248461698144026E-3,6.8480104699263199E-3,0,0,1.5659998809431488E-2,null,3.1078498396905651E-3,1.5033918868391323E-3,3.4490398593239472E-3,2.5946048363351651E-3,0,0,1.0654886422188811E-2]
[2004,3,10,18,3.6647376748093824E-3,1.8289804561158222E-3,3.2524546410085944E-3,6.1354240096170437E-3,0,0,1.4881596781550842E-2,null,3.1645403897335327E-3,1.5378012710789374E-3,3.2754305277570214E-3,2.3246168910268255E-3,0,0,1.0302389079596316E-2]
[2004,3,10,19,3.406096706580521E-3,2.0454686937678864E-3,3.2026459233365587E-3,5.8994783525465107E-3,9.2545796836548983E-6,1.5694074838265893E-4,1.4719885004297792E-2,null,2.9412011324584288E-3,1.7198239307097526E-3,3.22526995292397E-3,2.2352207451482591E-3,1.3599019952190834E-6,6.3273605730619691E-5,1.0186149268966249E-2]
[2004,3,10,20,4.2028786455937453E-3,1.7407906052178809E-3,3.2316731966446416E-3,6.9892466185167918E-3,1.5874064092104082E-5,2.6919509946941503E-4,1.6449658229534581E-2,null,3.629230904725471E-3,1.4636515094706985E-3,3.2545022797739942E-3,2.6481170200281516E-3,2.3325933936485981E-6,1.0853105241292938E-4,1.1106365359804894E-2]
[2004,3,10,21,4.065328465613219E-3,1.7862809574801691E-3,3.2053945844178664E-3,7.0503539774089468E-3,1.5874064092104082E-5,2.6919509946941503E-4,1.6392427148481721E-2,null,3.5104548452122527E-3,1.5018996609459407E-3,3.2280380310095668E-3,2.6712696494836027E-3,2.3325933936485981E-6,1.0853105241292938E-4,1.1022525832457943E-2]
[2004,3,10,22,4.2063209906122142E-3,1.7626082879052384E-3,3.0534301415605031E-3,7.3633620114714662E-3,1.5874064092104082E-5,2.6919509946941503E-4,1.6670790595110941E-2,null,3.632203406665029E-3,1.4819957515080726E-3,3.0750000857626986E-3,2.7898635334382095E-3,2.3325933936485981E-6,1.0853105241292938E-4,1.1089926423180589E-2]
[2004,3,10,23,4.1483149762654671E-3,1.6241732848039766E-3,2.7318858810611931E-3,7.5891411101111977E-3,1.5874064092104082E-5,2.6919509946941503E-4,1.6378584415803355E-2,null,3.582114589528263E-3,1.3656000169232215E-3,2.7511843825134452E-3,2.8754077281859642E-3,2.3325933936485981E-6,1.0853105241292938E-4,1.0685170362957474E-2]
[2004,3,10,24,3.8223700396114828E-3,1.7057334397497909E-3,2.6465009777961392E-3,6.9774497644355619E-3,1.5874064092104082E-5,2.6919509946941503E-4,1.5437123385154494E-2,null,3.3006576317872642E-3,1.4341755500983698E-3,2.6651963059273224E-3,2.6436473751893885E-3,2.3325933936485981E-6,1.0853105241292938E-4,1.0154540508808924E-2]
[2004,3,11,1,3.3184902700433097E-3,1.9222789438264783E-3,2.6093206264742198E-3,7.0175025346857108E-3,1.5874064092104082E-5,2.6919509946941503E-4,1.5152661538591237E-2,null,2.8655520324619185E-3,1.6162463591669119E-3,2.6277533063487697E-3,2.6588227479280896E-3,2.3325933936485981E-6,1.0853105241292938E-4,9.8792380917122682E-3]
[2004,3,11,2,3.1673644797505203E-3,1.9213920835591247E-3,2.6032047956304699E-3,6.6139642774768696E-3,1.5874064092104082E-5,2.6919509946941503E-4,1.4590994799978505E-2,null,2.7350532874632588E-3,1.6155006897192997E-3,2.6215942722470661E-3,2.5059283681080789E-3,2.3325933936485981E-6,1.0853105241292938E-4,9.5889402633442828E-3]
[2004,3,11,3,3.1478291183963027E-3,1.9230724679082361E-3,2.5335685001865375E-3,7.1487573753253779E-3,1.5874064092104082E-5,2.6919509946941503E-4,1.5038296625377973E-2,null,2.718184292866892E-3,1.6169135518301679E-3,2.5514660542971202E-3,2.7085531690207061E-3,2.3325933936485981E-6,1.0853105241292938E-4,9.7059807138214649E-3]
[2004,3,11,4,3.1869625460999159E-3,1.8800893859352453E-3,2.5076865307043202E-3,6.2247184978270684E-3,1.5874064092104082E-5,2.6919509946941503E-4,1.4084526124128069E-2,null,2.7519764284972387E-3,1.5807735056793579E-3,2.5254012502283259E-3,2.3584491861124222E-3,2.3325933936485981E-6,1.0853105241292938E-4,9.3274640163239237E-3]
[2004,3,11,5,3.1346973105586028E-3,1.8343692966455321E-3,2.5690675256563903E-3,5.6873676773355778E-3,1.5874064092104082E-5,2.6919509946941503E-4,1.3510570973757623E-2,null,2.7068448355905173E-3,1.5423321920018588E-3,2.5872158508549359E-3,2.1548553038047494E-3,2.3325933936485981E-6,1.0853105241292938E-4,9.1021118280586403E-3]
[2004,3,11,6,3.4355098224553571E-3,1.8695127524945797E-3,2.7040755496267775E-3,5.4331749320420042E-3,1.5874064092104082E-5,2.6919509946941503E-4,1.3727342220180237E-2,null,2.9665996743004921E-3,1.5718807040671784E-3,2.7231775942192114E-3,2.0585456195254385E-3,2.3325933936485981E-6,1.0853105241292938E-4,9.4310672379188994E-3]
[2004,3,11,7,3.7854924096739689E-3,1.8886741010588719E-3,2.994255345613742E-3,5.4359390752373648E-3,1.322309570668092E-5,2.242395232500127E-4,1.4341823550540641E-2,null,3.2688134017849137E-3,1.5879915083566525E-3,3.0154072691023228E-3,2.0595929104626387E-3,1.9430503436312327E-6,9.0406368833852039E-5,1.002415450888401E-2]
[2004,3,11,8,3.9624780880171059E-3,2.0338365667759771E-3,3.6422093008302522E-3,6.4638439313649838E-3,0,0,1.6102367886988319E-2,null,3.4216424381907392E-3,1.71004367329164E-3,3.6679384800645527E-3,2.4490500999213194E-3,0,0,1.1248674691468251E-2]
[2004,3,11,9,4.0067051599048326E-3,1.8021483066004535E-3,3.8736916160712473E-3,8.1869638416040003E-3,0,0,1.7869508924180533E-2,null,3.4598329903468743E-3,1.5152408804019683E-3,3.9010560253229577E-3,3.1019134786100014E-3,0,0,1.1978043374681802E-2]
[2004,3,11,10,3.8092354533720181E-3,1.8142410938770605E-3,3.9402022121784279E-3,7.9867552704662257E-3,0,0,1.755043402989373E-2,null,3.2893157753310894E-3,1.5254084596030856E-3,3.9680364634701966E-3,3.0260575596929543E-3,0,0,1.1808818258097325E-2]
[2004,3,11,11,3.6398892217065124E-3,1.9449988034660494E-3,3.8837588119576571E-3,7.418948405880599E-3,0,0,1.6887595243010818E-2,null,3.1430834832796425E-3,1.6353491488744992E-3,3.9111943375747258E-3,2.8109243551763985E-3,0,0,1.1500551324905265E-2]
[2004,3,11,12,3.3540212527253636E-3,1.8759987469387669E-3,3.8154765207120368E-3,8.1789889483241188E-3,0,0,1.7224485468700285E-2,null,2.8962334180784571E-3,1.5773341087042428E-3,3.8424296887365345E-3,3.0988919153743569E-3,0,0,1.1414889130893592E-2]
[2004,3,11,13,3.1651604575396409E-3,2.0314828925446136E-3,3.8306753362422879E-3,7.3298820524553667E-3,0,0,1.6357200738781909E-2,null,2.7331500905839459E-3,1.7080647110711343E-3,3.8577358712566061E-3,2.7771784968184552E-3,0,0,1.107612916973014E-2]
[2004,3,11,14,3.0050408198429865E-3,1.9443631699262295E-3,3.8371953615316985E-3,8.410683343280179E-3,0,0,1.7197282694581095E-2,null,2.5948850616397067E-3,1.6348147101044146E-3,3.8643019551015331E-3,3.1866773240481279E-3,0,0,1.1280679050893782E-2]
[2004,3,11,15,2.8078294692363897E-3,2.0235395004335002E-3,3.7166378032173321E-3,8.0716644731624061E-3,0,0,1.6619671246049628E-2,null,2.4245909397443552E-3,1.7013859308554668E-3,3.7428927579136913E-3,3.0582283381887475E-3,0,0,1.092709796670226E-2]
[2004,3,11,16,3.0803708349386016E-3,1.813717258941471E-3,3.6688508052470405E-3,8.745843309084211E-3,0,0,1.7308782208211325E-2,null,2.6599333397109904E-3,1.5249680207634626E-3,3.6947681845504736E-3,3.3136642309811756E-3,0,0,1.1193333776006103E-2]
[2004,3,11,17,3.7291728664907786E-3,1.7880557329638975E-3,3.4427270720620933E-3,7.6018851351741107E-3,0,0,1.6561840806690882E-2,null,3.2201808706327846E-3,1.5033918868391323E-3,3.4670470752732412E-3,2.8802362414027333E-3,0,0,1.1070856074147893E-2]
[2004,3,11,18,3.786886931930107E-3,1.8289804561158222E-3,3.2694372977617068E-3,6.9214906023645139E-3,0,0,1.5806795288172151E-2,null,3.2700175867486194E-3,1.5378012710789374E-3,3.2925331528544503E-3,2.6224453175721541E-3,0,0,1.0722797328254161E-2]
[2004,3,11,19,3.5155672517461715E-3,2.0454686937678864E-3,3.2289790786867089E-3,6.7174776715003591E-3,7.9370320460520408E-6,1.3459754973470752E-4,1.5650027277481885E-2,null,3.0357301253640038E-3,1.7198239307097526E-3,3.251789130113572E-3,2.5451479858259974E-3,1.166296696824299E-6,5.4265526206464689E-5,1.0607922994916613E-2]
[2004,3,11,20,4.2681843522664438E-3,1.7407906052178809E-3,3.2845946417479547E-3,8.1952759626326786E-3,1.5874064092104082E-5,2.6919509946941503E-4,1.7773914725426481E-2,null,3.6856230846805051E-3,1.4636515094706985E-3,3.3077975708685555E-3,3.1050628122034482E-3,2.3325933936485981E-6,1.0853105241292938E-4,1.1672998623029786E-2]
[2004,3,11,21,4.2111659921923693E-3,1.7862809574801691E-3,3.255034265829829E-3,7.7725415134910865E-3,1.5874064092104082E-5,2.6919509946941503E-4,1.7310091892554974E-2,null,3.6363871176286031E-3,1.5018996609459407E-3,3.2780283754819668E-3,2.9448952933240472E-3,2.3325933936485981E-6,1.0853105241292938E-4,1.1472074093187137E-2]
[2004,3,11,22,4.3435054053049746E-3,1.7626082879052384E-3,3.0779362736660485E-3,7.7746139491190582E-3,1.5874064092104082E-5,2.6919509946941503E-4,1.7243733079556841E-2,null,3.7506636239191264E-3,1.4819957515080726E-3,3.0996793333081334E-3,2.9456805070042749E-3,2.3325933936485981E-6,1.0853105241292938E-4,1.1388882861546186E-2]
[2004,3,11,23,4.2904600138521246E-3,1.6241732848039766E-3,2.8197102140947007E-3,8.2496422266639339E-3,1.5874064092104082E-5,2.6919509946941503E-4,1.7269054902976259E-2,null,3.7048583579936461E-3,1.3656000169232215E-3,2.8396291214102943E-3,3.1256613454867196E-3,2.3325933936485981E-6,1.0853105241292938E-4,1.114661248762046E-2]
[2004,3,11,24,3.9569232314553109E-3,1.7057334397497909E-3,2.6659214771186483E-3,7.6202860846367347E-3,1.5874064092104082E-5,2.6919509946941503E-4,1.6233933396522005E-2,null,3.4168457598173301E-3,1.4341755500983698E-3,2.6847539949241797E-3,2.887208075438115E-3,2.3325933936485981E-6,1.0853105241292938E-4,1.0533847026084573E-2]
[2004,3,12,1,3.1395078570216851E-3,1.6068727522089779E-3,2.6404935542942432E-3,7.8584403699220422E-3,1.5874064092104082E-5,2.6919509946941503E-4,1.5530383697008468E-2,null,2.7109987941899977E-3,1.3510537811086347E-3,2.6591464449751728E-3,2.9774410362533536E-3,2.3325933936485981E-6,1.0853105241292938E-4,9.8095037023337387E-3]
[2004,3,12,2,2.8867155312858562E-3,1.7044554297748881E-3,2.5695583073979708E-3,7.1414423350322385E-3,1.5874064092104082E-5,2.6919509946941503E-4,1.4587240767052473E-2,null,2.4927099025990559E-3,1.433101003152127E-3,2.5877100995613037E-3,2.7057816138360406E-3,2.3325933936485981E-6,1.0853105241292938E-4,9.3301662649551056E-3]
[2004,3,12,3,2.5024564948310435E-3,1.5526790056622282E-3,2.5338642745273074E-3,7.5999757103283796E-3,1.5874064092104082E-5,2.6919509946941503E-4,1.4474044648910478E-2,null,2.1608980926187973E-3,1.3054878418743206E-3,2.551763918037592E-3,2.8795127899767887E-3,2.3325933936485981E-6,1.0853105241292938E-4,9.0085262883140785E-3]
[2004,3,12,4,2.6293725965485914E-3,1.4827220493667122E-3,2.4943304725203756E-3,6.967094439073885E-3,1.5874064092104082E-5,2.6919509946941503E-4,1.3858588721071085E-2,null,2.2704915112019162E-3,1.2466682432545934E-3,2.5119508426024641E-3,2.6397239031994983E-3,2.3325933936485981E-6,1.0853105241292938E-4,8.7796981460650514E-3]
[2004,3,12,5,2.6858634053107512E-3,1.5790199734480538E-3,2.5485561962914809E-3,6.2559414350195778E-3,1.5874064092104082E-5,2.6919509946941503E-4,1.3354450173631382E-2,null,2.3192719320231326E-3,1.3276352484291815E-3,2.5665596260087474E-3,2.3702790722085437E-3,2.3325933936485981E-6,1.0853105241292938E-4,8.6946095244761854E-3]
[2004,3,12,6,2.9205852168406555E-3,1.6469095083788815E-3,2.6666243962029899E-3,5.9942604983023945E-3,1.5874064092104082E-5,2.6919509946941503E-4,1.3513448783286442E-2,null,2.5219567402820046E-3,1.3847165653784609E-3,2.685461879547186E-3,2.2711322284697921E-3,2.3325933936485981E-6,1.0853105241292938E-4,8.9741310594840234E-3]
[2004,3,12,7,3.4843837065262053E-3,1.6399917496263377E-3,3.099239629624394E-3,6.1042468802629309E-3,1.322309570668092E-5,2.242395232500127E-4,1.4565324584996561E-2,null,3.0088027987446989E-3,1.3789001346084615E-3,3.1211331797568582E-3,2.3128043608094035E-3,1.9430503436312327E-6,9.0406368833852039E-5,9.9139898930969052E-3]
[2004,3,12,8,3.6565911998418577E-3,1.8871301846736974E-3,3.6276011775428665E-3,6.7174231006397319E-3,0,0,1.5888745662698153E-2,null,3.1575058209986706E-3,1.586693388099751E-3,3.653227162536723E-3,2.5451273097742409E-3,0,0,1.0942553681409386E-2]
[2004,3,12,9,3.90486218380831E-3,1.6840275703468362E-3,3.8335600442357806E-3,8.4495650260143634E-3,0,0,1.7872014824405289E-2,null,3.3718904853530136E-3,1.4159253203345021E-3,3.860640957312663E-3,3.2014089899107898E-3,0,0,1.1849865752910969E-2]
[2004,3,12,10,4.2955818689165912E-3,1.6037143813760596E-3,3.8592828139159025E-3,8.5231824694219811E-3,0,0,1.8281761533630536E-2,null,3.7092811349179748E-3,1.3483982324038032E-3,3.8865454369651775E-3,3.2293014961420324E-3,0,0,1.2173526300428988E-2]
[2004,3,12,11,4.1232975682025368E-3,1.7951332229070916E-3,3.8333312019122184E-3,8.1697576829536031E-3,0,0,1.792151967597545E-2,null,3.5605117886495599E-3,1.5093426191142086E-3,3.8604104984084286E-3,3.0953943322615655E-3,0,0,1.2025659238433762E-2]
[2004,3,12,12,3.4680464215175533E-3,1.7197981918851187E-3,3.73512811141602E-3,8.4773177163301201E-3,0,0,1.7400290441148811E-2,null,2.9946953774621764E-3,1.4460011514265819E-3,3.7615136847601416E-3,3.2119240533486746E-3,0,0,1.1414134266997574E-2]
[2004,3,12,13,3.2772143491002935E-3,2.1063028888968116E-3,3.7637248484256201E-3,7.6261326991950837E-3,0,0,1.6773374785617811E-2,null,2.8299098308807598E-3,1.7709731391561884E-3,3.7903124339308406E-3,2.8894232669124708E-3,0,0,1.128061867088026E-2]
[2004,3,12,14,3.0316735574677442E-3,1.9778974129904385E-3,3.6779246043275298E-3,8.3991565926393556E-3,0,0,1.7086652167425068E-2,null,2.6178827169649559E-3,1.6630102008962225E-3,3.7039060824741636E-3,3.1823100172089737E-3,0,0,1.1167109017544315E-2]
[2004,3,12,15,2.94879893534247E-3,1.8218076244659819E-3,3.6365890429955897E-3,8.1465451677121044E-3,0,0,1.6553740770516148E-2,null,2.5463195895951436E-3,1.5317703757834324E-3,3.6622785197830436E-3,3.0865994706629173E-3,0,0,1.0826967955824537E-2]
[2004,3,12,16,2.8691837185077372E-3,1.6858119286049821E-3,3.3769402664367279E-3,8.7692824166921961E-3,0,0,1.6701218330241643E-2,null,2.4775709937426421E-3,1.4174256033956259E-3,3.4007955405855449E-3,3.3225449449091312E-3,0,0,1.0618337082632944E-2]
[2004,3,12,17,3.6388335465031528E-3,1.615566443230207E-3,3.2773639243554448E-3,7.3866011760268108E-3,0,0,1.5918365090115613E-2,null,3.1421718963896899E-3,1.3583634103931407E-3,3.3005157744719527E-3,2.7986684920480835E-3,0,0,1.0599719573302867E-2]
[2004,3,12,18,3.3899960912341185E-3,1.7129593911811645E-3,3.1295322394688371E-3,6.3992548117111272E-3,0,0,1.4631742533595248E-2,null,2.927298077974207E-3,1.4402511083465533E-3,3.1516397816934044E-3,2.4245782853754036E-3,0,0,9.9437672533895689E-3]
[2004,3,12,19,3.4958906612901439E-3,1.6122577330811069E-3,3.0633079027723559E-3,6.4606838088249411E-3,7.9370320460520408E-6,1.3459754973470752E-4,1.4774674687749309E-2,null,3.0187391779195639E-3,1.355581456843061E-3,3.0849476251414995E-3,2.4478527785588866E-3,1.166296696824299E-6,5.4265526206464689E-5,9.9625528613663007E-3]
[2004,3,12,20,3.7089639490302268E-3,1.6221275437069502E-3,3.0746525304263671E-3,6.4261565590715162E-3,1.5874064092104082E-5,2.6919509946941503E-4,1.511696974579658E-2,null,3.2027302530957371E-3,1.3638799639566707E-3,3.0963723931537791E-3,2.434770939740297E-3,2.3325933936485981E-6,1.0853105241292938E-4,1.0208617195753063E-2]
[2004,3,12,21,3.6442314528576654E-3,1.7142412801864674E-3,2.9916249353788681E-3,6.4775206899910344E-3,1.5874064092104082E-5,2.6919509946941503E-4,1.5112687521975554E-2,null,3.1468330465713994E-3,1.4413289167698993E-3,3.0127582772070329E-3,2.4542320114023805E-3,2.3325933936485981E-6,1.0853105241292938E-4,1.0166015897757291E-2]
[2004,3,12,22,4.3045505255034869E-3,1.436130692051305E-3,2.8474101060903976E-3,6.4849301531595118E-3,1.5874064092104082E-5,2.6919509946941503E-4,1.5358090640366221E-2,null,3.7170256663222202E-3,1.2074943700394118E-3,2.8675246901030348E-3,2.4570393419483844E-3,2.3325933936485981E-6,1.0853105241292938E-4,1.0359947714219631E-2]
[2004,3,12,23,4.0830236759419871E-3,1.3381510326735903E-3,2.6763209091420674E-3,6.2592723856523466E-3,1.5874064092104082E-5,2.6919509946941503E-4,1.4641837166971511E-2,null,3.5257348496106925E-3,1.1251133668815578E-3,2.6952268902849211E-3,2.371541117682821E-3,2.3325933936485981E-6,1.0853105241292938E-4,9.8284798702665717E-3]
[2004,3,12,24,3.9256466880188291E-3,1.0146762229250375E-3,2.5704232542090406E-3,6.457759015400342E-3,1.5874064092104082E-5,2.6919509946941503E-4,1.4253574344114768E-2,null,3.3898381282380383E-3,8.5313671894637552E-4,2.588581156502158E-3,2.4467446197442831E-3,2.3325933936485981E-6,1.0853105241292938E-4,9.3891642692374346E-3]
[2004,3,13,1,3.5718595140530381E-3,1.3773251818204018E-3,2.514315518592547E-3,5.822983053177304E-3,1.5874064092104082E-5,2.6919509946941503E-4,{"$f":"SUM(E1731:J1731)","v":1.357155243120481E-2},null,3.0843390991860714E-3,1.1580508737586612E-3,2.5320770664021977E-3,2.2062378639783383E-3,2.3325933936485981E-6,1.0853105241292938E-4,{"$f":"SUM(M1731:R1731)","v":9.0915685491318472E-3}]
[2004,3,13,2,3.2795926686602435E-3,1.3641142489638069E-3,2.4659862373181372E-3,5.9320518745188573E-3,1.5874064092104082E-5,2.6919509946941503E-4,1.3326814193022564E-2,null,{"$f":"E1732*V$5","v":2.8319635353952436E-3},{"$f":"F1732*W$5","v":1.1469431611141234E-3},{"$f":"G1732*X$5","v":2.4834063789543727E-3},{"$f":"H1732*Y$5","v":2.2475623468466033E-3},{"$f":"I1732*Z$5","v":2.3325933936485981E-6},{"$f":"J1732*AA$5","v":1.0853105241292938E-4},8.8207390681169211E-3]
[2004,3,13,3,2.9662147944396937E-3,1.3599939321953852E-3,2.4576492134822667E-3,5.6804220571350685E-3,1.5874064092104082E-5,2.6919509946941503E-4,1.2749349160813933E-2,null,2.5613583712012344E-3,1.1434788111575455E-3,2.475010460979578E-3,2.1522237161571063E-3,2.3325933936485981E-6,1.0853105241292938E-4,8.4429350053020439E-3]
[2004,3,13,4,2.9081936412026087E-3,1.3639750120108007E-3,2.4472602314538467E-3,4.9923789678892726E-3,1.5874064092104082E-5,2.6919509946941503E-4,1.1996877016118047E-2,null,2.5112564814698708E-3,1.1468260911024685E-3,2.4645480894343584E-3,1.8915348730538426E-3,2.3325933936485981E-6,1.0853105241292938E-4,8.1250291808671205E-3]
[2004,3,13,5,3.0152444804597586E-3,1.2833459448530413E-3,2.5176375140559038E-3,5.5749913497141366E-3,1.5874064092104082E-5,2.6919509946941503E-4,1.2676288452644359E-2,null,2.6036960323039542E-3,1.0790334137414264E-3,2.5354225290003711E-3,2.1122776581634873E-3,2.3325933936485981E-6,1.0853105241292938E-4,8.4412932790158181E-3]
[2004,3,13,6,3.1960076290853735E-3,1.176853956830738E-3,2.5703185881681685E-3,5.7948507911786988E-3,1.5874064092104082E-5,2.6919509946941503E-4,1.3023100128824497E-2,null,2.7597869549184678E-3,9.8949527024031815E-4,2.5884757510827652E-3,2.1955789867235237E-3,2.3325933936485981E-6,1.0853105241292938E-4,8.6442006087716541E-3]
[2004,3,13,7,3.3721050048502602E-3,1.2786672595121345E-3,2.9070626267990924E-3,5.4310341786925048E-3,1.190554806907806E-5,2.0189632460206126E-4,1.3202670942525131E-2,null,2.9118489324959089E-3,1.0750995891671035E-3,2.9275986062534311E-3,2.0577345213213098E-3,1.7494450452364484E-6,8.1398289309697031E-5,9.0554293835926856E-3]
[2004,3,13,8,3.8484473279522084E-3,1.4399821985390184E-3,3.1894753265654663E-3,5.2570200578205915E-3,0,0,1.3734924910877284E-2,null,3.3231756506829128E-3,1.2107327051197945E-3,3.2120063168415815E-3,1.9918032728824132E-3,0,0,9.737717945526702E-3]
[2004,3,13,9,4.0970608006152837E-3,1.5241000293832038E-3,3.3238533430147389E-3,5.4173496703337808E-3,0,0,1.4362363843347006E-2,null,3.5378560577096277E-3,1.2814587245040059E-3,3.3473336022056266E-3,2.0525496735868706E-3,0,0,1.0219198058006132E-2]
[2004,3,13,10,4.2865409773326498E-3,1.5187734901471062E-3,3.3513136423430068E-3,5.4404463186528982E-3,0,0,1.4597074428475659E-2,null,3.7014742278170263E-3,1.276980186321527E-3,3.3749878857080285E-3,2.0613006350077225E-3,0,0,1.0414742934854304E-2]
[2004,3,13,11,4.1655695314684925E-3,1.5324845765029899E-3,3.3297379859492625E-3,5.4799070357510644E-3,0,0,1.450769912967181E-2,null,3.5970140834871863E-3,1.2885084265252132E-3,3.3532598152478201E-3,2.0762516880000899E-3,0,0,1.031503401326031E-2]
[2004,3,13,12,4.2065286679412259E-3,1.421012200674753E-3,3.2806030148968177E-3,5.6347790551793397E-3,0,0,1.4542922938692136E-2,null,3.6323827382718195E-3,1.1947827879238589E-3,3.3037777464938259E-3,2.1349302914260453E-3,0,0,1.0265873564115549E-2]
[2004,3,13,13,4.2602272340298598E-3,1.441466379826089E-3,3.2898478055228084E-3,5.4587041551727288E-3,0,0,1.4450245574551485E-2,null,3.6787520275189949E-3,1.2119806002857253E-3,3.3130878438760608E-3,2.068218245771229E-3,0,0,1.0272038717452008E-2]
[2004,3,13,14,3.9287767950186361E-3,1.4810757334131424E-3,3.2459188409701516E-3,5.2883448936464541E-3,0,0,1.3944116263048385E-2,null,3.3925410092909346E-3,1.2452840257483147E-3,3.2688485577275815E-3,2.0036717667885071E-3,0,0,9.9103453595553379E-3]
[2004,3,13,15,3.9690426951913167E-3,1.4024284123224592E-3,3.2207392616553495E-3,5.200509846720866E-3,0,0,1.3792720215889991E-2,null,3.4273110470759865E-3,1.1791575945249582E-3,3.2434911056285088E-3,1.9703924313444845E-3,0,0,9.8203521785739378E-3]
[2004,3,13,16,3.8066069745085465E-3,1.4398918968666968E-3,3.1544054279336979E-3,5.2237158581893593E-3,0,0,1.36246201574983E-2,null,3.2870460555680099E-3,1.2106567797450798E-3,3.1766886785460271E-3,1.9791848287645268E-3,0,0,9.6535763426236435E-3]
[2004,3,13,17,4.4680295003376638E-3,1.3213202954936764E-3,3.0741482528376619E-3,5.2076058492253339E-3,0,0,1.4071103897894337E-2,null,3.8581915190082226E-3,1.1109621336401522E-3,3.0958645532633521E-3,1.973080996512075E-3,0,0,1.0038099202423802E-2]
[2004,3,13,18,4.4663953331400153E-3,1.2484018806149036E-3,2.8900137676491572E-3,5.399127426273605E-3,0,0,1.4003938407677682E-2,null,3.8567803980605803E-3,1.0496525495433515E-3,2.9104293110943104E-3,2.0456455482536742E-3,0,0,9.8625078069519163E-3]
[2004,3,13,19,4.1583110732515633E-3,1.2513121861899108E-3,2.7877070970777681E-3,5.3407032493457234E-3,7.9370320460520408E-6,1.3459754973470752E-4,1.3680568187645726E-2,null,3.5907463267654555E-3,1.052099525724813E-3,2.8073999289908312E-3,2.023509534782069E-3,1.166296696824299E-6,5.4265526206464689E-5,9.5291871391664576E-3]
[2004,3,13,20,4.478211009354971E-3,1.2421621459743992E-3,2.767962986681141E-3,5.38637323837848E-3,1.5874064092104082E-5,2.6919509946941503E-4,1.4159778543950509E-2,null,3.8669833615281321E-3,1.0444061994091677E-3,2.7875163428767872E-3,2.0408131844975811E-3,2.3325933936485981E-6,1.0853105241292938E-4,9.8505827341182472E-3]
[2004,3,13,21,4.6271208600033604E-3,1.4117770475674802E-3,2.6623204048818296E-3,5.2393121519468174E-3,1.5874064092104082E-5,2.6919509946941503E-4,1.4225599627961008E-2,null,3.9955686188154847E-3,1.1870178989446007E-3,2.6811274841072675E-3,1.9850940223017908E-3,2.3325933936485981E-6,1.0853105241292938E-4,9.9596716699757223E-3]
[2004,3,13,22,4.5541164192176879E-3,1.3267494716573361E-3,2.5339648485815337E-3,5.2499093214389341E-3,1.5874064092104082E-5,2.6919509946941503E-4,1.3949809224457011E-2,null,3.9325284991681246E-3,1.1155269686428828E-3,2.5518652025638571E-3,1.989109125277532E-3,2.3325933936485981E-6,1.0853105241292938E-4,9.6998934414589764E-3]
[2004,3,13,23,4.5027304383109795E-3,1.1264717523087645E-3,2.4404158664190004E-3,5.4045318370658868E-3,1.5874064092104082E-5,2.6919509946941503E-4,1.3759219057666151E-2,null,3.888156152093156E-3,9.4713406408605003E-4,2.4576553746534701E-3,2.0476931955872722E-3,2.3325933936485981E-6,1.0853105241292938E-4,9.4515024322265277E-3]
[2004,3,13,24,4.1821822113162817E-3,1.1310513763993937E-3,2.3657756433082522E-3,5.4137459029131429E-3,1.5874064092104082E-5,2.6919509946941503E-4,1.337782429749859E-2,null,3.6113593111746704E-3,9.5098459825883688E-4,2.3824878804498536E-3,2.0511842620677618E-3,2.3325933936485981E-6,1.0853105241292938E-4,9.1068796977577023E-3]
[2004,3,14,1,3.828490620606066E-3,1.0810945670286271E-3,2.4064272088638091E-3,5.4328341990843151E-3,1.5874064092104082E-5,2.6919509946941503E-4,1.3033915759144336E-2,null,3.3059428192917153E-3,9.0898106306931258E-4,2.4234266155033564E-3,2.0584165210984135E-3,2.3325933936485981E-6,1.0853105241292938E-4,8.807630664769377E-3]
[2004,3,14,2,3.3015928509284509E-3,1.1313460304599593E-3,2.365644170355557E-3,5.4075177051241142E-3,1.5874064092104082E-5,2.6919509946941503E-4,1.24911699204296E-2,null,2.8509609293554711E-3,9.5123234250747062E-4,2.3823554787501026E-3,2.0488244946322369E-3,2.3325933936485981E-6,1.0853105241292938E-4,8.3442368910518604E-3]
[2004,3,14,3,2.9221923247773267E-3,1.1795862268362029E-3,2.3678555503232096E-3,5.1334542335803911E-3,1.5874064092104082E-5,2.6919509946941503E-4,1.1888157499078648E-2,null,2.5233444952668196E-3,9.917925546499382E-4,2.3845824802778697E-3,1.9449861007143317E-3,2.3325933936485981E-6,1.0853105241292938E-4,7.9555692767155385E-3]
[2004,3,14,4,2.7700164832322859E-3,1.1670355454294981E-3,2.3922378199007148E-3,5.2864700254868441E-3,1.5874064092104082E-5,2.6919509946941503E-4,1.1900829037610862E-2,null,2.3919390197204645E-3,9.8123997944029088E-4,2.4091369903095289E-3,2.0029614083543635E-3,2.3325933936485981E-6,1.0853105241292938E-4,7.896141043631226E-3]
[2004,3,14,5,3.0030775189831185E-3,1.0870588685684228E-3,2.4531243064745338E-3,5.4211133861840205E-3,1.5874064092104082E-5,2.6919509946941503E-4,1.2249443243771614E-2,null,2.5931897302355089E-3,9.139958298801478E-4,2.470453589267512E-3,2.0539756870823975E-3,2.3325933936485981E-6,1.0853105241292938E-4,8.1424784822721457E-3]
[2004,3,14,6,3.079046574950936E-3,1.1283821449690312E-3,2.4888449264585345E-3,5.3877727496851749E-3,1.5874064092104082E-5,2.6919509946941503E-4,1.2369115559625195E-2,null,2.6587898269716526E-3,9.4874031649372023E-4,2.5064265457204024E-3,2.041343437601136E-3,2.3325933936485981E-6,1.0853105241292938E-4,8.2661637725934909E-3]
[2004,3,14,7,3.2163776093688786E-3,1.1033830192742899E-3,2.8382192806861248E-3,5.3060636378788086E-3,1.190554806907806E-5,2.0189632460206126E-4,1.2677845419879241E-2,null,2.7773766519350708E-3,9.2772112673656043E-4,2.8582689391619229E-3,2.0103851238549059E-3,1.7494450452364484E-6,8.1398289309697031E-5,8.6568995760433927E-3]
[2004,3,14,8,3.5308986646171037E-3,1.1819328603212577E-3,2.96266203078998E-3,5.1210571600315211E-3,0,0,1.2796550715759863E-2,null,3.0489689652392943E-3,9.9376559703210645E-4,2.9835907737876645E-3,1.9402890420390335E-3,0,0,8.9666143780980992E-3]
[2004,3,14,9,3.8874909236569681E-3,1.1543734364662583E-3,3.0904359533465951E-3,4.8267614982745394E-3,0,0,1.295906181174436E-2,null,3.3568902154162716E-3,9.7059371627596916E-4,3.11226731282878E-3,1.8287849853994504E-3,0,0,9.2685362299204724E-3]
[2004,3,14,10,3.9317715696460869E-3,1.2889964403653108E-3,3.1835486201495723E-3,4.8249677602276077E-3,0,0,1.3229284390388578E-2,null,3.3951270293850495E-3,1.0837843333873626E-3,3.2060377431745086E-3,1.8281053659052738E-3,0,0,9.5130544718521944E-3]
[2004,3,14,11,4.0812236370242677E-3,1.311963615733235E-3,3.216348524374866E-3,4.9895699100207204E-3,0,0,1.3599105687153088E-2,null,3.5241804966491233E-3,1.1030950654161197E-3,3.2390693514412171E-3,1.8904705646443712E-3,0,0,9.7568154781508317E-3]
[2004,3,14,12,4.2581661665758389E-3,1.3095748368362064E-3,3.1979302174896087E-3,4.8449417098905823E-3,0,0,1.3610612930792236E-2,null,3.676972273609446E-3,1.1010865872982188E-3,3.2205209345375885E-3,1.8356731852922127E-3,0,0,9.8342529807374669E-3]
[2004,3,14,13,4.2272886890914558E-3,1.2650961568494751E-3,3.2133664563733589E-3,4.8954545863648165E-3,0,0,1.3601205888679106E-2,null,3.6503092397710143E-3,1.0636890468320034E-3,3.2360662176096704E-3,1.8548117298626125E-3,0,0,9.8048762340753014E-3]
[2004,3,14,14,4.1856813417294227E-3,1.1826212933347647E-3,3.1937255740553494E-3,4.9199708014696763E-3,0,0,1.3481999010589213E-2,null,3.6143808479131507E-3,9.94344429440995E-4,3.2162865887947574E-3,1.8641005430966241E-3,0,0,9.6891124092455261E-3]
[2004,3,14,15,4.141046953212324E-3,1.1697526299310906E-3,3.1682626701626799E-3,4.7271026101906926E-3,0,0,1.3206164863496787E-2,null,3.5758385734676094E-3,9.8352449592389022E-4,3.1906438106653352E-3,1.7910257801322137E-3,0,0,9.5410326601890489E-3]
[2004,3,14,16,4.0462356774448056E-3,1.255364532501257E-3,3.0969386804084423E-3,4.5853242656555609E-3,0,0,1.2983863156010064E-2,null,3.4939680173208909E-3,1.0555067263253457E-3,3.1188159762485534E-3,1.7373081668146037E-3,0,0,9.4055988867093928E-3]
[2004,3,14,17,4.4455664789629749E-3,1.2072525750001031E-3,2.9404140050434315E-3,4.9868697236880458E-3,0,0,1.3580102782694555E-2,null,3.8387944585025623E-3,1.0150543370436721E-3,2.9611855842444305E-3,1.8894475059693691E-3,0,0,9.7044818857600339E-3]
[2004,3,14,18,4.5196709462910229E-3,1.2110367595186563E-3,2.7900193459941924E-3,5.0197924564236588E-3,0,0,1.354051950822753E-2,null,3.9027844628980323E-3,1.0182360680146998E-3,2.8097285120225936E-3,1.9019214182036345E-3,0,0,9.6326704611389598E-3]
[2004,3,14,19,4.3992909874716168E-3,1.3848286745326956E-3,2.6915580727075055E-3,4.8654735876336782E-3,7.9370320460520408E-6,1.3459754973470752E-4,1.3483685904126257E-2,null,3.7988350739916938E-3,1.1643597878817798E-3,2.7105716917371517E-3,1.8434523949656249E-3,1.166296696824299E-6,5.4265526206464689E-5,9.5726507714795385E-3]
[2004,3,14,20,4.2879752785554177E-3,1.4381368441395543E-3,2.6861263843561693E-3,4.8388202407232683E-3,1.5874064092104082E-5,2.6919509946941503E-4,1.3536127911335929E-2,null,3.7027127623461666E-3,1.2091811366863553E-3,2.7051016330255223E-3,1.8333538556742541E-3,2.3325933936485981E-6,1.0853105241292938E-4,9.5612130335388772E-3]
[2004,3,14,21,4.5118010373364457E-3,1.4711687385117402E-3,2.6284670758682772E-3,5.2946502359677607E-3,1.5874064092104082E-5,2.6919509946941503E-4,1.4191156251245743E-2,null,3.8959887118893109E-3,1.2369542542075606E-3,2.647035009482377E-3,2.0060607630894701E-3,2.3325933936485981E-6,1.0853105241292938E-4,9.8969023844752979E-3]
[2004,3,14,22,4.6945351164805107E-3,1.463953947426576E-3,2.5209262155941785E-3,5.706772522796665E-3,1.5874064092104082E-5,2.6919509946941503E-4,1.467125696585945E-2,null,4.053781554200251E-3,1.230888079544931E-3,2.5387344624795741E-3,2.1622074984462124E-3,2.3325933936485981E-6,1.0853105241292938E-4,1.0096475240477548E-2]
[2004,3,14,23,4.4329880924015314E-3,1.650236843748153E-3,2.5221446025907061E-3,6.0166111008636142E-3,1.5874064092104082E-5,2.6919509946941503E-4,1.4907049803165524E-2,null,3.8279328864492665E-3,1.3875141789576884E-3,2.5399614563668162E-3,2.2796005247370096E-3,2.3325933936485981E-6,1.0853105241292938E-4,1.014587269231736E-2]
[2004,3,14,24,4.0020201418804998E-3,1.6496389093501422E-3,2.4992758996974325E-3,7.3503172855891611E-3,1.5874064092104082E-5,2.6919509946941503E-4,1.5786321400078754E-2,null,3.4557874269040821E-3,1.387011437512744E-3,2.5169312051090752E-3,2.7849210893500275E-3,2.3325933936485981E-6,1.0853105241292938E-4,1.0255514804682507E-2]
[2004,3,15,1,2.9698155764639423E-3,1.5142017140275972E-3,2.4663529691817199E-3,7.2414405412325154E-3,1.5874064092104082E-5,2.6919509946941503E-4,1.4476879964467294E-2,null,2.564467685198983E-3,1.2731362506992734E-3,2.4837757014735356E-3,2.7436693814689179E-3,2.3325933936485981E-6,1.0853105241292938E-4,9.1759126646472899E-3]
[2004,3,15,2,2.5162055210844166E-3,1.6912824586039551E-3,2.4402159381292708E-3,7.0027232389353409E-3,1.5874064092104082E-5,2.6919509946941503E-4,1.3935496320314503E-2,null,2.1727705246341582E-3,1.4220252085788119E-3,2.457454034036668E-3,2.6532231022499851E-3,2.3325933936485981E-6,1.0853105241292938E-4,8.8163365153062032E-3]
[2004,3,15,3,2.3758907845299578E-3,1.5388914557617156E-3,2.4313174145752367E-3,6.9314382880989473E-3,1.5874064092104082E-5,2.6919509946941503E-4,1.3562607106527376E-2,null,2.051607240791611E-3,1.2938953113520973E-3,2.4484926498152385E-3,2.6262143412368009E-3,2.3325933936485981E-6,1.0853105241292938E-4,8.5310731890023278E-3]
[2004,3,15,4,2.3953424073119723E-3,1.8181520973044869E-3,2.4948426324943166E-3,6.1553035213734002E-3,1.5874064092104082E-5,2.6919509946941503E-4,1.3148709822045695E-2,null,2.0684039262304256E-3,1.5286968195315799E-3,2.5124666205606225E-3,2.3321489293573073E-3,2.3325933936485981E-6,1.0853105241292938E-4,8.5525799414865149E-3]
[2004,3,15,5,2.6208914629723317E-3,1.6501749344900421E-3,2.5798551648635146E-3,6.7160609456391272E-3,1.5874064092104082E-5,2.6919509946941503E-4,1.3852051671526535E-2,null,2.2631679611597715E-3,1.3874621258395175E-3,2.5980796957602369E-3,2.544611210395023E-3,2.3325933936485981E-6,1.0853105241292938E-4,8.9041846389611278E-3]
[2004,3,15,6,2.8910720530203543E-3,1.7026572192911304E-3,2.7714323989812654E-3,6.4850775481413462E-3,1.5874064092104082E-5,2.6919509946941503E-4,1.4135308382995615E-2,null,2.4964718059631999E-3,1.4315890731813373E-3,2.7910102636890632E-3,2.4570951876183638E-3,2.3325933936485981E-6,1.0853105241292938E-4,9.2870299762585432E-3]
[2004,3,15,7,3.035845620780762E-3,1.5634649145295195E-3,3.2690869136113463E-3,7.3854191563011897E-3,1.0588001067391641E-5,1.7955313673808981E-4,1.54439577430283E-2,null,2.6214853384986395E-3,1.3145566016362956E-3,3.2921802935315064E-3,2.7982206431275526E-3,1.5558398402855654E-6,7.2390214133305776E-5,1.0100388930767586E-2]
[2004,3,15,8,3.5381435513753513E-3,1.7988178740533762E-3,3.6364439423000917E-3,7.4019110224705538E-3,0,0,1.6375316390199374E-2,null,3.0552250028605169E-3,1.5124406627249492E-3,3.6621323940718223E-3,2.8044691551459178E-3,0,0,1.1034267214803207E-2]
[2004,3,15,9,3.9995308592068778E-3,1.8448876045645474E-3,3.8934355268885777E-3,8.1951874730970455E-3,0,0,1.793304146375705E-2,null,3.4536379045477378E-3,1.5511759536907138E-3,3.9209394104478433E-3,3.1050292848923953E-3,0,0,1.2030782553578688E-2]
[2004,3,15,10,3.6677290663221385E-3,1.9021192752389938E-3,4.0025622932803899E-3,8.2892781589869319E-3,0,0,1.7861688793828455E-2,null,3.1671234884717296E-3,1.5992961704020734E-3,4.0308370666759744E-3,3.1406787848071663E-3,0,0,1.1937935510356943E-2]
[2004,3,15,11,3.6109956252422522E-3,2.0766070735545547E-3,3.9825834411989407E-3,7.8681414378734965E-3,0,0,1.7538327577869245E-2,null,3.1181335520350907E-3,1.7460049868578151E-3,4.0107170806223556E-3,2.981116620269324E-3,0,0,1.1855972239784586E-2]
[2004,3,15,12,3.3397538016500155E-3,1.9115118143349654E-3,3.8652864118820054E-3,8.6761583192519302E-3,0,0,1.7792710347118917E-2,null,2.8839133206546119E-3,1.6071933890476559E-3,3.8925914453573057E-3,3.2872616703494674E-3,0,0,1.1670959825409041E-2]
[2004,3,15,13,3.4503033517210681E-3,1.9505424945740141E-3,3.8932629157990804E-3,7.5581363287841406E-3,0,0,1.6852245090878303E-2,null,2.9793740458987218E-3,1.6400102676982628E-3,3.9207655800045718E-3,2.8636604979599039E-3,0,0,1.1403810391561461E-2]
[2004,3,15,14,2.9803362591549025E-3,1.8311515238507593E-3,3.84357925990535E-3,8.3261609816280106E-3,0,0,1.6981228024539025E-2,null,2.5735524078332834E-3,1.539626698306014E-3,3.870730950407267E-3,3.1546531136173363E-3,0,0,1.1138563170163901E-2]
[2004,3,15,15,2.7417538357404096E-3,2.0248751763286702E-3,3.6886389034430523E-3,7.9870672900157081E-3,0,0,1.644233520552784E-2,null,2.3675339196982653E-3,1.7025089631341737E-3,3.7146960692011175E-3,3.0261757790554498E-3,0,0,1.0810914731089005E-2]
[2004,3,15,16,3.0264497235686525E-3,1.7818635124073588E-3,3.5583972856954157E-3,8.7800968976418058E-3,0,0,1.7146807419313233E-2,null,2.613371880220333E-3,1.4981854864039581E-3,3.5835344027550084E-3,3.3266423838218687E-3,0,0,1.1021734153201169E-2]
[2004,3,15,17,3.4359826013535535E-3,1.6336052865961546E-3,3.430721751486723E-3,7.543536687937248E-3,0,0,{"$f":"SUM(E1795:J1795)","v":1.6043846327373681E-2},null,2.967007923962955E-3,1.3735304156851816E-3,3.4549569470936573E-3,2.8581289207351818E-3,0,0,{"$f":"SUM(M1795:R1795)","v":1.0653624207476975E-2}]
[2004,3,15,18,3.5029256218262299E-3,1.6017820156095973E-3,3.2691132046894431E-3,7.1116001934781225E-3,0,0,1.5485421035603391E-2,null,{"$f":"E1796*V$5","v":3.0248139419905788E-3},{"$f":"F1796*W$5","v":1.3467735050744767E-3},{"$f":"G1796*X$5","v":3.2922067703342016E-3},{"$f":"H1796*Y$5","v":2.694474889767358E-3},{"$f":"I1796*Z$5","v":0},{"$f":"J1796*AA$5","v":0},1.0358269107166616E-2]
[2004,3,15,19,3.5306747126199241E-3,1.7731412117913488E-3,3.1535632947580182E-3,6.6965208420609887E-3,6.6194850443656212E-6,1.1225436187073604E-4,1.527277390814538E-2,null,3.0487755802815365E-3,1.4908518022581374E-3,3.1758405963999213E-3,2.5372077685531951E-3,9.7269149187341608E-7,4.5257451030073421E-5,1.0298905890014734E-2]
[2004,3,15,20,3.989483005444527E-3,1.5446553800027491E-3,3.205776787943974E-3,8.1379787391670077E-3,1.5874064092104082E-5,2.6919509946941503E-4,1.7162963076119777E-2,null,3.4449614747777001E-3,1.298741601532304E-3,3.2284229344856814E-3,3.0833537839001944E-3,2.3325933936485981E-6,1.0853105241292938E-4,1.1166343440502458E-2]
[2004,3,15,21,4.1097724985076937E-3,1.6608714825658494E-3,3.1141413718502198E-3,8.1044599151524795E-3,1.5874064092104082E-5,2.6919509946941503E-4,1.7274314431637763E-2,null,3.5488327455307322E-3,1.3964557513165587E-3,3.1361401903967048E-3,3.070654021936002E-3,2.3325933936485981E-6,1.0853105241292938E-4,1.1262946354986578E-2]
[2004,3,15,22,4.3760175997676924E-3,1.6447273367182957E-3,2.9367099618452753E-3,7.8697544439388766E-3,1.5874064092104082E-5,2.6919509946941503E-4,1.7112278505831659E-2,null,3.7787382534467343E-3,1.3828818020040681E-3,2.957455375061987E-3,2.98172776322196E-3,2.3325933936485981E-6,1.0853105241292938E-4,1.1211666839541327E-2]
[2004,3,15,23,3.5089696845799464E-3,1.7072254523486832E-3,2.7109078874124311E-3,7.9691559621536678E-3,1.5874064092104082E-5,2.6919509946941503E-4,1.618132815005625E-2,null,3.0300330551712279E-3,1.4354300298077456E-3,2.7300581967883955E-3,3.0193894550420556E-3,2.3325933936485981E-6,1.0853105241292938E-4,1.0325774382616004E-2]
[2004,3,15,24,3.1880058469884193E-3,1.7230435405927529E-3,2.6683927764511524E-3,7.4268336274537008E-3,1.5874064092104082E-5,2.6919509946941503E-4,1.5291344955047545E-2,null,2.7528773300332502E-3,1.4487298308670899E-3,2.687242751930918E-3,2.8139119431946982E-3,2.3325933936485981E-6,1.0853105241292938E-4,9.813625501832535E-3]
[2004,3,16,1,3.1385802616173322E-3,1.9222789438264783E-3,2.6220854074465684E-3,7.5545710097789445E-3,1.5874064092104082E-5,2.6919509946941503E-4,1.5522584786230842E-2,null,2.7101978055837509E-3,1.6162463591669119E-3,2.6406082598813417E-3,2.8623096539484084E-3,2.3325933936485981E-6,1.0853105241292938E-4,9.9402257243869918E-3]
[2004,3,16,2,2.9923200734958393E-3,1.9213920835591247E-3,2.6099774227258646E-3,6.9493669580925716E-3,1.5874064092104082E-5,2.6919509946941503E-4,1.4758125701434919E-2,null,2.5839005603806374E-3,1.6155006897192997E-3,2.6284147423196302E-3,2.6330072359145766E-3,2.3325933936485981E-6,1.0853105241292938E-4,9.5716868741407227E-3]
[2004,3,16,3,2.9598642844915943E-3,1.9230724679082361E-3,2.5421942866645244E-3,7.201739770123612E-3,1.5874064092104082E-5,2.6919509946941503E-4,1.4911939972749486E-2,null,2.5558746375729576E-3,1.6169135518301679E-3,2.5601527747819144E-3,2.7286273757392591E-3,2.3325933936485981E-6,1.0853105241292938E-4,9.5724319857308782E-3]
[2004,3,16,4,2.9965134076186386E-3,1.8800893859352453E-3,2.5132026674976357E-3,6.7459380341890829E-3,1.5874064092104082E-5,2.6919509946941503E-4,1.442081265880212E-2,null,2.5875215494872961E-3,1.5807735056793579E-3,2.530956353939936E-3,2.555931175337799E-3,2.3325933936485981E-6,1.0853105241292938E-4,9.3660462302509687E-3]
[2004,3,16,5,2.9421703129278278E-3,1.8343692966455321E-3,2.5782045442454674E-3,6.0159412013797188E-3,1.5874064092104082E-5,2.6919509946941503E-4,1.3655754518760065E-2,null,2.5405957028614172E-3,1.5423321920018588E-3,2.5964174148804578E-3,2.2793467102242538E-3,2.3325933936485981E-6,1.0853105241292938E-4,9.0695556657745674E-3]
[2004,3,16,6,3.2238986075473468E-3,1.8695127524945797E-3,2.708067242830986E-3,5.9959284392648504E-3,1.5874064092104082E-5,2.6919509946941503E-4,1.4082476205699282E-2,null,2.7838711147367265E-3,1.5718807040671784E-3,2.7271974854157421E-3,2.2717641854019424E-3,2.3325933936485981E-6,1.0853105241292938E-4,9.465577135428168E-3]
[2004,3,16,7,3.7854924096739689E-3,1.8886741010588719E-3,2.9922475147537105E-3,6.0994467908537468E-3,1.0588001067391641E-5,1.7955313673808981E-4,1.495600195414578E-2,null,3.2688134017849137E-3,1.5879915083566525E-3,3.0133852545873164E-3,2.3109856814644164E-3,1.5558398402855654E-6,7.2390214133305776E-5,1.025512190016689E-2]
[2004,3,16,8,3.756340213846192E-3,2.0338365667759771E-3,3.6850725422025638E-3,6.1310834661055099E-3,0,0,1.5606332788930241E-2,null,3.243640167209203E-3,1.71004367329164E-3,3.7111045145848528E-3,2.3229723264869776E-3,0,0,1.0987760681572674E-2]
[2004,3,16,9,3.7781204382413853E-3,1.8021483066004535E-3,3.9214207986950095E-3,7.1517329267010814E-3,0,0,1.665342247023793E-2,null,3.2624476251808389E-3,1.5152408804019683E-3,3.9491223749223122E-3,2.7096805592348519E-3,0,0,1.143649143973997E-2]
[2004,3,16,10,3.6099329685703825E-3,1.8142410938770605E-3,3.9936680977089795E-3,7.3605324853301688E-3,0,0,1.677837464548659E-2,null,3.1172159365720066E-3,1.5254084596030856E-3,4.0218800410107662E-3,2.7887914699180109E-3,0,0,1.145329590710387E-2]
[2004,3,16,11,3.444565246941692E-3,1.9449988034660494E-3,3.9350022106983303E-3,6.9045490829443357E-3,0,0,1.6229115344050409E-2,null,2.9744191307189325E-3,1.6353491488744992E-3,3.9627997283048413E-3,2.6160264389189307E-3,0,0,1.1188594446817204E-2]
[2004,3,16,12,3.1827589444443187E-3,1.8759987469387669E-3,3.8479739958024945E-3,6.7695796706201249E-3,0,0,1.5676311357805707E-2,null,2.7483465732656008E-3,1.5773341087042428E-3,3.8751567314581205E-3,2.5648886242920963E-3,0,0,1.0765726037720061E-2]
[2004,3,16,13,3.0052264872315075E-3,2.0314828925446136E-3,3.8604481616548248E-3,5.8104436210318095E-3,0,0,1.4707601162462754E-2,null,2.5950453874262068E-3,1.7080647110711343E-3,3.8877190169165753E-3,2.2014868678412155E-3,0,0,1.0392315983255133E-2]
[2004,3,16,14,2.8495380149658554E-3,1.9443631699262295E-3,3.864986711211688E-3,6.4758108479507793E-3,0,0,1.5134698744054553E-2,null,2.4606067174806996E-3,1.6348147101044146E-3,3.8922896275510339E-3,2.4535841788024602E-3,0,0,1.0441295233938608E-2]
[2004,3,16,15,2.6722841554408421E-3,2.0235395004335002E-3,3.7497036239656075E-3,5.9743193789943633E-3,0,0,1.4419846658834314E-2,null,2.3075461037405263E-3,1.7013859308554668E-3,3.7761921611824353E-3,2.2635768479945763E-3,0,0,1.0048701043773006E-2]
[2004,3,16,16,2.934832845622124E-3,1.813717258941471E-3,3.6721569285585193E-3,6.2560416748995646E-3,0,0,1.4676748708021679E-2,null,2.5342597209419317E-3,1.5249680207634626E-3,3.6980976628732177E-3,2.3703170515426216E-3,0,0,1.0127642456121234E-2]
[2004,3,16,17,3.5322610972902445E-3,1.7880557329638975E-3,3.42483082784595E-3,5.5140691249669204E-3,0,0,1.4259216783067012E-2,null,3.0501454405030171E-3,1.5033918868391323E-3,3.4490244089772485E-3,2.0891951731609308E-3,0,0,1.0091756909480328E-2]
[2004,3,16,18,3.6019898592617944E-3,1.8289804561158222E-3,3.249634761892536E-3,5.2128409931637646E-3,0,0,1.3893446070433918E-2,null,3.1103569762704615E-3,1.5378012710789374E-3,3.2725907285404954E-3,1.9750645112629962E-3,0,0,9.8958134871528908E-3]
[2004,3,16,19,3.3498618299312838E-3,2.0454686937678864E-3,3.2055893915026905E-3,5.2236514622597081E-3,6.6194850443656212E-6,1.1225436187073604E-4,1.3943445224376671E-2,null,2.8926417117688019E-3,1.7198239307097526E-3,3.2282342142444108E-3,1.9791604301466733E-3,9.7269149187341608E-7,4.5257451030073421E-5,9.866090429391584E-3]
[2004,3,16,20,4.1191956658371363E-3,1.7407906052178809E-3,3.2300528718313438E-3,6.8131678380228483E-3,1.5874064092104082E-5,2.6919509946941503E-4,1.6188276144470728E-2,null,3.5569697518485961E-3,1.4636515094706985E-3,3.2528705087136261E-3,2.5814035041169382E-3,2.3325933936485981E-6,1.0853105241292938E-4,1.0965758919956438E-2]
[2004,3,16,21,3.9904120210136193E-3,1.7862809574801691E-3,3.2097004218708996E-3,7.094923883721467E-3,1.5874064092104082E-5,2.6919509946941503E-4,1.6366386447647676E-2,null,3.4457636897114708E-3,1.5018996609459407E-3,3.2323742856227443E-3,2.6881564949376682E-3,2.3325933936485981E-6,1.0853105241292938E-4,1.0979057777024404E-2]
[2004,3,16,22,4.135849464097275E-3,1.7626082879052384E-3,3.067874710197903E-3,7.0722800185836106E-3,1.5874064092104082E-5,2.6919509946941503E-4,1.6323681644345549E-2,null,3.571350485727297E-3,1.4819957515080726E-3,3.0895466932629803E-3,2.6795770860337221E-3,2.3325933936485981E-6,1.0853105241292938E-4,1.0933333662338653E-2]
[2004,3,16,23,4.0752953995882822E-3,1.6241732848039766E-3,2.7313406757964436E-3,7.9397400557707498E-3,1.5874064092104082E-5,2.6919509946941503E-4,1.6655618579520973E-2,null,3.5190613998758234E-3,1.3656000169232215E-3,2.7506353258269852E-3,3.0082442248614829E-3,2.3325933936485981E-6,1.0853105241292938E-4,1.0754404613294093E-2]
[2004,3,16,24,3.7532502006081855E-3,1.7057334397497909E-3,2.6638745066173888E-3,7.2927367972867585E-3,1.5874064092104082E-5,2.6919509946941503E-4,1.5700664107823642E-2,null,3.2409719075507564E-3,1.4341755500983698E-3,2.6826925642789348E-3,2.7631047363984584E-3,2.3325933936485981E-6,1.0853105241292938E-4,1.0231808404133099E-2]
[2004,3,17,1,2.9879765407779483E-3,1.9222789438264783E-3,2.6044926440393452E-3,7.6536201648160418E-3,1.5874064092104082E-5,2.6919509946941503E-4,1.5453437457021333E-2,null,2.5801498731720064E-3,1.6162463591669119E-3,2.6228912182337579E-3,2.8998378408317048E-3,2.3325933936485981E-6,1.0853105241292938E-4,9.8299889372109612E-3]
[2004,3,17,2,2.8457893580040809E-3,1.9213920835591247E-3,2.5932298106785155E-3,6.9995112063356039E-3,1.5874064092104082E-5,2.6919509946941503E-4,1.4644991622138845E-2,null,2.4573697118842734E-3,1.6155006897192997E-3,2.6115488223233075E-3,2.652006112971954E-3,2.3325933936485981E-6,1.0853105241292938E-4,9.4472889827054134E-3]
[2004,3,17,3,2.8025179409889452E-3,1.9230724679082361E-3,2.5292115797093204E-3,7.4242350657797189E-3,1.5874064092104082E-5,2.6919509946941503E-4,1.4964106217947739E-2,null,2.4200043779869372E-3,1.6169135518301679E-3,2.5470783558006822E-3,2.8129273885249243E-3,2.3325933936485981E-6,1.0853105241292938E-4,9.5077873199492912E-3]
[2004,3,17,4,2.8370874054311039E-3,1.8800893859352453E-3,2.4986391827887975E-3,6.7512431808756761E-3,1.5874064092104082E-5,2.6919509946941503E-4,1.4252128318592341E-2,null,2.44985548226396E-3,1.5807735056793579E-3,2.516289990325082E-3,2.5579412130430496E-3,2.3325933936485981E-6,1.0853105241292938E-4,9.215723837118028E-3]
[2004,3,17,5,2.7810050006790324E-3,1.8343692966455321E-3,2.5603993518674103E-3,5.969447425350217E-3,1.5874064092104082E-5,2.6919509946941503E-4,1.343029023810371E-2,null,2.4014277226970912E-3,1.5423321920018588E-3,2.5784864436280532E-3,2.2617309404068153E-3,2.3325933936485981E-6,1.0853105241292938E-4,8.8948409445403984E-3]
[2004,3,17,6,3.0467579264598552E-3,1.8695127524945797E-3,2.6952073634156654E-3,5.7586000425859079E-3,1.5874064092104082E-5,2.6919509946941503E-4,1.3655147248517527E-2,null,2.6309082317943801E-3,1.5718807040671784E-3,2.7142467616487987E-3,2.1818441409558833E-3,2.3325933936485981E-6,1.0853105241292938E-4,9.2097434842728192E-3]
[2004,3,17,7,3.6201033356720426E-3,1.8886741010588719E-3,2.9853774769507888E-3,5.9920111736649455E-3,1.0588001067391641E-5,1.7955313673808981E-4,1.4676307225152131E-2,null,3.1259981579279447E-3,1.5879915083566525E-3,3.0064666856816002E-3,2.2702799942904721E-3,1.5558398402855654E-6,7.2390214133305776E-5,1.0064682400230261E-2]
[2004,3,17,8,3.5564500690903915E-3,2.0338365667759771E-3,3.6909697265960261E-3,6.8792381057408555E-3,0,0,1.6160494468203251E-2,null,3.0710328777604936E-3,1.71004367329164E-3,3.717043357680961E-3,2.6064365026662157E-3,0,0,1.110455641139931E-2]
[2004,3,17,9,3.5867711642778885E-3,1.8021483066004535E-3,3.9232049974805847E-3,8.8528247282504881E-3,0,0,1.8164949196609416E-2,null,3.0972154695026923E-3,1.5152408804019683E-3,3.9509191775882659E-3,3.3541978295768288E-3,0,0,1.1917573357069755E-2]
[2004,3,17,10,3.4430959279729721E-3,1.8142410938770605E-3,3.9973764105975789E-3,8.8178041565327298E-3,0,0,1.807251758898034E-2,null,2.9731503579896105E-3,1.5254084596030856E-3,4.0256145500454643E-3,3.3409290787258833E-3,0,0,1.1865102446364044E-2]
[2004,3,17,11,3.2810585158531895E-3,1.9449988034660494E-3,3.9478994592909832E-3,8.2429062470080437E-3,0,0,1.7416863025618266E-2,null,2.8332293102088521E-3,1.6353491488744992E-3,3.9757880852312726E-3,3.1231091873862929E-3,0,0,1.1567475731700916E-2]
[2004,3,17,12,3.0393945048999742E-3,1.8759987469387669E-3,3.8636593878734857E-3,8.5818864735555112E-3,0,0,1.7360939113267738E-2,null,2.6245498380973223E-3,1.5773341087042428E-3,3.8909529277774734E-3,3.2515435317969133E-3,0,0,1.1344380406375951E-2]
[2004,3,17,13,2.8713448241991586E-3,2.0314828925446136E-3,3.8762890031021008E-3,7.6128968721021649E-3,0,0,1.639201359194804E-2,null,2.4794371317459147E-3,1.7080647110711343E-3,3.9036717607327585E-3,2.884408417542862E-3,0,0,1.097558202109267E-2]
[2004,3,17,14,2.7193659036739487E-3,1.9443631699262295E-3,3.8566253010585893E-3,8.5676176992927379E-3,0,0,1.7087972073951505E-2,null,2.3482016996177078E-3,1.6348147101044146E-3,3.8838691509899639E-3,3.246137314783468E-3,0,0,1.1113022875495555E-2]
[2004,3,17,15,2.5588182739257333E-3,2.0235395004335002E-3,3.7473995424413178E-3,8.1738084953706588E-3,0,0,1.650356581217121E-2,null,2.209567094934676E-3,1.7013859308554668E-3,3.7738718032386395E-3,3.0969291221884408E-3,0,0,1.0781753951217223E-2]
[2004,3,17,16,2.8130020668591786E-3,1.813717258941471E-3,3.6485388437143039E-3,8.6147526876711941E-3,0,0,1.6890010857186149E-2,null,2.4290575334134385E-3,1.5249680207634626E-3,3.6743127359043642E-3,3.2639960300036653E-3,0,0,1.0892334320084931E-2]
[2004,3,17,17,3.3674253370736336E-3,1.7880557329638975E-3,3.4184401235587622E-3,7.5045834674892951E-3,0,0,1.6078504661085589E-2,null,2.9078079890495433E-3,1.5033918868391323E-3,3.4425885596798601E-3,2.8433701503435566E-3,0,0,1.0697158585912091E-2]
[2004,3,17,18,3.4472114133518366E-3,1.8289804561158222E-3,3.2549310863001597E-3,6.9551261752246393E-3,0,0,1.5486249130992457E-2,null,2.9767041238687613E-3,1.5378012710789374E-3,3.2779244670747415E-3,2.6351893138611554E-3,0,0,1.0427619175883595E-2]
[2004,3,17,19,3.211148834711778E-3,2.0454686937678864E-3,3.2072538694301192E-3,6.5557678112980952E-3,6.6194850443656212E-6,1.1225436187073604E-4,1.5138513056122979E-2,null,2.7728615487927783E-3,1.7198239307097526E-3,3.229910450323936E-3,2.4838786307035906E-3,9.7269149187341608E-7,4.5257451030073421E-5,1.0252704703052003E-2]
[2004,3,17,20,3.9127777655704483E-3,1.7407906052178809E-3,3.2304978942753844E-3,8.019197129592202E-3,1.5874064092104082E-5,2.6919509946941503E-4,1.7188332558217435E-2,null,3.3787256753221914E-3,1.4636515094706985E-3,3.2533186748710781E-3,3.0383492763831695E-3,2.3325933936485981E-6,1.0853105241292938E-4,1.1244908781853717E-2]
[2004,3,17,21,3.8056175744035983E-3,1.7862809574801691E-3,3.2049181954438449E-3,7.9105018302587371E-3,1.5874064092104082E-5,2.6919509946941503E-4,1.6992387721147872E-2,null,3.2861916979382024E-3,1.5018996609459407E-3,3.2275582767436893E-3,2.9971663152040021E-3,2.3325933936485981E-6,1.0853105241292938E-4,1.1123679596638415E-2]
[2004,3,17,22,3.962019455252961E-3,1.7626082879052384E-3,3.0576170832755699E-3,7.8755169298204315E-3,1.5874064092104082E-5,2.6919509946941503E-4,1.6942830919815723E-2,null,3.4212464038671456E-3,1.4819957515080726E-3,3.0792166047384148E-3,2.9839110796469645E-3,2.3325933936485981E-6,1.0853105241292938E-4,1.1077233485567177E-2]
[2004,3,17,23,3.8951799551515953E-3,1.6241732848039766E-3,2.7755804490467509E-3,8.1261698645560543E-3,1.5874064092104082E-5,2.6919509946941503E-4,1.67061727171199E-2,null,3.3635297767933203E-3,1.3656000169232215E-3,2.7951876162780427E-3,3.0788795846693651E-3,2.3325933936485981E-6,1.0853105241292938E-4,1.0714060640470528E-2]
[2004,3,17,24,3.5827545338082828E-3,1.7057334397497909E-3,2.6520088224310664E-3,7.2614283428494601E-3,1.5874064092104082E-5,2.6919509946941503E-4,1.5486994302400121E-2,null,3.0937470659006903E-3,1.4341755500983698E-3,2.670743058903342E-3,2.7512424491461336E-3,2.3325933936485981E-6,1.0853105241292938E-4,1.0060771769855115E-2]
[2004,3,18,1,2.7964451722226062E-3,1.9222789438264783E-3,2.595006677519553E-3,7.8646122442459984E-3,1.5874064092104082E-5,2.6919509946941503E-4,1.5463412201376155E-2,null,2.4147604768557079E-3,1.6162463591669119E-3,2.6133382412506347E-3,2.9797794636025102E-3,2.3325933936485981E-6,1.0853105241292938E-4,9.7349881866823432E-3]
[2004,3,18,2,2.5144768320559015E-3,1.9213920835591247E-3,2.5802484764640473E-3,7.1311082210474891E-3,1.5874064092104082E-5,2.6919509946941503E-4,1.4432294776688082E-2,null,2.1712777830691539E-3,1.6155006897192997E-3,2.5984757857800828E-3,2.7018661785075141E-3,2.3325933936485981E-6,1.0853105241292938E-4,9.1979840828826289E-3]
[2004,3,18,3,2.1528588042685143E-3,1.9230724679082361E-3,2.5151230959369929E-3,7.4915221650635631E-3,1.5874064092104082E-5,2.6919509946941503E-4,1.4367645696738826E-2,null,1.859016727535761E-3,1.6169135518301679E-3,2.5328903486088647E-3,2.8384214256604581E-3,2.3325933936485981E-6,1.0853105241292938E-4,8.95810569944183E-3]
[2004,3,18,4,2.2618286013068967E-3,1.8800893859352453E-3,2.491690593367543E-3,6.675708123822688E-3,1.5874064092104082E-5,2.6919509946941503E-4,1.3594385867993893E-2,null,1.9531133190488119E-3,1.5807735056793579E-3,2.5092923148991859E-3,2.5293221527768282E-3,2.3325933936485981E-6,1.0853105241292938E-4,8.6833649382107633E-3]
[2004,3,18,5,2.363958497502617E-3,1.8343692966455321E-3,2.5518537344120309E-3,5.9168660462818783E-3,1.5874064092104082E-5,2.6919509946941503E-4,1.2952116738403577E-2,null,2.0413035826336292E-3,1.5423321920018588E-3,2.5698804584933298E-3,2.2418086723216511E-3,2.3325933936485981E-6,1.0853105241292938E-4,8.5061885512570483E-3]
[2004,3,18,6,2.5201326432886164E-3,1.8695127524945797E-3,2.6973358433577971E-3,5.9260671834029241E-3,1.5874064092104082E-5,2.6919509946941503E-4,1.3298117586105437E-2,null,2.1761616368864848E-3,1.5718807040671784E-3,2.7163902775313182E-3,2.2452948403085269E-3,2.3325933936485981E-6,1.0853105241292938E-4,8.8205911046000864E-3]
[2004,3,18,7,2.7746914093526734E-3,1.8886741010588719E-3,2.9906590487421979E-3,6.0916494358364444E-3,9.2545796836548983E-6,1.5694074838265893E-4,1.3911869323056502E-2,null,2.3959758686956795E-3,1.5879915083566525E-3,3.0117855673846687E-3,2.3080313847197833E-3,1.3599019952190834E-6,6.3273605730619691E-5,9.3684178368826226E-3]
[2004,3,18,8,3.1621565235707026E-3,2.0338365667759771E-3,3.6816396121221338E-3,6.8844246984308697E-3,0,0,1.5762057400899681E-2,null,2.7305561612999646E-3,1.71004367329164E-3,3.707647333708809E-3,2.6084016221029787E-3,0,0,1.0756648790403391E-2]
[2004,3,18,9,3.9271217319266439E-3,1.8021483066004535E-3,3.9233241588790537E-3,8.7768530104614211E-3,0,0,{"$f":"SUM(E1859:J1859)","v":1.8429447207867572E-2},null,3.3911118445138296E-3,1.5152408804019683E-3,3.9510391807629002E-3,3.3254133253378445E-3,0,0,{"$f":"SUM(M1859:R1859)","v":1.2182805231016542E-2}]
[2004,3,18,10,3.8460477869557939E-3,1.8142410938770605E-3,3.9810921029788783E-3,8.2609286643506377E-3,0,0,1.7902309648162369E-2,null,{"$f":"E1860*V$5","v":3.3211036212298442E-3},{"$f":"F1860*W$5","v":1.5254084596030856E-3},{"$f":"G1860*X$5","v":4.0092152073382169E-3},{"$f":"H1860*Y$5","v":3.1299376014789554E-3},{"$f":"I1860*Z$5","v":0},{"$f":"J1860*AA$5","v":0},1.1985664889650104E-2]
[2004,3,18,11,3.6554146278864582E-3,1.9449988034660494E-3,3.9204215344655702E-3,8.2557082693206704E-3,0,0,1.7776543235138748E-2,null,3.1564898384633089E-3,1.6353491488744992E-3,3.9481160517222487E-3,3.127959674860441E-3,0,0,1.1867914713920499E-2]
[2004,3,18,12,3.1801341316192487E-3,1.8759987469387669E-3,3.8472308678919043E-3,8.6994775105686088E-3,0,0,1.7602841257018529E-2,null,2.7460800191661029E-3,1.5773341087042428E-3,3.8744083539669523E-3,3.2960969498566162E-3,0,0,1.1493919431693915E-2]
[2004,3,18,13,2.9008332983246625E-3,2.0314828925446136E-3,3.8511802787016144E-3,7.6029492613982437E-3,0,0,1.6386445730969135E-2,null,2.5049007462477693E-3,1.7080647110711343E-3,3.8783856640790364E-3,2.880639422306111E-3,0,0,1.0971990543704051E-2]
[2004,3,18,14,2.6156012648939886E-3,1.9443631699262295E-3,3.8572884090879687E-3,8.6106414498736128E-3,0,0,1.7027894293781799E-2,null,2.2585998182327398E-3,1.6348147101044146E-3,3.8845369433260181E-3,3.2624383458383483E-3,0,0,1.1040389817501521E-2]
[2004,3,18,15,2.5529721614033214E-3,2.0235395004335002E-3,3.7712451627342483E-3,7.5567329369901123E-3,0,0,1.5904489761561183E-2,null,2.2045189139073499E-3,1.7013859308554668E-3,3.7978858730048966E-3,2.8631287745999514E-3,0,0,1.0566919492367665E-2]
[2004,3,18,16,2.8776287943811864E-3,1.813717258941471E-3,3.668844766363638E-3,8.4580752474294491E-3,0,0,1.6818266067115745E-2,null,2.4848634075706755E-3,1.5249680207634626E-3,3.6947621030073829E-3,3.2046333806646935E-3,0,0,1.0909226912006215E-2]
[2004,3,18,17,3.4213891606574192E-3,1.7880557329638975E-3,3.4177528418980227E-3,7.7269781104717184E-3,0,0,1.6354175845991057E-2,null,2.9544063309961404E-3,1.5033918868391323E-3,3.441896422945847E-3,2.9276320273940214E-3,0,0,1.0827326668175142E-2]
[2004,3,18,18,3.411717298548546E-3,1.8289804561158222E-3,3.2541739787418393E-3,7.2674514448655787E-3,0,0,1.5762323178271788E-2,null,2.9460545740619816E-3,1.5378012710789374E-3,3.27716201118126E-3,2.7535245089778744E-3,0,0,1.0514542365300054E-2]
[2004,3,18,19,3.3130820587433229E-3,2.0454686937678864E-3,3.20604164298553E-3,6.537391083018501E-3,5.2860636606288779E-6,8.9641973515305171E-5,1.5196911515691174E-2,null,2.8608819838489815E-3,1.7198239307097526E-3,3.2286896605078076E-3,2.4769159736983703E-3,7.7675364680693378E-7,3.6140842627387349E-5,1.0323229145039105E-2]
[2004,3,18,20,3.6251070727091328E-3,1.7407906052178809E-3,3.2491414925322863E-3,8.0155597812597394E-3,1.5874064092104082E-5,2.6919509946941503E-4,1.6915668115280561E-2,null,3.1303189386654912E-3,1.4636515094706985E-3,3.2720939746425019E-3,3.0369711415779892E-3,2.3325933936485981E-6,1.0853105241292938E-4,1.1013899210163261E-2]
[2004,3,18,21,3.8438617733384892E-3,1.7862809574801691E-3,3.2189231848115353E-3,8.0435165165435949E-3,1.5874064092104082E-5,2.6919509946941503E-4,1.7177651595735307E-2,null,3.3192159749647326E-3,1.5018996609459407E-3,3.2416621997123493E-3,3.0475635144860311E-3,2.3325933936485981E-6,1.0853105241292938E-4,1.1221204995915633E-2]
[2004,3,18,22,3.9811369442319302E-3,1.7626082879052384E-3,3.0523027622238312E-3,7.6214777342765222E-3,1.5874064092104082E-5,2.6919509946941503E-4,1.6702594892199042E-2,null,3.4377545611740342E-3,1.4819957515080726E-3,3.0738647424287321E-3,2.8876595729835975E-3,2.3325933936485981E-6,1.0853105241292938E-4,1.0992138273901015E-2]
[2004,3,18,23,3.676523874446916E-3,1.6241732848039766E-3,2.7846384351896143E-3,7.8969241405835167E-3,1.5874064092104082E-5,2.6919509946941503E-4,1.6267328898585544E-2,null,3.1747178998595142E-3,1.3656000169232215E-3,2.8043095895588549E-3,2.9920219394101426E-3,2.3325933936485981E-6,1.0853105241292938E-4,1.0447513091558313E-2]
[2004,3,18,24,3.240061352007992E-3,1.7057334397497909E-3,2.7165104745558851E-3,7.3834764132763046E-3,1.5874064092104082E-5,2.6919509946941503E-4,1.5330850843151491E-2,null,2.7978278183791814E-3,1.4341755500983698E-3,2.7357003615499607E-3,2.7974845679608661E-3,2.3325933936485981E-6,1.0853105241292938E-4,9.8760519437949574E-3]
[2004,3,19,1,2.8848020648141628E-3,1.6068727522089779E-3,2.7173639861674246E-3,7.5446998042924106E-3,1.5874064092104082E-5,2.6919509946941503E-4,1.5038807771044495E-2,null,2.4910576037249243E-3,1.3510537811086347E-3,2.7365599025111114E-3,2.8585696074621631E-3,2.3325933936485981E-6,1.0853105241292938E-4,9.5481045406134116E-3]
[2004,3,19,2,2.6467659029887664E-3,1.7044554297748881E-3,2.5623166676971097E-3,6.9446708314111023E-3,1.5874064092104082E-5,2.6919509946941503E-4,1.4143277995433386E-2,null,2.2855108183461332E-3,1.433101003152127E-3,2.5804173036993259E-3,2.6312279464328664E-3,2.3325933936485981E-6,1.0853105241292938E-4,9.0411207174370314E-3]
[2004,3,19,3,2.3017101258835482E-3,1.5526790056622282E-3,2.5217195672427263E-3,7.3542126530437794E-3,1.5874064092104082E-5,2.6919509946941503E-4,1.4015390515393801E-2,null,1.9875514443734379E-3,1.3054878418743206E-3,2.5395334184976338E-3,2.7863969835942668E-3,2.3325933936485981E-6,1.0853105241292938E-4,8.7298333341462378E-3]
[2004,3,19,4,2.4052289837343107E-3,1.4827220493667122E-3,2.4875009245164184E-3,6.6045964929983573E-3,1.5874064092104082E-5,2.6919509946941503E-4,1.3265117614177318E-2,null,2.0769410912831205E-3,1.2466682432545934E-3,2.5050730495224643E-3,2.502379060025033E-3,2.3325933936485981E-6,1.0853105241292938E-4,8.4419250898917896E-3]
[2004,3,19,5,2.4559656795788551E-3,1.5790199734480538E-3,2.5471538418371871E-3,5.69573000836604E-3,1.5874064092104082E-5,2.6919509946941503E-4,1.2562938666791656E-2,null,2.1207527737250398E-3,1.3276352484291815E-3,2.5651473650866686E-3,2.1580236611882489E-3,2.3325933936485981E-6,1.0853105241292938E-4,8.2824226942357186E-3]
[2004,3,19,6,2.6691142536841217E-3,1.6469095083788815E-3,2.673945098034267E-3,5.7313499814167475E-3,1.5874064092104082E-5,2.6919509946941503E-4,1.3006388005075536E-2,null,2.3048088594871158E-3,1.3847165653784609E-3,2.6928342960477695E-3,2.1715195158971989E-3,2.3325933936485981E-6,1.0853105241292938E-4,8.6647428826171248E-3]
[2004,3,19,7,3.1612708095466588E-3,1.6399917496263377E-3,3.0951924213032988E-3,6.5693170465084922E-3,9.2545796836548983E-6,1.5694074838265893E-4,1.4631967355051102E-2,null,2.729791337715972E-3,1.3789001346084615E-3,3.1170573812753159E-3,2.4890122255425478E-3,1.3599019952190834E-6,6.3273605730619691E-5,9.7793945868681342E-3]
[2004,3,19,8,3.3247586475724511E-3,1.8871301846736974E-3,3.6332869781581052E-3,6.704758025260076E-3,0,0,1.5549933835664331E-2,null,2.8709648438632416E-3,1.586693388099751E-3,3.6589531286040367E-3,2.5403287093665873E-3,0,0,1.0656940069933618E-2]
[2004,3,19,9,3.6649478185236464E-3,1.6840275703468362E-3,3.8434400729380164E-3,8.3364483120000679E-3,0,0,1.7528863773808565E-2,null,3.1647218510905102E-3,1.4159253203345021E-3,3.8705907801997804E-3,3.1585508233614341E-3,0,0,1.1609788774986227E-2]
[2004,3,19,10,3.9496081524935181E-3,1.6037143813760596E-3,3.8733767491008937E-3,8.1526051081475467E-3,0,0,1.7579304391118017E-2,null,3.4105291104735576E-3,1.3483982324038032E-3,3.900738934079355E-3,3.0888954879997412E-3,0,0,1.1748561764956457E-2]
[2004,3,19,11,3.7761051538735789E-3,1.7951332229070916E-3,3.8410111982391309E-3,7.7726011732834558E-3,0,0,1.7184850748303254E-2,null,3.260707405458549E-3,1.5093426191142086E-3,3.8681447475214094E-3,2.9449178974930239E-3,0,0,1.1583112669587191E-2]
[2004,3,19,12,3.1775953808054129E-3,1.7197981918851187E-3,3.7463643908699231E-3,7.948376839858471E-3,0,0,1.6592134803418927E-2,null,2.7438877805387443E-3,1.4460011514265819E-3,3.7728293391823997E-3,3.0115165682468785E-3,0,0,1.0974234839394605E-2]
[2004,3,19,13,3.0317008200896217E-3,2.1063028888968116E-3,3.6651207207157883E-3,4.1118355237342681E-3,0,0,1.291495995343649E-2,null,2.6179062585321065E-3,1.7709731391561884E-3,3.6910117500745759E-3,1.5579106344751918E-3,0,0,9.6378017822380622E-3]
[2004,3,19,14,2.8256519096393597E-3,1.9778974129904385E-3,3.5437927294038707E-3,3.9996034499222219E-3,0,0,1.2346945501955892E-2,null,2.4399808086799949E-3,1.6630102008962225E-3,3.5688266774208778E-3,1.5153876443624453E-3,0,0,9.1872053313595409E-3]
[2004,3,19,15,2.7349563490946058E-3,1.8218076244659819E-3,3.6542368740918969E-3,7.0799534717292077E-3,0,0,1.5290954319381694E-2,null,2.3616642168851061E-3,1.5317703757834324E-3,3.680051018127131E-3,2.6824844382830203E-3,0,0,1.025597004907869E-2]
[2004,3,19,16,2.6738174480936535E-3,1.6858119286049821E-3,3.3830602703443608E-3,7.7166179176064234E-3,0,0,1.5459307564649419E-2,null,2.3088701184339807E-3,1.4174256033956259E-3,3.4069587772303572E-3,2.9237067111825893E-3,0,0,1.0056961210242552E-2]
[2004,3,19,17,3.3542546656030172E-3,1.615566443230207E-3,3.2746723444478363E-3,6.8633802088325499E-3,0,0,1.5107873662113611E-2,null,2.8964349726082386E-3,1.3583634103931407E-3,3.2978051807910692E-3,2.6004281917570708E-3,0,0,1.0153031755549519E-2]
[2004,3,19,18,3.1199502975327873E-3,1.7129593911811645E-3,3.1345947244110261E-3,6.2133438708526587E-3,0,0,1.4180848283977638E-2,null,2.6941106312656344E-3,1.4402511083465533E-3,3.156738028880893E-3,2.3541395165684112E-3,0,0,9.6452392850614917E-3]
[2004,3,19,19,3.2601139585282405E-3,1.6122577330811069E-3,3.0616796482632637E-3,6.0722757056411118E-3,5.2860636606288779E-6,8.9641973515305171E-5,1.4101255082689656E-2,null,2.8151434597384396E-3,1.355581456843061E-3,3.0833078683686322E-3,2.3006909791693808E-3,7.7675364680693378E-7,3.6140842627387349E-5,9.5916413603937076E-3]
[2004,3,19,20,3.4316155356423181E-3,1.6221275437069502E-3,3.0753224842613373E-3,6.1498994371023121E-3,1.5874064092104082E-5,2.6919509946941503E-4,1.4564034164274436E-2,null,2.9632369157615167E-3,1.3638799639566707E-3,3.0970470796553465E-3,2.3301014057375193E-3,2.3325933936485981E-6,1.0853105241292938E-4,9.8651290109176334E-3]
[2004,3,19,21,3.3824133582499583E-3,1.7142412801864674E-3,2.9939222809997326E-3,5.9789391905202376E-3,1.5874064092104082E-5,2.6919509946941503E-4,1.4354585273517914E-2,null,2.9207503065039921E-3,1.4413289167698993E-3,3.0150718516638482E-3,2.2653272228487955E-3,2.3325933936485981E-6,1.0853105241292938E-4,9.7533419435931138E-3]
[2004,3,19,22,3.9892980385043009E-3,1.436130692051305E-3,2.8417564388417789E-3,6.144217263198741E-3,1.5874064092104082E-5,2.6919509946941503E-4,1.4696471596157645E-2,null,3.4448017538358344E-3,1.2074943700394118E-3,2.8618310843978485E-3,2.3279485182739492E-3,2.3325933936485981E-6,1.0853105241292938E-4,9.9529393723536228E-3]
[2004,3,19,23,3.7772390306246052E-3,1.3381510326735903E-3,2.6601399328299103E-3,6.1724423118032987E-3,1.5874064092104082E-5,2.6919509946941503E-4,1.4233041471492925E-2,null,3.2616865202258261E-3,1.1251133668815578E-3,2.6789316088339497E-3,2.3386425509330389E-3,2.3325933936485981E-6,1.0853105241292938E-4,9.5152376926809518E-3]
[2004,3,19,24,3.6305503108939332E-3,1.0146762229250375E-3,2.4985538586044659E-3,6.1301629969842042E-3,1.5874064092104082E-5,2.6919509946941503E-4,1.3559012552969161E-2,null,3.1350192333701146E-3,8.5313671894637552E-4,2.5162040633963578E-3,2.3226235750292623E-3,2.3325933936485981E-6,1.0853105241292938E-4,8.9378472365486891E-3]
[2004,3,20,1,3.3903655204268377E-3,1.3773251818204018E-3,2.4985738646406191E-3,5.6603155739444969E-3,1.5874064092104082E-5,2.6919509946941503E-4,1.3211649304393875E-2,null,2.9276170840546538E-3,1.1580508737586612E-3,2.5162242107585162E-3,2.1446056818744414E-3,2.3325933936485981E-6,1.0853105241292938E-4,8.8573614962528524E-3]
[2004,3,20,2,3.1069854900855594E-3,1.3641142489638069E-3,2.4499110606827014E-3,5.2898565977850479E-3,1.5874064092104082E-5,2.6919509946941503E-4,1.2495936561078634E-2,null,2.6829153806222157E-3,1.1469431611141234E-3,2.4672176445668381E-3,2.0042445280140236E-3,2.3325933936485981E-6,1.0853105241292938E-4,8.4121843601237794E-3]
[2004,3,20,3,2.8047203773796242E-3,1.3599939321953852E-3,2.4294152356997075E-3,5.3420915582573867E-3,1.5874064092104082E-5,2.6919509946941503E-4,1.2221290267093622E-2,null,2.4219062054934544E-3,1.1434788111575455E-3,2.4465770336281269E-3,2.0240355434720889E-3,2.3325933936485981E-6,1.0853105241292938E-4,8.1468612395577955E-3]
[2004,3,20,4,2.7544885853133137E-3,1.3639750120108007E-3,2.4259563802571838E-3,5.4233453686898863E-3,1.5874064092104082E-5,2.6919509946941503E-4,1.2252834509832703E-2,null,2.3785305128933548E-3,1.1468260911024685E-3,2.4430937442488699E-3,2.054821350597336E-3,2.3325933936485981E-6,1.0853105241292938E-4,8.1341353446486089E-3]
[2004,3,20,5,2.8488970842466986E-3,1.2833459448530413E-3,2.4982030587510839E-3,5.3313531447619781E-3,1.5874064092104082E-5,2.6919509946941503E-4,1.2246868396174322E-2,null,2.4600532669126728E-3,1.0790334137414264E-3,2.5158507854337962E-3,2.01996692533663E-3,2.3325933936485981E-6,1.0853105241292938E-4,8.1857680372311049E-3]
[2004,3,20,6,3.0191659861193536E-3,1.176853956830738E-3,2.5543324171285664E-3,5.3134704139730891E-3,1.5874064092104082E-5,2.6919509946941503E-4,1.2348891937613267E-2,null,2.607082294609619E-3,9.8949527024031815E-4,2.5723766510415665E-3,2.0131914363102194E-3,2.3325933936485981E-6,1.0853105241292938E-4,8.2930092980083026E-3]
[2004,3,20,7,3.185160363022264E-3,1.2786672595121345E-3,2.9037568820626052E-3,5.3716067287459951E-3,7.9370320460520408E-6,1.3459754973470752E-4,1.2881725815123759E-2,null,2.7504202240305111E-3,1.0750995891671035E-3,2.9242695091799956E-3,2.0352183832810099E-3,1.166296696824299E-6,5.4265526206464689E-5,8.8404395285619081E-3]
[2004,3,20,8,3.6277015794680036E-3,1.4399821985390184E-3,3.1752720171464173E-3,5.0993669546170782E-3,0,0,1.3342322749770517E-2,null,3.1325593231509401E-3,1.2107327051197945E-3,3.1977026728553567E-3,1.9320709599965826E-3,0,0,9.473065661122675E-3]
[2004,3,20,9,3.9673812819246441E-3,1.5241000293832038E-3,3.3102163425165121E-3,4.7486460285718589E-3,0,0,1.3550343682396219E-2,null,3.4258763988547609E-3,1.2814587245040059E-3,3.3336002676417112E-3,1.7991882468469539E-3,0,0,9.8401236378474321E-3]
[2004,3,20,10,4.2865409773326498E-3,1.5187734901471062E-3,3.3370162285531247E-3,4.6931278618224624E-3,0,0,1.3835458557855344E-2,null,3.7014742278170263E-3,1.276980186321527E-3,3.3605894725818636E-3,1.7781532755096515E-3,0,0,1.0117197162230068E-2]
[2004,3,20,11,4.1655695314684925E-3,1.5324845765029899E-3,3.3197743358167478E-3,5.1320100027553656E-3,0,0,1.4149838446543595E-2,null,3.5970140834871863E-3,1.2885084265252132E-3,3.3432257802145727E-3,1.944438904079652E-3,0,0,1.0173187194306623E-2]
[2004,3,20,12,4.2065286679412259E-3,1.421012200674753E-3,3.2703109622189805E-3,5.2724704464679906E-3,0,0,1.4170322277302951E-2,null,3.6323827382718195E-3,1.1947827879238589E-3,3.2934129890244278E-3,1.9976571852389799E-3,0,0,1.0118235700459086E-2]
[2004,3,20,13,4.2602272340298598E-3,1.441466379826089E-3,3.2803063155995385E-3,4.8775044723241507E-3,0,0,1.3859504401779639E-2,null,3.6787520275189949E-3,1.2119806002857253E-3,3.3034789512627963E-3,1.8480107103683795E-3,0,0,1.0042222289435895E-2]
[2004,3,20,14,3.7445312809163494E-3,1.4810757334131424E-3,3.2344836402484617E-3,4.8628396023816358E-3,0,0,1.3322930256959589E-2,null,3.2334430266408578E-3,1.2452840257483147E-3,3.2573325768242363E-3,1.842454418852154E-3,0,0,9.5785140480655635E-3]
[2004,3,20,15,3.961094344412254E-3,1.4024284123224592E-3,3.2044258402647665E-3,4.6908289501630639E-3,0,0,1.3258777547162544E-2,null,3.420447560708324E-3,1.1791575945249582E-3,3.2270624434847964E-3,1.7772822535776645E-3,0,0,9.6039498522957432E-3]
[2004,3,20,16,3.6057317220484497E-3,1.4398918968666968E-3,3.1513058290185856E-3,4.8866715218885961E-3,0,0,1.3083600969822327E-2,null,3.1135881150236131E-3,1.2106567797450798E-3,3.1735671835427292E-3,1.8514839631093454E-3,0,0,9.3492960414207679E-3]
[2004,3,20,17,4.2535020529540961E-3,1.3213202954936764E-3,3.082736276358502E-3,4.8981682343417435E-3,0,0,1.3555726859148019E-2,null,3.6729447613430789E-3,1.1109621336401522E-3,3.1045132440271168E-3,1.8558398889455996E-3,0,0,9.7442600279559477E-3]
[2004,3,20,18,4.2545674515442385E-3,1.2484018806149036E-3,2.9028081902786468E-3,4.9858822353514159E-3,0,0,1.3391659757789205E-2,null,3.6738647444820756E-3,1.0496525495433515E-3,2.923314115677676E-3,1.8890733619715909E-3,0,0,9.5359047716746942E-3]
[2004,3,20,19,3.9525621929550458E-3,1.2513121861899108E-3,2.7981986248139528E-3,5.0357802635738894E-3,3.9685160230260204E-6,6.7298774867353758E-5,1.3109120558423179E-2,null,3.4130799561773767E-3,1.052099525724813E-3,2.8179655706439466E-3,1.9079789500862966E-3,5.8314834841214952E-7,2.7132763103232345E-5,9.218839914084077E-3]
[2004,3,20,20,4.478211009354971E-3,1.2421621459743992E-3,2.7775343675361581E-3,5.0522906390147049E-3,1.5874064092104082E-5,2.6919509946941503E-4,1.3835267325441752E-2,null,3.8669833615281321E-3,1.0444061994091677E-3,2.7971553375763692E-3,1.9142344749802167E-3,2.3325933936485981E-6,1.0853105241292938E-4,9.7336430193004659E-3]
[2004,3,20,21,4.5483555218289954E-3,1.4117770475674802E-3,2.6270456756985186E-3,4.8316031397563491E-3,1.5874064092104082E-5,2.6919509946941503E-4,1.3703850548412862E-2,null,3.9275539023250977E-3,1.1870178989446007E-3,2.6456035683026955E-3,1.8306194081795662E-3,2.3325933936485981E-6,1.0853105241292938E-4,9.7016584235585391E-3]
[2004,3,20,22,4.3630657893168187E-3,1.3267494716573361E-3,2.5340997855794935E-3,5.0624170864874089E-3,1.5874064092104082E-5,2.6919509946941503E-4,1.3571401296602576E-2,null,3.7675542258494262E-3,1.1155269686428828E-3,2.5520010927794711E-3,1.9180712286918176E-3,2.3325933936485981E-6,1.0853105241292938E-4,9.464017161770177E-3]
[2004,3,20,23,4.307105021665739E-3,1.1264717523087645E-3,2.4374711532073471E-3,5.5169367354872103E-3,1.5874064092104082E-5,2.6919509946941503E-4,1.367305382623058E-2,null,3.719231501227248E-3,9.4713406408605003E-4,2.4546898594922971E-3,2.0902816662609841E-3,2.3325933936485981E-6,1.0853105241292938E-4,9.3222007368731589E-3]
[2004,3,20,24,3.9649499834328887E-3,1.1310513763993937E-3,2.3662308756591311E-3,5.6262044228033272E-3,1.5874064092104082E-5,2.6919509946941503E-4,1.3373505821856259E-2,null,3.4237769464629717E-3,9.5098459825883688E-4,2.3829463286386431E-3,2.1316814963591711E-3,2.3325933936485981E-6,1.0853105241292938E-4,9.0002530155262016E-3]
[2004,3,21,1,3.6951929133747477E-3,1.0810945670286271E-3,2.4011193352185809E-3,5.5290102756016509E-3,1.5874064092104082E-5,2.6919509946941503E-4,{"$f":"SUM(E1923:J1923)","v":1.2991486254785125E-2},null,3.1908388157249872E-3,9.0898106306931258E-4,2.4180812461457486E-3,2.0948561431415593E-3,2.3325933936485981E-6,1.0853105241292938E-4,{"$f":"SUM(M1923:R1923)","v":8.723620913888187E-3}]
[2004,3,21,2,3.1804250893059521E-3,1.1313460304599593E-3,2.3585605149562634E-3,5.5693565035832941E-3,1.5874064092104082E-5,2.6919509946941503E-4,1.2524757301866989E-2,null,{"$f":"E1924*V$5","v":2.7463312642572878E-3},{"$f":"F1924*W$5","v":9.5123234250747062E-4},{"$f":"G1924*X$5","v":2.3752217832173766E-3},{"$f":"H1924*Y$5","v":2.1101427024581339E-3},{"$f":"I1924*Z$5","v":2.3325933936485981E-6},{"$f":"J1924*AA$5","v":1.0853105241292938E-4},8.2937917382468491E-3]
[2004,3,21,3,2.8145228386938026E-3,1.1795862268362029E-3,2.3615863232664125E-3,5.5505459705234095E-3,1.5874064092104082E-5,2.6919509946941503E-4,1.2191310522881348E-2,null,2.4303707362457495E-3,9.917925546499382E-4,2.378268966346464E-3,2.1030156835574539E-3,2.3325933936485981E-6,1.0853105241292938E-4,8.0143115866061852E-3]
[2004,3,21,4,2.6708152034902186E-3,1.1670355454294981E-3,2.3811278197482738E-3,5.6056227253681659E-3,1.5874064092104082E-5,2.6919509946941503E-4,1.2109670457597676E-2,null,2.3062776479352777E-3,9.8123997944029088E-4,2.3979485072469623E-3,2.123883410777998E-3,2.3325933936485981E-6,1.0853105241292938E-4,7.9202131912071063E-3]
[2004,3,21,5,2.8907005534071295E-3,1.0870588685684228E-3,2.4420429729999642E-3,5.5951585960484218E-3,1.5874064092104082E-5,2.6919509946941503E-4,1.2300030154585457E-2,null,2.4961510120523828E-3,9.139958298801478E-4,2.4592939753890521E-3,2.1199187146578214E-3,2.3325933936485981E-6,1.0853105241292938E-4,8.100223177785984E-3]
[2004,3,21,6,2.9624018864171714E-3,1.1283821449690312E-3,2.4764906881421809E-3,5.6287010708126793E-3,1.5874064092104082E-5,2.6919509946941503E-4,1.2481044953902582E-2,null,2.5580658841229502E-3,9.4874031649372023E-4,2.4939850349862138E-3,2.1326274375238555E-3,2.3325933936485981E-6,1.0853105241292938E-4,8.2442823189333193E-3]
[2004,3,21,7,3.0911902373721269E-3,1.1033830192742899E-3,2.8171648298722734E-3,5.6163889178020288E-3,7.9370320460520408E-6,1.3459754973470752E-4,1.2770661586101479E-2,null,2.6692760100551789E-3,9.2772112673656043E-4,2.8370657561655067E-3,2.1279625539219068E-3,1.166296696824299E-6,5.4265526206464689E-5,8.6174572697824414E-3]
[2004,3,21,8,3.3911461421669356E-3,1.1819328603212577E-3,2.9016200627663656E-3,5.4735444992834604E-3,0,0,1.2948243564538019E-2,null,2.9282911593213842E-3,9.9376559703210645E-4,2.922117595032768E-3,2.0738410217251619E-3,0,0,8.9180153731114199E-3]
[2004,3,21,9,3.8495688074047497E-3,1.1543734364662583E-3,3.1009240611411491E-3,5.2161215873971368E-3,0,0,1.3320987892409293E-2,null,3.324144060249638E-3,9.7059371627596916E-4,3.1228295103812214E-3,1.9763074774794384E-3,0,0,9.3938747643862678E-3]
[2004,3,21,10,3.7816935758458745E-3,1.2889964403653108E-3,3.1787286487093831E-3,5.2421961851602155E-3,0,0,1.3491614850080783E-2,null,3.2655330679248603E-3,1.0837843333873626E-3,3.2011837226451965E-3,1.9861867377052637E-3,0,0,9.5366878616626842E-3]
[2004,3,21,11,4.0812236370242677E-3,1.311963615733235E-3,3.2039385892651574E-3,5.1214028768278852E-3,0,0,1.3718528718850546E-2,null,3.5241804966491233E-3,1.1030950654161197E-3,3.2265717504621552E-3,1.9404200287651472E-3,0,0,9.7942673412925452E-3]
[2004,3,21,12,4.1196547705474309E-3,1.3095748368362064E-3,3.1968284557827653E-3,4.8878751657848406E-3,0,0,1.3513933228951242E-2,null,3.5573661937027654E-3,1.1010865872982188E-3,3.2194113898006971E-3,1.8519400050923617E-3,0,0,9.7298041758940423E-3]
[2004,3,21,13,4.0894398517817053E-3,1.2650961568494751E-3,3.2208464332462118E-3,5.027308712002374E-3,0,0,1.3602691153879767E-2,null,3.5312752864424986E-3,1.0636890468320034E-3,3.2435990342975186E-3,1.9047692107356858E-3,0,0,9.7433325783077077E-3]
[2004,3,21,14,4.0393820175909029E-3,1.1826212933347647E-3,3.2082165355192252E-3,5.0182193136149847E-3,0,0,1.3448439160059878E-2,null,3.4880498083384981E-3,9.94344429440995E-4,3.2308799168482456E-3,1.9013253788199979E-3,0,0,9.6145995334477371E-3]
[2004,3,21,15,3.9964630985749993E-3,1.1697526299310906E-3,3.1803970524551073E-3,5.0128815467595849E-3,0,0,1.3359494327720781E-2,null,3.4509888602539686E-3,9.8352449592389022E-4,3.202863912275658E-3,1.8993029818392879E-3,0,0,9.5366802502928043E-3]
[2004,3,21,16,3.9156958698454954E-3,1.255364532501257E-3,3.105641551394867E-3,5.1380436579134131E-3,0,0,1.3414745611655033E-2,null,3.3812454897425566E-3,1.0555067263253457E-3,3.1275803257797205E-3,1.9467249623330088E-3,0,0,9.5110575041806311E-3]
[2004,3,21,17,4.4455664789629749E-3,1.2072525750001031E-3,2.9544618151731822E-3,5.0433892419700331E-3,0,0,1.3650670111106293E-2,null,3.8387944585025623E-3,1.0150543370436721E-3,2.9753326304682178E-3,1.9108618738541419E-3,0,0,9.7400432998685938E-3]
[2004,3,21,18,4.4313218422041044E-3,1.2110367595186563E-3,2.8399428142543474E-3,5.0661981970157675E-3,0,0,1.3548499612992876E-2,null,3.8264940614863218E-3,1.0182360680146998E-3,2.8600046480612234E-3,1.9195038327607921E-3,0,0,9.6242386103230371E-3]
[2004,3,21,19,4.3992909874716168E-3,1.3848286745326956E-3,2.700567444889872E-3,5.1518629590489558E-3,3.9685160230260204E-6,6.7298774867353758E-5,1.370781735683352E-2,null,3.7988350739916938E-3,1.1643597878817798E-3,2.7196447076402717E-3,1.9519608809576245E-3,5.8314834841214952E-7,2.7132763103232345E-5,9.6625163619230153E-3]
[2004,3,21,20,4.2879752785554177E-3,1.4381368441395543E-3,2.6773926064396457E-3,5.2571071325149647E-3,1.5874064092104082E-5,2.6919509946941503E-4,1.3945681025211102E-2,null,3.7027127623461666E-3,1.2091811366863553E-3,2.6963061582325025E-3,1.9918362641320815E-3,2.3325933936485981E-6,1.0853105241292938E-4,9.7108999672036855E-3]
[2004,3,21,21,4.5118010373364457E-3,1.4711687385117402E-3,2.5651490667652102E-3,5.3095538876880765E-3,1.5874064092104082E-5,2.6919509946941503E-4,1.4142741893862993E-2,null,3.8959887118893109E-3,1.2369542542075606E-3,2.5832697113109416E-3,2.011707525313682E-3,2.3325933936485981E-6,1.0853105241292938E-4,9.8387838485280744E-3]
[2004,3,21,22,4.6945351164805107E-3,1.463953947426576E-3,2.5256427392228143E-3,5.3199765174817299E-3,1.5874064092104082E-5,2.6919509946941503E-4,1.428917748417315E-2,null,4.053781554200251E-3,1.230888079544931E-3,2.5434843044245892E-3,2.0156564979077959E-3,2.3325933936485981E-6,1.0853105241292938E-4,9.9546740818841472E-3]
[2004,3,21,23,4.4329880924015314E-3,1.650236843748153E-3,2.5265168486196241E-3,5.531350206415632E-3,1.5874064092104082E-5,2.6919509946941503E-4,1.442616115474646E-2,null,3.8279328864492665E-3,1.3875141789576884E-3,2.5443645886772306E-3,2.0957427065943033E-3,2.3325933936485981E-6,1.0853105241292938E-4,9.9664180064850689E-3]
[2004,3,21,24,3.8594957044387696E-3,1.6496389093501422E-3,2.504261856987937E-3,6.6300019568657012E-3,1.5874064092104082E-5,2.6919509946941503E-4,1.4928467591204069E-2,null,3.3327160425840941E-3,1.387011437512744E-3,2.5219523840406734E-3,2.5120047958075687E-3,2.3325933936485981E-6,1.0853105241292938E-4,9.8645483057516591E-3]
[2004,3,22,1,3.0506049689932348E-3,1.5142017140275972E-3,2.4776336587741601E-3,6.5994420401056389E-3,1.5874064092104082E-5,2.6919509946941503E-4,1.3926951545462149E-2,null,2.6342301943898436E-3,1.2731362506992734E-3,2.4951360797550205E-3,2.5004261178584227E-3,2.3325933936485981E-6,1.0853105241292938E-4,9.0137922885091398E-3]
[2004,3,22,2,2.5876239710016617E-3,1.6912824586039551E-3,2.4483157649223715E-3,6.6531404424740931E-3,1.5874064092104082E-5,2.6919509946941503E-4,1.36654318005636E-2,null,2.2344411241122064E-3,1.4220252085788119E-3,2.4656110793688786E-3,2.5207716087277086E-3,2.3325933936485981E-6,1.0853105241292938E-4,8.7537126665941847E-3]
[2004,3,22,3,2.4416780941595275E-3,1.5388914557617156E-3,2.4392899871871032E-3,6.766040895835706E-3,1.5874064092104082E-5,2.6919509946941503E-4,1.3470969596505572E-2,null,2.1084152900786609E-3,1.2938953113520973E-3,2.4565215420212709E-3,2.5635478374736948E-3,2.3325933936485981E-6,1.0853105241292938E-4,8.5332436267323026E-3]
[2004,3,22,4,2.4645028343762095E-3,1.8181520973044869E-3,2.499496977314151E-3,6.4469083940417579E-3,1.5874064092104082E-5,2.6919509946941503E-4,1.3514129466598124E-2,null,2.1281246986940053E-3,1.5286968195315799E-3,2.5171538444552703E-3,2.4426334877917458E-3,2.3325933936485981E-6,1.0853105241292938E-4,8.727472496279181E-3]
[2004,3,22,5,2.6986446715139322E-3,1.6501749344900421E-3,2.5875009416461568E-3,7.1665450865323619E-3,1.5874064092104082E-5,2.6919509946941503E-4,1.4387934797744013E-2,null,2.330308692828667E-3,1.3874621258395175E-3,2.60577948359633E-3,2.715292656602925E-3,2.3325933936485981E-6,1.0853105241292938E-4,9.149706604674018E-3]
[2004,3,22,6,2.9822815304281517E-3,1.7026572192911304E-3,2.7775460131621364E-3,7.0217268997849443E-3,1.5874064092104082E-5,2.6919509946941503E-4,1.4769280826227882E-2,null,2.5752321704955606E-3,1.4315890731813373E-3,2.7971670654690084E-3,2.6604232942714474E-3,2.3325933936485981E-6,1.0853105241292938E-4,9.5752752492239326E-3]
[2004,3,22,7,3.1291129128781891E-3,1.5634649145295195E-3,3.2808505496765071E-3,7.6306038022016442E-3,7.9370320460520408E-6,1.3459754973470752E-4,1.5746566761066619E-2,null,2.7020226481435203E-3,1.3145566016362956E-3,3.304027029900842E-3,2.8911172984177557E-3,1.166296696824299E-6,5.4265526206464689E-5,1.0267155401001702E-2]
[2004,3,22,8,3.6461806286839206E-3,1.7988178740533762E-3,3.6574683718304628E-3,7.5049091550798775E-3,0,0,1.6607376029647635E-2,null,3.1485161808571835E-3,1.5124406627249492E-3,3.6833053437093609E-3,2.843493548314598E-3,0,0,1.1187755735606091E-2]
[2004,3,22,9,4.1239411471631193E-3,1.8448876045645474E-3,3.9176576514291057E-3,8.3858579383083581E-3,0,0,1.827234434146513E-2,null,3.5610675260025347E-3,1.5511759536907138E-3,3.9453326441510426E-3,3.1772713635743908E-3,0,0,1.2234847487418682E-2]
[2004,3,22,10,3.7695847264378754E-3,1.9021192752389938E-3,4.0229190441943129E-3,8.5935420836334517E-3,0,0,1.8288165129504631E-2,null,3.255076946252575E-3,1.5992961704020734E-3,4.051337621102994E-3,3.2559596614759596E-3,0,0,1.2161670399233602E-2]
[2004,3,22,11,3.7092393551285191E-3,2.0766070735545547E-3,3.9982041268993573E-3,8.0353372930789622E-3,0,0,1.7819387848661394E-2,null,3.2029680692231004E-3,1.7460049868578151E-3,4.0264481134744462E-3,3.0444645337160685E-3,0,0,1.201988570327143E-2]
[2004,3,22,12,3.4257585498453083E-3,1.9115118143349654E-3,3.8772644880432335E-3,8.2127987493927929E-3,0,0,1.7427333601616302E-2,null,2.9581793455446537E-3,1.6071933890476559E-3,3.9046541366636227E-3,3.1117019240262944E-3,0,0,1.1581728795282227E-2]
[2004,3,22,13,3.5400438959758184E-3,1.9505424945740141E-3,3.8997795916854445E-3,7.186478005798763E-3,0,0,1.6576843988034041E-2,null,3.0568659708577429E-3,1.6400102676982628E-3,3.9273282907857053E-3,2.7228449302096908E-3,0,0,1.1347049459551402E-2]
[2004,3,22,14,3.0536565815418824E-3,1.8311515238507593E-3,3.8892614714469234E-3,8.273410241854743E-3,0,0,1.7047479818694308E-2,null,2.6368652946400996E-3,1.539626698306014E-3,3.9167358687763427E-3,3.1346666773907792E-3,0,0,1.1227894539113235E-2]
[2004,3,22,15,2.803530466996192E-3,2.0248751763286702E-3,3.712029197303355E-3,7.959622491060709E-3,0,0,1.6500057331688925E-2,null,2.4208787050820561E-3,1.7025089631341737E-3,3.7382515960322268E-3,3.015777370873452E-3,0,0,1.0877416635121909E-2]
[2004,3,22,16,3.1015035633518854E-3,1.7818635124073588E-3,3.5043650391569105E-3,8.702732457535698E-3,0,0,1.7090464572451853E-2,null,2.6781816779396154E-3,1.4981854864039581E-3,3.5291204633370456E-3,3.297330198722095E-3,0,0,1.1002817826402715E-2]
[2004,3,22,17,3.5241132970126156E-3,1.6336052865961546E-3,3.4070222987823266E-3,7.9392344806065752E-3,0,0,1.6503975362997671E-2,null,3.0431097273486288E-3,1.3735304156851816E-3,3.4310900774683693E-3,3.0080526702819656E-3,0,0,1.0855782890784146E-2]
[2004,3,22,18,3.5853591460706449E-3,1.6017820156095973E-3,3.2641766881960658E-3,7.0738281220745613E-3,0,0,1.5525145971950869E-2,null,3.09599617659707E-3,1.3467735050744767E-3,3.2872353814578392E-3,2.6801636384086646E-3,0,0,1.0410168701538051E-2]
[2004,3,22,19,3.6258162142562321E-3,1.7731412117913488E-3,3.1470266095700726E-3,6.7539801831436935E-3,3.9685160230260204E-6,6.7298774867353758E-5,1.5371231509651728E-2,null,3.1309312900169289E-3,1.4908518022581374E-3,3.1692577349681336E-3,2.5589782207043029E-3,5.8314834841214952E-7,2.7132763103232345E-5,1.0377734959399147E-2]
[2004,3,22,20,4.1076096573437844E-3,1.5446553800027491E-3,3.2005695660004469E-3,8.2870396989813307E-3,1.5874064092104082E-5,2.6919509946941503E-4,1.7424943465889832E-2,null,3.5469651089283043E-3,1.298741601532304E-3,3.223178927850328E-3,3.1398306670681556E-3,2.3325933936485981E-6,1.0853105241292938E-4,1.1319579951185672E-2]
[2004,3,22,21,4.215402230931942E-3,1.6608714825658494E-3,3.1027170156397383E-3,8.2470291150256326E-3,1.5874064092104082E-5,2.6919509946941503E-4,1.7511089007724686E-2,null,3.6400451553332061E-3,1.3964557513165587E-3,3.1246351306120196E-3,3.1246712780613854E-3,2.3325933936485981E-6,1.0853105241292938E-4,1.139667096112975E-2]
[2004,3,22,22,4.4872869972859431E-3,1.6447273367182957E-3,2.8919240818060573E-3,7.604969903301579E-3,1.5874064092104082E-5,2.6919509946941503E-4,1.6913977482673394E-2,null,3.8748205747021394E-3,1.3828818020040681E-3,2.9123531200317895E-3,2.8814050121482877E-3,2.3325933936485981E-6,1.0853105241292938E-4,1.1162324154692864E-2]
[2004,3,22,23,3.5933818308216264E-3,1.7072254523486832E-3,2.70327489017054E-3,8.1054543350870915E-3,1.5874064092104082E-5,2.6919509946941503E-4,1.6394405671989461E-2,null,3.1029238511488103E-3,1.4354300298077456E-3,2.7223712787698795E-3,3.071030792208627E-3,2.3325933936485981E-6,1.0853105241292938E-4,1.0442619597741643E-2]
[2004,3,22,24,3.2672453272722078E-3,1.7230435405927529E-3,2.6733062451987813E-3,7.5156201536732822E-3,1.5874064092104082E-5,2.6919509946941503E-4,1.5464284430298543E-2,null,2.8213014733336531E-3,1.4487298308670899E-3,2.6921909302483789E-3,2.8475517793693653E-3,2.3325933936485981E-6,1.0853105241292938E-4,9.9206376596250676E-3]
[2004,3,23,1,2.783932516664425E-3,1.9222789438264783E-3,2.5901063196315907E-3,7.8718130801594104E-3,1.5874064092104082E-5,2.6919509946941503E-4,1.5453200023843424E-2,null,2.4039556642305457E-3,1.6162463591669119E-3,2.6084032664101587E-3,2.9825077485209762E-3,2.3325933936485981E-6,1.0853105241292938E-4,9.7219766841351724E-3]
[2004,3,23,2,2.5034989437483167E-3,1.9213920835591247E-3,2.5804727529424214E-3,7.2558270250839066E-3,1.5874064092104082E-5,2.6919509946941503E-4,1.4546259968895288E-2,null,2.16179825846849E-3,1.6155006897192997E-3,2.5987016465852304E-3,2.749120196817785E-3,2.3325933936485981E-6,1.0853105241292938E-4,9.2359844373973848E-3]
[2004,3,23,3,2.1434961762980763E-3,1.9230724679082361E-3,2.5169570561484572E-3,7.5394651820300321E-3,1.5874064092104082E-5,2.6919509946941503E-4,1.4408060045946322E-2,null,1.8509319976053871E-3,1.6169135518301679E-3,2.5347372642237922E-3,2.8565862903661976E-3,2.3325933936485981E-6,1.0853105241292938E-4,8.9700327498321245E-3]
[2004,3,23,4,2.2516573383178332E-3,1.8800893859352453E-3,2.4903233656344255E-3,6.8107110007236656E-3,1.5874064092104082E-5,2.6919509946941503E-4,1.3717850254172688E-2,null,1.9443303240844676E-3,1.5807735056793579E-3,2.5079154288393515E-3,2.5804726466121869E-3,2.3325933936485981E-6,1.0853105241292938E-4,8.724355551021943E-3]
[2004,3,23,5,2.3523186954193497E-3,1.8343692966455321E-3,2.5453181410733123E-3,5.9647825565428275E-3,1.5874064092104082E-5,2.6919509946941503E-4,1.298185785324254E-2,null,2.0312524883699941E-3,1.5423321920018588E-3,2.5632986966237755E-3,2.2599634940482453E-3,2.3325933936485981E-6,1.0853105241292938E-4,8.507710516850453E-3]
[2004,3,23,6,2.5079022783510334E-3,1.8695127524945797E-3,2.6913829351183356E-3,5.7350397464536809E-3,1.5874064092104082E-5,2.6919509946941503E-4,1.3088906875979149E-2,null,2.1656005852477272E-3,1.5718807040671784E-3,2.7103953169465883E-3,2.172917510577816E-3,2.3325933936485981E-6,1.0853105241292938E-4,8.7316577626458895E-3]
[2004,3,23,7,2.7612355214100253E-3,1.8886741010588719E-3,2.9904894801837788E-3,5.7685752896199597E-3,6.6194850443656212E-6,1.1225436187073604E-4,1.3527848239187736E-2,null,2.384356564763795E-3,1.5879915083566525E-3,3.0116148009654265E-3,2.1856236071690046E-3,9.7269149187341608E-7,4.5257451030073421E-5,9.2158166237768253E-3]
[2004,3,23,8,3.1467050691004941E-3,2.0338365667759771E-3,3.6776606310034766E-3,6.7948795880368989E-3,0,0,1.5653081854916845E-2,null,2.7172136642128713E-3,1.71004367329164E-3,3.7036402443981408E-3,2.5744743701633563E-3,0,0,1.0705371952066009E-2]
[2004,3,23,9,3.9064062292526024E-3,1.8021483066004535E-3,3.9313167789381291E-3,8.8832918584045972E-3,0,0,1.8523163173195779E-2,null,3.3732237851975383E-3,1.5152408804019683E-3,3.9590882620346816E-3,3.3657413521216992E-3,0,0,1.2213294279755888E-2]
[2004,3,23,10,3.8271096866979407E-3,1.8142410938770605E-3,3.9860203338836003E-3,8.7707075002346584E-3,0,0,1.839807861469326E-2,null,3.3047503680126364E-3,1.5254084596030856E-3,4.0141782520951323E-3,3.3230848869357523E-3,0,0,1.2167421966646606E-2]
[2004,3,23,11,3.6370240855277372E-3,1.9449988034660494E-3,3.9337340692826512E-3,7.8332965617520806E-3,0,0,1.7349053520028516E-2,null,3.140609407379983E-3,1.6353491488744992E-3,3.9615226285248609E-3,2.9679144377517644E-3,0,0,1.1705395622531107E-2]
[2004,3,23,12,3.1655567522063713E-3,1.8759987469387669E-3,3.8573636243931261E-3,8.4018507443285421E-3,0,0,1.7300769867866807E-2,null,2.7334922952900902E-3,1.5773341087042428E-3,3.8846126899647446E-3,3.1833307894512594E-3,0,0,1.1378769883410337E-2]
[2004,3,23,13,2.8880613783176714E-3,2.0314828925446136E-3,3.8653835353807467E-3,7.8356546265590729E-3,0,0,1.6620582432802105E-2,null,2.4938720559831459E-3,1.7080647110711343E-3,3.8926892549527811E-3,2.9688078718928894E-3,0,0,1.1063433893899952E-2]
[2004,3,23,14,2.6042762370153665E-3,1.9443631699262295E-3,3.8732655832551446E-3,8.7746383700871393E-3,0,0,1.7196543360283881E-2,null,2.2488205348796353E-3,1.6348147101044146E-3,3.90062698293937E-3,3.3245742324872875E-3,0,0,1.1108836460410706E-2]
[2004,3,23,15,2.5424023604346583E-3,2.0235395004335002E-3,3.7587251106455171E-3,8.2399475086351679E-3,0,0,1.6564614480148843E-2,null,2.1953917771120762E-3,1.7013859308554668E-3,3.7852773771619472E-3,3.1219881673578589E-3,0,0,1.080404325248735E-2]
[2004,3,23,16,2.8656945646649236E-3,1.813717258941471E-3,3.6775878432680309E-3,8.845010004828336E-3,0,0,1.720200967170276E-2,null,2.4745580718799191E-3,1.5249680207634626E-3,3.7035669424778867E-3,3.3512369522132818E-3,0,0,1.1054329987334549E-2]
[2004,3,23,17,3.4055186114712458E-3,1.7880557329638975E-3,3.4320261389212477E-3,7.7563088110997663E-3,0,0,{"$f":"SUM(E1987:J1987)","v":1.6381909294456157E-2},null,2.9407019411152166E-3,1.5033918868391323E-3,3.4562705489404578E-3,2.9387449744370845E-3,0,0,{"$f":"SUM(M1987:R1987)","v":1.0839109351331892E-2}]
[2004,3,23,18,3.3975261362087445E-3,1.8289804561158222E-3,3.2545765832203231E-3,6.9449328774182041E-3,0,0,1.5426016052963093E-2,null,{"$f":"E1988*V$5","v":2.9338003527816267E-3},{"$f":"F1988*W$5","v":1.5378012710789374E-3},{"$f":"G1988*X$5","v":3.2775674597255106E-3},{"$f":"H1988*Y$5","v":2.6313272315961053E-3},{"$f":"I1988*Z$5","v":0},{"$f":"J1988*AA$5","v":0},1.038049631518218E-2]
[2004,3,23,19,3.2992601032698272E-3,2.0454686937678864E-3,3.1999916515858622E-3,6.5758896513456889E-3,3.9685160230260204E-6,6.7298774867353758E-5,1.5191877390859644E-2,null,2.8489465766678248E-3,1.7198239307097526E-3,3.2225969309510956E-3,2.4915024834609315E-3,5.8314834841214952E-7,2.7132763103232345E-5,1.0310585833241247E-2]
[2004,3,23,20,3.6081648279553255E-3,1.7407906052178809E-3,3.2307833623190056E-3,8.0944839288035371E-3,1.5874064092104082E-5,2.6919509946941503E-4,1.6959291887857272E-2,null,3.1156891281377938E-3,1.4636515094706985E-3,3.2536061595089842E-3,3.0668742756079482E-3,2.3325933936485981E-6,1.0853105241292938E-4,1.1010684718532004E-2]
[2004,3,23,21,3.8262531094028825E-3,1.7862809574801691E-3,3.1987128465649625E-3,8.0887130702094728E-3,1.5874064092104082E-5,2.6919509946941503E-4,1.7185029147219009E-2,null,3.3040107043074353E-3,1.5018996609459407E-3,3.2213090922363933E-3,3.0646877868921786E-3,2.3325933936485981E-6,1.0853105241292938E-4,1.1202770890188528E-2]
[2004,3,23,22,3.9647122169580431E-3,1.7626082879052384E-3,2.9815869203443221E-3,7.9033127033851323E-3,1.5874064092104082E-5,2.6919509946941503E-4,1.6897289292154258E-2,null,3.4235716325551999E-3,1.4819957515080726E-3,3.0026493519455751E-3,2.9944424666589102E-3,2.3325933936485981E-6,1.0853105241292938E-4,1.1013522848474335E-2]
[2004,3,23,23,3.6614732829034873E-3,1.6241732848039766E-3,2.7115833243096335E-3,8.2232121883392441E-3,1.5874064092104082E-5,2.6919509946941503E-4,1.6505511243917862E-2,null,3.1617215522202415E-3,1.3656000169232215E-3,2.730738405085469E-3,3.1156474143511116E-3,2.3325933936485981E-6,1.0853105241292938E-4,1.0484571034386624E-2]
[2004,3,23,24,3.2269348841236943E-3,1.7057334397497909E-3,2.6434336469203751E-3,7.5744440740981188E-3,1.5874064092104082E-5,2.6919509946941503E-4,1.5435615208453499E-2,null,2.7864929722099911E-3,1.4341755500983698E-3,2.6621073069102311E-3,2.8698392494450526E-3,2.3325933936485981E-6,1.0853105241292938E-4,9.8634787244702236E-3]
[2004,3,24,1,2.706510120522422E-3,1.9222789438264783E-3,2.5672571835143529E-3,7.5035468462289574E-3,1.5874064092104082E-5,2.6919509946941503E-4,1.4984662257653729E-2,null,2.3371005926259834E-3,1.6162463591669119E-3,2.5853927201514512E-3,2.8429773906438844E-3,2.3325933936485981E-6,1.0853105241292938E-4,9.4925807083948103E-3]
[2004,3,24,2,2.4355731555837368E-3,1.9213920835591247E-3,2.5450313638189408E-3,7.1381783660995389E-3,1.5874064092104082E-5,2.6919509946941503E-4,1.432524413262286E-2,null,2.1031436099710425E-3,1.6155006897192997E-3,2.5630098935266344E-3,2.7045449466878784E-3,2.3325933936485981E-6,1.0853105241292938E-4,9.0970627857114347E-3]
[2004,3,24,3,2.0855648631898146E-3,1.9230724679082361E-3,2.5104770835514731E-3,7.5028511268079006E-3,1.5874064092104082E-5,2.6919509946941503E-4,1.4307034705018944E-2,null,1.8009076857913283E-3,1.6169135518301679E-3,2.5282115160102491E-3,2.8427137933578501E-3,2.3325933936485981E-6,1.0853105241292938E-4,8.8996101927961754E-3]
[2004,3,24,4,2.188722436766375E-3,1.8800893859352453E-3,2.4667357676437275E-3,6.6639933080506215E-3,1.5874064092104082E-5,2.6919509946941503E-4,1.3484610061957489E-2,null,1.8899853598452873E-3,1.5807735056793579E-3,2.4841612040882774E-3,2.5248835909795785E-3,2.3325933936485981E-6,1.0853105241292938E-4,8.5906673063990795E-3]
[2004,3,24,5,2.2802971515765475E-3,1.8343692966455321E-3,2.5404239286974245E-3,5.9168147592020166E-3,1.5874064092104082E-5,2.6919509946941503E-4,1.2856974299683041E-2,null,1.9690611108020574E-3,1.5423321920018588E-3,2.5583699107083052E-3,2.2417892404434383E-3,2.3325933936485981E-6,1.0853105241292938E-4,8.4224160997622387E-3]
[2004,3,24,6,2.4322264166824329E-3,1.8695127524945797E-3,2.724920590756367E-3,5.9442107892697599E-3,1.5874064092104082E-5,2.6919509946941503E-4,1.3255939712764659E-2,null,2.1002536649417248E-3,1.5718807040671784E-3,2.7441698882261266E-3,2.252169170851301E-3,2.3325933936485981E-6,1.0853105241292938E-4,8.7793370738929091E-3]
[2004,3,24,7,2.6779771400579043E-3,1.8886741010588719E-3,3.2316007346501543E-3,5.9445614523895443E-3,6.6194850443656212E-6,1.1225436187073604E-4,1.3861687275071576E-2,null,2.312462057174973E-3,1.5879915083566525E-3,3.2544293058957875E-3,2.2523020316625561E-3,9.7269149187341608E-7,4.5257451030073421E-5,9.453415045611915E-3]
[2004,3,24,11,3.5232323042132863E-3,1.9449988034660494E-3,3.9241503395745538E-3,7.7615858673579872E-3,0,0,1.7153967314611877E-2,null,3.0423489805929457E-3,1.6353491488744992E-3,3.9518711977378227E-3,2.9407443691151914E-3,0,0,1.1570313696320458E-2]
[2004,3,24,14,2.5342021582505578E-3,1.9443631699262295E-3,3.8857115019079631E-3,8.043312096297054E-3,0,0,1.6407588926381805E-2,null,2.1883108143479629E-3,1.6348147101044146E-3,3.9131608216553442E-3,3.0474860628286996E-3,0,0,1.0783772408936422E-2]
[2004,3,24,18,3.3097181353370932E-3,1.8289804561158222E-3,3.222660122101885E-3,6.3730106205730011E-3,0,0,1.4734369334127801E-2,null,2.8579771998148728E-3,1.5378012710789374E-3,3.2454255353563874E-3,2.4146347688530903E-3,0,0,1.0055838775103288E-2]
[2004,3,24,21,3.7172994643582956E-3,1.7862809574801691E-3,3.0668403356442133E-3,7.7513047142377415E-3,1.5874064092104082E-5,2.6919509946941503E-4,1.6606794635281939E-2,null,3.2099280602147116E-3,1.5018996609459407E-3,3.0885050117134293E-3,2.9368489998358891E-3,2.3325933936485981E-6,1.0853105241292938E-4,1.084804537851655E-2]
[2004,3,24,24,3.1457137607248365E-3,1.7057334397497909E-3,2.6126083966981871E-3,7.5858506870195115E-3,1.5874064092104082E-5,2.6919509946941503E-4,1.5334975447753845E-2,null,2.716357658770787E-3,1.4341755500983698E-3,2.6310643019347049E-3,2.8741610379677219E-3,2.3325933936485981E-6,1.0853105241292938E-4,9.7666221945781635E-3]
[2004,3,25,4,2.1292840981501381E-3,1.8800893859352453E-3,2.4578021345604273E-3,6.9336687131552272E-3,1.5874064092104082E-5,2.6919509946941503E-4,1.3685913495362556E-2,null,1.8386597152997952E-3,1.5807735056793579E-3,2.475164462317961E-3,2.6270594146582745E-3,2.3325933936485981E-6,1.0853105241292938E-4,8.6325207437619681E-3]
[2004,3,25,5,2.212277065130581E-3,1.8343692966455321E-3,2.5277362800543604E-3,5.8845788402569089E-3,1.5874064092104082E-5,2.6919509946941503E-4,1.2744030645648902E-2,null,1.9103250347246277E-3,1.5423321920018588E-3,2.5455926343807681E-3,2.229575551290071E-3,2.3325933936485981E-6,1.0853105241292938E-4,8.3386890582039051E-3]
[2004,3,25,9,3.6571737436304104E-3,1.8021483066004535E-3,3.9528800579998946E-3,8.5625434157696797E-3,0,0,1.7974745524000441E-2,null,3.1580088538242764E-3,1.5152408804019683E-3,3.9808038677273559E-3,3.2442147475462125E-3,0,0,1.1898268349499813E-2]
[2004,3,25,12,2.9901701189809088E-3,1.8759987469387669E-3,3.8715959053927324E-3,8.6463051291530962E-3,0,0,1.7384069900465503E-2,null,2.5820440515381751E-3,1.5773341087042428E-3,3.8989455101916459E-3,3.2759507601587442E-3,0,0,1.133427443059281E-2]
[2004,3,25,15,2.4152338575993337E-3,2.0235395004335002E-3,3.778234415883543E-3,8.2782217813603485E-3,0,0,1.6495229555276728E-2,null,2.0855804074496457E-3,1.7013859308554668E-3,3.8049244994142481E-3,3.1364896949995116E-3,0,0,1.0728380532718872E-2]
[2004,3,25,19,3.1329640135182649E-3,2.0454686937678864E-3,3.1688502124984051E-3,6.2108166404955959E-3,2.6509690213396008E-6,4.4955587003382282E-5,1.4605706116304875E-2,null,2.7053481149577536E-3,1.7198239307097526E-3,3.1912355034989627E-3,2.353181988227039E-3,3.8954314346126667E-7,1.8124687926841077E-5,9.9881037684638099E-3]
[2004,3,25,21,3.6143991805175132E-3,1.7862809574801691E-3,3.0992912901976755E-3,7.8122278884859859E-3,1.5874064092104082E-5,2.6919509946941503E-4,1.6597268480242865E-2,null,3.1210725586142763E-3,1.5018996609459407E-3,3.1211852052691201E-3,2.959931844589642E-3,2.3325933936485981E-6,1.0853105241292938E-4,1.0814952915225558E-2]
[2004,3,26,2,2.1980798241335309E-3,1.7044554297748881E-3,2.5445548427269768E-3,6.9336677524122073E-3,1.5874064092104082E-5,2.6919509946941503E-4,1.3665827012609122E-2,null,1.8980655644583739E-3,1.433101003152127E-3,2.5625300062095111E-3,2.627059050647662E-3,2.3325933936485981E-6,1.0853105241292938E-4,8.6316192702742545E-3]
[2004,3,26,3,1.9263307349792877E-3,1.5526790056622282E-3,2.5239540533701947E-3,7.2199575219586108E-3,1.5874064092104082E-5,2.6919509946941503E-4,1.3507990479531841E-2,null,1.6634073038103913E-3,1.3054878418743206E-3,2.5417836894110171E-3,2.7355297990380879E-3,2.3325933936485981E-6,1.0853105241292938E-4,8.3570722799403956E-3]
[2004,3,26,6,2.1988839795410563E-3,1.6469095083788815E-3,2.6810832671393622E-3,5.2117414395722837E-3,1.5874064092104082E-5,2.6919509946941503E-4,1.2023687358193104E-2,null,1.8987599612999893E-3,1.3847165653784609E-3,2.7000228903802858E-3,1.9746479074802198E-3,2.3325933936485981E-6,1.0853105241292938E-4,8.0690109703455363E-3]
[2004,3,26,10,3.2555316092046146E-3,1.6037143813760596E-3,3.9221783172107326E-3,7.7210779495842877E-3,0,0,1.6502502257375692E-2,null,{"$f":"E2052*V$5","v":2.8111865518227214E-3},{"$f":"F2052*W$5","v":1.3483982324038032E-3},{"$f":"G2052*X$5","v":3.9498852446762682E-3},{"$f":"H2052*Y$5","v":2.9253965480470034E-3},{"$f":"I2052*Z$5","v":0},{"$f":"J2052*AA$5","v":0},1.1034866576949798E-2]
[2004,3,26,13,2.5726106814155398E-3,2.1063028888968116E-3,3.8397373411713683E-3,6.9578165477302773E-3,0,0,1.5476467459213997E-2,null,2.2214769871141825E-3,1.7709731391561884E-3,3.8668618917130177E-3,2.6362086542294754E-3,0,0,1.0495520672212865E-2]
[2004,3,26,18,2.6149867442672703E-3,1.7129593911811645E-3,3.2126514787595433E-3,6.2968593642155138E-3,0,0,1.3837456978423491E-2,null,2.2580691730635255E-3,1.4402511083465533E-3,3.2353461892737092E-3,2.3857822402382702E-3,0,0,9.3194487109220583E-3]
[2004,3,26,21,2.8928350181629619E-3,1.7142412801864674E-3,2.9672759395481915E-3,6.5441184835650359E-3,1.5874064092104082E-5,2.6919509946941503E-4,1.4403539885024177E-2,null,2.4979941453212996E-3,1.4413289167698993E-3,2.9882372759735473E-3,2.4794648813074721E-3,2.3325933936485981E-6,1.0853105241292938E-4,9.5178888651787971E-3]
[2004,3,26,24,3.078744063362923E-3,1.0146762229250375E-3,2.4906734849636293E-3,6.5938165687348671E-3,1.5874064092104082E-5,2.6919509946941503E-4,1.3462979503547976E-2,null,2.6585286049624459E-3,8.5313671894637552E-4,2.5082680214703976E-3,2.498294714104096E-3,2.3325933936485981E-6,1.0853105241292938E-4,8.6290917052898944E-3]
[2004,3,27,1,2.7736469315236363E-3,1.3773251818204018E-3,2.463188656633477E-3,5.7465761157666851E-3,1.5874064092104082E-5,2.6919509946941503E-4,1.264580604930572E-2,null,2.3950739508588614E-3,1.1580508737586612E-3,2.4805890356891158E-3,2.1772884617825084E-3,2.3325933936485981E-6,1.0853105241292938E-4,8.3218659678957248E-3]
[2004,3,27,4,2.2321973583386027E-3,1.3639750120108007E-3,2.4077537219213637E-3,5.6198875665970736E-3,1.5874064092104082E-5,2.6919509946941503E-4,1.190888282242936E-2,null,1.9275264221159908E-3,1.1468260911024685E-3,2.4247624992723106E-3,2.1292881376259805E-3,2.3325933936485981E-6,1.0853105241292938E-4,7.7392667959233271E-3]
[2004,3,27,7,2.5499205618476476E-3,1.2786672595121345E-3,2.903614714015311E-3,5.6439326956460676E-3,5.2860636606288779E-6,8.9641973515305171E-5,1.2471063268197094E-2,null,2.2018838248766665E-3,1.0750995891671035E-3,2.9241263368336985E-3,2.1383984636680923E-3,7.7675364680693378E-7,3.6140842627387349E-5,8.3764258108197549E-3]
[2004,3,27,11,3.4982265601473592E-3,1.5324845765029899E-3,3.3034580132981169E-3,4.2434621488088558E-3,0,0,1.2577631298757322E-2,null,3.0207562517010796E-3,1.2885084265252132E-3,3.3267941964487554E-3,1.6077819189174124E-3,0,0,9.2438407935924605E-3]
[2004,3,27,15,3.1366323201026738E-3,1.4024284123224592E-3,3.1898121003212853E-3,3.8135983751943509E-3,0,0,1.1542471207940769E-2,null,2.7085157371393035E-3,1.1791575945249582E-3,3.2123454696238673E-3,1.4449132096939759E-3,0,0,8.5449320109821057E-3]
[2004,3,27,18,3.5347734984558328E-3,1.2484018806149036E-3,2.8421044903602392E-3,3.1863901507847492E-3,0,0,1.0811670020215724E-2,null,3.0523149259257714E-3,1.0496525495433515E-3,2.8621815946107887E-3,1.207273752279441E-3,0,0,8.1714228223593519E-3]
[2004,3,27,22,3.7138737436795619E-3,1.3267494716573361E-3,2.4773185459397175E-3,3.0875674717790783E-3,1.5874064092104082E-5,2.6919509946941503E-4,1.0890578396617213E-2,null,3.206969913571279E-3,1.1155269686428828E-3,2.4948187409105037E-3,1.1698313736479039E-3,2.3325933936485981E-6,1.0853105241292938E-4,8.0980106425791488E-3]
[2004,3,28,1,3.3211436680986531E-3,1.0810945670286271E-3,2.365380298377641E-3,3.0647795066821447E-3,1.5874064092104082E-5,2.6919509946941503E-4,1.0117467203748584E-2,null,2.8678432702151399E-3,9.0898106306931258E-4,2.382089742736143E-3,1.1611973675069384E-3,2.3325933936485981E-6,1.0853105241292938E-4,7.4309750893341115E-3]
[2004,3,28,2,2.8404137537807635E-3,1.1313460304599593E-3,2.3204285263929984E-3,3.2087639762707226E-3,1.5874064092104082E-5,2.6919509946941503E-4,9.7860214504659621E-3,null,2.4527278198326697E-3,9.5123234250747062E-4,2.3368204238719105E-3,1.21575084735226E-3,2.3325933936485981E-6,1.0853105241292938E-4,7.0673950793708881E-3]
[2004,3,28,5,2.5753572752502687E-3,1.0870588685684228E-3,2.4038720317165483E-3,3.1818000509253584E-3,1.5874064092104082E-5,2.6919509946941503E-4,9.5331573900221175E-3,null,2.2238487004250527E-3,9.139958298801478E-4,2.4208533881548669E-3,1.205534634714312E-3,2.3325933936485981E-6,1.0853105241292938E-4,6.8750961989809574E-3]
[2004,3,28,8,2.9989837588230523E-3,1.1819328603212577E-3,2.8639907086912388E-3,3.1358534021326584E-3,0,0,1.0180760729968208E-2,null,2.5896547243164057E-3,9.9376559703210645E-4,2.8842224208700229E-3,1.1881261629115205E-3,0,0,7.6557689051300563E-3]
[2004,3,28,13,3.7026186864986188E-3,1.2650961568494751E-3,3.1822819104772673E-3,2.6864605434221774E-3,0,0,1.0836457297247538E-2,null,3.197251050668027E-3,1.0636890468320034E-3,3.2047620852519785E-3,1.0178581865780607E-3,0,0,8.4835603693300694E-3]
[2004,3,28,16,3.5493851784198791E-3,1.255364532501257E-3,3.0881353819925284E-3,2.9370677078346579E-3,0,0,1.0829952800748322E-2,null,3.0649322686965579E-3,1.0555067263253457E-3,3.1099504898516399E-3,1.1128093499357095E-3,0,0,8.3431988348092543E-3]
[2004,3,28,19,3.9438792436187059E-3,1.3848286745326956E-3,2.685272142534105E-3,3.0190993923324338E-3,1.3175476376028579E-6,2.234319864795142E-5,1.1056740199303495E-2,null,3.4055821360562443E-3,1.1643597878817798E-3,2.7042413566955169E-3,1.1438898814660505E-3,1.9360529839478442E-7,9.0080795241550079E-6,8.4272748469221403E-3]
[2004,3,28,23,4.0942113990598246E-3,1.650236843748153E-3,2.492550776613655E-3,3.3152892759284389E-3,1.5874064092104082E-5,2.6919509946941503E-4,1.1837357458911591E-2,null,3.5353955688263985E-3,1.3875141789576884E-3,2.5101585746244584E-3,1.2561116293483975E-3,2.3325933936485981E-6,1.0853105241292938E-4,8.8000435975635217E-3]
[2004,3,29,2,2.4889437158632267E-3,1.6912824586039551E-3,2.428199143694635E-3,4.5087287301956557E-3,1.5874064092104082E-5,2.6919509946941503E-4,1.1402223211918991E-2,null,{"$f":"E2116*V$5","v":2.1492296626749209E-3},{"$f":"F2116*W$5","v":1.4220252085788119E-3},{"$f":"G2116*X$5","v":2.445352350944546E-3},{"$f":"H2116*Y$5","v":1.7082873077463071E-3},{"$f":"I2116*Z$5","v":2.3325933936485981E-6},{"$f":"J2116*AA$5","v":1.0853105241292938E-4},7.8357581757511636E-3]
[2004,3,29,5,2.5912114762486086E-3,1.6501749344900421E-3,2.5727385661612405E-3,4.9857315415575403E-3,1.5874064092104082E-5,2.6919509946941503E-4,1.2084925682018952E-2,null,2.2375389734699876E-3,1.3874621258395175E-3,2.590912824207496E-3,1.8890162664329507E-3,2.3325933936485981E-6,1.0853105241292938E-4,8.2157938357565307E-3]
[2004,3,29,7,3.0002438753718606E-3,1.5634649145295195E-3,3.2589442541429651E-3,5.1463903731434708E-3,2.6509690213396008E-6,4.4955587003382282E-5,1.3016649973212537E-2,null,2.590742848506545E-3,1.3145566016362956E-3,3.2819659846103286E-3,1.9498874031322053E-3,3.8954314346126667E-7,1.8124687926841077E-5,9.1556670689556773E-3]
[2004,3,29,10,3.6288487119246725E-3,1.9021192752389938E-3,4.0043989956165173E-3,7.7400076333473174E-3,0,0,1.7275374616127499E-2,null,3.1335498843625804E-3,1.5992961704020734E-3,4.0326867437863951E-3,2.9325687112990231E-3,0,0,1.1698101509850071E-2]
[2004,3,29,14,2.9523484005135095E-3,1.8311515238507593E-3,3.8898574244826357E-3,8.1256848890309593E-3,0,0,1.6799042237877863E-2,null,2.5493845909383274E-3,1.539626698306014E-3,3.9173360317245574E-3,3.0786958349732392E-3,0,0,1.1085043155942137E-2]
[2004,3,29,17,3.4023414431821539E-3,1.6336052865961546E-3,3.4226042209216517E-3,7.7099906781200756E-3,0,0,1.6168541628820036E-2,null,2.9379584221329649E-3,1.3735304156851816E-3,3.4467820729270522E-3,2.9211957530439672E-3,0,0,1.0679466663789166E-2]
[2004,3,29,21,4.0694514649762988E-3,1.6608714825658494E-3,3.0836545164854069E-3,7.9941804657701673E-3,1.5874064092104082E-5,2.6919509946941503E-4,1.7093227093359243E-2,null,3.5140150994975722E-3,1.3964557513165587E-3,3.1054379707567549E-3,3.0288708509008085E-3,2.3325933936485981E-6,1.0853105241292938E-4,1.1155643318278273E-2]
[2004,3,29,24,3.1577586519645389E-3,1.7230435405927529E-3,2.6621521229661968E-3,7.2252799995347989E-3,1.5874064092104082E-5,2.6919509946941503E-4,1.5053303478619806E-2,null,2.7267585518769948E-3,1.4487298308670899E-3,2.6809580134198722E-3,2.7375464031483047E-3,2.3325933936485981E-6,1.0853105241292938E-4,9.7048564451188406E-3]
[2004,3,30,2,2.4204785739380149E-3,1.9213920835591247E-3,2.541027370477681E-3,7.2376156982021109E-3,1.5874064092104082E-5,2.6919509946941503E-4,1.4405582889738451E-2,null,2.090109276405407E-3,1.6155006897192997E-3,2.5589776153028152E-3,2.7422202078339632E-3,2.3325933936485981E-6,1.0853105241292938E-4,9.117671435068064E-3]
[2004,3,30,5,2.2642925173010304E-3,1.8343692966455321E-3,2.5248269203138503E-3,5.77485361859097E-3,1.5874064092104082E-5,2.6919509946941503E-4,1.2683411516412902E-2,null,1.9552409370046462E-3,1.5423321920018588E-3,2.5426627224336062E-3,2.1880023685309832E-3,2.3325933936485981E-6,1.0853105241292938E-4,8.3391018657776733E-3]
[2004,3,30,8,3.0298531450206317E-3,2.0338365667759771E-3,3.7497968839970237E-3,6.2700928900034526E-3,0,0,1.5083579485797085E-2,null,2.6163107712416753E-3,1.71004367329164E-3,3.7762860800184027E-3,2.3756408387688591E-3,0,0,1.0478281363320577E-2]
[2004,3,30,11,3.4979452198068057E-3,1.9449988034660494E-3,3.9425181414700691E-3,7.5081449697956808E-3,0,0,1.6893607134538607E-2,null,3.0205133112917119E-3,1.6353491488744992E-3,3.9703687528759657E-3,2.8447195482671356E-3,0,0,1.1470950761309311E-2]
[2004,3,30,15,2.4624677866205173E-3,2.0235395004335002E-3,3.7702947905615416E-3,7.7221424923914058E-3,0,0,1.5978444570006967E-2,null,2.1263674130737572E-3,1.7013859308554668E-3,3.7969287872432794E-3,2.9257998867872059E-3,0,0,1.055048201795971E-2]
[2004,3,30,18,3.2902053002551602E-3,1.8289804561158222E-3,3.2310910867783703E-3,6.1827693778550115E-3,0,0,1.4533046221004365E-2,null,2.8411276568968526E-3,1.5378012710789374E-3,3.2539160577856985E-3,2.3425553159091726E-3,0,0,9.9754003016706595E-3]
[2004,3,30,23,3.5476536284934652E-3,1.6241732848039766E-3,2.656951689585089E-3,7.5539063681083849E-3,1.5874064092104082E-5,2.6919509946941503E-4,1.5667754134552434E-2,null,3.0634370567154544E-3,1.3656000169232215E-3,2.6757208433024851E-3,2.8620578315394856E-3,2.3325933936485981E-6,1.0853105241292938E-4,1.0077679394287227E-2]
[2004,3,31,2,2.3278524549857778E-3,1.9213920835591247E-3,2.5525129689219729E-3,7.0912209159836618E-3,1.5874064092104082E-5,2.6919509946941503E-4,1.4178047587012056E-2,null,2.0101256266660396E-3,1.6155006897192997E-3,2.5705443499467536E-3,2.6867534979586926E-3,2.3325933936485981E-6,1.0853105241292938E-4,8.9937878100973655E-3]
[2004,3,31,5,2.1660814548929378E-3,1.8343692966455321E-3,2.5345961376690217E-3,5.9387175249053913E-3,1.5874064092104082E-5,2.6919509946941503E-4,1.2758833577674402E-2,null,1.8704346285353189E-3,1.5423321920018588E-3,2.5525009511836614E-3,2.2500878582788902E-3,2.3325933936485981E-6,1.0853105241292938E-4,8.3262192758063094E-3]
[2004,3,31,6,2.3122154279320026E-3,1.8695127524945797E-3,2.7176193756224872E-3,5.9294909844301693E-3,1.5874064092104082E-5,2.6919509946941503E-4,1.3113907704040759E-2,null,1.9966228856575438E-3,1.5718807040671784E-3,2.7368170960802491E-3,2.2465920653555612E-3,2.3325933936485981E-6,1.0853105241292938E-4,8.6627763969671125E-3]
[2004,3,31,9,3.5749591059385829E-3,1.8021483066004535E-3,3.963711171965251E-3,8.4543093248765216E-3,0,0,1.7795127909380808E-2,null,3.0870156301096678E-3,1.5152408804019683E-3,3.9917114945038946E-3,3.2032065310837821E-3,0,0,1.1797174536099311E-2]
[2004,3,31,13,2.6837093972175048E-3,2.0314828925446136E-3,3.8696519676719135E-3,7.5635256304207935E-3,0,0,1.6148369887854827E-2,null,2.3174119228722059E-3,1.7080647110711343E-3,3.8969878401677364E-3,2.8657024206690377E-3,0,0,1.0788166894780115E-2]
[2004,3,31,16,2.6747461536282069E-3,1.813717258941471E-3,3.6568988689873625E-3,8.468933772371021E-3,0,0,1.6614296053928064E-2,null,2.3096720656495934E-3,1.5249680207634626E-3,3.6827318178023686E-3,3.2087475071621036E-3,0,0,1.0726119411377529E-2]
[2004,3,31,20,3.3370874276060971E-3,1.7407906052178809E-3,3.162029668664018E-3,7.9801222402484974E-3,1.5874064092104082E-5,2.6919509946941503E-4,1.6505099105298012E-2,null,2.8816108779957236E-3,1.4636515094706985E-3,3.1843667781955016E-3,3.0235444075361263E-3,2.3325933936485981E-6,1.0853105241292938E-4,1.066403721900463E-2]
[2004,3,31,24,3.0169088628630276E-3,1.7057334397497909E-3,2.6045854053198866E-3,7.2046184179466264E-3,1.5874064092104082E-5,2.6919509946941503E-4,1.4816915289440851E-2,null,2.6051332444065587E-3,1.4341755500983698E-3,2.6229846347955907E-3,2.729718050701936E-3,2.3325933936485981E-6,1.0853105241292938E-4,9.502875125809036E-3]
[2004,4,1,3,1.996853177095196E-3,1.5681336539040787E-3,2.159517827618646E-3,7.1859710772385213E-3,1.5531848486561106E-5,2.6359329730152108E-4,1.3189600881644526E-2,null,1.7243041909170641E-3,1.3184820636720032E-3,2.1747730248512166E-3,2.7226528628494181E-3,2.282306973229642E-6,1.0627258082154874E-4,8.0487670300844784E-3]
[2004,4,1,6,2.3575450257343716E-3,1.487945362238468E-3,2.2951580913505628E-3,5.5248616616243792E-3,1.5531848486561106E-5,2.6359329730152108E-4,1.1944635286735865E-2,null,2.0357654807966175E-3,1.2510599890201482E-3,2.3113714742250594E-3,2.0932842977221069E-3,2.282306973229642E-6,1.0627258082154874E-4,7.8000361295587108E-3]
[2004,4,1,7,2.6077943238304751E-3,1.4836135728657283E-3,2.7490765842656073E-3,5.8542473641813239E-3,1.5531848486561106E-5,2.6359329730152108E-4,1.2973856990931218E-2,null,2.2518584406750562E-3,1.2474178335333738E-3,2.7684965237373079E-3,2.2180834259692196E-3,2.282306973229642E-6,1.0627258082154874E-4,8.5944111117097349E-3]
[2004,4,1,13,2.7525474134919396E-3,1.6942145388248887E-3,3.3754742973095848E-3,7.3712845804371945E-3,0,0,1.5193520830063607E-2,null,2.3768542901518538E-3,1.4244904928171315E-3,3.3993192156058661E-3,2.7928652718036736E-3,0,0,9.9935292703785261E-3]
[2004,4,1,15,2.4181883380400182E-3,1.698884183757631E-3,3.2837291600035564E-3,8.0506149730988959E-3,0,0,1.5451416654900102E-2,null,2.0881316330801981E-3,1.4284167162434379E-3,3.3069259752155134E-3,3.0502530094553776E-3,0,0,9.873727333994527E-3]
[2004,4,1,18,3.3167252337505354E-3,1.5468142555841967E-3,2.8059582766932875E-3,6.558103306948746E-3,0,0,1.4227601072976766E-2,null,2.8640279046433783E-3,1.3005567776333661E-3,2.8257800380095729E-3,2.4847635137418144E-3,0,0,9.4751282340281313E-3]
[2004,4,1,21,3.6694428817229908E-3,1.6002388297487581E-3,2.6437524222890215E-3,7.5655929501953273E-3,1.5531848486561106E-5,2.6359329730152108E-4,1.575815222974418E-2,null,3.1686033864993086E-3,1.345475999040241E-3,2.6624283341617097E-3,2.8664856960318331E-3,2.282306973229642E-6,1.0627258082154874E-4,1.0151548303527869E-2]
[2004,4,2,1,2.7494835379227129E-3,1.5421130098939029E-3,2.2373755986448405E-3,7.4801324727866462E-3,1.5531848486561106E-5,2.6359329730152108E-4,1.4288229765036185E-2,null,2.3742086006514613E-3,1.2966039843850766E-3,2.253180796270046E-3,2.8341060481072494E-3,2.282306973229642E-6,1.0627258082154874E-4,8.8666543172086099E-3]
[2004,4,2,4,2.2811818633079336E-3,1.5284735854117907E-3,2.1251535322712113E-3,6.2085295464434833E-3,1.5531848486561106E-5,2.6359329730152108E-4,1.2422463673222502E-2,null,1.9698250688955621E-3,1.2851359972695002E-3,2.140165974340301E-3,2.3523154438029577E-3,2.282306973229642E-6,1.0627258082154874E-4,7.8559973721031E-3]
[2004,4,2,7,3.031491927407981E-3,1.3972979095711741E-3,2.7201186264485281E-3,5.6347886203613907E-3,1.5531848486561106E-5,2.6359329730152108E-4,1.3062822229577156E-2,null,2.6177258774552521E-3,1.1748438832297836E-3,2.7393340020345769E-3,2.1349339155250033E-3,2.282306973229642E-6,1.0627258082154874E-4,8.7753925660393941E-3]
[2004,4,2,10,3.8519974473441871E-3,1.5615474756583781E-3,3.3871640032077485E-3,7.996611202674404E-3,0,0,1.679732012888472E-2,null,3.3262412169529124E-3,1.312944424795697E-3,3.411091499553068E-3,3.0297918193711824E-3,0,0,1.1080068960672859E-2]
[2004,4,2,12,3.0785081465206669E-3,1.6056274416669512E-3,3.2927630961852696E-3,8.1335780156214163E-3,0,0,1.6110476699994304E-2,null,2.6583248882323047E-3,1.350006727747286E-3,3.3160237286422043E-3,3.0816864180798721E-3,0,0,1.0406041762701667E-2]
[2004,4,2,16,2.5826805250541828E-3,1.6666092714905892E-3,2.9867100682839979E-3,7.330758190880666E-3,0,0,1.4566758055709436E-2,null,2.2301724053788593E-3,1.4012800670013669E-3,3.0078086906641702E-3,2.7775104520637874E-3,0,0,9.416771615108184E-3]
[2004,4,2,19,3.2040390598211369E-3,1.4734689815993722E-3,2.6652120370810918E-3,6.0695156565733132E-3,0,0,1.3412235735074914E-2,null,2.766722181722114E-3,1.2388882916829875E-3,2.684039543282848E-3,2.2996452394335432E-3,0,0,8.9892952561214934E-3]
[2004,4,2,22,3.8908929417910032E-3,1.3441566002072973E-3,2.328452440629646E-3,6.1641274888831182E-3,1.5531848486561106E-5,2.6359329730152108E-4,1.4006754617299147E-2,null,3.3598278946574793E-3,1.1301628300160616E-3,2.3449010203885987E-3,2.3354921936348549E-3,2.282306973229642E-6,1.0627258082154874E-4,9.2789388264917713E-3]
[2004,4,3,2,2.1924226942816776E-3,1.031185332027916E-3,2.0604679199511355E-3,5.3176730707544806E-3,1.5531848486561106E-5,2.6359329730152108E-4,1.0880874162803292E-2,null,1.8931805719992374E-3,8.6701752826716123E-4,2.0750234119726579E-3,2.0147837577090175E-3,2.282306973229642E-6,1.0627258082154874E-4,6.9585601577428526E-3]
[2004,4,3,3,1.9477900277181306E-3,1.0170529375693603E-3,2.0391562068248657E-3,5.3191688576356292E-3,1.5531848486561106E-5,2.6359329730152108E-4,1.0602293175536069E-2,null,1.6819376338457373E-3,8.5513505347685676E-4,2.0535611493195691E-3,2.0153504881328388E-3,2.282306973229642E-6,1.0627258082154874E-4,6.7145392125697815E-3]
[2004,4,3,7,2.2200315167786927E-3,9.2546306959304385E-4,2.5186724201186742E-3,5.3483949300198001E-3,1.5531848486561106E-5,2.6359329730152108E-4,1.1291687082298293E-2,null,1.9170210871076844E-3,7.7812656772679783E-4,2.5364647458136725E-3,2.0264237931588848E-3,2.282306973229642E-6,1.0627258082154874E-4,7.3665910816018195E-3]
[2004,4,3,10,3.2939206548444249E-3,1.0422762106172903E-3,2.9035303768369667E-3,5.1647857137412222E-3,0,0,1.2404512956039903E-2,null,{"$f":"E2244*V$5","v":2.8443359055365103E-3},{"$f":"F2244*W$5","v":8.7634270565497359E-4},{"$f":"G2244*X$5","v":2.9240414038833383E-3},{"$f":"H2244*Y$5","v":1.9568571120557772E-3},{"$f":"I2244*Z$5","v":0},{"$f":"J2244*AA$5","v":0},8.6015771271306003E-3]
[2004,4,3,13,3.0948064325706363E-3,9.4311134485763578E-4,2.8368010890966644E-3,5.003371469854502E-3,0,0,1.1878090336379439E-2,null,2.672398633494642E-3,7.9296518453294803E-4,2.8568407292284903E-3,1.8956997613652233E-3,0,0,8.2179043086213037E-3]
[2004,4,3,17,3.2316515027577394E-3,9.1142951541075266E-4,2.653334405949349E-3,4.6975743505648189E-3,0,0,1.149398977468266E-2,null,2.790565823119076E-3,7.6632719754374332E-4,2.6720780065666023E-3,1.779837981052421E-3,0,0,8.0088090082818426E-3]
[2004,4,3,20,3.3537368981942772E-3,8.5817191571275944E-4,2.2900841020787326E-3,5.1341260662902625E-3,0,0,1.1636118982276032E-2,null,2.8959878748831521E-3,7.2154836776657004E-4,2.3062616414394098E-3,1.9452406476963926E-3,0,0,7.8690385317855237E-3]
[2004,4,3,24,2.8455695509778042E-3,7.9252847936069504E-4,2.0095504976911788E-3,4.9687080581400844E-3,1.5531848486561106E-5,2.6359329730152108E-4,1.0895481731957845E-2,null,2.457179906153462E-3,6.6635556375237474E-4,2.0237463004759578E-3,1.8825663328938336E-3,2.282306973229642E-6,1.0627258082154874E-4,7.1384029910704075E-3]
[2004,4,4,4,1.6102241075997223E-3,1.1418650536585849E-3,2.0134990742192E-3,5.28160991725494E-3,1.5531848486561106E-5,2.6359329730152108E-4,1.032632329852053E-2,null,1.3904458319208342E-3,9.6007670560127232E-4,2.0277227704128468E-3,2.0011199888093746E-3,2.282306973229642E-6,1.0627258082154874E-4,6.4879201845391065E-3]
[2004,4,4,7,1.790854277908295E-3,1.0894075465078602E-3,2.5460107246554715E-3,5.2324318994398725E-3,1.5531848486561106E-5,2.6359329730152108E-4,1.0937829594299583E-2,null,1.5464219263286439E-3,9.1597059123341683E-4,2.5639961727328734E-3,1.9824872014582592E-3,2.282306973229642E-6,1.0627258082154874E-4,7.1174307795479723E-3]
[2004,4,4,8,1.9533818032931669E-3,1.1845188122381789E-3,2.6110570275693686E-3,5.2546265540753733E-3,0,0,1.1003584197176088E-2,null,1.6867661921840767E-3,9.9593985763259184E-4,2.6295019736733718E-3,1.9908964114778633E-3,0,0,7.3031044349679032E-3]
[2004,4,4,11,2.4979180949872819E-3,1.3505472718779289E-3,2.7859371020002299E-3,5.0107556006149878E-3,0,0,1.1645158069480428E-2,null,2.1569791355515386E-3,1.1355360875515829E-3,2.805617430370297E-3,1.8984974938551817E-3,0,0,7.9966301473286001E-3]
[2004,4,4,14,2.5573776021188973E-3,1.2509482146840572E-3,2.8129998684081614E-3,4.9686679092098163E-3,0,0,1.1589993594420932E-2,null,2.2083230593376887E-3,1.0517934995764929E-3,2.8328713727129359E-3,1.8825511210875572E-3,0,0,7.9755390527146749E-3]
[2004,4,4,18,2.8860651999275439E-3,1.186735663617097E-3,2.451181806974775E-3,4.7573144965081769E-3,0,0,1.1281297167027592E-2,null,2.4921483344780312E-3,9.9780377960993934E-4,2.4684973676244977E-3,1.8024725947506201E-3,0,0,7.7609220764630876E-3]
[2004,4,4,21,2.992063979002051E-3,1.3390171842205198E-3,2.1969335789987355E-3,4.5348748273408828E-3,1.4242705373043548E-5,2.4171505890126485E-4,1.1318847333836497E-2,null,2.5836794200314243E-3,1.1258416244992711E-3,2.2124530873935517E-3,1.7181936579778402E-3,2.0928755401315244E-6,9.74519587403858E-5,7.7397126241826051E-3]
[2004,4,5,1,2.9142393418695785E-3,1.1918119128115003E-3,2.1212933699697708E-3,6.5034625024701321E-3,1.5531848486561106E-5,2.6359329730152108E-4,1.3009932272909063E-2,null,2.5164770090062272E-3,1.0020718746775294E-3,2.1362785432029632E-3,2.4640609613458949E-3,2.282306973229642E-6,1.0627258082154874E-4,8.2274432760273911E-3]
[2004,4,5,5,2.5745176909840175E-3,1.3431917047732759E-3,2.2147871552418755E-3,6.526699046410356E-3,1.5531848486561106E-5,2.6359329730152108E-4,1.2938320743197609E-2,null,2.2231237103829552E-3,1.129351548834825E-3,2.2304327843028016E-3,2.4728649270453905E-3,2.282306973229642E-6,1.0627258082154874E-4,8.1643278583607495E-3]
[2004,4,5,8,3.5412455167312222E-3,1.2181969026949673E-3,3.1994328755884246E-3,8.3140557508324681E-3,0,0,1.6272931045847081E-2,null,3.0579035833012626E-3,1.0242562948797928E-3,3.2220342076660084E-3,3.1500666296297606E-3,0,0,1.0454260715476824E-2]
[2004,4,5,9,4.03975234422734E-3,1.3853511536038739E-3,3.4272216082036513E-3,8.2458986875810578E-3,0,0,1.7098223793615926E-2,null,3.4883695893712457E-3,1.1647990867146806E-3,3.4514320782096006E-3,3.1242429766550573E-3,0,0,1.1228843730950584E-2]
[2004,4,5,12,3.3324973005390644E-3,1.5961491687478723E-3,3.3712868513152798E-3,7.3082170846845715E-3,0,0,1.5608150405286788E-2,null,2.8776472539149387E-3,1.342037424360881E-3,3.3951021887885986E-3,2.7689699769273116E-3,0,0,1.038375684399173E-2]
[2004,4,5,18,3.5331650005984089E-3,1.3373758670910331E-3,2.8010708214263528E-3,6.4730037462373399E-3,0,0,1.4144615435353135E-2,null,3.0509259707294403E-3,1.124461609989259E-3,2.8208580569364099E-3,2.4525206115497875E-3,0,0,9.4487662492048971E-3]
[2004,4,5,20,3.9817728076519494E-3,1.3445003737743233E-3,2.7356889673400796E-3,7.7891176700930808E-3,0,0,1.5851079818859432E-2,null,3.438303636074766E-3,1.1304518737981144E-3,2.7550143344336037E-3,2.9511757416785379E-3,0,0,1.0274945585985023E-2]
[2004,4,5,23,3.4864867662806128E-3,1.4721663335998934E-3,2.3768585277121209E-3,6.816788429816356E-3,1.5531848486561106E-5,2.6359329730152108E-4,1.4431425203197066E-2,null,3.0106188134571819E-3,1.2377930291597229E-3,2.3936490562136382E-3,2.5827752901296914E-3,2.282306973229642E-6,1.0627258082154874E-4,9.333391076755012E-3]
[2004,4,6,3,3.1109820960149638E-3,1.5681336539040787E-3,2.176442771575846E-3,6.0106365640956146E-3,1.5531848486561106E-5,2.6359329730152108E-4,1.3145320231378587E-2,null,2.6863664928184266E-3,1.3184820636720032E-3,2.1918175294598336E-3,2.2773368655236966E-3,2.282306973229642E-6,1.0627258082154874E-4,8.5825578392687372E-3]
[2004,4,6,6,3.4167597305076753E-3,1.487945362238468E-3,2.3572097625580283E-3,6.046777030058916E-3,1.5531848486561106E-5,2.6359329730152108E-4,1.3587817031151169E-2,null,2.9504087682808017E-3,1.2510599890201482E-3,2.3738614888769616E-3,2.2910299269154086E-3,2.282306973229642E-6,1.0627258082154874E-4,8.9749150608880984E-3]
[2004,4,6,9,4.0106455810720882E-3,1.5738111792815653E-3,3.4307215069927675E-3,8.3558581728782125E-3,0,0,1.7371036440224634E-2,null,3.4632355863968055E-3,1.323255709947384E-3,3.4549567008725552E-3,3.1659049182665446E-3,0,0,1.1407352915483289E-2]
[2004,4,6,11,3.6283498909983748E-3,1.6566578152064921E-3,3.4248318512776423E-3,8.2328887863798317E-3,0,0,1.6942728343862339E-2,null,3.1331191471288176E-3,1.3929129124636576E-3,3.4490254396386346E-3,3.119313727097805E-3,0,0,1.1094371226328916E-2]
[2004,4,6,14,2.9825087585095209E-3,1.7320697179666546E-3,3.3686079486517613E-3,7.2007272912535973E-3,0,0,1.5283913716381534E-2,null,2.5754283843872445E-3,1.4563190136777406E-3,3.3924043619059899E-3,2.7282437632164154E-3,0,0,1.0152395523187391E-2]
[2004,4,6,17,3.759868911007447E-3,1.6051444568261832E-3,2.9679775150073559E-3,6.2253493260487052E-3,0,0,1.4558340208889691E-2,null,3.246687235152616E-3,1.3496006355446268E-3,2.9889438074797822E-3,2.3586881971305778E-3,0,0,9.9439198753076032E-3]
[2004,4,6,21,4.2146039005380278E-3,1.6002388297487581E-3,2.679621174144573E-3,7.0720885763122807E-3,1.2938030100172413E-5,2.1957322192793705E-4,1.5799063732771752E-2,null,3.6393557884534813E-3,1.345475999040241E-3,2.6985504689146116E-3,2.6795045515296857E-3,1.9011617543802342E-6,8.8525061951375708E-5,1.0453313031643777E-2]
[2004,4,6,24,3.935293832100225E-3,1.4640502233869035E-3,2.2711872854198553E-3,7.1584123265291807E-3,1.5531848486561106E-5,2.6359329730152108E-4,1.5108068813224247E-2,null,3.3981685408896734E-3,1.2309690280830475E-3,2.2872313344886202E-3,2.7122112801170571E-3,2.282306973229642E-6,1.0627258082154874E-4,9.7371350713731757E-3]
[2004,4,7,4,3.1330541089714462E-3,1.5392435446473852E-3,2.1390716527916959E-3,5.5109579685597744E-3,1.5531848486561106E-5,2.6359329730152108E-4,1.2601452420758384E-2,null,2.7054259133503871E-3,1.2941913466290762E-3,2.1541824148056041E-3,2.0880164043059432E-3,2.282306973229642E-6,1.0627258082154874E-4,8.3503709668857878E-3]
[2004,4,7,8,3.9609897044340292E-3,1.5425926091554118E-3,3.2427485125513847E-3,8.6259195127416366E-3,0,0,1.7372250338882463E-2,null,3.4203572029619157E-3,1.2970072300028692E-3,3.2656558335755165E-3,3.268226966632854E-3,0,0,1.1251247233173155E-2]
[2004,4,7,11,3.604806367132579E-3,1.6566578152064921E-3,3.4328348434316566E-3,8.2436844357292437E-3,0,0,1.6937983461499974E-2,null,3.112789061103263E-3,1.3929129124636576E-3,3.4570849662755778E-3,3.1234040310096308E-3,0,0,1.1086190970852129E-2]
[2004,4,7,12,3.3277712952725991E-3,1.6932078052209795E-3,3.3669544577683884E-3,7.4727859292347976E-3,0,0,1.5860719487496767E-2,null,2.8735662975478229E-3,1.4236440342283846E-3,3.3907391904848482E-3,2.8313225568270179E-3,0,0,1.0519272079088073E-2]
[2004,4,7,15,2.7645258205075342E-3,1.698884183757631E-3,3.2724006382653164E-3,8.2901300441486879E-3,0,0,1.6025940686679171E-2,null,2.387197773415629E-3,1.4284167162434379E-3,3.2955174268939039E-3,3.1410015508675283E-3,0,0,1.0252133467420498E-2]
[2004,4,7,19,3.5278061166957851E-3,1.5269693887584735E-3,2.7733359918099072E-3,7.9903210788347077E-3,0,0,1.5818432576098874E-2,null,3.046298516854552E-3,1.2838712732437792E-3,2.7929273038176899E-3,3.0274085891166002E-3,0,0,1.0150505683032621E-2]
[2004,4,7,22,4.3369086161132156E-3,1.474424637083298E-3,2.6045933438224602E-3,7.9493532357841033E-3,1.5531848486561106E-5,2.6359329730152108E-4,1.6644404978591158E-2,null,3.7449672255156674E-3,1.2396918039419514E-3,2.6229926293770819E-3,3.0118865095023644E-3,2.282306973229642E-6,1.0627258082154874E-4,1.0728093056131843E-2]
[2004,4,8,1,2.8370918121463297E-3,1.4644469820594677E-3,2.1974330762577366E-3,7.2021907363134839E-3,1.5531848486561106E-5,2.6359329730152108E-4,1.39802877525651E-2,null,2.4498592875099438E-3,1.2313026215826064E-3,2.2129561131852215E-3,2.7287982398263399E-3,2.282306973229642E-6,1.0627258082154874E-4,8.7314711498988895E-3]
[2004,4,8,5,2.4030359005775275E-3,1.4581751576793155E-3,2.1893388244328543E-3,6.1444847255605365E-3,1.5531848486561106E-5,2.6359329730152108E-4,1.2474159754038316E-2,null,2.0750473403946491E-3,1.2260292904917624E-3,2.2048046822037422E-3,2.3280498556098803E-3,2.282306973229642E-6,1.0627258082154874E-4,7.9424860564948109E-3]
[2004,4,8,9,4.0985533489869917E-3,1.5738111792815653E-3,3.4785626580918711E-3,8.6827351184492838E-3,0,0,1.7833662304809712E-2,null,3.5391448892782193E-3,1.323255709947384E-3,3.5031358099113972E-3,3.2897535174457879E-3,0,0,1.1655289926582789E-2]
[2004,4,8,12,3.2887670125971418E-3,1.6932078052209795E-3,3.3682849269569522E-3,7.3864124248352323E-3,0,0,1.5736672169610305E-2,null,2.8398856800380063E-3,1.4236440342283846E-3,3.3920790583315862E-3,2.7985969771523803E-3,0,0,1.0454205749750357E-2]
[2004,4,8,13,2.9781335165538535E-3,1.6942145388248887E-3,3.3541103455596659E-3,8.5630593272985941E-3,0,0,1.6589517728237003E-2,null,2.5716503159108187E-3,1.4244904928171315E-3,3.3778043453067028E-3,3.2444102184138349E-3,0,0,1.0618355372448488E-2]
[2004,4,8,16,2.9572426798586322E-3,1.773263838213777E-3,3.1720856082668139E-3,7.3685606001139478E-3,0,0,1.5271152726453172E-2,null,2.553610853781843E-3,1.4909549061855999E-3,3.1944937546473742E-3,2.7918331979550986E-3,0,0,1.0030892712569916E-2]
[2004,4,8,20,3.7643974177033559E-3,1.5672768469944896E-3,2.7601566446473994E-3,5.922227318421955E-3,0,0,1.40140582277672E-2,null,3.2505976493803213E-3,1.3177616629972831E-3,2.7796548555296492E-3,2.2438399750897529E-3,0,0,9.5918541429970069E-3]
[2004,4,8,22,4.1231668272084824E-3,1.474424637083298E-3,2.5238982960181762E-3,5.9325325938955733E-3,1.5531848486561106E-5,2.6359329730152108E-4,1.4333147499993612E-2,null,3.5603988923953145E-3,1.2396918039419514E-3,2.5417275381796837E-3,2.2477444839541943E-3,2.282306973229642E-6,1.0627258082154874E-4,9.6981176062659203E-3]
[2004,4,9,3,2.0171382148645202E-3,1.1699703165866167E-3,2.1722450840840415E-3,4.8956545496711048E-3,1.5531848486561106E-5,2.6359329730152108E-4,1.0534133310994365E-2,null,1.7418205391592709E-3,9.8370752620966818E-4,2.1875901887974049E-3,1.8548874928544863E-3,2.282306973229642E-6,1.0627258082154874E-4,6.8765606348156084E-3]
[2004,4,9,7,2.7692274573581682E-3,1.0894075465078602E-3,2.7276813555673729E-3,5.3052246326136462E-3,1.2938030100172413E-5,2.1957322192793705E-4,1.2124052244075157E-2,null,2.3912576873936367E-3,9.1597059123341683E-4,2.7469501555442044E-3,2.0100672377873744E-3,1.9011617543802342E-6,8.8525061951375708E-5,8.1546718956643886E-3]
[2004,4,9,10,3.5507174367774477E-3,1.321117060408313E-3,3.2363151458003839E-3,5.4718515855290712E-3,0,0,1.3580001228515217E-2,null,3.0660826881143146E-3,1.1107912541911376E-3,3.2591770204394937E-3,2.0731996029899067E-3,0,0,9.5092505657348517E-3]
[2004,4,9,13,2.7533014778366098E-3,1.2748845346713662E-3,3.1773084266908066E-3,5.2443655891088199E-3,0,0,1.2449860028307603E-2,null,2.3775054328220562E-3,1.0719190854887705E-3,3.1997534679393549E-3,1.9870086911765285E-3,0,0,8.636186677426709E-3]
[2004,4,9,14,2.5665293085136947E-3,1.2509482146840572E-3,3.1044189936975095E-3,5.2903812915208182E-3,0,0,1.2212277808416079E-2,null,2.2162256562194217E-3,1.0517934995764929E-3,3.1263491317291168E-3,2.0044433263234599E-3,0,0,8.398811613848492E-3]
[2004,4,9,19,3.0126636201102406E-3,1.2657285071474757E-3,2.5587236041311264E-3,5.179527764350652E-3,0,0,1.2016643495739495E-2,null,2.6014674316397236E-3,1.0642207250622332E-3,2.5767988581278474E-3,1.9624426461282937E-3,0,0,8.204929660958097E-3]
[2004,4,9,22,3.6350083817819233E-3,1.2215038809458415E-3,2.3073697682121429E-3,5.1586753690287014E-3,1.5531848486561106E-5,2.6359329730152108E-4,1.2601682545756693E-2,null,3.1388688255202741E-3,1.0270367922550489E-3,2.3236694164263747E-3,1.9545419973210076E-3,2.282306973229642E-6,1.0627258082154874E-4,8.5526719193174828E-3]
[2004,4,10,1,2.7416886816800778E-3,1.0659831606459821E-3,2.1121300438608649E-3,5.118169852626901E-3,1.5531848486561106E-5,2.6359329730152108E-4,1.131709688460191E-2,null,2.3674776584665562E-3,8.9627543799534505E-4,2.1270504858168665E-3,1.9391950860953454E-3,2.282306973229642E-6,1.0627258082154874E-4,7.4385535561688927E-3]
[2004,4,10,4,2.1937809193811218E-3,9.8816976462994324E-4,2.0595245480067863E-3,5.2185620667556222E-3,1.5531848486561106E-5,2.6359329730152108E-4,1.0739162444561556E-2,null,1.8943534139778287E-3,8.3085016846865109E-4,2.0740733758901893E-3,1.9772321372144535E-3,2.282306973229642E-6,1.0627258082154874E-4,6.8850639833459015E-3]
[2004,4,10,8,2.871548927851182E-3,1.0153596411291977E-3,2.7871226727574317E-3,5.8051033126653986E-3,0,0,1.247913455440321E-2,null,2.4796133774441973E-3,8.5371133491863574E-4,2.8068113761987776E-3,2.1994635079214458E-3,0,0,8.339599596483057E-3]
[2004,4,10,11,3.5346827687777254E-3,1.016442915683207E-3,2.863430922516408E-3,5.6234790156929953E-3,0,0,1.3038035622670335E-2,null,3.0522365798730947E-3,8.5462214890820725E-4,2.8836586802714797E-3,2.1306488819231241E-3,0,0,8.921166290975906E-3]
[2004,4,10,12,3.8298494962232597E-3,9.1810978481627714E-4,2.836478652829673E-3,5.5617973101574252E-3,0,0,1.3146235244026635E-2,null,3.3071162229993782E-3,7.7194394798446792E-4,2.8565160152174652E-3,2.1072786414425026E-3,0,0,9.0428548276438141E-3]
[2004,4,10,16,2.9342667745097923E-3,9.9797270940485644E-4,2.7013622768100399E-3,4.9024010539887647E-3,0,0,1.1536002814713453E-2,null,2.5337709124493763E-3,8.3909245497574289E-4,2.7204451543868394E-3,1.8574436385858384E-3,0,0,7.9507521603977976E-3]
[2004,4,10,19,3.2870832781925216E-3,8.6884524355875024E-4,2.3752340868815436E-3,5.0515794942516982E-3,0,0,1.1582742102884513E-2,null,2.8384317572741399E-3,7.3052246974416246E-4,2.3920131400597521E-3,1.9139650332716306E-3,0,0,7.8749324003496851E-3]
[2004,4,10,23,3.6644672557505061E-3,7.3174222713183934E-4,2.1639316275931207E-3,5.1540391313403475E-3,1.5531848486561106E-5,2.6359329730152108E-4,1.1993305387603896E-2,null,3.1643068799683317E-3,6.1524666555224023E-4,2.1792180046512496E-3,1.9527853988488778E-3,2.282306973229642E-6,1.0627258082154874E-4,8.0201118368154762E-3]
[2004,4,11,2,2.6207407741573449E-3,1.1510726325798541E-3,2.0565928731335337E-3,5.1951178294787096E-3,1.5531848486561106E-5,2.6359329730152108E-4,1.1302649255137525E-2,null,2.2630378397476484E-3,9.6781841028780434E-4,2.0711209911724328E-3,1.9683494797345913E-3,2.282306973229642E-6,1.0627258082154874E-4,7.3788816087372554E-3]
[2004,4,11,5,2.3743405018792707E-3,1.1141963852556158E-3,2.1452228841230079E-3,5.0833558199215667E-3,1.5531848486561106E-5,2.6359329730152108E-4,1.0996240736967545E-2,null,2.050268555052295E-3,9.3681297235750222E-4,2.1603770994698696E-3,1.926004589669226E-3,2.282306973229642E-6,1.0627258082154874E-4,7.1820181043436718E-3]
[2004,4,11,9,3.1734830014220126E-3,1.2224224416487602E-3,2.60915159179852E-3,4.7607467035129507E-3,0,0,{"$f":"SUM(E2435:J2435)","v":1.1765803738382244E-2},null,2.7403366967200765E-3,1.0278091153336187E-3,2.627583077583684E-3,1.8037730046920181E-3,0,0,{"$f":"SUM(M2435:R2435)","v":8.1995018943293967E-3}]
[2004,4,11,13,3.493040965067089E-3,1.2748845346713662E-3,2.6502855750306711E-3,5.0025279075703397E-3,0,0,1.2420738982339466E-2,null,3.0162784345876973E-3,1.0719190854887705E-3,2.6690076381934063E-3,1.8953801487139503E-3,0,0,8.6525853069838246E-3]
[2004,4,11,14,3.4288041783656566E-3,1.2509482146840572E-3,2.6393023275791188E-3,5.0335550780248473E-3,0,0,1.235260979865368E-2,null,2.9608092785221259E-3,1.0517934995764929E-3,2.6579468032341316E-3,1.9071358618327604E-3,0,0,8.5776854431655111E-3]
[2004,4,11,17,3.8594433060554442E-3,1.2022459571746369E-3,2.4595230545984489E-3,5.1213405835530031E-3,0,0,1.2642552901381533E-2,null,3.3326707960166439E-3,1.0108447878218289E-3,2.4768975392246437E-3,1.9403964268105373E-3,0,0,8.7608095498736549E-3]
[2004,4,11,20,4.1352380197096205E-3,1.3089294384897349E-3,2.2214395447037478E-3,4.9392449766427716E-3,0,0,1.2604851979545875E-2,null,3.5708224969235938E-3,1.1005439383080465E-3,2.2371321673629722E-3,1.871403228794916E-3,0,0,8.7799018313895281E-3]
[2004,4,11,24,3.2358193176223651E-3,1.2996599992704538E-3,2.1048212873654125E-3,7.0991486028935446E-3,1.5531848486561106E-5,2.6359329730152108E-4,1.4018574352939859E-2,null,2.7941647760718891E-3,1.0927502216688475E-3,2.1196900990359696E-3,2.6897571754337293E-3,2.282306973229642E-6,1.0627258082154874E-4,8.8049171600052129E-3]
[2004,4,12,3,2.3475404074794681E-3,1.1699703165866167E-3,2.0878019999501529E-3,6.2683802432675854E-3,1.5531848486561106E-5,2.6359329730152108E-4,1.2152818113071905E-2,null,2.0271263853521787E-3,9.8370752620966818E-4,2.1025505845112336E-3,2.3749919435133203E-3,2.282306973229642E-6,1.0627258082154874E-4,7.5969313273811798E-3]
[2004,4,12,6,2.8908341420012884E-3,1.0961230617154997E-3,2.4127554427755449E-3,7.0073200696940128E-3,1.5531848486561106E-5,2.6359329730152108E-4,1.3686157861974428E-2,null,2.4962663672399394E-3,9.2161697623863973E-4,2.4297995531240512E-3,2.6549647700483394E-3,2.282306973229642E-6,1.0627258082154874E-4,8.6112025544457464E-3]
[2004,4,12,11,3.6726301697712731E-3,1.3505472718779289E-3,3.4077224796801083E-3,7.7005096872730635E-3,0,0,1.6131409608602373E-2,null,3.1713556440024406E-3,1.1355360875515829E-3,3.4317952045618055E-3,2.9176035528256793E-3,0,0,1.0656290488941508E-2]
[2004,4,12,14,2.9878093377364232E-3,1.2509482146840572E-3,3.3436726425625897E-3,7.8753095996980538E-3,0,0,1.5457739794681125E-2,null,2.5800054915476873E-3,1.0517934995764929E-3,3.3672929086197077E-3,2.9838325254828608E-3,0,0,9.9829244252267486E-3]
[2004,4,12,15,2.7360187396871967E-3,1.2424229454798355E-3,3.2106234059186183E-3,8.5638069368561744E-3,0,0,1.5752872027941824E-2,null,2.3625816025858713E-3,1.0446254788495878E-3,3.233303789785051E-3,3.2446934760668867E-3,0,0,9.8852043472873966E-3]
[2004,4,12,18,3.566016370871743E-3,1.186735663617097E-3,2.7850934543424436E-3,6.4052006509978578E-3,0,0,1.3943046139829142E-2,null,3.0792934822167295E-3,9.9780377960993934E-4,2.8047678230435284E-3,2.4268310715586565E-3,0,0,9.3086961564288542E-3]
[2004,4,12,21,4.1494745703270983E-3,1.3390171842205198E-3,2.661030633038416E-3,7.6599688572025681E-3,1.1648886364920831E-5,1.9769497297614084E-4,1.6018835104129665E-2,null,3.5831159114697898E-3,1.1258416244992711E-3,2.6798286010985719E-3,2.9022432617992725E-3,1.7117302299222316E-6,7.9704435616161559E-5,1.0372445564712987E-2]
[2004,4,13,3,2.0385339811535E-3,1.5681336539040787E-3,2.150894350154873E-3,6.2491202883368348E-3,1.5531848486561106E-5,2.6359329730152108E-4,1.2285807419337368E-2,null,1.7602960134220494E-3,1.3184820636720032E-3,2.1660886296919015E-3,2.3676946456440517E-3,2.282306973229642E-6,1.0627258082154874E-4,7.7211162402247846E-3]
[2004,4,13,5,2.2492654242739904E-3,1.4581751576793155E-3,2.1774875001578913E-3,5.5217173398980478E-3,1.5531848486561106E-5,2.6359329730152108E-4,1.1685770567797328E-2,null,1.9422648805869586E-3,1.2260292904917624E-3,2.1928696381803385E-3,2.0920929630426463E-3,2.282306973229642E-6,1.0627258082154874E-4,7.5618116600964843E-3]
[2004,4,13,9,3.8248873782822435E-3,1.5738111792815653E-3,3.4487225457727677E-3,8.1834497678826383E-3,0,0,1.7030870871219215E-2,null,3.3028313807988287E-3,1.323255709947384E-3,3.4730849020188337E-3,3.1005820506408528E-3,0,0,1.11997540434059E-2]
[2004,4,13,12,3.096186664369692E-3,1.6932078052209795E-3,3.3633430561704723E-3,6.3303779626046608E-3,0,0,1.4483115488365804E-2,null,2.6735904784949897E-3,1.4236440342283846E-3,3.3871022773384937E-3,2.3984819167165092E-3,0,0,9.882818706778377E-3]
[2004,4,13,15,2.4652435595495089E-3,1.698884183757631E-3,3.2539532860342891E-3,7.9533342905773845E-3,0,0,1.5371415319918813E-2,null,2.1287643228462905E-3,1.4284167162434379E-3,3.2769397594632965E-3,3.0133948693487349E-3,0,0,9.8475156679017593E-3]
[2004,4,13,16,2.7995822846346944E-3,1.773263838213777E-3,3.1531604555695191E-3,7.030135758662538E-3,0,0,1.4756142337080528E-2,null,2.4174694071574391E-3,1.4909549061855999E-3,3.1754349114876245E-3,2.6636092803337757E-3,0,0,9.7474685051644385E-3]
[2004,4,13,19,3.2698574010266183E-3,1.5269693887584735E-3,2.6860227086688152E-3,7.5422099739396739E-3,0,0,1.5025059472393581E-2,null,2.8235570271086512E-3,1.2838712732437792E-3,2.7049972249556711E-3,2.8576262494017109E-3,0,0,9.6700517747098126E-3]
[2004,4,13,24,3.1306591925623376E-3,1.4640502233869035E-3,2.2589490304914736E-3,7.267556269670474E-3,1.5531848486561106E-5,2.6359329730152108E-4,1.4400339861899271E-2,null,2.7033578772781858E-3,1.2309690280830475E-3,2.2749066264685681E-3,2.7535642254688094E-3,2.282306973229642E-6,1.0627258082154874E-4,9.071352645093388E-3]
[2004,4,14,3,2.0608992958429848E-3,1.5681336539040787E-3,2.141203812746198E-3,6.5153706684616605E-3,1.5531848486561106E-5,2.6359329730152108E-4,1.2564732576743004E-2,null,1.7796087031543798E-3,1.3184820636720032E-3,2.1563296366967208E-3,2.4685727805391026E-3,2.282306973229642E-6,1.0627258082154874E-4,7.8315480718569846E-3]
[2004,4,14,6,2.4412085417752612E-3,1.487945362238468E-3,2.3684782510983255E-3,5.5252984374970747E-3,1.5531848486561106E-5,2.6359329730152108E-4,1.2102055738397214E-2,null,2.1080098265456718E-3,1.2510599890201482E-3,2.385209579916019E-3,2.0934497853183462E-3,2.282306973229642E-6,1.0627258082154874E-4,7.9462840685949627E-3]
[2004,4,14,10,3.8043779788857189E-3,1.6216378513962165E-3,3.4387663851896942E-3,7.9138747191383144E-3,0,0,1.6778656934609944E-2,null,3.2851212938789362E-3,1.3634682321334215E-3,3.4630584094424645E-3,2.9984442504288099E-3,0,0,1.1110092185883633E-2]
[2004,4,14,13,2.8399157178142487E-3,1.6942145388248887E-3,3.3615968996541755E-3,7.7646016735183508E-3,0,0,1.5660328829811665E-2,null,2.4522977604201205E-3,1.4244904928171315E-3,3.3853437856788079E-3,2.9418870112421992E-3,0,0,1.0204019050158259E-2]
[2004,4,14,16,2.8280907447881623E-3,1.773263838213777E-3,3.1507624681458373E-3,7.4376595171867961E-3,0,0,1.5189776568334572E-2,null,2.4420867690561872E-3,1.4909549061855999E-3,3.1730199842773658E-3,2.8180137047183521E-3,0,0,9.9240753642375057E-3]
[2004,4,14,17,3.4010637190180102E-3,1.6051444568261832E-3,2.965085451039187E-3,6.698889481608042E-3,0,0,1.4670183108491421E-2,null,2.9368550935776456E-3,1.3496006355446268E-3,2.9860313134852071E-3,2.5381052092991324E-3,0,0,9.8105922519066118E-3]
[2004,4,14,21,3.7898969019807974E-3,1.6002388297487581E-3,2.6273637129430936E-3,7.4891478454990482E-3,1.0359743251403269E-5,1.7581673457588457E-4,1.5692823767998985E-2,null,3.2726167282541006E-3,1.345475999040241E-3,2.64592385221587E-3,2.8375218328440992E-3,1.5222987968241138E-6,7.0883813534998623E-5,1.0173944524686134E-2]
[2004,4,15,1,2.8325630563624154E-3,1.4644469820594677E-3,2.1994046322607996E-3,6.7122462420196871E-3,1.5531848486561106E-5,2.6359329730152108E-4,1.3487786058490452E-2,null,2.4459486581920671E-3,1.2313026215826064E-3,2.2149415965915672E-3,2.5431658784254457E-3,2.282306973229642E-6,1.0627258082154874E-4,8.5439136425864634E-3]
[2004,4,15,4,2.2821856443789837E-3,1.5392435446473852E-3,2.121019855280831E-3,5.3516501203832341E-3,1.5531848486561106E-5,2.6359329730152108E-4,1.1573224310478516E-2,null,1.9706918446442396E-3,1.2941913466290762E-3,2.1360030963602471E-3,2.0276571342434596E-3,2.282306973229642E-6,1.0627258082154874E-4,7.537098309671802E-3]
[2004,4,15,7,2.8405896443036644E-3,1.4836135728657283E-3,2.9257434211593636E-3,4.9930568822621332E-3,9.0550679785321362E-6,1.5367489760255678E-4,1.2405733486171976E-2,null,2.452879703190575E-3,1.2474178335333738E-3,2.9464113648877558E-3,1.8917917242835785E-3,1.3305850110728238E-6,6.1956916745988517E-5,8.6017881276523444E-3]
[2004,4,15,11,3.7885633212548751E-3,1.6566578152064921E-3,3.4205560487621947E-3,5.9122941376544792E-3,0,0,1.4778071322878041E-2,null,3.2714651669570505E-3,1.3929129124636576E-3,3.4447194321348944E-3,2.2400764471318638E-3,0,0,1.0349173958687466E-2]
[2004,4,15,14,2.6698995560993405E-3,1.7320697179666546E-3,3.387678328245939E-3,5.5906706178083737E-3,0,0,1.3380318220120308E-2,null,2.3054869765671451E-3,1.4563190136777406E-3,3.4116094578698535E-3,2.1182182893885941E-3,0,0,9.2916337375033332E-3]
[2004,4,15,18,3.5622414130457238E-3,1.5468142555841967E-3,2.7955968728960849E-3,4.4211247825392845E-3,0,0,1.2325777324065288E-2,null,3.0760337655412109E-3,1.3005567776333661E-3,2.8153454395128353E-3,1.6750955322270564E-3,0,0,8.8670315149144696E-3]
[2004,4,15,19,3.447453562257763E-3,1.5269693887584735E-3,2.7146282270902075E-3,6.5983410045245784E-3,0,0,1.4287392182631021E-2,null,2.9769132220528963E-3,1.2838712732437792E-3,2.7338048175715329E-3,2.5000089525728051E-3,0,0,9.4945982654410128E-3]
[2004,4,15,22,4.1172220327405588E-3,1.474424637083298E-3,2.5167798799421814E-3,6.8631578095826153E-3,1.5531848486561106E-5,2.6359329730152108E-4,1.5250709505136737E-2,null,3.5552654984468955E-3,1.2396918039419514E-3,2.5345588364149886E-3,2.6003439281345178E-3,2.282306973229642E-6,1.0627258082154874E-4,1.003841495473313E-2]
[2004,4,16,2,2.5958577651508871E-3,1.5263712698756972E-3,2.188049891968637E-3,6.1332459711404769E-3,1.5531848486561106E-5,2.6359329730152108E-4,1.2722650043923782E-2,null,2.2415510938994247E-3,1.2833683766845982E-3,2.203506644503759E-3,2.3237916660669863E-3,2.282306973229642E-6,1.0627258082154874E-4,8.1607726689495452E-3]
[2004,4,16,5,2.4137443080145052E-3,1.4863580808486207E-3,2.1814537060182242E-3,4.457362785059012E-3,1.5531848486561106E-5,2.6359329730152108E-4,1.0818044025728444E-2,null,2.084294165365771E-3,1.2497254075976376E-3,2.1968638619861082E-3,1.6888255487055245E-3,2.282306973229642E-6,1.0627258082154874E-4,7.3282638714498201E-3]
[2004,4,16,8,3.3221925457813471E-3,1.4849310027843907E-3,3.1824327498855228E-3,6.6920252387880283E-3,0,0,1.4681581537239289E-2,null,2.8687489873729026E-3,1.2485255246498655E-3,3.2049139902151896E-3,2.5355044542773931E-3,0,0,9.8576929565153508E-3]
[2004,4,16,11,3.8140235333706573E-3,1.5555136918083572E-3,3.3619427060818958E-3,8.1129814026929085E-3,0,0,1.6844461333953821E-2,null,3.2934503338969373E-3,1.3078712374672318E-3,3.385692034941309E-3,3.0738826812498664E-3,0,0,1.1060896287555345E-2]
[2004,4,16,16,2.6544256838102781E-3,1.6666092714905892E-3,2.9504688613456844E-3,6.8516914665629272E-3,0,0,1.4123195283209478E-2,null,2.2921251214524097E-3,1.4012800670013669E-3,2.9713114697431427E-3,2.5959995088050479E-3,0,0,9.2607161670019665E-3]
[2004,4,16,19,3.2906242443495274E-3,1.4734689815993722E-3,2.6530944126279118E-3,6.031245504114319E-3,0,0,1.3448433142691131E-2,null,2.8414894196273142E-3,1.2388882916829875E-3,2.6718363178919683E-3,2.2851452728967722E-3,0,0,9.037359302099042E-3]
[2004,4,16,20,3.4333103218929214E-3,1.526669689712597E-3,2.6584312969265577E-3,6.0737855474381373E-3,0,0,1.3692196855970212E-2,null,2.9647003819132322E-3,1.283619287186657E-3,2.67721090283913E-3,2.3012630347825939E-3,0,0,9.2267936067216127E-3]
[2004,4,16,23,3.7608316093539042E-3,1.2639340976545843E-3,2.2259520062800631E-3,6.0451656451978785E-3,1.5531848486561106E-5,2.6359329730152108E-4,1.3575008504274512E-2,null,3.2475185355268377E-3,1.0627119909531412E-3,2.2416765057269991E-3,2.2904193982119254E-3,2.282306973229642E-6,1.0627258082154874E-4,8.9508813182136802E-3]
[2004,4,17,3,2.3763140430655954E-3,1.0170529375693603E-3,2.0712184693388331E-3,5.2939747950301354E-3,1.5531848486561106E-5,2.6359329730152108E-4,1.1037685390792007E-2,null,2.051972729088504E-3,8.5513505347685676E-4,2.085849905049808E-3,2.0058048490059393E-3,2.282306973229642E-6,1.0627258082154874E-4,7.1073174244158871E-3]
[2004,4,17,8,3.0903295896781043E-3,1.0153596411291977E-3,2.7550159350374298E-3,4.4696284586758922E-3,0,0,1.1330333624520624E-2,null,2.6685328315167022E-3,8.5371133491863574E-4,2.7744778310821666E-3,1.6934728219868704E-3,0,0,7.9901948195043749E-3]
[2004,4,17,10,4.0417426734714549E-3,1.0422762106172903E-3,2.8769512078472611E-3,4.5071544894693281E-3,0,0,1.2468124581405334E-2,null,3.4900882600758815E-3,8.7634270565497359E-4,2.897274475172444E-3,1.7076908523787192E-3,0,0,8.971396293282018E-3]
[2004,4,17,14,3.2146059860613577E-3,9.7116503739234038E-4,2.7879504189379338E-3,4.8646111023871791E-3,0,0,1.1838332544778811E-2,null,2.7758468361584656E-3,8.1655264490961292E-4,2.8076449697175517E-3,1.843125612697744E-3,0,0,8.2431700634833741E-3]
[2004,4,17,17,3.8008979735856506E-3,9.1142951541075266E-4,2.6211160562842235E-3,4.3951006313451748E-3,0,0,1.1728544176625801E-2,null,3.2821162718812496E-3,7.6632719754374332E-4,2.6396320610593106E-3,1.6652353854229173E-3,0,0,8.3533109159072208E-3]
[2004,4,17,18,3.8158776344499458E-3,8.2138738251740298E-4,2.4154163425736319E-3,4.8295344174231532E-3,0,0,1.1882215776964133E-2,null,3.295051370116361E-3,6.9062004280021376E-4,2.4324792499659581E-3,1.8298356014090718E-3,0,0,8.2479862642916048E-3]
[2004,4,17,21,4.0110379501309499E-3,9.1123273853761257E-4,2.3108488077138011E-3,5.0441411841727754E-3,9.0550679785321362E-6,1.5367489760255678E-4,1.2439990646136226E-2,null,3.4635744012983427E-3,7.6616174814015791E-4,2.3271730324483557E-3,1.9111467730791719E-3,1.3305850110728238E-6,6.1956916745988517E-5,8.5313434567230902E-3]
[2004,4,18,1,2.8627785785843842E-3,1.129122616840919E-3,1.991127937235064E-3,5.0631135444827507E-3,1.5531848486561106E-5,2.6359329730152108E-4,1.1325267822931201E-2,null,2.4720400865432886E-3,9.4936290301834915E-4,2.0051935999535315E-3,1.9183351058121804E-3,2.282306973229642E-6,1.0627258082154874E-4,7.4534865831221292E-3]
[2004,4,18,5,2.1897330026206317E-3,1.1141963852556158E-3,2.0316767070794875E-3,4.4144635283358902E-3,1.5531848486561106E-5,2.6359329730152108E-4,1.0029194769079708E-2,null,1.8908579943272212E-3,9.3681297235750222E-4,2.0460288131297043E-3,1.6725716864403003E-3,2.282306973229642E-6,1.0627258082154874E-4,6.6548263540495076E-3]
[2004,4,18,8,2.5562324136562593E-3,1.1845188122381789E-3,2.5301403759882928E-3,4.8388988034177797E-3,0,0,1.110979040530051E-2,null,2.2073341767857983E-3,9.9593985763259184E-4,2.5480137132528218E-3,1.8333836218593425E-3,0,0,7.5846713695305549E-3]
[2004,4,18,11,3.2689816230627318E-3,1.3505472718779289E-3,2.7009984751437417E-3,4.8602283218309224E-3,0,0,1.2180755691915325E-2,null,2.822800783419449E-3,1.1355360875515829E-3,2.7200787827643676E-3,1.8414650451974753E-3,0,0,8.5198806989328739E-3]
[2004,4,18,15,3.1519391601317922E-3,1.2424229454798355E-3,2.6966073657532599E-3,4.7440394983187797E-3,0,0,1.1835008969683668E-2,null,2.7217333581014518E-3,1.0446254788495878E-3,2.7156566538384299E-3,1.797442904060775E-3,0,0,8.2794583948502445E-3]
[2004,4,18,18,3.5620359622492758E-3,1.186735663617097E-3,2.3875352028829128E-3,4.9850178567882658E-3,0,0,1.2121324685537553E-2,null,3.0758563565692312E-3,9.9780377960993934E-4,2.4044011532139862E-3,1.8887458623554291E-3,0,0,8.3668071517485863E-3]
[2004,4,18,22,4.0602407666928964E-3,1.2215038809458415E-3,2.0963522232292317E-3,5.438525003001949E-3,1.5531848486561106E-5,2.6359329730152108E-4,1.3095747019658001E-2,null,3.5060615624856787E-3,1.0270367922550489E-3,2.1111612080059699E-3,2.060572678340312E-3,2.282306973229642E-6,1.0627258082154874E-4,8.8133871288817878E-3]
[2004,4,18,23,3.5733632025967991E-3,1.2452726198933712E-3,2.096919286940582E-3,6.6019753552716571E-3,1.5531848486561106E-5,2.6359329730152108E-4,1.3796655610490493E-2,null,3.0856375504130229E-3,1.047021476532692E-3,2.1117322775507752E-3,2.5013859516394275E-3,2.282306973229642E-6,1.0627258082154874E-4,8.854332143930695E-3]
[2004,4,19,2,2.0588171513241686E-3,1.2464666114077802E-3,2.0519873788895008E-3,6.8196760565282059E-3,1.5531848486561106E-5,2.6359329730152108E-4,1.2456072343937738E-2,null,1.7778107489727346E-3,1.0480253810098426E-3,2.0664829629422725E-3,2.5838693670539306E-3,2.282306973229642E-6,1.0627258082154874E-4,7.5847433477735588E-3]
[2004,4,19,6,2.3416258074714629E-3,1.2352334027874398E-3,2.3933850132757503E-3,6.7194911527090652E-3,1.5531848486561106E-5,2.6359329730152108E-4,1.29688605220318E-2,null,2.022019064644586E-3,1.038580532959722E-3,2.4102922876515593E-3,2.545910862592165E-3,2.282306973229642E-6,1.0627258082154874E-4,8.1253576356428089E-3]
[2004,4,19,9,3.3402098525829411E-3,1.3853511536038739E-3,3.3942816800250171E-3,7.8379131837233301E-3,0,0,{"$f":"SUM(E2627:J2627)","v":1.5957755869935163E-2},null,2.884307125539185E-3,1.1647990867146806E-3,3.4182594568367888E-3,2.9696636041332616E-3,0,0,{"$f":"SUM(M2627:R2627)","v":1.0437029273223916E-2}]
[2004,4,19,13,2.9516571520312044E-3,1.3476957343856034E-3,3.3553546022529004E-3,7.979679261259906E-3,0,0,1.5634386749929612E-2,null,2.5487876904407465E-3,1.1331385233974312E-3,3.379057391638541E-3,3.0233765696755914E-3,0,0,1.008436017515231E-2]
[2004,4,19,16,2.5795533935636245E-3,1.5748919419388641E-3,3.0438352376660704E-3,6.9844936559664292E-3,0,0,1.4182774229134987E-2,null,2.2274720937101957E-3,1.3241644119417499E-3,3.0653374018529936E-3,2.6463161963182218E-3,0,0,9.2632901038231606E-3]
[2004,4,19,19,3.0108815817150611E-3,1.2553402699895108E-3,2.6418106443816488E-3,7.3273178048131474E-3,0,0,1.4235350300899369E-2,null,2.5999286223229298E-3,1.0554863264783828E-3,2.6604728392085318E-3,2.7762069432025137E-3,0,0,9.0920947312123582E-3]
[2004,4,19,21,3.5134370908015719E-3,1.4263106225616618E-3,2.5031821188936927E-3,7.1044201688620703E-3,7.765924243280553E-6,1.3179664865076054E-4,1.4686912574013037E-2,null,3.0338907084823661E-3,1.1992376851236379E-3,2.5208650184948855E-3,2.6917544899263198E-3,1.141153486614821E-6,5.3136290410774368E-5,9.5000253459245985E-3]
[2004,4,19,24,2.7198540707388239E-3,1.3374603190408655E-3,2.2328151158510809E-3,7.0982027993328834E-3,1.5531848486561106E-5,2.6359329730152108E-4,1.3667457450751737E-2,null,2.3486232371275695E-3,1.1245326169348844E-3,2.248588097458616E-3,2.6893988251503157E-3,2.282306973229642E-6,1.0627258082154874E-4,8.5196976644661623E-3]
[2004,4,20,3,1.7393126646724044E-3,1.5681336539040787E-3,2.1847277086963109E-3,6.1800568696715637E-3,1.5531848486561106E-5,2.6359329730152108E-4,1.1951356042732441E-2,null,1.5019151890638862E-3,1.3184820636720032E-3,2.2001609927699024E-3,2.341527588676237E-3,2.282306973229642E-6,1.0627258082154874E-4,7.4706407219768071E-3]
[2004,4,20,7,2.2376595900917128E-3,1.4836135728657283E-3,2.9187535320641406E-3,6.0487776042311391E-3,6.4767811297629929E-6,1.099184102505043E-4,1.2805199490632989E-2,null,1.9322431179710907E-3,1.2474178335333738E-3,2.9393720980400466E-3,2.2917879134058635E-3,9.5172205351670332E-7,4.4315668329611439E-5,8.4560883533335036E-3]
[2004,4,20,10,3.1538893103042844E-3,1.6216378513962165E-3,3.4819296819503338E-3,7.2094357664709936E-3,0,0,1.5466892610121828E-2,null,2.7234173337456887E-3,1.3634682321334215E-3,3.5065266189928342E-3,2.7315432692576794E-3,0,0,1.0324955454129625E-2]
[2004,4,20,12,2.6303002768852421E-3,1.6932078052209795E-3,3.4559486073943431E-3,6.8150706150033333E-3,0,0,1.4594527304503897E-2,null,2.2712925731481152E-3,1.4236440342283846E-3,3.4803620097553526E-3,2.5821244367699643E-3,0,0,9.7574230539018165E-3]
[2004,4,20,18,2.9263647989468213E-3,1.5468142555841967E-3,2.8418260675986168E-3,5.557863393627795E-3,0,0,1.2872868515757429E-2,null,2.5269474715794893E-3,1.3005567776333661E-3,2.8619012050239388E-3,2.1057881415523019E-3,0,0,8.7951935957890966E-3]
[2004,4,20,21,3.1850772495047382E-3,1.6002388297487581E-3,2.5376292283117849E-3,7.0253872643194918E-3,7.765924243280553E-6,1.3179664865076054E-4,1.4487895144778815E-2,null,2.750348454614394E-3,1.345475999040241E-3,2.5555554680889857E-3,2.6618101495582192E-3,1.141153486614821E-6,5.3136290410774368E-5,9.3674675151992296E-3]
[2004,4,20,22,3.3812636035209015E-3,1.474424637083298E-3,2.40843320733503E-3,7.4419167903037563E-3,1.5531848486561106E-5,2.6359329730152108E-4,1.4985163384031068E-2,null,2.9197574809319469E-3,1.2396918039419514E-3,2.4254467846852494E-3,2.8196267193986557E-3,2.282306973229642E-6,1.0627258082154874E-4,9.513077676752581E-3]
[2004,4,21,1,2.2877462992968649E-3,1.4644469820594677E-3,2.2396685389746039E-3,6.9029374480052228E-3,1.5531848486561106E-5,2.6359329730152108E-4,1.3173924414124242E-2,null,1.9754935299604801E-3,1.2313026215826064E-3,2.2554899343160432E-3,2.6154158154647472E-3,2.282306973229642E-6,1.0627258082154874E-4,8.1862567891186535E-3]
[2004,4,21,4,1.8393169787104934E-3,1.5392435446473852E-3,2.146814364758302E-3,5.4117746068268607E-3,1.5531848486561106E-5,2.6359329730152108E-4,1.1216274640731124E-2,null,1.5882699895988493E-3,1.2941913466290762E-3,2.1619798225921082E-3,2.0504373685894623E-3,2.282306973229642E-6,1.0627258082154874E-4,7.203433415204275E-3]
[2004,4,21,9,3.1890824948894629E-3,1.5738111792815653E-3,3.4993046310753551E-3,7.8998235887677969E-3,0,0,1.6162021894014181E-2,null,2.7538070270731758E-3,1.323255709947384E-3,3.5240243076814833E-3,2.9931204953067311E-3,0,0,1.0594207540008775E-2]
[2004,4,21,12,2.6487669706471359E-3,1.6932078052209795E-3,3.4403574952541127E-3,7.4799314916750145E-3,0,0,1.5262263762797244E-2,null,2.2872387617869495E-3,1.4236440342283846E-3,3.4646607593760525E-3,2.8340298994847346E-3,0,0,1.0009573454876122E-2]
[2004,4,21,16,2.433291860345081E-3,1.773263838213777E-3,3.2043505719305965E-3,7.4353673715558859E-3,0,0,1.4846273642045341E-2,null,2.1011736870013148E-3,1.4909549061855999E-3,3.2269866434424515E-3,2.8171452463295011E-3,0,0,9.636260482958868E-3]
[2004,4,21,19,2.8456279022939994E-3,1.5269693887584735E-3,2.7310945605231937E-3,7.5831312600419653E-3,0,0,1.4686823111617632E-2,null,2.4572302931424577E-3,1.2838712732437792E-3,2.7503874719540405E-3,2.8731306893111323E-3,0,0,9.364619727651409E-3]
[2004,4,21,22,3.4020701179258992E-3,1.474424637083298E-3,2.3988380187354953E-3,8.0518341561532803E-3,1.5531848486561106E-5,2.6359329730152108E-4,1.5606292075686055E-2,null,2.937724129856583E-3,1.2396918039419514E-3,2.4157838140592379E-3,3.0507149389841326E-3,2.282306973229642E-6,1.0627258082154874E-4,9.7524695746366817E-3]
[2004,4,21,23,3.1146596883430029E-3,1.4865688794732982E-3,2.2752814999269619E-3,7.0830027302182658E-3,1.5531848486561106E-5,2.6359329730152108E-4,1.4238637943749612E-2,null,2.6895421333394524E-3,1.2499026464477777E-3,2.2913544712157797E-3,2.683639754977948E-3,2.282306973229642E-6,1.0627258082154874E-4,9.0229938937757357E-3]
[2004,4,22,2,2.024468188898074E-3,1.4765482762622709E-3,2.1951203011420085E-3,7.0977611746492709E-3,1.5531848486561106E-5,2.6359329730152108E-4,1.3073023086739707E-2,null,{"$f":"E2692*V$5","v":1.7481500505576785E-3},{"$f":"F2692*W$5","v":1.2414773533817049E-3},{"$f":"G2692*X$5","v":2.2106270002369946E-3},{"$f":"H2692*Y$5","v":2.6892315004149086E-3},{"$f":"I2692*Z$5","v":2.282306973229642E-6},{"$f":"J2692*AA$5","v":1.0627258082154874E-4},7.9980407923860627E-3]
[2004,4,22,6,2.0047411608329962E-3,1.487945362238468E-3,2.3228106613537225E-3,5.5527397674604226E-3,1.5531848486561106E-5,2.6359329730152108E-4,1.1647362097673692E-2,null,1.7311155496954596E-3,1.2510599890201482E-3,2.3392193866347464E-3,2.1038468791532709E-3,2.282306973229642E-6,1.0627258082154874E-4,7.5337966922984032E-3]
[2004,4,22,10,3.1285278123874076E-3,1.6216378513962165E-3,3.4918705668120654E-3,8.1334039843768552E-3,0,0,1.6375440214972545E-2,null,2.7015174075780473E-3,1.3634682321334215E-3,3.5165377279375962E-3,3.0816204803435334E-3,0,0,1.06631438479926E-2]
[2004,4,22,13,2.3841209811297235E-3,1.6942145388248887E-3,3.4462876654982703E-3,8.5360434646575729E-3,0,0,1.6060666650110456E-2,null,2.0587141040561861E-3,1.4244904928171315E-3,3.4706328213404544E-3,3.234174327541005E-3,0,0,1.0188011745754778E-2]
[2004,4,22,17,2.8346863547285758E-3,1.6051444568261832E-3,3.0136490107631497E-3,6.3935278043708438E-3,0,0,1.3847007626688753E-2,null,2.447782149163428E-3,1.3496006355446268E-3,3.0349379343649653E-3,2.4224084112188025E-3,0,0,9.2547291302918222E-3]
[2004,4,22,20,2.9764270458681494E-3,1.5672768469944896E-3,2.7314841377281962E-3,7.1953812541272442E-3,0,0,1.447056928471808E-2,null,2.5701767601237495E-3,1.3177616629972831E-3,2.7507798011979583E-3,2.7262182327584556E-3,0,0,9.3649364570774461E-3]
[2004,4,22,23,3.0754387226458509E-3,1.4865688794732982E-3,2.3143243299710136E-3,7.1264870449943077E-3,1.5531848486561106E-5,2.6359329730152108E-4,1.4281944122872554E-2,null,2.6556744077103739E-3,1.2499026464477777E-3,2.3306731063794848E-3,2.7001152866550854E-3,2.282306973229642E-6,1.0627258082154874E-4,9.0449203349874992E-3]
[2004,4,23,3,1.8655376875042875E-3,1.5595477026290395E-3,2.1632815641523051E-3,6.061171835954845E-3,1.5531848486561106E-5,2.6359329730152108E-4,1.1928663936028561E-2,null,1.6109118535979467E-3,1.3112630216423156E-3,2.1785633490529273E-3,2.2964838953577326E-3,2.282306973229642E-6,1.0627258082154874E-4,7.5057770074457011E-3]
[2004,4,23,4,1.9299789091034617E-3,1.5284735854117907E-3,2.1187967133334774E-3,5.4091928184221531E-3,1.5531848486561106E-5,2.6359329730152108E-4,1.1265567172058967E-2,null,1.6665575413960408E-3,1.2851359972695002E-3,2.1337642497641757E-3,2.0494591690509733E-3,2.282306973229642E-6,1.0627258082154874E-4,7.243471845275469E-3]
[2004,4,23,8,2.6803951742273881E-3,1.4849310027843907E-3,3.2422976367084831E-3,7.9211841669033986E-3,0,0,1.532880798062366E-2,null,2.314550055681847E-3,1.2485255246498655E-3,3.2652017726698093E-3,3.0012136866914316E-3,0,0,9.829491039692953E-3]
[2004,4,23,11,3.1425189545328859E-3,1.5555136918083572E-3,3.3871225378297285E-3,7.5880014561759308E-3,0,0,1.5673156640346901E-2,null,2.7135989092697535E-3,1.3078712374672318E-3,3.4110497412566418E-3,2.8749759310055748E-3,0,0,1.0307495818999202E-2]
[2004,4,23,14,2.4109450874562777E-3,1.5900132403757015E-3,3.251821771191812E-3,7.645598610641611E-3,0,0,1.4898378709665403E-2,null,2.0818770083132561E-3,1.336878354225155E-3,3.274793187241385E-3,2.8967985985076305E-3,0,0,9.5903471482874265E-3]
[2004,4,23,18,2.6100226320364926E-3,1.5306374330228628E-3,2.762122662082958E-3,5.8063550358292736E-3,0,0,1.2709137762971588E-2,null,2.2537826087723222E-3,1.2869553538381289E-3,2.7816347612431179E-3,2.1999377663924286E-3,0,0,8.5223104902459983E-3]
[2004,4,23,20,2.8968908648461921E-3,1.526669689712597E-3,2.6604066707852313E-3,5.8872444592113935E-3,0,0,1.2971211684555416E-2,null,2.501496412545465E-3,1.283619287186657E-3,2.6792002310710608E-3,2.2305855129222132E-3,0,0,8.6949014437253964E-3]
[2004,4,24,1,2.3950049597341685E-3,1.0659831606459821E-3,2.1073860794882339E-3,5.331800046751072E-3,1.5531848486561106E-5,2.6359329730152108E-4,1.1179299392407539E-2,null,2.0681125366183621E-3,8.9627543799534505E-4,2.1222730092818245E-3,2.0201362495611422E-3,2.282306973229642E-6,1.0627258082154874E-4,7.2153521212514529E-3]
[2004,4,24,2,2.1496550216959604E-3,1.031185332027916E-3,2.0629563034061243E-3,5.4245771188984101E-3,1.5531848486561106E-5,2.6359329730152108E-4,1.0947498921816493E-2,null,1.8562502268335522E-3,8.6701752826716123E-4,2.0775293737869964E-3,2.0552880416256614E-3,2.282306973229642E-6,1.0627258082154874E-4,6.9646400583081511E-3]
[2004,4,24,5,1.9324249961887089E-3,9.3593703980911311E-4,2.1111181996831207E-3,5.527152261597508E-3,1.5531848486561106E-5,2.6359329730152108E-4,1.0785757643066534E-2,null,1.6686697638973341E-3,7.869330504082587E-4,2.1260314938016272E-3,2.0941521704852238E-3,2.282306973229642E-6,1.0627258082154874E-4,6.7843413663872219E-3]
[2004,4,24,9,2.7645287963051334E-3,1.0743034105345319E-3,2.877048894638537E-3,5.6819874014821421E-3,0,0,1.2397868502960345E-2,null,2.3872003430488553E-3,9.0327107909775382E-4,2.8973728520396472E-3,2.1528168008247313E-3,0,0,8.340661075010988E-3]
[2004,4,24,12,3.2455385426054251E-3,9.1810978481627714E-4,2.8389230230501214E-3,5.8529464435274061E-3,0,0,1.2855517793999231E-2,null,2.8025574313572093E-3,7.7194394798446792E-4,2.85897765288037E-3,2.2175905273331604E-3,0,0,8.6510695595552068E-3]
[2004,4,24,17,3.1784971174324945E-3,9.1142951541075266E-4,2.637282633603656E-3,5.022483156154371E-3,0,0,{"$f":"SUM(E2755:J2755)","v":1.1749692422601274E-2},null,2.7446664398127537E-3,7.6632719754374332E-4,2.6559128418006503E-3,1.902940882552454E-3,0,0,{"$f":"SUM(M2755:R2755)","v":8.0698473617096013E-3}]
[2004,4,24,20,3.2898855401039158E-3,8.5817191571275944E-4,2.2913397781577699E-3,5.2453961698631724E-3,0,0,1.1684793403837618E-2,null,2.8408515405678185E-3,7.2154836776657004E-4,2.3075261878255132E-3,1.9873991622222755E-3,0,0,7.8573252583821786E-3]
[2004,4,24,23,3.2907901357001755E-3,7.3174222713183934E-4,2.0719246157299802E-3,5.2408935238314434E-3,1.5531848486561106E-5,2.6359329730152108E-4,1.1614475648181521E-2,null,2.8416326685924563E-3,6.1524666555224023E-4,2.0865610397778579E-3,1.9856931795545307E-3,2.282306973229642E-6,1.0627258082154874E-4,7.6376884412718647E-3]
[2004,4,24,24,2.7917449741792226E-3,7.9252847936069504E-4,2.0020027656290867E-3,5.2166032930902372E-3,1.5531848486561106E-5,2.6359329730152108E-4,1.1082004658047324E-2,null,2.4107018053032324E-3,6.6635556375237474E-4,2.0161452499648153E-3,1.9764899882869932E-3,2.282306973229642E-6,1.0627258082154874E-4,7.1782474951021941E-3]
[2004,4,25,3,1.7549025951160721E-3,1.1699703165866167E-3,1.9842511671881858E-3,5.1764093764275392E-3,1.5531848486561106E-5,2.6359329730152108E-4,1.0364658601106497E-2,null,1.5153772616431163E-3,9.8370752620966818E-4,1.9982682512461551E-3,1.9612611373641922E-3,2.282306973229642E-6,1.0627258082154874E-4,6.5671690642579109E-3]
[2004,4,25,6,1.8327297294909088E-3,1.0961230617154997E-3,2.1158456554029514E-3,5.2364461138300396E-3,1.5531848486561106E-5,2.6359329730152108E-4,1.0560269706227482E-2,null,1.5825818290639481E-3,9.2161697623863973E-4,2.1307923450639681E-3,1.9840081249610127E-3,2.282306973229642E-6,1.0627258082154874E-4,6.7275541631223474E-3]
[2004,4,25,10,2.3807874864439638E-3,1.321117060408313E-3,2.7696316637642864E-3,4.5591592584780698E-3,0,0,1.1030695469094633E-2,null,2.0558355955494077E-3,1.1107912541911376E-3,2.7891968077755716E-3,1.7273946518654665E-3,0,0,7.6832183093815832E-3]
[2004,4,25,14,2.6761035893509873E-3,1.2509482146840572E-3,2.7812273248354977E-3,4.7895074774008855E-3,0,0,1.1497786606271428E-2,null,2.3108442259929468E-3,1.0517934995764929E-3,2.800874382547342E-3,1.814670015342643E-3,0,0,7.9781821234594236E-3]
[2004,4,25,17,3.0021527905832344E-3,1.2022459571746369E-3,2.4413996002606879E-3,4.8630414121141928E-3,0,0,1.1508839760132752E-2,null,2.5923912173184504E-3,1.0108447878218289E-3,2.4586460577565102E-3,1.8425308814262712E-3,0,0,7.9044129443230603E-3]
[2004,4,25,21,3.1415610547501477E-3,1.3390171842205198E-3,2.1699878373607111E-3,5.1286539946066552E-3,6.4767811297629929E-6,1.099184102505043E-4,1.1895615262318301E-2,null,2.7127717525069028E-3,1.1258416244992711E-3,2.1853169965034818E-3,1.9431673647016584E-3,9.5172205351670332E-7,4.4315668329611439E-5,8.0123651285944428E-3]
[2004,4,25,24,2.5025412435369749E-3,1.2996599992704538E-3,2.1019473100578612E-3,6.7598335633895622E-3,1.5531848486561106E-5,2.6359329730152108E-4,1.2943107262042935E-2,null,2.160971274037686E-3,1.0927502216688475E-3,2.116795819469225E-3,2.5611959755926076E-3,2.282306973229642E-6,1.0627258082154874E-4,8.0402681785631432E-3]
[2004,4,26,1,2.4021182013192976E-3,1.1918119128115003E-3,2.0689740001762248E-3,6.5832387490747084E-3,1.5531848486561106E-5,2.6359329730152108E-4,1.2525268009169815E-2,null,2.0742548972169945E-3,1.0020718746775294E-3,2.0835895805794455E-3,2.4942869424792336E-3,2.282306973229642E-6,1.0627258082154874E-4,7.7627581827479815E-3]
[2004,4,26,4,1.9042397659302778E-3,1.3166110509201792E-3,2.0896209907578329E-3,6.7579611642970558E-3,1.5531848486561106E-5,2.6359329730152108E-4,1.2347558117693428E-2,null,1.6443315144886955E-3,1.1070026149549033E-3,2.1043824249759899E-3,2.560486552649652E-3,2.282306973229642E-6,1.0627258082154874E-4,7.5247579948640193E-3]
[2004,4,26,7,2.4200254501427695E-3,1.2191347520601708E-3,2.9235649318367406E-3,6.9012973557817624E-3,3.8829621216402765E-6,6.5898324325380271E-5,1.3533803776268463E-2,null,2.0897179991356965E-3,1.0250448358076457E-3,2.9442174863500677E-3,2.6147944099873879E-3,5.705767433074105E-7,2.6568145205387184E-5,8.7009134532294932E-3]
[2004,4,26,12,2.787315971969483E-3,1.5961491687478723E-3,3.3390485594129936E-3,6.893090562990532E-3,0,0,1.4615604263120882E-2,null,2.4068773142693228E-3,1.342037424360881E-3,3.3626361601688279E-3,2.6116849836276537E-3,0,0,9.723235882426684E-3]
[2004,4,26,15,2.319800564357277E-3,1.5144984088423816E-3,3.2307012803595176E-3,8.1952945458797898E-3,0,0,1.5260294799438967E-2,null,2.0031727325250056E-3,1.2733857108079213E-3,3.2535234977087257E-3,3.1050698531072318E-3,0,0,9.6351517941488836E-3]
[2004,4,26,19,2.9427517114007005E-3,1.2553402699895108E-3,2.6260081356335712E-3,7.2990435609805726E-3,0,0,1.4123143678004355E-2,null,2.5410977466946176E-3,1.0554863264783828E-3,2.6445586988801824E-3,2.7654942712353947E-3,0,0,9.0066370432885789E-3]
[2004,4,26,22,3.6772842684075495E-3,1.25686862273585E-3,2.3756357037655021E-3,7.4251235011943738E-3,1.5531848486561106E-5,2.6359329730152108E-4,1.5014037241891357E-2,null,3.1753745082211643E-3,1.0567713608745232E-3,2.392417594032943E-3,2.8132640029085846E-3,2.282306973229642E-6,1.0627258082154874E-4,9.5463823538319923E-3]
[2004,4,27,1,2.2062276150421624E-3,1.4644469820594677E-3,2.2493213421939254E-3,6.457579639209887E-3,1.5531848486561106E-5,2.6359329730152108E-4,1.2656700724293526E-2,null,1.9051012695225323E-3,1.2313026215826064E-3,2.2652109265612085E-3,2.4466766568909371E-3,2.282306973229642E-6,1.0627258082154874E-4,7.9568463623520616E-3]
[2004,4,27,4,1.7730523349547881E-3,1.5392435446473852E-3,2.1534996221063145E-3,5.5766225245560408E-3,1.5531848486561106E-5,2.6359329730152108E-4,1.1321543172052612E-2,null,1.5310497571610279E-3,1.2941913466290762E-3,2.168712305722696E-3,2.1128956849834372E-3,2.282306973229642E-6,1.0627258082154874E-4,7.2154039822910163E-3]
[2004,4,27,6,1.9569333374079498E-3,1.487945362238468E-3,2.3235425037569017E-3,5.5701000827739306E-3,3.8829621216402765E-6,6.5898324325380271E-5,1.140830257262427E-2,null,1.6898329800824306E-3,1.2510599890201482E-3,2.3399563988957808E-3,2.1104244330677315E-3,5.705767433074105E-7,2.6568145205387184E-5,7.4184125230147861E-3]
[2004,4,27,9,3.0541240086016572E-3,1.5738111792815653E-3,3.5098761403612932E-3,6.6172029198725965E-3,0,0,{"$f":"SUM(E2819:J2819)","v":1.4755014248117114E-2},null,2.6372689229325363E-3,1.323255709947384E-3,3.5346704958874749E-3,2.5071554394246339E-3,0,0,{"$f":"SUM(M2819:R2819)","v":1.000235056819203E-2}]
[2004,4,27,13,2.3341961966827779E-3,1.6942145388248887E-3,3.4560811101767195E-3,6.1750057884531065E-3,0,0,1.3659497634137492E-2,null,2.0156035158367118E-3,1.4244904928171315E-3,3.4804954485596752E-3,2.3396138124319272E-3,0,0,9.2602032696454464E-3]
[2004,4,27,16,2.3555415711761026E-3,1.773263838213777E-3,3.2132968817426789E-3,5.9100277139892158E-3,0,0,1.3252130005121775E-2,null,2.034035476242071E-3,1.4909549061855999E-3,3.2359961514920946E-3,2.2392177343964056E-3,0,0,9.0002042683161709E-3]
[2004,4,27,20,2.9102007092000398E-3,1.5672768469944896E-3,2.701406047275224E-3,7.6336626609820697E-3,0,0,1.4812546264451824E-2,null,2.5129896062679896E-3,1.3177616629972831E-3,2.7204892340539533E-3,2.8922762525140163E-3,0,0,9.4435167558332422E-3]
[2004,4,27,23,3.0166073121333705E-3,1.4865688794732982E-3,2.2882916782927224E-3,7.1155314871579412E-3,1.5531848486561106E-5,2.6359329730152108E-4,1.4186124502845414E-2,null,2.6048728521088746E-3,1.2499026464477777E-3,2.3044565556702337E-3,2.6959643959004903E-3,2.282306973229642E-6,1.0627258082154874E-4,8.9637513379221528E-3]
[2004,4,28,1,2.2420053090725788E-3,1.4644469820594677E-3,2.2428703199878692E-3,7.3629235592948972E-3,1.5531848486561106E-5,2.6359329730152108E-4,1.3591371316202895E-2,null,1.9359956930413097E-3,1.2313026215826064E-3,2.2587143332490254E-3,2.7896974107164607E-3,2.282306973229642E-6,1.0627258082154874E-4,8.324264946384179E-3]
[2004,4,28,4,1.8021351580094058E-3,1.5392435446473852E-3,2.163147250131621E-3,6.1402689080953645E-3,1.5531848486561106E-5,2.6359329730152108E-4,1.192392000667186E-2,null,1.5561630876011387E-3,1.2941913466290762E-3,2.1784280862154051E-3,2.3264525478323473E-3,2.282306973229642E-6,1.0627258082154874E-4,7.4637899560727455E-3]
[2004,4,28,7,2.2055163380468291E-3,1.4836135728657283E-3,2.9208909519925601E-3,6.7704972344868599E-3,0,0,1.3380518097391977E-2,null,1.9044870741885816E-3,1.2474178335333738E-3,2.9415246170624212E-3,2.5652362749939654E-3,0,0,8.6586657997783419E-3]
[2004,4,28,10,3.1086498417041792E-3,1.6216378513962165E-3,3.4853016876163468E-3,7.5938816616405603E-3,0,0,1.5809471042357304E-2,null,2.6843525661419446E-3,1.3634682321334215E-3,3.5099224450741485E-3,2.8772038495527463E-3,0,0,1.0434947092902261E-2]
[2004,4,28,14,2.1353931866508126E-3,1.7320697179666546E-3,3.4701484416603439E-3,7.9464375347465723E-3,0,0,1.5284048881024383E-2,null,1.8439349789121753E-3,1.4563190136777406E-3,3.4946621540394639E-3,3.0107817956520413E-3,0,0,9.8056979422814217E-3]
[2004,4,28,17,2.8180282331988051E-3,1.6051444568261832E-3,3.0036279219768812E-3,6.6062932182010753E-3,0,0,1.4033093830202945E-2,null,2.4333976820949113E-3,1.3496006355446268E-3,3.0248460549216509E-3,2.503021922858879E-3,0,0,9.3108662954200679E-3]
[2004,4,28,22,3.3420282308293274E-3,1.474424637083298E-3,2.397141201537974E-3,7.363788510778374E-3,1.5531848486561106E-5,2.6359329730152108E-4,1.4856507726017055E-2,null,2.8858773147082645E-3,1.2396918039419514E-3,2.4140750102595756E-3,2.7900251274032388E-3,2.282306973229642E-6,1.0627258082154874E-4,9.4382241441078076E-3]
[2004,4,29,1,2.6029519554957629E-3,1.4644469820594677E-3,2.2013897892868926E-3,6.5343232911488922E-3,1.5531848486561106E-5,2.6359329730152108E-4,1.3082237163779098E-2,null,2.2476770035472376E-3,1.2313026215826064E-3,2.2169407771008578E-3,2.4757536349933242E-3,2.282306973229642E-6,1.0627258082154874E-4,8.2802289250188035E-3]
[2004,4,29,4,2.0955402324015224E-3,1.5392435446473852E-3,2.0997129485802132E-3,5.2655341423231217E-3,1.5531848486561106E-5,2.6359329730152108E-4,1.1279156013740325E-2,null,1.8095215243724473E-3,1.2941913466290762E-3,2.1145456740862098E-3,1.9950291273001662E-3,2.282306973229642E-6,1.0627258082154874E-4,7.3218425601826783E-3]
[2004,4,29,5,2.1852294071569257E-3,1.4581751576793155E-3,2.1557031826702992E-3,5.2869692975353391E-3,1.5531848486561106E-5,2.6359329730152108E-4,1.1365202190829963E-2,null,1.8869690912163976E-3,1.2260292904917624E-3,2.170931432609212E-3,2.0031505747812204E-3,2.282306973229642E-6,1.0627258082154874E-4,7.3956352768933713E-3]
[2004,4,29,8,2.9688110337566008E-3,1.5425926091554118E-3,3.3126298943719126E-3,8.174193819344984E-3,0,0,1.5998227356628911E-2,null,2.5636002517691785E-3,1.2970072300028692E-3,3.3360308692334528E-3,3.097075115459294E-3,0,0,1.0293713466464795E-2]
[2004,4,29,12,3.0159887226922878E-3,1.6932078052209795E-3,3.3764626123496322E-3,7.3745293342232648E-3,0,0,1.5460188474486165E-2,null,2.6043386934747042E-3,1.4236440342283846E-3,3.4003145122696219E-3,2.7940946586311362E-3,0,0,1.0222391898603847E-2]
[2004,4,29,15,2.4070939482577188E-3,1.698884183757631E-3,3.2715412338082724E-3,8.5143012543101599E-3,0,0,1.5891820620133782E-2,null,2.078551508203358E-3,1.4284167162434379E-3,3.2946519514591966E-3,3.2259365416369454E-3,0,0,1.0027556717542938E-2]
[2004,4,29,19,3.1938162043257494E-3,1.5269693887584735E-3,2.7092088275379811E-3,7.1129415603385249E-3,0,0,1.4542935980960729E-2,null,2.7578946360737764E-3,1.2838712732437792E-3,2.7283471344691575E-3,2.6949831128430355E-3,0,0,9.4650961566297483E-3]
[2004,4,29,23,3.493795507522551E-3,1.4865688794732982E-3,2.2712243214831973E-3,6.7241344068294916E-3,1.5531848486561106E-5,2.6359329730152108E-4,1.4254848261096622E-2,null,3.0169299901117094E-3,1.2499026464477777E-3,2.2872686321809442E-3,2.5476701194814613E-3,2.282306973229642E-6,1.0627258082154874E-4,9.2103262760166709E-3]
[2004,4,30,2,2.4096810292844528E-3,1.5263712698756972E-3,2.161321043932565E-3,6.9819524512405064E-3,1.5531848486561106E-5,2.6359329730152108E-4,1.3358450940121305E-2,null,{"$f":"E2884*V$5","v":2.0807854804892568E-3},{"$f":"F2884*W$5","v":1.2833683766845982E-3},{"$f":"G2884*X$5","v":2.1765889793885339E-3},{"$f":"H2884*Y$5","v":2.6453533733054716E-3},{"$f":"I2884*Z$5","v":2.282306973229642E-6},{"$f":"J2884*AA$5","v":1.0627258082154874E-4},8.2946510976626385E-3]
[2004,4,30,5,2.2353666548124659E-3,1.4863580808486207E-3,2.1751014478786088E-3,5.3942530492061902E-3,1.5531848486561106E-5,2.6359329730152108E-4,1.1570204378533969E-2,null,1.9302631437011454E-3,1.2497254075976376E-3,2.1904667304263469E-3,2.043798722468466E-3,2.282306973229642E-6,1.0627258082154874E-4,7.5228088919883744E-3]
[2004,4,30,6,2.4419894455763673E-3,1.5175253444832803E-3,2.3428968110214476E-3,5.590601403111288E-3,1.289143735251583E-6,2.187824895179626E-5,1.1916180396879431E-2,null,2.1086841453751156E-3,1.2759307491982898E-3,2.3594474282428416E-3,2.1181920650145819E-3,1.8943152445800288E-7,8.820626335214159E-6,7.8712644456905012E-3]
[2004,4,30,9,3.3708278619060264E-3,1.5532352780376112E-3,3.3802764249490939E-3,7.9433080230119704E-3,0,0,1.6247647587904701E-2,null,2.9107461058302318E-3,1.3059555540158416E-3,3.4041552662828884E-3,3.0095960722484882E-3,0,0,1.063045299837745E-2]
[2004,4,30,12,2.9598106994380329E-3,1.6056274416669512E-3,3.3010388600674193E-3,7.0874060415501792E-3,0,0,1.4953883042722582E-2,null,2.5558283663029984E-3,1.350006727747286E-3,3.3243579539126594E-3,2.6853081012703267E-3,0,0,9.91550114923327E-3]
[2004,4,30,17,3.1669648173172681E-3,1.592418374776449E-3,2.8548490914722452E-3,5.6327236556802827E-3,0,0,1.3246955939246245E-2,null,2.7347081746545085E-3,1.3389005840014315E-3,2.8750162257290893E-3,2.1341515324705394E-3,0,0,9.0827765168555678E-3]
[2004,4,30,20,3.2181158302529052E-3,1.526669689712597E-3,2.6395928333536886E-3,5.7185842343740641E-3,0,0,1.3102962587693254E-2,null,2.7788776243598073E-3,1.283619287186657E-3,2.6582393611903651E-3,2.1666827725595776E-3,0,0,8.8874190452964061E-3]
[2004,4,30,24,3.4006281724439161E-3,1.088296637478899E-3,2.1130755954505073E-3,4.973276998742871E-3,1.5531848486561106E-5,2.6359329730152108E-4,1.1854402549904277E-2,null,2.9364789944274104E-3,9.1503654226035255E-4,2.1280027169420096E-3,1.8842974335451803E-3,2.282306973229642E-6,1.0627258082154874E-4,7.972370574969731E-3]
[2004,5,1,3,2.2393603347087673E-3,9.4758058679951594E-4,1.8111351839413333E-3,4.917824339683353E-3,1.5512284125915815E-5,2.632616625685445E-4,1.0194674391827431E-2,null,1.9337117292363079E-3,7.9672290972678536E-4,1.8239293475701376E-3,1.863287282054419E-3,2.2794321140803165E-6,1.0613887605999264E-4,6.5260695767617224E-3]
[2004,5,1,4,2.199863536616534E-3,9.1206426714669048E-4,1.8080018848806801E-3,4.8902576370291554E-3,1.5512284125915815E-5,2.632616625685445E-4,1.008896127236752E-2,null,1.899605819368005E-3,7.6686089489577387E-4,1.8207739143578012E-3,1.8528426864536235E-3,2.2794321140803165E-6,1.0613887605999264E-4,6.4485016232492766E-3]
[2004,5,1,9,3.3264420681889369E-3,9.7300864564627443E-4,2.5584456908498135E-3,4.5688657951277554E-3,0,0,1.1426762199812781E-2,null,2.8724184956676799E-3,8.1810274518913817E-4,2.5765189816203612E-3,1.731072307886283E-3,0,0,7.9981125303634614E-3]
[2004,5,1,11,3.6954283550724616E-3,9.6807849180620843E-4,2.5592441279583657E-3,4.7674333133823129E-3,0,0,1.1990184288219349E-2,null,3.1910421221627069E-3,8.1395748665643133E-4,2.5773230590229704E-3,1.8063064573469057E-3,0,0,8.3886291251890135E-3]
[2004,5,1,15,3.276096778897575E-3,9.3136922179490377E-4,2.4518118428366598E-3,4.8325821389168513E-3,0,0,1.1491859982445989E-2,null,2.8289447969932937E-3,7.8309244274904618E-4,2.4691318541657029E-3,1.830990335760323E-3,0,0,7.9121594296683653E-3]
[2004,5,1,18,3.6749341786600793E-3,8.6488784308616528E-4,2.1741377122921051E-3,4.5672794510829848E-3,0,0,1.1281239185121333E-2,null,3.1733451804533165E-3,7.271950993195305E-4,2.1894961868495297E-3,1.7304712667592682E-3,0,0,7.8205077333816445E-3]
[2004,5,1,21,3.8852261840812063E-3,9.4021536103371247E-4,1.9544339205993192E-3,4.2184679329656449E-3,3.8780710314789538E-6,6.5815415642136126E-5,1.1068036885353497E-2,null,3.3549345884394785E-3,7.9053025003675823E-4,1.9682403706111937E-3,1.5983119986256729E-3,5.6985802852007912E-7,2.6534719014998159E-5,7.7391217847566224E-3]
[2004,5,2,1,2.8541419811261553E-3,1.0202111324959433E-3,1.7562244002146746E-3,4.2339651414445506E-3,1.5512284125915815E-5,2.632616625685445E-4,1.0143316601975783E-2,null,2.4645822917673346E-3,8.5779045428017011E-4,1.7686306648295267E-3,1.6041836502894145E-3,2.2794321140803165E-6,1.0613887605999264E-4,6.803605369340519E-3]
[2004,5,2,2,2.3870980849071042E-3,1.04205537201118E-3,1.7178701802392361E-3,4.2459270428272288E-3,1.5512284125915815E-5,2.632616625685445E-4,9.6717246266792099E-3,null,2.0612848651812479E-3,8.7615702521861671E-4,1.7300055041918054E-3,1.6087158289879665E-3,2.2794321140803165E-6,1.0613887605999264E-4,6.3845815317537099E-3]
[2004,5,2,6,2.1844991157669359E-3,1.0359869701715024E-3,1.8688421064180164E-3,4.8545549804135026E-3,1.5512284125915815E-5,2.632616625685445E-4,1.0222657119464419E-2,null,1.8863384767481962E-3,8.7105473118848141E-4,1.8820439214553006E-3,1.8393155042257636E-3,2.2794321140803165E-6,1.0613887605999264E-4,6.5871709417918154E-3]
[2004,5,2,9,2.9075555571656808E-3,1.1009220891823441E-3,2.3770153745249984E-3,4.7329268038555257E-3,0,0,1.111841982472855E-2,null,2.5107054890425593E-3,9.2565198411080065E-4,2.3938070110187883E-3,1.7932324766781508E-3,0,0,7.6233969608502988E-3]
[2004,5,2,12,3.2017527758895475E-3,1.1740809452157218E-3,2.4307747383080511E-3,4.8520518375775651E-3,0,0,1.1658660296990885E-2,null,2.764747950962394E-3,9.871637304078233E-4,2.4479461399916067E-3,1.8383671022721329E-3,0,0,8.0382249236339558E-3]
[2004,5,2,16,3.1429392734016849E-3,1.1114360252652584E-3,2.3415706840454447E-3,4.9740665482426562E-3,0,0,1.1570012530955045E-2,null,2.7139618591327202E-3,9.3449206997299993E-4,2.3581119332827844E-3,1.8845965815911222E-3,0,0,7.8911624439796275E-3]
[2004,5,2,19,3.4656007660571935E-3,1.2370672238539626E-3,1.9327656724337585E-3,4.6418518247395586E-3,0,0,1.1277285487084473E-2,null,2.9925835276736145E-3,1.0401224042014842E-3,1.9464190542953161E-3,1.7587255812344068E-3,0,0,7.737850567404822E-3]
[2004,5,2,23,3.5828396942355987E-3,1.1326200757752951E-3,1.9354259929183703E-3,6.8360958650657304E-3,1.5512284125915815E-5,2.632616625685445E-4,1.3765755574689455E-2,null,3.0938206028454217E-3,9.5230355597986408E-4,1.94909816773138E-3,2.590090577554448E-3,2.2794321140803165E-6,1.0613887605999264E-4,8.6937312122851856E-3]
[2004,5,3,3,1.8759849384550917E-3,1.0147381080156084E-3,1.8235752288111036E-3,6.6168189274834442E-3,1.5512284125915815E-5,2.632616625685445E-4,1.1609891149459707E-2,null,1.6199331671349986E-3,8.5318875174455143E-4,1.8364572710096714E-3,2.5070099506707267E-3,2.2794321140803165E-6,1.0613887605999264E-4,6.9250074487340217E-3]
[2004,5,3,6,2.3129323134402366E-3,9.793452154759168E-4,2.1330661683933434E-3,7.0360123280096953E-3,1.5512284125915815E-5,2.632616625685445E-4,1.2740129972013653E-2,null,1.9972419240026937E-3,8.2343051405934164E-4,2.1481345066551518E-3,2.6658358212124957E-3,2.2794321140803165E-6,1.0613887605999264E-4,7.743061074103756E-3]
[2004,5,3,7,2.4612715439599588E-3,1.0126327577422818E-3,2.6743569744085219E-3,6.9764918000867378E-3,0,0,1.3124753076197499E-2,null,2.1253344446729677E-3,8.5141857956170391E-4,2.6932490819860226E-3,2.6432844173721643E-3,0,0,8.3132865235928579E-3]
[2004,5,3,10,3.1392754454390168E-3,1.1909205548724816E-3,3.1221423504753433E-3,7.723141298964971E-3,0,0,1.5175479649751814E-2,null,2.7107981042892031E-3,1.0013224236010974E-3,3.1441976892808503E-3,2.9261783190892179E-3,0,0,9.7824965362603693E-3]
[2004,5,3,13,2.9190511525773706E-3,1.0510353148518977E-3,3.0358914086891387E-3,7.9411197206438345E-3,0,0,1.4947097596762242E-2,null,2.5206320592946088E-3,8.8370733417270943E-4,3.0573374563317691E-3,3.0087669584595036E-3,0,0,9.4704438082585905E-3]
[2004,5,3,17,2.9121474126444103E-3,1.15923665593194E-3,2.6377834218437599E-3,6.4124269305263102E-3,0,0,1.312159442094642E-2,null,2.5146706056254305E-3,9.7468269658784377E-4,2.6564171676931305E-3,2.4295689966677917E-3,0,0,8.5753394665741972E-3]
[2004,5,3,20,3.344346042377923E-3,1.1157610008044304E-3,2.399899709566394E-3,7.6251799741385252E-3,0,0,1.4485186726887273E-2,null,2.8878787699042909E-3,9.3812849640898747E-4,2.4168530048527754E-3,2.8890622941817341E-3,0,0,9.1319225653477883E-3]
[2004,5,4,1,2.6541372286413411E-3,1.2143217843668518E-3,1.9460372778836426E-3,6.9632630371758084E-3,1.5512284125915815E-5,2.632616625685445E-4,1.3056533274762104E-2,null,2.2918760373122258E-3,1.0209981070349577E-3,1.9597844125987963E-3,2.6382722445114238E-3,2.2794321140803165E-6,1.0613887605999264E-4,8.019349109631476E-3]
[2004,5,4,4,2.0856000733198896E-3,1.3029433496512042E-3,1.8647559594023573E-3,5.0413256175698201E-3,1.5512284125915815E-5,2.632616625685445E-4,1.0573398946637731E-2,null,1.8009380901172684E-3,1.0955108528019097E-3,1.8779289092097054E-3,1.9100799986112979E-3,2.2794321140803165E-6,1.0613887605999264E-4,6.7928761589142539E-3]
[2004,5,4,7,2.6444525638156351E-3,1.4555202015819268E-3,2.6262639011184535E-3,5.5616382629266889E-3,0,0,1.2287874929442704E-2,null,2.2835132250944123E-3,1.2237970113837102E-3,2.6448162711354777E-3,2.1072183809163415E-3,0,0,8.2593448885299407E-3]
[2004,5,4,8,3.0544059881960992E-3,1.5022532804813964E-3,2.9809157104507583E-3,6.9350380445965532E-3,0,0,1.4472613023724807E-2,null,2.6375124153445108E-3,1.263090043680872E-3,3.0019734005124052E-3,2.6275782330794513E-3,0,0,9.5301540926172393E-3]
[2004,5,4,11,3.6042917072085594E-3,1.5582500171127894E-3,3.1093152154067346E-3,7.1941183076062558E-3,0,0,1.546597524733434E-2,null,3.1123446467246478E-3,1.3101719315600367E-3,3.131279941172193E-3,2.7257397219317301E-3,0,0,1.0279536241388608E-2]
[2004,5,4,17,3.3560651301104043E-3,1.514781870732238E-3,2.6697553253433501E-3,6.2890487973794396E-3,0,0,1.3829651123565431E-2,null,2.8979983281785943E-3,1.2736240447130576E-3,2.6886149260977135E-3,2.3828229377406479E-3,0,0,9.2430602367300115E-3]
[2004,5,4,19,3.2321519112404403E-3,1.4306827088497566E-3,2.3982154380652425E-3,7.614726927144857E-3,0,0,1.4675776985300298E-2,null,2.7909979312248641E-3,1.2029137221357432E-3,2.4151568353743928E-3,2.8851017969828297E-3,0,0,9.2941702857178288E-3]
[2004,5,4,22,3.9054858822356337E-3,1.333135098945522E-3,2.1638387053544103E-3,7.8079496826077271E-3,1.5512284125915815E-5,2.632616625685445E-4,1.5489183315837754E-2,null,3.3724290556517412E-3,1.1208959848768029E-3,2.1791244259942127E-3,2.9583108988111106E-3,2.2794321140803165E-6,1.0613887605999264E-4,9.7391786735079398E-3]
[2004,5,5,2,2.2954469536259074E-3,1.2514732661375735E-3,1.9254178382651348E-3,7.7944150977092737E-3,1.5512284125915815E-5,2.632616625685445E-4,1.3545527102432351E-2,null,1.9821431277800288E-3,1.0522349612607329E-3,1.9390193137899902E-3,2.9531828547478696E-3,2.2794321140803165E-6,1.0613887605999264E-4,8.0349985657526945E-3]
[2004,5,5,5,2.1410190217881981E-3,1.2550833344694315E-3,1.9225133479979482E-3,6.1250644276422865E-3,1.5512284125915815E-5,2.632616625685445E-4,1.1722454078592326E-2,null,1.8487929480488516E-3,1.0552702958652386E-3,1.9360943057149303E-3,2.3206918062723325E-3,2.2794321140803165E-6,1.0613887605999264E-4,7.269267664075426E-3]
[2004,5,5,8,2.9767232681620738E-3,1.5022532804813964E-3,2.9871862684198612E-3,8.6200410558429225E-3,0,0,1.6086203872906255E-2,null,2.5704325512598807E-3,1.263090043680872E-3,3.0082882547579049E-3,3.2659997105901578E-3,0,0,1.0107810560288815E-2]
[2004,5,5,10,3.7151509990334649E-3,1.5192903925291244E-3,3.1120320499473824E-3,8.1194846062422731E-3,0,0,1.6465958047752242E-2,null,{"$f":"E3012*V$5","v":3.2080728373039143E-3},{"$f":"F3012*W$5","v":1.2774147962909409E-3},{"$f":"G3012*X$5","v":3.1340159678890922E-3},{"$f":"H3012*Y$5","v":3.0763466440979011E-3},{"$f":"I3012*Z$5","v":0},{"$f":"J3012*AA$5","v":0},1.0695850245581848E-2]
[2004,5,5,13,2.7128121896035726E-3,1.5976861534212231E-3,3.0360425388960962E-3,8.4647682963499195E-3,0,0,1.581130917827081E-2,null,2.3425424970447573E-3,1.3433297164553123E-3,3.0574896541479333E-3,3.2071692729760651E-3,0,0,9.9505311406240683E-3]
[2004,5,5,16,2.686754349070025E-3,1.6370776504905336E-3,2.8493244727525852E-3,7.3268467925408556E-3,0,0,1.4500003264853999E-2,null,2.3200412715397322E-3,1.3764499688124824E-3,2.8694525801733805E-3,2.7760284839660641E-3,0,0,9.3419723044916581E-3]
[2004,5,5,20,3.4630504093683149E-3,1.3959850193989841E-3,2.3750268684321241E-3,7.7564883896641531E-3,0,0,1.4990550686863575E-2,null,2.990381267248357E-3,1.1737400091184833E-3,2.3918044577843451E-3,2.9388130139667706E-3,0,0,9.4947387481179556E-3]
[2004,5,5,23,3.4892055809978024E-3,1.2454653214147751E-3,2.0183177931038785E-3,7.5766114705055872E-3,1.5512284125915815E-5,2.632616625685445E-4,1.4608374112716505E-2,null,3.0129665392013435E-3,1.0471834993927849E-3,2.0325755295383854E-3,2.8706604422901526E-3,2.2794321140803165E-6,1.0613887605999264E-4,9.0718043185967386E-3]
[2004,5,6,3,1.6196380506990815E-3,1.322001975142898E-3,1.9308613845936135E-3,6.8666237429639773E-3,1.5512284125915815E-5,2.632616625685445E-4,1.2017899100094031E-2,null,1.3985748730168317E-3,1.1115352878406448E-3,1.9445013142455076E-3,2.6016571164763276E-3,2.2794321140803165E-6,1.0613887605999264E-4,7.1646868997533837E-3]
[2004,5,6,6,1.9148238207047836E-3,1.3439563176256041E-3,2.0573727121861282E-3,5.6961478017501874E-3,1.5512284125915815E-5,2.632616625685445E-4,1.1291074598961164E-2,null,1.6534709595985881E-3,1.1299944330232601E-3,2.0719063391392884E-3,2.1581819566143232E-3,2.2794321140803165E-6,1.0613887605999264E-4,7.1219719965495325E-3]
[2004,5,6,7,2.1441577242227619E-3,1.4555202015819268E-3,2.6193481220948204E-3,6.1228991347504792E-3,0,0,1.2341925182649989E-2,null,1.8515032513520882E-3,1.2237970113837102E-3,2.6378516378853722E-3,2.3198714104166549E-3,0,0,8.033023311037826E-3]
[2004,5,6,11,2.920523254718691E-3,1.5582500171127894E-3,3.1353364820618929E-3,7.8520599055047716E-3,0,0,1.5466169659398146E-2,null,2.521903235323399E-3,1.3101719315600367E-3,3.157485026432592E-3,2.9750235773566684E-3,0,0,9.9645837706726966E-3]
[2004,5,6,14,2.0521726922281347E-3,1.5730975016959607E-3,3.1254137220298834E-3,7.591174333326076E-3,0,0,1.4341858249280054E-2,null,1.7720731870943323E-3,1.3226556519781404E-3,3.1474921703543986E-3,2.8761780848917317E-3,0,0,9.1183990943186043E-3]
[2004,5,6,18,2.8163521996918545E-3,1.4594227655544013E-3,2.5303653423200613E-3,5.5514573053366701E-3,0,0,1.2357597612902987E-2,null,2.4319504091389913E-3,1.227078275443843E-3,2.5482402687846042E-3,2.1033609741676817E-3,0,0,8.3106299275351216E-3]
[2004,5,6,21,3.1155038517171707E-3,1.4711642885186353E-3,2.2997442674999747E-3,7.3687432119859042E-3,2.590551759503375E-6,4.3964702918079342E-5,1.4301710874399269E-2,null,2.6902710774904756E-3,1.236950512666731E-3,2.3159900478943287E-3,2.791902386757924E-3,3.8066520867381562E-7,1.7725194426368309E-5,9.0532198844445032E-3]
[2004,5,6,24,2.6347700287783112E-3,1.1880775883970505E-3,1.9984491702368505E-3,8.2575624408799935E-3,1.5512284125915815E-5,2.632616625685445E-4,1.4357633174986666E-2,null,2.2751522519717684E-3,9.9893206593219298E-4,2.0125665513769024E-3,3.1286621916740971E-3,2.2794321140803165E-6,1.0613887605999264E-4,8.5237313691290326E-3]
[2004,5,7,4,2.0179496298823314E-3,1.3114352813815625E-3,1.8755897074468671E-3,6.160263736945659E-3,1.5512284125915815E-5,2.632616625685445E-4,1.1644012302350881E-2,null,1.7425212047524319E-3,1.1026508434809755E-3,1.8888391886729761E-3,2.3340282780191656E-3,2.2794321140803165E-6,1.0613887605999264E-4,7.176457823099623E-3]
[2004,5,7,8,2.897883681472114E-3,1.2868705896831787E-3,2.9261098030187219E-3,8.4648155760695693E-3,0,0,1.5575679650243583E-2,null,2.5023537203778716E-3,1.0819969245223987E-3,2.9467803349302051E-3,3.2071871865277167E-3,0,0,9.7383181663581921E-3]
[2004,5,7,11,3.3792234833220441E-3,1.4260486380709163E-3,3.0698122964534641E-3,8.0310788978030546E-3,0,0,1.590616331564948E-2,null,2.9179958152024807E-3,1.1990174093511308E-3,3.0914979669538129E-3,3.0428510938671637E-3,0,0,1.0251362285374587E-2]
[2004,5,7,12,2.7878938015910605E-3,1.5459134625845697E-3,2.9889106997972774E-3,7.3861271089247999E-3,0,0,1.4708845072897707E-2,null,2.4073762763610531E-3,1.2997993935863288E-3,3.0100248678086748E-3,2.7984888753840864E-3,0,0,9.5156894131401427E-3]
[2004,5,7,15,2.3728041963306367E-3,1.4183166706325358E-3,2.897014179521156E-3,8.3322013490477204E-3,0,0,1.5020336395532049E-2,null,2.0489419386908996E-3,1.1925163943649272E-3,2.917479175053461E-3,3.1569417150424141E-3,0,0,9.3158792231517011E-3]
[2004,5,7,19,2.9334399939708071E-3,1.3363743331862151E-3,2.3709706472081369E-3,6.2381617129825193E-3,0,0,1.2878946687347678E-2,null,2.5330569785634535E-3,1.123619523291882E-3,2.3877195827312486E-3,2.3635426115987596E-3,0,0,8.407938696185344E-3]
[2004,5,7,21,2.9957192480294251E-3,1.4566215838575892E-3,2.2333522167653453E-3,6.0866154543760672E-3,1.2875198929264468E-6,2.1850723262321605E-5,1.2795446746183676E-2,null,2.5868357841422793E-3,1.2247230502912304E-3,2.2491289925440959E-3,2.3061240873082979E-3,1.891929110910691E-7,8.8095288373289287E-6,8.3758106360343233E-3]
[2004,5,8,2,2.1390300637752955E-3,9.4914008650459863E-4,1.8078730820292391E-3,5.0633332225122479E-3,1.5512284125915815E-5,2.632616625685445E-4,1.0238150401515841E-2,null,{"$f":"E3076*V$5","v":1.8470754614171127E-3},{"$f":"F3076*W$5","v":7.9803413239223496E-4},{"$f":"G3076*X$5","v":1.8206442016213489E-3},{"$f":"H3076*Y$5","v":1.9184183384065628E-3},{"$f":"I3076*Z$5","v":2.2794321140803165E-6},{"$f":"J3076*AA$5","v":1.0613887605999264E-4},6.4925904420113324E-3]
[2004,5,8,6,2.0365018127203945E-3,8.4452618063446481E-4,1.9634293113755721E-3,5.1905995409730586E-3,1.2921732987363307E-5,2.1929697018873001E-4,1.0267275548879583E-2,null,1.7585412141278168E-3,7.1007507472068787E-4,1.9772993063411951E-3,1.9666375703763618E-3,1.8987669966513064E-6,8.8413685882323412E-5,6.5028656184450357E-3]
[2004,5,8,9,2.8102903533384184E-3,9.7300864564627443E-4,2.5579914257881295E-3,5.6711829478976947E-3,0,0,1.2012473372670517E-2,null,2.426715939628754E-3,8.1810274518913817E-4,2.5760615075538602E-3,2.1487231611249562E-3,0,0,7.9696033534967098E-3]
[2004,5,8,10,3.3288195222208844E-3,9.635047457820583E-4,2.5744452290888311E-3,5.6014839409826572E-3,0,0,1.2468253438074431E-2,null,2.8744714527894266E-3,8.1011189474427538E-4,2.5926315432891209E-3,2.1223152896382379E-3,0,0,8.3995301804610616E-3]
[2004,5,8,13,3.0778638130963014E-3,9.2812281066433522E-4,2.522960625945302E-3,5.579348414301505E-3,0,0,1.2108295664007444E-2,null,2.6577684993917402E-3,7.8036287002652765E-4,2.5407832442476694E-3,2.1139284822824424E-3,0,0,8.0928430959483801E-3]
[2004,5,8,18,3.2004632039684131E-3,8.6488784308616528E-4,2.1912016504407696E-3,4.6060075891531651E-3,0,0,1.0862560286648514E-2,null,2.7636343917415125E-3,7.271950993195305E-4,2.206680667527963E-3,1.7451447569328642E-3,0,0,7.4426549155218701E-3]
[2004,5,8,21,3.3576503085450725E-3,9.4021536103371247E-4,2.0304780564496241E-3,4.8441267391811363E-3,1.2875198929264468E-6,2.1850723262321605E-5,1.1195608708364793E-2,null,2.8993671468026182E-3,7.9053025003675823E-4,2.0448216950301411E-3,1.8353644055446514E-3,1.891929110910691E-7,8.8095288373289287E-6,7.57908221916259E-3]
[2004,5,8,24,2.8346999114954264E-3,7.963422618985016E-4,1.7576769571208653E-3,4.9785311304081951E-3,1.5512284125915815E-5,2.632616625685445E-4,1.064602420761745E-2,null,2.4477938555773817E-3,6.6956218064904332E-4,1.7700934828420681E-3,1.8862881424509944E-3,2.2794321140803165E-6,1.0613887605999264E-4,6.8821559696935607E-3]
[2004,5,9,3,1.7126915229734078E-3,1.0489065477585022E-3,1.7392551885156641E-3,5.0930958382745441E-3,1.5512284125915815E-5,2.632616625685445E-4,9.8727230442165782E-3,null,1.4789275469452245E-3,8.8191747319791994E-4,1.7515415797643237E-3,1.9296949313875413E-3,2.2794321140803165E-6,1.0613887605999264E-4,6.1504998394690822E-3]
[2004,5,9,7,1.862197023732992E-3,1.0455572621915685E-3,2.2506408435592658E-3,4.9202545430762122E-3,0,0,1.0078649672560037E-2,null,1.6080271545087183E-3,8.7910140395846225E-4,2.2665397491061748E-3,1.8642080483856158E-3,0,0,6.6178763559589706E-3]
[2004,5,9,10,2.3880917022071641E-3,1.1648349206871014E-3,2.4554285666567371E-3,5.038293837982627E-3,0,0,1.104664902753363E-2,null,2.0621428644043822E-3,9.793897007701665E-4,2.4727741271312908E-3,1.9089313044008875E-3,0,0,7.4232379967067268E-3]
[2004,5,9,11,2.6941679153162285E-3,1.205817554157789E-3,2.433605481043725E-3,4.796824243114322E-3,0,0,1.1130415193632065E-2,null,2.3264429657126437E-3,1.0138477758319564E-3,2.4507968795701844E-3,1.8174422242622677E-3,0,0,7.6085298453770524E-3]
[2004,5,9,15,2.6451606921237478E-3,1.1148262582126604E-3,2.4235763214403897E-3,4.923012708829241E-3,0,0,1.110657598060604E-2,null,2.2841247015030893E-3,9.3734256764690103E-4,2.4406968722961936E-3,1.8652530745627296E-3,0,0,7.5274172160089137E-3]
[2004,5,9,18,3.0011305230060658E-3,1.1023082308918258E-3,2.1311520356302877E-3,4.7796752302341006E-3,0,0,1.101426601976228E-2,null,2.5915084782729514E-3,9.2681744789452174E-4,2.1462068521362412E-3,1.8109447295588353E-3,0,0,7.4754775078625501E-3]
[2004,5,9,22,3.4261281078120376E-3,1.2157127954256159E-3,1.8653921993760339E-3,5.3813948685279686E-3,1.5512284125915815E-5,2.632616625685445E-4,1.2167401917836116E-2,null,2.9584984628228429E-3,1.022167664952922E-3,1.8785696436895915E-3,2.0389269574615787E-3,2.2794321140803165E-6,1.0613887605999264E-4,8.0065810371010068E-3]
[2004,5,10,1,2.3276017849658947E-3,9.1016364237256103E-4,1.8436757727147745E-3,7.1983261222317045E-3,1.5512284125915815E-5,2.632616625685445E-4,1.2558541268979396E-2,null,2.0099091704083739E-3,7.6526285529741347E-4,1.8566998085370165E-3,2.7273339975575541E-3,2.2794321140803165E-6,1.0613887605999264E-4,7.4676241399744313E-3]
[2004,5,10,4,1.7935164151932821E-3,9.5186229755262364E-4,1.8740088369212753E-3,7.4768534631487827E-3,1.5512284125915815E-5,2.632616625685445E-4,1.2375014959510424E-2,null,1.5487207105006366E-3,8.0032295926066863E-4,1.8872471506120399E-3,2.8328636822694412E-3,2.2794321140803165E-6,1.0613887605999264E-4,7.1775728108168591E-3]
[2004,5,10,8,2.791969336202002E-3,9.81842748307839E-4,2.9251775662397254E-3,7.7739341542113162E-3,0,0,1.4472923804960881E-2,null,2.4108955443225047E-3,8.2553043215887552E-4,2.9458415126737704E-3,2.9454229432690723E-3,0,0,9.1276904324242222E-3]
[2004,5,10,12,2.7090284049579587E-3,1.2696646123809331E-3,3.0373507862380958E-3,6.9407083212552553E-3,0,0,1.3956752124832243E-2,null,2.339275158315602E-3,1.0675301905138026E-3,3.0588071431692444E-3,2.6297266128616722E-3,0,0,9.095339104860321E-3]
[2004,5,10,13,2.804725672219381E-3,1.0510353148518977E-3,3.0599725523427924E-3,8.0075259304028413E-3,0,0,1.4923259469816912E-2,null,2.421910777644521E-3,8.8370733417270943E-4,3.0815887132353919E-3,3.0339272402318618E-3,0,0,9.4211340652844838E-3]
[2004,5,10,16,2.4150090733421909E-3,1.2201679920625702E-3,2.7471422048323574E-3,7.1418682110077347E-3,0,0,1.3524187481244853E-2,null,2.0853863038264604E-3,1.0259135808965865E-3,2.7665484795223187E-3,2.7059429716304764E-3,0,0,8.5837913358758431E-3]
[2004,5,10,19,2.8628852630812676E-3,1.0417241855620173E-3,2.3582388411002588E-3,6.824953797834472E-3,0,0,1.3087802087578015E-2,null,2.4721322097535437E-3,8.7587856464743706E-4,2.3748978370031378E-3,2.585869021286105E-3,0,0,8.308777632690223E-3]
[2004,5,10,23,2.8605718477626749E-3,1.1971166778508436E-3,2.0097462820625397E-3,7.2282821934867647E-3,1.5512284125915815E-5,2.632616625685445E-4,1.3574490947857282E-2,null,2.470134550749398E-3,1.0065321051808131E-3,2.0239434679010554E-3,2.738683887820911E-3,2.2794321140803165E-6,1.0613887605999264E-4,8.347712319826249E-3]
[2004,5,11,2,2.3146998047230251E-3,1.2514732661375735E-3,1.9216959138408703E-3,7.8831627626233611E-3,1.5512284125915815E-5,2.632616625685445E-4,1.3649805694019289E-2,null,1.9987681717315098E-3,1.0522349612607329E-3,1.9352710970654489E-3,2.986807966977294E-3,2.2794321140803165E-6,1.0613887605999264E-4,8.081500505209057E-3]
[2004,5,11,5,2.1614327181901207E-3,1.2550833344694315E-3,1.9199933358321642E-3,6.032331572778782E-3,1.5512284125915815E-5,2.632616625685445E-4,1.1647614907964959E-2,null,1.8664203944037949E-3,1.0552702958652386E-3,1.9335564917592626E-3,2.2855567674500855E-3,2.2794321140803165E-6,1.0613887605999264E-4,7.2492222576524545E-3]
[2004,5,11,10,3.7483647747081524E-3,1.5192903925291244E-3,3.1120900866109216E-3,5.8645162617257749E-3,0,0,1.4244261515573974E-2,null,3.2367532897522779E-3,1.2774147962909409E-3,3.1340744145333861E-3,2.2219741518011483E-3,0,0,9.8702166523777519E-3]
[2004,5,11,13,2.7352114437275716E-3,1.5976861534212231E-3,3.0474647402095748E-3,6.0406025939797915E-3,0,0,1.342096493133816E-2,null,2.361884493843747E-3,1.3433297164553123E-3,3.068992543813061E-3,2.2886905289569953E-3,0,0,9.0628972830691153E-3]
[2004,5,11,14,2.4361678461504686E-3,1.5730975016959607E-3,3.0597247126996439E-3,6.0134768139544414E-3,0,0,1.3082466874500515E-2,null,2.1036571316702221E-3,1.3226556519781404E-3,3.0813391228113095E-3,2.2784129920939574E-3,0,0,8.7860648985536288E-3]
[2004,5,11,17,3.3041086737424425E-3,1.514781870732238E-3,2.6532542487395011E-3,4.4200174724898043E-3,0,0,1.1892162265703986E-2,null,2.8531333694084156E-3,1.2736240447130576E-3,2.6719972831127392E-3,1.6746759896427801E-3,0,0,8.4734306868769916E-3]
[2004,5,11,20,3.4927634492339507E-3,1.3959850193989841E-3,2.4099927455427106E-3,7.4062939373823007E-3,0,0,1.4705035151557945E-2,null,3.0160387966816082E-3,1.1737400091184833E-3,2.4270173397331922E-3,2.8061297735513958E-3,0,0,9.4229259190846786E-3]
[2004,5,11,24,3.0798490254720133E-3,1.1880775883970505E-3,1.9838154620204504E-3,7.9546851826498097E-3,1.5512284125915815E-5,2.632616625685445E-4,1.4485201205233784E-2,null,2.659482751625487E-3,9.9893206593219298E-4,1.9978294681838155E-3,3.0139067013793481E-3,2.2794321140803165E-6,1.0613887605999264E-4,8.7785692952949169E-3]
[2004,5,12,2,2.1370948595202518E-3,1.2514732661375735E-3,1.9249934634206578E-3,7.7076500484390643E-3,1.5512284125915815E-5,2.632616625685445E-4,1.3299985584212007E-2,null,1.8454043917333085E-3,1.0522349612607329E-3,1.9385919410902187E-3,2.920308924801357E-3,2.2794321140803165E-6,1.0613887605999264E-4,7.864958527059691E-3]
[2004,5,12,8,2.7181841008496986E-3,1.5022532804813964E-3,3.0082990726362476E-3,8.3115286179855224E-3,0,0,1.5540265071952865E-2,null,2.347181200170845E-3,1.263090043680872E-3,3.0295502033751086E-3,3.1491091382334574E-3,0,0,9.7889305854602822E-3]
[2004,5,12,11,3.1874708881901503E-3,1.5582500171127894E-3,3.1179040256947583E-3,8.5924481396871116E-3,0,0,1.645607307068481E-2,null,2.7524153873584437E-3,1.3101719315600367E-3,3.1399294242609971E-3,3.2555451831006244E-3,0,0,1.0458061926280102E-2]
[2004,5,12,14,2.250178589260163E-3,1.5730975016959607E-3,3.0950133748948736E-3,7.9612411241009248E-3,0,0,1.4879530589951923E-2,null,1.9430534083719341E-3,1.3226556519781404E-3,3.1168770700529405E-3,3.0163906457994819E-3,0,0,9.3989767762024962E-3]
[2004,5,12,15,2.19509131081954E-3,1.5860002753370782E-3,2.950508456291588E-3,8.399589074088552E-3,0,0,1.5131189116536759E-2,null,1.8954849510757605E-3,1.3335042652803798E-3,2.9713513443944055E-3,3.18247387771483E-3,0,0,9.3828144384653749E-3]
[2004,5,12,18,3.042324163040456E-3,1.4594227655544013E-3,2.4918386961060635E-3,6.3158846743517211E-3,0,0,1.3309470299052642E-2,null,2.6270796294047311E-3,1.227078275443843E-3,2.5094414638603671E-3,2.3929906348382733E-3,0,0,8.7565900035472145E-3]
[2004,5,12,23,3.2396456196125429E-3,1.2454653214147751E-3,2.033374315236783E-3,6.8573227825063686E-3,1.5512284125915815E-5,2.632616625685445E-4,1.3654581985464929E-2,null,2.7974688289852711E-3,1.0471834993927849E-3,2.0477384134766135E-3,2.598133126977209E-3,2.2794321140803165E-6,1.0613887605999264E-4,8.5989421770059499E-3]
[2004,5,13,2,2.105620565433685E-3,1.2514732661375735E-3,1.9285222316987251E-3,7.5190167946091145E-3,1.5512284125915815E-5,2.632616625685445E-4,1.3083406804573558E-2,null,1.8182260003412225E-3,1.0522349612607329E-3,1.9421456371810511E-3,2.8488387138794844E-3,2.2794321140803165E-6,1.0613887605999264E-4,7.7698636208365637E-3]
[2004,5,13,5,1.9335358291743242E-3,1.2550833344694315E-3,1.923839537614561E-3,6.0910224622547958E-3,1.5512284125915815E-5,2.632616625685445E-4,1.1482255110207574E-2,null,1.6696289801253854E-3,1.0552702958652386E-3,1.9374298637581013E-3,2.3077938341648676E-3,2.2794321140803165E-6,1.0613887605999264E-4,7.0785412820876656E-3]
[2004,5,13,9,3.3478318392399613E-3,1.4882314010573811E-3,3.1644312166627148E-3,8.4138453743526111E-3,0,0,{"$f":"SUM(E3203:J3203)","v":1.6414339831312668E-2},null,2.890888792978016E-3,1.2513004895994908E-3,3.1867852911332765E-3,3.1878753685238488E-3,0,0,{"$f":"SUM(M3203:R3203)","v":1.0516849942234632E-2}]
[2004,5,13,12,2.7362704668467213E-3,1.5259996367251441E-3,3.0808545331336792E-3,7.2432004898173828E-3,0,0,1.4586325126522926E-2,null,2.362798971694985E-3,1.2830559086484394E-3,3.1026182078515859E-3,2.7443361986605754E-3,0,0,9.4928092868555858E-3]
[2004,5,13,15,2.1653632628949922E-3,1.5860002753370782E-3,2.986043238768759E-3,8.017511991358018E-3,0,0,1.4754918768358848E-2,null,1.8698144620222545E-3,1.3335042652803798E-3,3.0071371505530544E-3,3.0377108036717874E-3,0,0,9.2481666815274755E-3]
[2004,5,13,16,2.4714168206554994E-3,1.6370776504905336E-3,2.8774308457796848E-3,7.0031943577394448E-3,0,0,1.3989119674665162E-2,null,2.1340950001934198E-3,1.3764499688124824E-3,2.8977575013479123E-3,2.6534016018496839E-3,0,0,9.0617040722034987E-3]
[2004,5,13,20,3.114123421419937E-3,1.3959850193989841E-3,2.4197839465655395E-3,7.2738933414103774E-3,0,0,1.4203785728794837E-2,null,2.6890790610848174E-3,1.1737400091184833E-3,2.4368777074472319E-3,2.7559652435538086E-3,0,0,9.0556620212043411E-3]
[2004,5,13,24,2.8096844921926441E-3,1.1880775883970505E-3,1.9905116303275483E-3,7.7785657515815603E-3,1.5512284125915815E-5,2.632616625685445E-4,1.4045613409193263E-2,null,2.4261927720144521E-3,9.9893206593219298E-4,2.0045729393503393E-3,2.9471777835967214E-3,2.2794321140803165E-6,1.0613887605999264E-4,8.4852938690677775E-3]
[2004,5,14,3,1.8811692258681205E-3,1.2931163555686275E-3,1.9217302074593882E-3,6.8707000863951311E-3,1.5512284125915815E-5,2.632616625685445E-4,1.2245489821985728E-2,null,1.6244098550636564E-3,1.087248345709207E-3,1.9353056329398572E-3,2.6032015797080184E-3,2.2794321140803165E-6,1.0613887605999264E-4,7.3585837215948127E-3]
[2004,5,14,6,2.2580614164520976E-3,1.3069195974276585E-3,2.0652056353440886E-3,6.0563911433568684E-3,1.163421309443686E-5,1.974462469264084E-4,1.1895658252601558E-2,null,1.9498603144175255E-3,1.0988540699829953E-3,2.0797945953841784E-3,2.2946725651633334E-3,1.7095740855602371E-6,7.9604157044994487E-5,7.5044952760785887E-3]
[2004,5,14,10,3.591410206448951E-3,1.4302641214489424E-3,3.0684489938128221E-3,7.1084342601482704E-3,0,0,1.5198557581858986E-2,null,3.1012213323017993E-3,1.202561775107071E-3,3.0901250337139674E-3,2.6932753667868918E-3,0,0,1.0087183507909729E-2]
[2004,5,14,13,2.7530245860106152E-3,1.4404801027327202E-3,3.0027961929599439E-3,7.3544360425508958E-3,0,0,1.4550736924254175E-2,null,2.3772663337528459E-3,1.2111513414695652E-3,3.0240084504310153E-3,2.7864816224098901E-3,0,0,9.3989077480633159E-3]
[2004,5,14,17,3.1835722469724858E-3,1.4516876510122119E-3,2.5526177470224089E-3,5.9935610053855736E-3,0,0,1.3181438650392681E-2,null,2.749048868744251E-3,1.2205746143822145E-3,2.5706498682173179E-3,2.2708672014648047E-3,0,0,8.8111405528085874E-3]
[2004,5,14,18,2.845006364517148E-3,1.4286308535530437E-3,2.4401484629500612E-3,5.7694312836021099E-3,0,0,1.2483216964622363E-2,null,2.4566935885886473E-3,1.2011885283684702E-3,2.4573860822014407E-3,2.1859479299976151E-3,0,0,8.301216129156172E-3]
[2004,5,14,21,3.4797538025161225E-3,1.4566215838575892E-3,2.2206441354604284E-3,6.1263758301040357E-3,0,0,1.3283395351938176E-2,null,3.004804826845862E-3,1.2247230502912304E-3,2.2363311392149454E-3,2.3211886763026251E-3,0,0,8.787047692654662E-3]
[2004,5,15,1,2.4777421863859104E-3,9.7823079198782956E-4,1.8360906861218411E-3,5.3760177140891856E-3,1.5512284125915815E-5,2.632616625685445E-4,1.0946855325279227E-2,null,2.139557021519343E-3,8.2249351013960589E-4,1.8490611396163423E-3,2.0368896371371053E-3,2.2794321140803165E-6,1.0613887605999264E-4,6.9564196165864695E-3]
[2004,5,15,4,1.9045868867747073E-3,9.1206426714669048E-4,1.7878024334184728E-3,5.6725049018178332E-3,1.5512284125915815E-5,2.632616625685445E-4,1.0555732435852163E-2,null,1.6446312570705089E-3,7.6686089489577387E-4,1.8004317705722869E-3,2.1492240289389974E-3,2.2794321140803165E-6,1.0613887605999264E-4,6.4695662596516391E-3]
[2004,5,15,7,2.2975036666248827E-3,9.0383642763472991E-4,2.319364515478769E-3,5.5499395641208128E-3,0,0,1.1070644173859195E-2,null,1.9839191215708222E-3,7.5994295216029115E-4,2.3357488966055831E-3,2.1027859255873292E-3,0,0,7.1823968959240257E-3]
[2004,5,15,10,3.3635553195677645E-3,9.635047457820583E-4,2.5708708190430919E-3,5.509502827927136E-3,0,0,1.2407433712320051E-2,null,2.9044661873182816E-3,8.1011189474427538E-4,2.5890318830094914E-3,2.0874650741145584E-3,0,0,8.3910750391866067E-3]
[2004,5,15,15,2.2798112429402509E-3,9.3136922179490377E-4,2.4421513978120889E-3,5.2294463803694126E-3,0,0,1.0882778242916655E-2,null,1.9686415234695591E-3,7.8309244274904618E-4,2.45940316613229E-3,1.981356034639341E-3,0,0,7.1924931669902362E-3]
[2004,5,15,16,2.4667901589052999E-3,9.5467209999142903E-4,2.3950825429173341E-3,4.9689914362524021E-3,0,0,1.0785536238066464E-2,null,2.1300998280208571E-3,8.0268543270724225E-4,2.4120018089281089E-3,1.88267370046051E-3,0,0,7.2274607701167184E-3]
[2004,5,15,19,2.9568475204595733E-3,8.7224501840553915E-4,2.0305961126879908E-3,4.9836299006076465E-3,0,0,1.0843318552160749E-2,null,2.5532696293915406E-3,7.3338099021839269E-4,2.0449405852376364E-3,1.8882199873097247E-3,0,0,7.219811192157294E-3]
[2004,5,15,22,3.7231254060987244E-3,8.2669017156355713E-4,1.9331303039335946E-3,5.0674723576143079E-3,1.4224764853940238E-5,2.4141094984448779E-4,1.180605395390861E-2,null,3.2149588235548953E-3,6.9507861189436213E-4,1.9467862616134094E-3,1.9199865924273785E-3,2.0902392942340533E-6,9.7329351471362813E-5,7.8762298802556429E-3]
[2004,5,16,2,2.0792606305168027E-3,1.04205537201118E-3,1.7118447983067292E-3,5.053895713677278E-3,1.5512284125915815E-5,2.632616625685445E-4,1.016583046120645E-2,null,{"$f":"E3268*V$5","v":1.7954639130877167E-3},{"$f":"F3268*W$5","v":8.7615702521861671E-4},{"$f":"G3268*X$5","v":1.7239375579476701E-3},{"$f":"H3268*Y$5","v":1.9148426128474819E-3},{"$f":"I3268*Z$5","v":2.2794321140803165E-6},{"$f":"J3268*AA$5","v":1.0613887605999264E-4},6.4188194172755579E-3]
[2004,5,16,7,2.1255519456126939E-3,1.0455572621915685E-3,2.21334287593363E-3,4.9784045430122893E-3,0,0,1.0362856626750183E-2,null,1.835436961451253E-3,8.7910140395846225E-4,2.2289783023625499E-3,1.8862401804522391E-3,0,0,6.8297568482245039E-3]
[2004,5,16,9,2.9521847252877501E-3,1.1009220891823441E-3,2.3824603431858993E-3,4.329055890730499E-3,0,0,1.0764623048386494E-2,null,2.549243255620857E-3,9.2565198411080065E-4,2.3992904438543232E-3,1.6402120586967268E-3,0,0,7.5143977422827074E-3]
[2004,5,16,13,2.9169040625593411E-3,1.1298683319433899E-3,2.451079338192818E-3,4.7295423695400858E-3,0,0,1.1227394102235635E-2,null,2.5187780239760232E-3,9.499898980354954E-4,2.4683941749858267E-3,1.7919501670669634E-3,0,0,7.7291122640643084E-3]
[2004,5,16,16,2.8102352288569441E-3,1.1114360252652584E-3,2.3487007010330688E-3,4.5908580749096442E-3,0,0,1.0861230030064915E-2,null,2.4266683390462384E-3,9.3449206997299993E-4,2.3652923179099004E-3,1.7394048412161772E-3,0,0,7.4658575681453157E-3]
[2004,5,16,17,3.1558908686609376E-3,1.1002824355761942E-3,2.1868806443180217E-3,4.7329782668003896E-3,0,0,1.1176032215355543E-2,null,2.7251457009097499E-3,9.2511416528102681E-4,2.2023291370910358E-3,1.7932519751888822E-3,0,0,7.6458409784706943E-3]
[2004,5,16,20,3.0653206108677564E-3,1.271962684332792E-3,1.9537635501294805E-3,4.3977208819629843E-3,0,0,1.0688767727293014E-2,null,2.6469373093882453E-3,1.069462402504796E-3,1.9675652645315786E-3,1.6662281576967383E-3,0,0,7.3501931341213578E-3]
[2004,5,16,24,2.6300037785719392E-3,1.2153117977812286E-3,1.8332441923925365E-3,7.2750831169690836E-3,1.5512284125915815E-5,2.632616625685445E-4,1.3232416832409248E-2,null,2.2710365436662823E-3,1.0218305073385931E-3,1.8461945377764651E-3,2.7564160310390683E-3,2.2794321140803165E-6,1.0613887605999264E-4,8.0038959279944803E-3]
[2004,5,17,4,1.6898917082097072E-3,9.5186229755262364E-4,1.8567263198735488E-3,6.9883702839654404E-3,1.5512284125915815E-5,2.632616625685445E-4,1.1765624556295781E-2,null,1.459239661726557E-3,8.0032295926066863E-4,1.8698425469564296E-3,2.6477849904737037E-3,2.2794321140803165E-6,1.0613887605999264E-4,6.8856084665914327E-3]
[2004,5,17,7,2.1257521954768182E-3,1.0126327577422818E-3,2.655527304259248E-3,6.6911334293405329E-3,0,0,1.248504568681888E-2,null,1.8356098793622447E-3,8.5141857956170391E-4,2.6742863958790762E-3,2.5351665615250788E-3,0,0,7.8964814163281025E-3]
[2004,5,17,10,3.0356028748228276E-3,1.1909205548724816E-3,3.1343385625486617E-3,7.573064684591348E-3,0,0,1.4933926676835319E-2,null,2.6212757247536756E-3,1.0013224236010974E-3,3.1564800574480382E-3,2.8693166201790524E-3,0,0,9.6483948259818639E-3]
[2004,5,17,14,2.3117572742380674E-3,1.1464319945731409E-3,3.0557931592246983E-3,7.5787736543267885E-3,0,0,1.4092756082362694E-2,null,1.9962272650162279E-3,9.6391657579773208E-4,3.0773797961812072E-3,2.871479660167253E-3,0,0,8.9090032971624201E-3]
[2004,5,17,17,2.8117282584566002E-3,1.15923665593194E-3,2.6414742227909801E-3,6.9777798812219721E-3,0,0,1.3590219018401493E-2,null,2.4279575861603378E-3,9.7468269658784377E-4,2.6601340410791498E-3,2.6437724513139562E-3,0,0,8.706546775141287E-3]
[2004,5,17,18,2.8747709737463926E-3,1.1522326037364176E-3,2.5068400157022058E-3,6.3906759364380419E-3,0,0,1.2924519529623058E-2,null,2.4823956487219087E-3,9.6879371055031587E-4,2.5245487553018264E-3,2.4213278827407091E-3,0,0,8.3970659973147607E-3]
[2004,5,17,21,3.2585016651854779E-3,1.2001240552986742E-3,2.2929297831155303E-3,7.4590113936007472E-3,0,0,1.4210566897200429E-2,null,2.8137512270997047E-3,1.0090606991012257E-3,2.3091274248457838E-3,2.826103599155833E-3,0,0,8.9580429502025462E-3]
[2004,5,18,1,2.3230988355741854E-3,1.2143217843668518E-3,1.9894873257368436E-3,7.3841583006049082E-3,1.5512284125915815E-5,2.632616625685445E-4,1.3189840192977248E-2,null,2.0060208251876667E-3,1.0209981070349577E-3,2.003541398899686E-3,2.7977429244818441E-3,2.2794321140803165E-6,1.0613887605999264E-4,7.9367215637782262E-3]
[2004,5,18,5,1.8998413966585478E-3,1.2550833344694315E-3,1.9133690352991751E-3,5.9978318384683723E-3,1.5512284125915815E-5,2.632616625685445E-4,1.1344899551589986E-2,null,1.6405334753261582E-3,1.0552702958652386E-3,1.9268853960528944E-3,2.2724853538056158E-3,2.2794321140803165E-6,1.0613887605999264E-4,7.0035928292239797E-3]
[2004,5,18,8,2.6178493288682406E-3,1.5022532804813964E-3,3.0004500261437772E-3,8.4140376789962907E-3,0,0,1.5534590314489706E-2,null,2.2605410456483133E-3,1.263090043680872E-3,3.0216457098977607E-3,3.1879482297673782E-3,0,0,9.7332250289943242E-3]
[2004,5,18,12,2.6902281505183914E-3,1.5259996367251441E-3,3.0933339398660289E-3,7.4513381723520563E-3,0,0,1.4760899899461621E-2,null,2.3230409364447631E-3,1.2830559086484394E-3,3.1151857712125187E-3,2.8231963347686716E-3,0,0,9.5444789510743932E-3]
[2004,5,18,15,2.1361660729690979E-3,1.5860002753370782E-3,2.9788587478284641E-3,7.5553627895707173E-3,0,0,1.4256387885705359E-2,null,1.8446023745589903E-3,1.3335042652803798E-3,2.9999019071601015E-3,2.8626096470173541E-3,0,0,9.0406181940168254E-3]
[2004,5,18,18,2.9526801596428537E-3,1.4594227655544013E-3,2.5215390747369924E-3,6.0608523562635935E-3,0,0,1.2994494356197841E-2,null,{"$f":"E3332*V$5","v":2.5496710685139769E-3},{"$f":"F3332*W$5","v":1.227078275443843E-3},{"$f":"G3332*X$5","v":2.5393516509624749E-3},{"$f":"H3332*Y$5","v":2.2963628494633561E-3},{"$f":"I3332*Z$5","v":0},{"$f":"J3332*AA$5","v":0},8.6124638443836506E-3]
[2004,5,18,20,3.0581416968775425E-3,1.3959850193989841E-3,2.3561656556873685E-3,7.1043234068655882E-3,0,0,1.3914615778829484E-2,null,2.6407382399616357E-3,1.1737400091184833E-3,2.3728100062597162E-3,2.6917178283082997E-3,0,0,8.8790060836481353E-3]
[2004,5,18,23,3.1427119265904531E-3,1.2454653214147751E-3,2.0171257314685362E-3,7.2899348486837627E-3,1.5512284125915815E-5,2.632616625685445E-4,1.3974011774851988E-2,null,2.7137655427165236E-3,1.0471834993927849E-3,2.0313750469791092E-3,2.7620431215793187E-3,2.2794321140803165E-6,1.0613887605999264E-4,8.662785518841809E-3]
[2004,5,19,2,2.0511025917480234E-3,1.2514732661375735E-3,1.9358158547158626E-3,7.724009777283645E-3,1.5512284125915815E-5,2.632616625685445E-4,1.3241175436579565E-2,null,1.7711491438227871E-3,1.0522349612607329E-3,1.9494907835781968E-3,2.9265073720390897E-3,2.2794321140803165E-6,1.0613887605999264E-4,7.8078005688748797E-3]
[2004,5,19,6,2.0210262256074381E-3,1.3439563176256041E-3,2.0390154235195523E-3,5.8400004000655958E-3,1.0346693822461282E-5,1.7559553420235161E-4,1.1429940594843003E-2,null,1.7451778782442088E-3,1.1299944330232601E-3,2.0534193714973029E-3,2.2126854724818382E-3,1.5203812657139738E-6,7.0794632456364637E-5,7.2135921689686884E-3]
[2004,5,19,9,3.2211309086602117E-3,1.4882314010573811E-3,3.1583347112727539E-3,8.195938187489555E-3,0,0,1.60636352084799E-2,null,2.7814811769861576E-3,1.2513004895994908E-3,3.1806457190036181E-3,3.1053137189191926E-3,0,0,1.031874110450846E-2]
[2004,5,19,11,3.0148062237580729E-3,1.5582500171127894E-3,3.1585295853768921E-3,8.0422271897694839E-3,0,0,1.5773813016017237E-2,null,2.6033175929294013E-3,1.3101719315600367E-3,3.1808419697312122E-3,3.0470750085910101E-3,0,0,1.0141406502811661E-2]
[2004,5,19,17,2.865146954067717E-3,1.514781870732238E-3,2.6934712069249236E-3,6.4978620631121736E-3,0,0,1.3571262094837052E-2,null,2.4740852042406834E-3,1.2736240447130576E-3,2.7124983406565306E-3,2.461939041832545E-3,0,0,8.922146631442817E-3]
[2004,5,19,20,3.0153920163178954E-3,1.3959850193989841E-3,2.3858967753827812E-3,7.5174616612575691E-3,0,0,1.431473547235723E-2,null,2.6038234311039333E-3,1.1737400091184833E-3,2.4027511515863592E-3,2.8482494979995164E-3,0,0,9.0285640898082921E-3]
[2004,5,19,21,3.2112999739801027E-3,1.4711642885186353E-3,2.2127268406127928E-3,7.2641572327831853E-3,0,0,1.4159348335894717E-2,null,2.7729920591762027E-3,1.236950512666731E-3,2.2283579152645701E-3,2.7522763831698861E-3,0,0,8.9905768702773902E-3]
[2004,5,19,24,2.7392383638913031E-3,1.1880775883970505E-3,1.995562076817193E-3,7.4546017203333615E-3,1.5512284125915815E-5,2.632616625685445E-4,1.3656253696133368E-2,null,2.3653617827072734E-3,9.9893206593219298E-4,2.0096590630436294E-3,2.8244328424248872E-3,2.2794321140803165E-6,1.0613887605999264E-4,8.3068040622820555E-3]
[2004,5,20,4,1.7735799332255602E-3,1.3029433496512042E-3,1.9077027359344523E-3,5.5999884168339191E-3,1.5512284125915815E-5,2.632616625685445E-4,1.0862988382339596E-2,null,1.531505343941192E-3,1.0955108528019097E-3,1.9211790689962109E-3,2.1217486587596472E-3,2.2794321140803165E-6,1.0613887605999264E-4,6.7783622326730323E-3]
[2004,5,20,8,2.5003401364575239E-3,1.5022532804813964E-3,3.0059359574217907E-3,6.3620674821235302E-3,0,0,1.3370596856484241E-2,null,2.1590705944057086E-3,1.263090043680872E-3,3.0271703947172268E-3,2.4104885836113512E-3,0,0,8.8598196164151582E-3]
[2004,5,20,11,2.915495828529166E-3,1.5582500171127894E-3,3.1450174107579281E-3,6.2591523386241674E-3,0,0,1.387791559502405E-2,null,2.5175619987479916E-3,1.3101719315600367E-3,3.1672343428375705E-3,2.3714956337278431E-3,0,0,9.3664639068734429E-3]
[2004,5,20,15,2.0671545331442552E-3,1.5860002753370782E-3,2.9620953545739276E-3,6.055703901144043E-3,0,0,1.2670954064199304E-2,null,1.7850101678276371E-3,1.3335042652803798E-3,2.9830200944754894E-3,2.2944121797598702E-3,0,0,8.3959467073433762E-3]
[2004,5,20,18,2.8476916871952107E-3,1.4594227655544013E-3,2.5168661120161919E-3,4.360068234730956E-3,0,0,1.1184048799496759E-2,null,2.4590123935968773E-3,1.227078275443843E-3,2.5346456776468768E-3,1.651962154302311E-3,0,0,7.8726985009899084E-3]
[2004,5,20,21,3.1172481503750843E-3,1.4711642885186353E-3,2.2191524379875129E-3,6.9834509718470711E-3,0,0,1.3791015848728303E-2,null,2.6917772981383185E-3,1.236950512666731E-3,2.2348289041401307E-3,2.645921139495406E-3,0,0,8.8094778544405856E-3]
[2004,5,20,22,3.3068044591816653E-3,1.333135098945522E-3,2.1745456445437369E-3,7.5439644685818272E-3,1.163421309443686E-5,1.974462469264084E-4,1.4567530131273597E-2,null,2.8554612091234149E-3,1.1208959848768029E-3,2.1899070008032139E-3,2.858291000179159E-3,1.7095740855602371E-6,7.9604157044994487E-5,9.1058689261131441E-3]
[2004,5,21,1,1.8589024222056296E-3,1.3185924723198776E-3,2.0136289157291739E-3,7.2919632229137546E-3,1.5512284125915815E-5,2.632616625685445E-4,1.2761860979862896E-2,null,1.6051822306624409E-3,1.1086685881132334E-3,2.0278535291450906E-3,2.7628116410800042E-3,2.2794321140803165E-6,1.0613887605999264E-4,7.6129342971748412E-3]
[2004,5,21,5,1.5298455485671619E-3,1.2517796661054793E-3,1.9366999788746776E-3,5.8894455315721319E-3,1.5512284125915815E-5,2.632616625685445E-4,1.088654467181391E-2,null,1.321038081872163E-3,1.0524925814329599E-3,1.9503811533388069E-3,2.2314194650631123E-3,2.2794321140803165E-6,1.0613887605999264E-4,6.6637495898811154E-3]
[2004,5,21,9,2.1474891476966299E-3,1.4334217791437856E-3,3.0778322730044862E-3,7.4710377912816008E-3,0,0,{"$f":"SUM(E3395:J3395)","v":1.4129780991126502E-2},null,1.8543799713451258E-3,1.2052167242075518E-3,3.0995745979684017E-3,2.8306602145003138E-3,0,0,{"$f":"SUM(M3395:R3395)","v":8.9898315080213925E-3}]
[2004,5,21,12,2.037800132063965E-3,1.5459134625845697E-3,2.9974850084678465E-3,6.904255810952626E-3,0,0,1.3485454414069007E-2,null,1.7596623268420343E-3,1.2997993935863288E-3,3.0186597468381589E-3,2.615915322714977E-3,0,0,8.6940367899814991E-3]
[2004,5,21,16,1.9863634796011827E-3,1.5458607427545567E-3,2.6918248692606528E-3,6.7824636915618033E-3,0,0,1.3006512783178195E-2,null,1.7152462243335163E-3,1.2997550669116866E-3,2.7108403729860339E-3,2.5697701797735796E-3,0,0,8.2956118440048153E-3]
[2004,5,21,19,2.4419708069976617E-3,1.3363743331862151E-3,2.3928385681085637E-3,5.9613788110863038E-3,0,0,1.2132562519378744E-2,null,2.1086680507619799E-3,1.123619523291882E-3,2.4097419823037826E-3,2.25867386774555E-3,0,0,7.9007034241031955E-3]
[2004,5,21,22,2.7625110893094722E-3,1.2566584147403112E-3,2.1375567882260357E-3,5.9229318360373333E-3,1.163421309443686E-5,1.974462469264084E-4,1.2288738588333997E-2,null,2.3854580313613619E-3,1.056594618623588E-3,2.1526568489818047E-3,2.244106905875004E-3,1.7095740855602371E-6,7.9604157044994487E-5,7.9201301359723125E-3]
[2004,5,22,2,1.6402288862968246E-3,9.4914008650459863E-4,1.8253269032837687E-3,5.1835187823054104E-3,1.5512284125915815E-5,2.632616625685445E-4,9.8769886050850634E-3,null,1.4163552809721733E-3,7.9803413239223496E-4,1.8382213196054978E-3,1.9639547808618478E-3,2.2794321140803165E-6,1.0613887605999264E-4,6.1249838220058268E-3]
[2004,5,22,3,1.4167164712320819E-3,9.4758058679951594E-4,1.810105102771973E-3,5.0112624339028397E-3,1.5512284125915815E-5,2.632616625685445E-4,9.4644385414008707E-3,null,1.2233499070974786E-3,7.9672290972678536E-4,1.8228919897341051E-3,1.8986895251182252E-3,2.2794321140803165E-6,1.0613887605999264E-4,5.8500726398506677E-3]
[2004,5,22,7,1.6242383876877761E-3,9.0383642763472991E-4,2.3547482631253273E-3,4.8070912069024998E-3,0,0,9.6899142853503328E-3,null,1.4025473134747606E-3,7.5994295216029115E-4,2.371382600998167E-3,1.8213322174239707E-3,0,0,6.3552050840571892E-3]
[2004,5,22,10,2.3148947170966842E-3,9.635047457820583E-4,2.5987713133234481E-3,4.5801483737691068E-3,0,0,1.0457319149971297E-2,null,1.9989364806620898E-3,8.1011189474427538E-4,2.6171294710751777E-3,1.7353471017461553E-3,0,0,7.1615249482276985E-3]
[2004,5,22,13,2.1564256395972129E-3,9.2812281066433522E-4,2.5560348531041849E-3,4.6581727871099037E-3,0,0,1.0298756090475637E-2,null,1.8620967281968675E-3,7.8036287002652765E-4,2.5740911133113197E-3,1.7649093404569884E-3,0,0,6.9814600519917036E-3]
[2004,5,22,17,2.5118157328265721E-3,8.6051223019945153E-4,2.360112110156833E-3,3.8758536603297369E-3,0,0,9.6082937335125931E-3,null,2.1689798952693839E-3,7.235160971539045E-4,2.3767843391474699E-3,1.4685007705788579E-3,0,0,6.737781102149616E-3]
[2004,5,22,19,2.258512624008233E-3,8.7224501840553915E-4,2.124487158355115E-3,4.2678067293279113E-3,0,0,9.5230515300967974E-3,null,1.9502499369941585E-3,7.3338099021839269E-4,2.1394948930467564E-3,1.6170057024718746E-3,0,0,6.4401315227311821E-3]
[2004,5,22,22,2.8465720014903364E-3,8.2669017156355713E-4,1.9317213886420547E-3,4.6763857320188109E-3,1.163421309443686E-5,1.974462469264084E-4,1.0490449753735604E-2,null,2.4580455329505512E-3,6.9507861189436213E-4,1.9453673935072265E-3,1.7718099424861591E-3,1.7095740855602371E-6,7.9604157044994487E-5,6.9516152119688535E-3]
[2004,5,23,1,2.3548501643664873E-3,1.0202111324959433E-3,1.7755474035186371E-3,4.7282279314052262E-3,1.5512284125915815E-5,2.632616625685445E-4,1.0157610578480756E-2,null,2.0334384390271556E-3,8.5779045428017011E-4,1.7880901690795605E-3,1.7914521468672649E-3,2.2794321140803165E-6,1.0613887605999264E-4,6.5791895174282236E-3]
[2004,5,23,4,1.6902546124513303E-3,1.0533111812594204E-3,1.7664503736493403E-3,4.77043372888733E-3,1.5512284125915815E-5,2.632616625685445E-4,9.5592238429418816E-3,null,1.4595530334415685E-3,8.8562087580875662E-4,1.7789288762608626E-3,1.8074432681935773E-3,2.2794321140803165E-6,1.0613887605999264E-4,6.0399643618788378E-3]
[2004,5,23,8,2.1301351371065358E-3,1.1036139977106799E-3,2.2875821784899392E-3,4.5569121134005153E-3,0,0,1.007824342670767E-2,null,1.8393945965900084E-3,9.2791533271174441E-4,2.3037420438414835E-3,1.7265432434875479E-3,0,0,6.7975952166307845E-3]
[2004,5,23,11,2.6489287595388524E-3,1.205817554157789E-3,2.4387873164486377E-3,4.5048600225074424E-3,0,0,1.0798393652652722E-2,null,2.2873784682346898E-3,1.0138477758319564E-3,2.4560153203321438E-3,1.7068215144736059E-3,0,0,7.4640630788723955E-3]
[2004,5,23,14,2.4694286383100342E-3,1.1044828656966382E-3,2.4620650257191237E-3,4.6472212798993259E-3,0,0,1.0683197809625122E-2,null,2.1323781833588545E-3,9.2864587430322972E-4,2.4794574672569536E-3,1.7607599844216097E-3,0,0,7.3012415093406478E-3]
[2004,5,23,16,2.6393856872028213E-3,1.1114360252652584E-3,2.3653583213169701E-3,4.6806364229462147E-3,0,0,1.0796816456731265E-2,null,2.2791379226542777E-3,9.3449206997299993E-4,2.3820676104258183E-3,1.7734204632770432E-3,0,0,7.3691180663301385E-3]
[2004,5,23,22,3.155316663583695E-3,1.2157127954256159E-3,1.8581722804331669E-3,4.6365688194598955E-3,1.0346693822461282E-5,1.7559553420235161E-4,1.1051712786927185E-2,null,2.7246498686510278E-3,1.022167664952922E-3,1.8712987220246965E-3,1.7567239325644471E-3,1.5203812657139738E-6,7.0794632456364637E-5,7.4471552019151725E-3]
[2004,5,23,23,2.8139385967305857E-3,1.1326200757752951E-3,1.8699600026995146E-3,4.4926240302068871E-3,1.5512284125915815E-5,2.632616625685445E-4,1.0587916652106743E-2,null,2.4298662370280605E-3,9.5230355597986408E-4,1.8831697147441964E-3,1.7021854869821464E-3,2.2794321140803165E-6,1.0613887605999264E-4,7.0759433029083402E-3]
[2004,5,24,2,1.5087132475576129E-3,1.04205537201118E-3,1.8100853682668405E-3,4.7796004393687638E-3,1.5512284125915815E-5,2.632616625685445E-4,9.419228373898858E-3,null,{"$f":"E3460*V$5","v":1.302790112711259E-3},{"$f":"F3460*W$5","v":8.7615702521861671E-4},{"$f":"G3460*X$5","v":1.8228721158211085E-3},{"$f":"H3460*Y$5","v":1.810916392461255E-3},{"$f":"I3460*Z$5","v":2.2794321140803165E-6},{"$f":"J3460*AA$5","v":1.0613887605999264E-4},5.9211539543863123E-3]
[2004,5,24,5,1.5087894883414439E-3,1.0162141948858582E-3,1.9244302692068755E-3,4.7173349225440976E-3,1.5512284125915815E-5,2.632616625685445E-4,9.4455428216727363E-3,null,1.3028559474479269E-3,8.5442984114914445E-4,1.9380247683777635E-3,1.7873249549481746E-3,2.2794321140803165E-6,1.0613887605999264E-4,5.9910538200970828E-3]
[2004,5,24,9,2.3006414959526279E-3,1.1009220891823441E-3,2.9652316362551515E-3,4.8084062355142933E-3,0,0,1.1175201456904416E-2,null,1.9866286709369321E-3,9.2565198411080065E-4,2.9861785313781298E-3,1.821830461346211E-3,0,0,7.7202896477720738E-3]
[2004,5,24,13,2.1906043825483642E-3,1.1298683319433899E-3,2.8640424761109803E-3,4.3257894171723262E-3,0,0,1.0510304607775061E-2,null,1.8916104402649119E-3,9.499898980354954E-4,2.8842745539835266E-3,1.6389744425848625E-3,0,0,7.3648493348687965E-3]
[2004,5,24,16,1.9828316521059057E-3,1.1114360252652584E-3,2.5975918080185364E-3,4.6421230267793137E-3,0,0,1.0333982512169014E-2,null,1.7121964533130143E-3,9.3449206997299993E-4,2.6159416335463626E-3,1.7588283354762501E-3,0,0,7.0214584923086274E-3]
[2004,5,24,20,2.283839048865117E-3,1.271962684332792E-3,2.3182551995426506E-3,4.5989312706019607E-3,0,0,1.0472988203342519E-2,null,1.9721195771973499E-3,1.069462402504796E-3,2.3346317442750706E-3,1.7424636497095278E-3,0,0,7.1186773736867442E-3]
[2004,5,24,23,2.3689042685951728E-3,1.1326200757752951E-3,2.0084935213282597E-3,7.0661094978548018E-3,1.5512284125915815E-5,2.632616625685445E-4,1.2854901310247989E-2,null,2.0455743091547527E-3,9.5230355597986408E-4,2.0226818574541946E-3,2.6772391715407487E-3,2.2794321140803165E-6,1.0613887605999264E-4,7.806217202303632E-3]
[2004,5,24,24,2.1202671524792474E-3,1.2153117977812286E-3,1.9723357006552751E-3,7.4414555910647948E-3,1.5512284125915815E-5,2.632616625685445E-4,1.3028144188675006E-2,null,1.8308734857522598E-3,1.0218305073385931E-3,1.9862686118531027E-3,2.8194519781681656E-3,2.2794321140803165E-6,1.0613887605999264E-4,7.7668428912861945E-3]
[2004,5,25,3,1.3112098166964195E-3,1.322001975142898E-3,1.9445514361145354E-3,6.9729179133069903E-3,1.5512284125915815E-5,2.632616625685445E-4,1.1829455087955304E-2,null,1.1322437763752755E-3,1.1115352878406448E-3,1.9582880745934671E-3,2.6419303271639247E-3,2.2794321140803165E-6,1.0613887605999264E-4,6.9524157741473859E-3]
[2004,5,25,6,1.3908922226705477E-3,1.3439563176256041E-3,2.0744414354656282E-3,7.5493540291982431E-3,9.0436619558843546E-6,1.5348155454659388E-4,1.2521169221462502E-2,null,1.2010503907721407E-3,1.1299944330232601E-3,2.0890956387515261E-3,2.8603330210117037E-3,1.3289089681312272E-6,6.1878966867325263E-5,7.3436813593940877E-3]
[2004,5,25,11,1.9336771484251951E-3,1.5582500171127894E-3,3.1668868657992334E-3,7.5556365836016376E-3,0,0,1.4214450614938857E-2,null,1.6697510108181419E-3,1.3101719315600367E-3,3.189258287388412E-3,2.8627133833244037E-3,0,0,9.0318946130909933E-3]
[2004,5,25,14,1.5962733221553237E-3,1.5730975016959607E-3,3.1490305721942318E-3,7.1604324062015581E-3,0,0,1.3478833802247073E-2,null,1.3783991786744726E-3,1.3226556519781404E-3,3.1712758539213992E-3,2.7129766569386538E-3,0,0,8.5853073415126657E-3]
[2004,5,25,18,2.1450765254302185E-3,1.4594227655544013E-3,2.5490264819142119E-3,6.0201451186033357E-3,0,0,1.2173670891502168E-2,null,1.8522966460747497E-3,1.227078275443843E-3,2.5670332338082339E-3,2.2809395091850392E-3,0,0,7.9273476645118652E-3]
[2004,5,25,21,2.1874176215527434E-3,1.4711642885186353E-3,2.2783405179240298E-3,6.9542103611176624E-3,0,0,1.2891132789113071E-2,null,1.8888586378774208E-3,1.236950512666731E-3,2.2944350986306011E-3,2.6348423261160899E-3,0,0,8.0550865752908422E-3]
[2004,5,25,24,2.0434920658223897E-3,1.1880775883970505E-3,2.0144569853459198E-3,7.8324478073129589E-3,1.5512284125915815E-5,2.632616625685445E-4,1.3357248393572779E-2,null,1.7645773728487473E-3,9.9893206593219298E-4,2.0286874483849164E-3,2.967592857873597E-3,2.2794321140803165E-6,1.0613887605999264E-4,7.8682080532135271E-3]
[2004,5,26,3,1.3061751220621119E-3,1.322001975142898E-3,1.9502603402276318E-3,6.6897782999116853E-3,1.5512284125915815E-5,2.632616625685445E-4,1.1546989684038786E-2,null,1.1278962634196394E-3,1.1115352878406448E-3,1.9640373073656343E-3,2.5346531240259115E-3,2.2794321140803165E-6,1.0613887605999264E-4,6.8465402908259032E-3]
[2004,5,26,5,1.2651218346287319E-3,1.2550833344694315E-3,1.9404681517920645E-3,5.8111677232470403E-3,1.5512284125915815E-5,2.632616625685445E-4,1.0550614990831727E-2,null,1.0924463082680668E-3,1.0552702958652386E-3,1.9541759452636064E-3,2.2017612189272552E-3,2.2794321140803165E-6,1.0613887605999264E-4,6.4120720764982405E-3]
[2004,5,26,8,1.6827829681436693E-3,1.5022532804813964E-3,3.0492285101463876E-3,8.5214646843808448E-3,0,0,1.4755729443152298E-2,null,1.4531011882380654E-3,1.263090043680872E-3,3.0707687733174285E-3,3.228650654062411E-3,0,0,9.0156106592987773E-3]
[2004,5,26,12,1.8485643163168007E-3,1.5259996367251441E-3,3.1156242462568422E-3,7.6087800776733555E-3,0,0,1.4098968276972143E-2,null,1.5962551650600598E-3,1.2830559086484394E-3,3.1376335400776015E-3,2.8828486280562523E-3,0,0,8.899793241842353E-3]
[2004,5,26,15,1.636603018037574E-3,1.5860002753370782E-3,2.9992363260690439E-3,8.4317644564726978E-3,0,0,1.4653604075916394E-2,null,1.413224304740744E-3,1.3335042652803798E-3,3.0204234360415175E-3,3.1946646305052143E-3,0,0,8.9618166365678549E-3]
[2004,5,26,19,2.1046254262216488E-3,1.4306827088497566E-3,2.442944341432112E-3,7.598349131056603E-3,0,0,1.3576601607560121E-2,null,1.8173666869307314E-3,1.2029137221357432E-3,2.4602017112394427E-3,2.8788965043470035E-3,0,0,8.3593786246529203E-3]
[2004,5,26,22,2.459435824428429E-3,1.333135098945522E-3,2.1706250805493283E-3,7.5620423128494136E-3,1.0346693822461282E-5,1.7559553420235161E-4,1.3711180544797506E-2,null,2.1237492811176932E-3,1.1208959848768029E-3,2.1859587412851873E-3,2.8651404146730736E-3,1.5203812657139738E-6,7.0794632456364637E-5,8.3680594356748371E-3]
[2004,5,26,24,2.0384163345890166E-3,1.1880775883970505E-3,2.014866353943981E-3,7.6343199173401557E-3,1.5512284125915815E-5,2.632616625685445E-4,1.3154454140964665E-2,null,1.7601944243485449E-3,9.9893206593219298E-4,2.0290997088316227E-3,2.8925252767427164E-3,2.2794321140803165E-6,1.0613887605999264E-4,7.7891697840291492E-3]
[2004,5,27,3,1.3183500173308777E-3,1.322001975142898E-3,1.9486312063348183E-3,6.7648491704839168E-3,1.5512284125915815E-5,2.632616625685445E-4,1.1632606315986971E-2,null,1.1384094164028989E-3,1.1115352878406448E-3,1.9623966649969307E-3,2.5630963112421102E-3,2.2794321140803165E-6,1.0613887605999264E-4,6.8838559886566578E-3]
[2004,5,27,6,1.3738221167473139E-3,1.3439563176256041E-3,2.0661267904332871E-3,5.8971211613182504E-3,7.7561420629579075E-6,1.3163083128427225E-4,1.0820413359471686E-2,null,1.1863101707497313E-3,1.1299944330232601E-3,2.0807222576678941E-3,2.2343276419925515E-3,1.1397160570401582E-6,5.3069438029996318E-5,6.6855636575204732E-3]
[2004,5,27,10,2.0674717151263327E-3,1.5192903925291244E-3,3.1786548510881587E-3,7.6851023712200773E-3,0,0,1.4450519329963694E-2,null,1.7852840578798717E-3,1.2774147962909409E-3,3.2011094037051606E-3,2.9117659600063372E-3,0,0,9.17557421788231E-3]
[2004,5,27,13,1.7755865897244711E-3,1.5976861534212231E-3,3.1426983907590802E-3,8.0162313926062968E-3,0,0,1.4532202526511072E-2,null,1.5332381134059137E-3,1.3433297164553123E-3,3.164898940891319E-3,3.0372256046889276E-3,0,0,9.0786923754414724E-3]
[2004,5,27,16,1.8845715645355731E-3,1.6370776504905336E-3,2.9041271882621236E-3,7.3162604563323987E-3,0,0,1.3742036859620629E-2,null,1.6273478110889171E-3,1.3764499688124824E-3,2.9246424312848046E-3,2.7720174855532906E-3,0,0,8.7004576967394942E-3]
[2004,5,27,21,2.204532455288016E-3,1.4711642885186353E-3,2.3180993328824522E-3,7.0348113338211879E-3,0,0,1.3028607410510292E-2,null,1.9036374808464912E-3,1.236950512666731E-3,2.3344747765465627E-3,2.6653807831625983E-3,0,0,8.1404435532223835E-3]
[2004,5,27,24,2.060809725980918E-3,1.1880775883970505E-3,2.0300660454083291E-3,7.7209595634653095E-3,1.5512284125915815E-5,2.632616625685445E-4,1.3278686869946066E-2,null,1.7795313586153256E-3,9.9893206593219298E-4,2.0444067734735373E-3,2.9253516933847325E-3,2.2794321140803165E-6,1.0613887605999264E-4,7.8566401995798629E-3]
[2004,5,28,3,1.3754624746385319E-3,1.2931163555686275E-3,1.9288126207914534E-3,6.7898516032628151E-3,1.5512284125915815E-5,2.632616625685445E-4,1.1666017000955887E-2,null,1.1877266374278402E-3,1.087248345709207E-3,1.9424380776311831E-3,2.5725693448031954E-3,2.2794321140803165E-6,1.0613887605999264E-4,6.8984007137454983E-3]
[2004,5,28,4,1.3616683944837526E-3,1.3114352813815625E-3,1.8865907635547852E-3,6.0436663549339013E-3,1.5512284125915815E-5,2.632616625685445E-4,1.0882134741048462E-2,null,1.1758153008841429E-3,1.1026508434809755E-3,1.8999179580919613E-3,2.2898513404107481E-3,2.2794321140803165E-6,1.0613887605999264E-4,6.5766537510419006E-3]
[2004,5,28,7,1.6143288489590324E-3,1.3101198224739949E-3,2.5739852737835401E-3,6.240036255453091E-3,0,0,1.1738470200669659E-2,null,1.3939903202235672E-3,1.1015448095846891E-3,2.5921683387821744E-3,2.3642528466343835E-3,0,0,7.4519563152248142E-3]
[2004,5,28,11,2.2014527786509649E-3,1.4260486380709163E-3,3.0844245041215558E-3,8.1784100795930254E-3,0,0,1.4890336000436462E-2,null,1.9009781469541207E-3,1.1990174093511308E-3,3.1062133977151013E-3,3.0986725910003812E-3,0,0,9.3048815450207344E-3]
[2004,5,28,14,1.9188065495416037E-3,1.4948364294759193E-3,2.9508485834126097E-3,7.6173913841237296E-3,0,0,1.3981882946553862E-2,null,1.65691008877613E-3,1.2568539776444704E-3,2.9716938742306302E-3,2.8861113183604546E-3,0,0,8.7715692590116853E-3]
[2004,5,28,18,1.9138393742699801E-3,1.4286308535530437E-3,2.4706733213922458E-3,5.9748801837773017E-3,0,0,1.1788023732992571E-2,null,1.6526208795162186E-3,1.2011885283684702E-3,2.4881265733788945E-3,2.2637893282190795E-3,0,0,7.6057253094826624E-3]
[2004,5,28,22,2.5433727381573754E-3,1.2566584147403112E-3,2.1426556768332603E-3,5.9952765288174151E-3,9.0436619558843546E-6,1.5348155454659388E-4,1.2100488575050838E-2,null,2.1962297087102759E-3,1.056594618623588E-3,2.157791756995943E-3,2.2715171866557809E-3,1.3289089681312272E-6,6.1878966867325263E-5,7.7453411468210442E-3]
[2004,5,29,1,1.7178515455375904E-3,9.7823079198782956E-4,1.8610178370391528E-3,5.0716926918106088E-3,1.5512284125915815E-5,2.632616625685445E-4,9.9075668130696407E-3,null,1.4833832819159797E-3,8.2249351013960589E-4,1.8741643801212585E-3,1.9215856115242038E-3,2.2794321140803165E-6,1.0613887605999264E-4,6.2100450918751212E-3]
[2004,5,29,4,1.3441361033564422E-3,9.1206426714669048E-4,1.8088773967432224E-3,5.3814525162122753E-3,1.5512284125915815E-5,2.632616625685445E-4,9.7253042301530899E-3,null,1.1606759789680589E-3,7.6686089489577387E-4,1.8216556109834289E-3,2.0389487992740528E-3,2.2794321140803165E-6,1.0613887605999264E-4,5.8965595922953872E-3]
[2004,5,29,5,1.3134772046482779E-3,8.6795219194351855E-4,1.8628376985292119E-3,5.4543373946621364E-3,1.5512284125915815E-5,2.632616625685445E-4,9.7773784364776056E-3,null,1.1342016902533062E-3,7.2977159462986026E-4,1.8759970974190408E-3,2.0665637480175155E-3,2.2794321140803165E-6,1.0613887605999264E-4,5.9149524384937953E-3]
[2004,5,29,8,1.5647242949401155E-3,9.8078210366065095E-4,2.5284815866129197E-3,5.0519306114988833E-3,0,0,1.0125918596712569E-2,null,1.3511562544221872E-3,8.246386453269524E-4,2.5463432059102411E-3,1.9140980661447064E-3,0,0,6.6362361718040877E-3]
[2004,5,29,11,1.9040587919275239E-3,9.6807849180620843E-4,2.5866514580083345E-3,5.1837691783153412E-3,0,0,1.0642557920057407E-2,null,1.6441752414912739E-3,8.1395748665643133E-4,2.6049239990631801E-3,1.9640496520220508E-3,0,0,7.0271063792329358E-3]
[2004,5,29,16,1.7717250033764389E-3,9.5467209999142903E-4,2.4400796843355478E-3,4.8939970945745459E-3,0,0,1.0060473882277963E-2,null,1.5299035920701056E-3,8.0268543270724225E-4,2.457316817723224E-3,1.8542595088541075E-3,0,0,6.6441653513546793E-3]
[2004,5,29,19,2.0989818450426996E-3,8.7224501840553915E-4,2.0456788411861116E-3,4.8567429707531209E-3,0,0,9.8736486753874704E-3,null,1.8124933938963388E-3,7.3338099021839269E-4,2.0601298606672536E-3,1.8401444997919881E-3,0,0,6.4461487445739733E-3]
[2004,5,29,23,2.5085959249432424E-3,7.5276016031064442E-4,1.8289633744556946E-3,4.9165326323980726E-3,1.5512284125915815E-5,2.632616625685445E-4,1.0285626038802115E-2,null,2.1661995565389973E-3,6.3291848060621791E-4,1.8418834794215501E-3,1.8627978742206787E-3,2.2794321140803165E-6,1.0613887605999264E-4,6.6122176989615172E-3]
[2004,5,30,2,1.4981102718469694E-3,1.04205537201118E-3,1.7491098309902735E-3,4.9697701688296509E-3,1.5512284125915815E-5,2.632616625685445E-4,9.5378195903725333E-3,null,1.2936343291695515E-3,8.7615702521861671E-4,1.7614658370912321E-3,1.8829687501424599E-3,2.2794321140803165E-6,1.0613887605999264E-4,5.9226442497959334E-3]
[2004,5,30,3,1.3282641821651634E-3,1.0489065477585022E-3,1.7599382545724291E-3,4.9208120921195074E-3,1.5512284125915815E-5,2.632616625685445E-4,9.336695023310063E-3,null,1.1469704043459731E-3,8.8191747319791994E-4,1.7723707544792505E-3,1.8644192950609212E-3,2.2794321140803165E-6,1.0613887605999264E-4,5.7740962352581379E-3]
[2004,5,30,8,1.4386387356127015E-3,1.1036139977106799E-3,2.3240511918098776E-3,4.2183583386588026E-3,0,0,9.0846622637920614E-3,null,1.24228001812391E-3,9.2791533271174441E-4,2.3404686804067401E-3,1.5982704750445078E-3,0,0,6.1089345062869029E-3]
[2004,5,30,10,1.6909398212294137E-3,1.1648349206871014E-3,2.4850173566649488E-3,4.611049192049005E-3,0,0,9.9518412906304705E-3,null,1.4601447185896078E-3,9.793897007701665E-4,2.5025719373298781E-3,1.7470549419879068E-3,0,0,6.6891612986775591E-3]
[2004,5,30,14,2.0191698360281238E-3,1.1044828656966382E-3,2.4876900933496803E-3,4.7209571264993574E-3,0,0,1.03322999215738E-2,null,1.743574865880404E-3,9.2864587430322972E-4,2.5052635546761884E-3,1.7886973517839829E-3,0,0,6.9661816466438046E-3]
[2004,5,30,17,2.1881159898897943E-3,1.1002824355761942E-3,2.1750790987184613E-3,4.7544033701432311E-3,0,0,1.021788089432768E-2,null,1.8894616864461354E-3,9.2511416528102681E-4,2.1904442233879719E-3,1.8013696141727074E-3,0,0,6.8063896892878416E-3]
[2004,5,30,20,2.0128641894707399E-3,1.271962684332792E-3,2.0265736796703186E-3,4.8598561630330784E-3,0,0,1.017125671650693E-2,null,1.7381298722724335E-3,1.069462402504796E-3,2.0408897370764287E-3,1.8413240400075722E-3,0,0,6.6898060518612301E-3]
[2004,5,30,24,1.8790625758545525E-3,1.2153117977812286E-3,1.8721983017722008E-3,7.1415390977984817E-3,1.5512284125915815E-5,2.632616625685445E-4,1.2386885719900924E-2,null,1.6225907401237814E-3,1.0218305073385931E-3,1.8854238255380836E-3,2.7058182757457114E-3,2.2794321140803165E-6,1.0613887605999264E-4,7.3440816569202427E-3]
[2004,5,31,1,1.8612589247820645E-3,9.1016364237256103E-4,1.7886200422797169E-3,6.9157909306161473E-3,1.5512284125915815E-5,2.632616625685445E-4,1.1754607486744948E-2,null,1.6072170959770577E-3,7.6526285529741347E-4,1.8012551551600741E-3,2.6202858004468837E-3,2.2794321140803165E-6,1.0613887605999264E-4,6.9024392150555018E-3]
[2004,5,31,5,1.3438844040064195E-3,1.0046120488097616E-3,1.8286946101236353E-3,7.1006483689238986E-3,1.5512284125915815E-5,2.632616625685445E-4,1.1556613378558176E-2,null,1.1604586338727493E-3,8.44674791594949E-4,1.8416128164930345E-3,2.6903254134953993E-3,2.2794321140803165E-6,1.0613887605999264E-4,6.6454899636302052E-3]
[2004,5,31,8,1.4543680804798653E-3,9.81842748307839E-4,2.3806951665970798E-3,7.6886119084966361E-3,0,0,1.2505517903881422E-2,null,1.2558624765569755E-3,8.2553043215887552E-4,2.3975127977611229E-3,2.9130956691869885E-3,0,0,7.3920013756639622E-3]
[2004,5,31,11,1.8233683956391071E-3,1.1970755180965324E-3,2.5515867827737059E-3,7.8029299231975732E-3,0,0,1.3374960619706919E-2,null,1.5744982166189326E-3,1.0064974981830808E-3,2.569611621063722E-3,2.9564089899136252E-3,0,0,8.1070163257793617E-3]
[2004,5,31,15,2.0469596234534014E-3,1.1560185073201737E-3,2.5147343090035318E-3,7.0776618039920611E-3,0,0,1.2795374243769168E-2,null,1.7675716461503517E-3,9.7197688690620022E-4,2.5324988152190995E-3,2.6816161609606961E-3,0,0,7.9536635092363472E-3]
[2004,5,31,18,2.335309692220045E-3,1.1522326037364176E-3,2.2212698835969535E-3,6.0828439321753249E-3,0,0,1.1791656111728742E-2,null,2.0165650312067452E-3,9.6879371055031587E-4,2.236961307741577E-3,2.3046951161077769E-3,0,0,7.5270151656064155E-3]
[2004,5,31,22,2.4611104514276243E-3,1.0406469477227437E-3,1.8989458952254586E-3,7.7801523191157948E-3,9.0436619558843546E-6,1.5348155454659388E-4,1.3343380829994098E-2,null,2.1251953395390421E-3,8.7497282630947398E-4,1.9123603684912751E-3,2.9477789094004242E-3,1.3289089681312272E-6,6.1878966867325263E-5,7.9235153195756722E-3]
[2004,6,1,2,1.9229573438777426E-3,1.0973553232733726E-3,1.8812498799315605E-3,6.6849113316185347E-3,1.5449265141447738E-5,2.621902472901438E-4,1.1864113391132802E-2,null,{"$f":"E3652*V$5","v":1.6604943443195698E-3},{"$f":"F3652*W$5","v":9.226530580533262E-4},{"$f":"G3652*X$5","v":1.894539345568319E-3},{"$f":"H3652*Y$5","v":2.5328091053102341E-3},{"$f":"I3652*Z$5","v":2.2701718725951003E-6},{"$f":"J3652*AA$5","v":1.0570691489886707E-4},7.1184729400229109E-3]
[2004,6,1,5,1.5779968821206297E-3,1.1952795390358002E-3,1.8337571569185802E-3,5.7612309243620973E-3,1.5449265141447738E-5,2.621902472901438E-4,1.0645904014868699E-2,null,1.3626172761749054E-3,1.0049874443860652E-3,1.8467111259702173E-3,2.1828409412105415E-3,2.2701718725951003E-6,1.0570691489886707E-4,6.5051338745131925E-3]
[2004,6,1,6,1.64702883521724E-3,1.2631169726880402E-3,2.0188254458476758E-3,5.7699909071618994E-3,7.7246325707238692E-6,1.310951236450719E-4,1.083778191713065E-2,null,1.4222271099859371E-3,1.062024954736882E-3,2.033086768426568E-3,2.1861599626750087E-3,1.1350859362975501E-6,5.2853457449433534E-5,6.7574873392101274E-3]
[2004,6,1,9,1.9175112101542614E-3,1.4764982353978114E-3,3.0913038425767984E-3,6.5125777798875168E-3,0,0,1.2997891068016389E-2,null,1.6557915492861593E-3,1.2414352791732493E-3,3.1131413329745111E-3,2.4675145984242182E-3,0,0,8.477882759858139E-3]
[2004,6,1,12,2.2937095819426348E-3,1.4891909305202865E-3,3.0641324948743206E-3,5.1620315183558444E-3,0,0,1.2009064525693086E-2,null,1.9806428886492756E-3,1.252107259088339E-3,3.0857780423007948E-3,1.9558135901893174E-3,0,0,8.2743417802277272E-3]
[2004,6,1,16,2.3479265210760375E-3,1.580029105835083E-3,2.7845796758274892E-3,5.5540399677812676E-3,0,0,1.2266575270519877E-2,null,2.0274597985947608E-3,1.3284837239075668E-3,2.8042504151107109E-3,2.1043395048663135E-3,0,0,8.2645334424793528E-3]
[2004,6,1,19,2.0939662219597701E-3,1.3378944122792488E-3,2.4215458202554133E-3,6.9084534988302334E-3,0,0,1.2761859953324666E-2,null,1.8081623494303973E-3,1.124897601225187E-3,2.4386520273092529E-3,2.6175057614732846E-3,0,0,7.9892177394381217E-3]
[2004,6,1,24,2.7343282876404118E-3,9.6195715505709449E-4,1.9834913843662567E-3,7.6510677275211684E-3,1.5449265141447738E-5,2.621902472901438E-4,1.3608484067016523E-2,null,2.3611218790657597E-3,8.0881068511352101E-4,1.9975031011905528E-3,2.8988707619729904E-3,2.2701718725951003E-6,1.0570691489886707E-4,8.1742835141142851E-3]
[2004,6,2,3,1.6760491234174E-3,1.1533192327789364E-3,1.8039020570866193E-3,6.812916341011682E-3,1.5449265141447738E-5,2.621902472901438E-4,1.1723826266726229E-2,null,1.447286440906776E-3,9.6970734498374523E-4,1.8166451246904843E-3,2.5813082158044624E-3,2.2701718725951003E-6,1.0570691489886707E-4,6.92292421315693E-3]
[2004,6,2,6,1.6423901168570358E-3,1.2631169726880402E-3,1.9921995725868981E-3,5.8268930991837295E-3,6.4423438731978274E-6,1.093333383676782E-4,1.084037544355658E-2,null,1.4182215268009886E-3,1.062024954736882E-3,2.0062728055177735E-3,2.2077193196979399E-3,9.4666171630921765E-7,4.4079785628531491E-5,6.7392650540984258E-3]
[2004,6,2,7,1.7143200685582817E-3,1.4480257296458964E-3,2.6308420611806313E-3,6.4759629947582307E-3,0,0,1.2269150854143041E-2,null,1.4803338135697855E-3,1.2174956819021648E-3,2.6494267720905242E-3,2.4536418248653829E-3,0,0,7.8008980924278576E-3]
[2004,6,2,10,1.9166589190318744E-3,1.5505458987694835E-3,3.1145086041495847E-3,7.7559669776937623E-3,0,0,1.4337680399644705E-2,null,1.6550555867371494E-3,1.3036943320092801E-3,3.1365100168868126E-3,2.9386154590672797E-3,0,0,9.0338753947005225E-3]
[2004,6,2,16,2.3164550627984906E-3,1.580029105835083E-3,2.7743598230956417E-3,6.8750183392133615E-3,0,0,1.3545862330942578E-2,null,2.0002838559542574E-3,1.3284837239075668E-3,2.7939583676198673E-3,2.6048376986502865E-3,0,0,8.7275636461319785E-3]
[2004,6,2,18,2.2611494269686215E-3,1.4917907868111295E-3,2.4480312725974735E-3,5.7486522987175099E-3,0,0,1.1949623785094735E-2,null,1.9525268447044364E-3,1.2542932104446325E-3,2.4653245773423368E-3,2.1780750952651797E-3,0,0,7.8502197277565845E-3]
[2004,6,2,21,2.4617903435873944E-3,1.3430688297604364E-3,2.2347185029464125E-3,7.1523135666166672E-3,0,0,1.3191891242910911E-2,null,2.1257824337299973E-3,1.1292482358932917E-3,2.2505049304005981E-3,2.7099005546831305E-3,0,0,8.2154361547070176E-3]
[2004,6,3,1,2.3319306486369313E-3,1.0700900770947784E-3,1.88144870882078E-3,7.1528290609310262E-3,1.5449265141447738E-5,2.621902472901438E-4,1.2713938007915107E-2,null,2.0136471907373074E-3,8.9972852100345232E-4,1.8947395790182612E-3,2.710095867474636E-3,2.2701718725951003E-6,1.0570691489886707E-4,7.6261882450051194E-3]
[2004,6,3,4,1.5987144183824339E-3,1.2022251267899096E-3,1.7435559973835511E-3,6.1239547885775297E-3,1.5449265141447738E-5,2.621902472901438E-4,1.0946089843565017E-2,null,1.3805070915160972E-3,1.0108272736969496E-3,1.7558727702695837E-3,2.3202713812603311E-3,2.2701718725951003E-6,1.0570691489886707E-4,6.5754556035144233E-3]
[2004,6,3,7,1.7063273690476419E-3,1.4480257296458964E-3,2.6034063655258045E-3,6.335854669877663E-3,0,0,1.2093614134097007E-2,null,1.4734320315955168E-3,1.2174956819021648E-3,2.6217972660660519E-3,2.4005569560640871E-3,0,0,7.7132819356278207E-3]
[2004,6,3,9,1.8925902952134361E-3,1.4764982353978114E-3,3.0439394845414381E-3,8.1921023838684107E-3,0,0,1.4605130399021097E-2,null,1.6342720712560006E-3,1.2414352791732493E-3,3.0654423851458265E-3,3.1038603924865944E-3,0,0,9.0450101280616715E-3]
[2004,6,3,12,2.2525432772029282E-3,1.4891909305202865E-3,3.0248199498984375E-3,7.3232348124058644E-3,0,0,1.4089788970027516E-2,null,1.9450953418383959E-3,1.252107259088339E-3,3.0461877868936055E-3,2.7746599607770079E-3,0,0,9.0180503485973486E-3]
[2004,6,3,16,2.2751102058456343E-3,1.580029105835083E-3,2.7522955484780148E-3,7.3562208000034447E-3,0,0,1.3963655660162177E-2,null,1.9645821273873211E-3,1.3284837239075668E-3,2.7717382272544424E-3,2.7871578392962989E-3,0,0,8.8519619178456296E-3]
[2004,6,3,19,2.0196099834317201E-3,1.3378944122792488E-3,2.4145809387507702E-3,7.7077408749621646E-3,0,0,1.3479826209423904E-2,null,1.7439549378963878E-3,1.124897601225187E-3,2.4316379447099508E-3,2.920343337560674E-3,0,0,8.2208338213921994E-3]
[2004,6,3,22,2.6591971063895355E-3,1.2582570813910654E-3,2.1664530694590041E-3,7.6511184341264849E-3,7.7246325707238692E-6,1.310951236450719E-4,1.3873845447581886E-2,null,2.2962452961575014E-3,1.0579387727392541E-3,2.1817572584066588E-3,2.8988899739184107E-3,1.1350859362975501E-6,5.2853457449433534E-5,8.4888198446075556E-3]
[2004,6,4,2,2.0463176280400004E-3,9.7333101097774077E-4,1.8805894939549123E-3,7.6970856282618768E-3,1.5449265141447738E-5,2.621902472901438E-4,1.2874963273666122E-2,null,1.7670172762073962E-3,8.1837378899106785E-4,1.8938742945140343E-3,2.9163062300325356E-3,2.2701718725951003E-6,1.0570691489886707E-4,7.5035486765164961E-3]
[2004,6,4,5,1.6678589463211047E-3,1.1529336088722587E-3,1.8404359625214567E-3,5.8590986392515502E-3,1.5449265141447738E-5,2.621902472901438E-4,1.0797966669397962E-2,null,1.4402141349137843E-3,9.6938311356188145E-4,1.853437111779456E-3,2.2199214987664033E-3,2.2701718725951003E-6,1.0570691489886707E-4,6.5909329457929863E-3]
[2004,6,4,6,1.670512037387185E-3,1.233622853585374E-3,1.9819809783509263E-3,5.6993587298197505E-3,6.4423438731978274E-6,1.093333383676782E-4,1.0701250281384113E-2,null,1.4425051075784756E-3,1.0372263880306222E-3,1.9959820254130327E-3,2.1593985274030217E-3,9.4666171630921765E-7,4.4079785628531491E-5,6.680138495769994E-3]
[2004,6,4,10,2.5424231104164293E-3,1.2285362666503625E-3,3.173764469191433E-3,7.5816336325159415E-3,0,0,1.4526357478774166E-2,null,2.1954096949444632E-3,1.0329496010217953E-3,3.1961844753280017E-3,2.8725632614955477E-3,0,0,9.297107032789808E-3]
[2004,6,4,13,2.0909444535728598E-3,1.3216237849096345E-3,3.1603582741979641E-3,7.8905979709303908E-3,0,0,1.4463524483610849E-2,null,1.8055530199347206E-3,1.1112173066290484E-3,3.1826835767177586E-3,2.9896250519565442E-3,0,0,9.0890789552380714E-3]
[2004,6,4,17,2.0411313601517828E-3,1.4167052171167173E-3,2.5996781298114361E-3,5.8211892989000202E-3,0,0,1.1878704005979956E-2,null,1.7625388781171165E-3,1.1911614890915416E-3,2.6180426934673917E-3,2.2055582383347333E-3,0,0,7.7773012990107835E-3]
[2004,6,4,20,2.1769249057183911E-3,1.3408692412328266E-3,2.3289933957946767E-3,5.7672061719788309E-3,0,0,1.1613993714724725E-2,null,1.8797980649245336E-3,1.1273988284694462E-3,2.3454457969519205E-3,2.1851048697534028E-3,0,0,7.5377475600993029E-3]
[2004,6,4,23,2.52358048010623E-3,9.5362159800848234E-4,1.9466178635513766E-3,5.6382995564221638E-3,1.5449265141447738E-5,2.621902472901438E-4,1.1339759010519845E-2,null,2.179138881053659E-3,8.0180217379693269E-4,1.9603690996213598E-3,2.1362641546832746E-3,2.2701718725951003E-6,1.0570691489886707E-4,7.1855513959266882E-3]
[2004,6,5,3,1.8041759433344113E-3,7.8959136921154032E-4,1.770038611058231E-3,5.2143368671063815E-3,1.5449265141447738E-5,2.621902472901438E-4,9.8557823031421559E-3,null,1.5579253276741861E-3,6.6388605036552266E-4,1.7825424615824632E-3,1.9756312746730563E-3,2.2701718725951003E-6,1.0570691489886707E-4,6.0879622010666899E-3]
[2004,6,5,7,1.7047968649354704E-3,7.967533065216841E-4,2.2454367338924433E-3,5.3280055203564665E-3,0,0,1.0074992425706064E-2,null,1.4721104248368905E-3,6.6990778573295035E-4,2.2612988767331723E-3,2.0186985624287583E-3,0,0,6.4220156497317715E-3]
[2004,6,5,10,2.0099319754105513E-3,9.5612056677180069E-4,2.5837923515468772E-3,5.6433474685970014E-3,0,0,1.1193192362326231E-2,null,1.7355978739008737E-3,8.0390329922326923E-4,2.6020446953926883E-3,2.1381767302261633E-3,0,0,7.279722598742995E-3]
[2004,6,5,11,2.0105693256045379E-3,9.8413917386713529E-4,2.5778941674022707E-3,5.6086224381400127E-3,0,0,1.1181225105013957E-2,null,1.7361482326469142E-3,8.2746125986795001E-4,2.5961048454830257E-3,2.1250199553699829E-3,0,0,7.2847342933678727E-3]
[2004,6,5,14,2.3662716617905196E-3,8.6787305797217244E-4,2.5680240400120509E-3,5.0457947694252745E-3,0,0,1.0847963529200018E-2,null,2.0433010248700747E-3,7.2970505902456462E-4,2.586164993852458E-3,1.9117732908557246E-3,0,0,7.2709443686028215E-3]
[2004,6,5,18,2.2025731908684697E-3,8.9261147775358536E-4,2.1867003650047003E-3,4.759275216007941E-3,0,0,1.0041160249634697E-2,null,1.9019456349519156E-3,7.505050480332673E-4,2.2021475842543166E-3,1.8032154809245133E-3,0,0,6.6578137481640128E-3]
[2004,6,5,20,2.60205698462677E-3,7.9129204309469217E-4,1.997240280437598E-3,4.9595295350174477E-3,0,0,1.0350118843176508E-2,null,2.2469041865780912E-3,6.6531597185563837E-4,2.0113491217767353E-3,1.8790887329998218E-3,0,0,6.8026580132102867E-3]
[2004,6,6,1,2.5379923115391337E-3,7.3215085359839194E-4,1.7218390475495582E-3,5.0322675447586644E-3,1.5449265141447738E-5,2.621902472901438E-4,1.0301889269877339E-2,null,2.191583652468799E-3,6.1559023745731982E-4,1.7340024082484948E-3,1.906648035470045E-3,2.2701718725951003E-6,1.0570691489886707E-4,6.5558014204161203E-3]
[2004,6,6,5,1.6994366407191695E-3,7.2453157713615218E-4,1.7269334670677154E-3,5.1932755654422059E-3,1.5449265141447738E-5,2.621902472901438E-4,9.6218167627968344E-3,null,1.4674818135867293E-3,6.0918397270519819E-4,1.7391328156031686E-3,1.9676514744964408E-3,2.2701718725951003E-6,1.0570691489886707E-4,5.8914271631629982E-3]
[2004,6,6,8,1.825279869773699E-3,8.0641766730269913E-4,2.275932526035555E-3,4.8884551686548209E-3,0,0,9.7960852317667737E-3,null,1.576148795088553E-3,6.7803355123444305E-4,2.2920100962823269E-3,1.8521597591739519E-3,0,0,6.3983522017792751E-3]
[2004,6,6,9,1.9631854551503598E-3,8.6916406974572489E-4,2.4356747890345249E-3,4.6446853569604585E-3,0,0,{"$f":"SUM(E3779:J3779)","v":9.9127096708910671E-3},null,1.6952317509830669E-3,7.3079053784403931E-4,2.4528808055007535E-3,1.7597991625959636E-3,0,0,{"$f":"SUM(M3779:R3779)","v":6.638702256923824E-3}]
[2004,6,6,12,2.3917817059254123E-3,9.1671220931519026E-4,2.4996519627791145E-3,4.7747958556607368E-3,0,0,1.0582941733680453E-2,null,2.0653292222943152E-3,7.7076887070312594E-4,2.5173099247636317E-3,1.8090960102962205E-3,0,0,7.1625040280572927E-3]
[2004,6,6,15,2.4769973262829697E-3,9.1834668648581991E-4,2.4653210566999476E-3,4.4750771353486924E-3,0,0,1.0335742204817429E-2,null,2.1389138268108486E-3,7.7214313419628634E-4,2.4827364993883919E-3,1.6955372409752699E-3,0,0,7.0893307013707961E-3]
[2004,6,6,21,2.9153888824052011E-3,1.0796777579202528E-3,1.9433708655945772E-3,4.7281849811920346E-3,0,0,1.0666622487112067E-2,null,2.5174696496199386E-3,9.0778981422876394E-4,1.9570991643247473E-3,1.791435873698385E-3,0,0,7.1737945018718347E-3]
[2004,6,6,23,3.1843504651828574E-3,9.333025216213994E-4,1.8729281400546439E-3,6.8744319396246856E-3,1.5449265141447738E-5,2.621902472901438E-4,1.3142652578915177E-2,null,2.7497208685372167E-3,7.8471795543324152E-4,1.8861588195209357E-3,2.6046155209513062E-3,2.2701718725951003E-6,1.0570691489886707E-4,8.1331902512141625E-3]
[2004,6,7,2,2.2400279888171782E-3,9.6012325908902639E-4,1.7579821502212666E-3,7.4031332723954249E-3,1.5449265141447738E-5,2.621902472901438E-4,1.2638906182954488E-2,null,1.9342882557383167E-3,8.0726875089476464E-4,1.7704008318778738E-3,2.8049322466642806E-3,2.2701718725951003E-6,1.0570691489886707E-4,7.4248671719466981E-3]
[2004,6,7,6,1.6345495093932419E-3,1.1083643421761576E-3,2.0133391563964325E-3,6.4760328921379257E-3,6.4423438731978274E-6,1.093333383676782E-4,1.1348061582344634E-2,null,1.4114510779446423E-3,9.3190940806265764E-4,2.0275617229036764E-3,2.4536683078972359E-3,9.4666171630921765E-7,4.4079785628531491E-5,6.8696169641530537E-3]
[2004,6,7,9,2.3340939991217031E-3,1.2501559749697451E-3,3.1083187658501668E-3,8.2518368070671234E-3,0,0,1.4944405547008738E-2,null,2.0155152671437766E-3,1.0511273868055256E-3,3.1302764525283238E-3,3.1264928379257056E-3,0,0,9.3234119444033318E-3]
[2004,6,7,10,2.0833258369795365E-3,1.3628652041470873E-3,3.1523190024058084E-3,7.714039524476927E-3,0,0,1.4312549568009359E-2,null,1.7989742625821306E-3,1.1458929679858353E-3,3.1745875141572068E-3,2.9227297980611586E-3,0,0,9.0421845427863315E-3]
[2004,6,7,14,2.1862782663030545E-3,1.3887207701139849E-3,3.1991606548775319E-3,7.6424323041422533E-3,0,0,1.4416591995436824E-2,null,1.8878747923676373E-3,1.1676322501500635E-3,3.221760063942218E-3,2.8955989341390331E-3,0,0,9.1728660405989513E-3]
[2004,6,7,17,2.4901500839352689E-3,1.4986508537342708E-3,2.6531022121324185E-3,6.318818872937104E-3,0,0,1.2960722022739062E-2,null,2.1502713744774066E-3,1.2600611340978448E-3,2.6718441724934866E-3,2.3941023571222614E-3,0,0,8.4762790381909987E-3]
[2004,6,7,21,2.8044327019314985E-3,1.2997584096652922E-3,2.139122109879267E-3,7.1208209695914114E-3,0,0,1.3364134191067471E-2,null,2.421657794650576E-3,1.0928329648330864E-3,2.1542332283305305E-3,2.6979684986634554E-3,0,0,8.3666924864776483E-3]
[2004,6,7,24,2.8724240789603033E-3,9.0943482179470638E-4,1.9609211014232045E-3,7.7859466645345066E-3,1.5449265141447738E-5,2.621902472901438E-4,1.3806366179144313E-2,null,2.4803690798375698E-3,7.6465006514579346E-4,1.974773377971765E-3,2.9499742969093671E-3,2.2701718725951003E-6,1.0570691489886707E-4,8.2777439066359561E-3]
[2004,6,8,4,1.6642456113566306E-3,1.2022251267899096E-3,1.8435084526703894E-3,6.0235375927520313E-3,1.5449265141447738E-5,2.621902472901438E-4,1.1011156296000553E-2,null,1.4370939813171672E-3,1.0108272736969496E-3,1.8565313065156896E-3,2.2822248649642112E-3,2.2701718725951003E-6,1.0570691489886707E-4,6.69465451326548E-3]
[2004,6,8,7,1.7567887405849642E-3,1.4480257296458964E-3,2.7456131944934127E-3,5.0053708790098886E-3,0,0,1.0955798543734161E-2,null,1.5170059685375415E-3,1.2174956819021648E-3,2.7650086679971127E-3,1.8964573064488882E-3,0,0,7.3959676248857072E-3]
[2004,6,8,11,2.3541943142814888E-3,1.5211166285143329E-3,3.3224503839616934E-3,6.0086929883636708E-3,0,0,1.3206454315121186E-2,null,2.0328721054262938E-3,1.2789502900191286E-3,3.3459207324138089E-3,2.2766004748572348E-3,0,0,8.9343436027164661E-3]
[2004,6,8,12,2.4001140136850974E-3,1.4891909305202865E-3,3.2022322510553008E-3,4.9744357559375575E-3,0,0,1.2065972951198243E-2,null,2.0725242596434986E-3,1.252107259088339E-3,3.2248533583921248E-3,1.8847364686539428E-3,0,0,8.434221345777905E-3]
[2004,6,8,15,2.3670826641396404E-3,1.527155186905527E-3,3.1709865868540074E-3,6.0004783446358572E-3,0,0,1.3065702782535032E-2,null,2.0440013341193838E-3,1.2840274917674641E-3,3.1933869695624181E-3,2.2734880738995325E-3,0,0,8.7949038693487993E-3]
[2004,6,8,18,2.5185252144517734E-3,1.4917907868111295E-3,2.5741266331467476E-3,4.2007594074745325E-3,0,0,1.0785202041884184E-2,null,2.1747736048009204E-3,1.2542932104446325E-3,2.5923106967317049E-3,1.5916025132816619E-3,0,0,7.61298002525892E-3]
[2004,6,8,22,2.8658730300832524E-3,1.2582570813910654E-3,2.1993379764749322E-3,7.7029924522695426E-3,6.4423438731978274E-6,1.093333383676782E-4,1.4142236222459669E-2,null,2.4747121786877148E-3,1.0579387727392541E-3,2.2148744699380146E-3,2.9185442339323508E-3,9.4666171630921765E-7,4.4079785628531491E-5,8.711096102642174E-3]
[2004,6,9,1,2.421885765093083E-3,1.0700900770947784E-3,1.952181976196051E-3,7.1790251015667354E-3,1.5449265141447738E-5,2.621902472901438E-4,{"$f":"SUM(E3843:J3843)","v":1.2900822432382239E-2},null,2.0913244010995692E-3,8.9972852100345232E-4,1.9659725180938134E-3,2.7200211405192277E-3,2.2701718725951003E-6,1.0570691489886707E-4,{"$f":"SUM(M3843:R3843)","v":7.7850236674875247E-3}]
[2004,6,9,4,1.6571031390523953E-3,1.2022251267899096E-3,1.8181704388530683E-3,5.9384482579791223E-3,1.5449265141447738E-5,2.621902472901438E-4,1.0893586475106088E-2,null,1.4309263796782638E-3,1.0108272736969496E-3,1.8310143007061184E-3,2.2499858372214999E-3,2.2701718725951003E-6,1.0570691489886707E-4,6.6307308780742934E-3]
[2004,6,9,9,1.9729173602171012E-3,1.4764982353978114E-3,3.1542712937591985E-3,7.8797659844332749E-3,0,0,1.4483452873807385E-2,null,1.7036353556569969E-3,1.2414352791732493E-3,3.1765535968251535E-3,2.9855209804636692E-3,0,0,9.1071452121190694E-3]
[2004,6,9,12,2.3874974501998541E-3,1.4891909305202865E-3,3.1356121597026607E-3,6.6912433867214243E-3,0,0,1.3703543927144225E-2,null,2.0616297214059789E-3,1.252107259088339E-3,3.1577626515065919E-3,2.5352082226693636E-3,0,0,9.0067078546702747E-3]
[2004,6,9,13,2.1615210323289464E-3,1.5319486452472057E-3,3.2540060561435744E-3,7.9367172777546728E-3,0,0,1.4884193011474398E-2,null,1.8664966546123275E-3,1.2880578171359221E-3,3.2769929023495114E-3,3.0070989412065989E-3,0,0,9.4386463153043592E-3]
[2004,6,9,16,2.5186927612174236E-3,1.580029105835083E-3,2.8301542836863952E-3,7.2057731726947434E-3,0,0,1.4134649323433645E-2,null,2.1749182832347179E-3,1.3284837239075668E-3,2.8501469696666031E-3,2.7301555693458406E-3,0,0,9.0837045461547288E-3]
[2004,6,9,19,2.2679998438924313E-3,1.3378944122792488E-3,2.4741284619614317E-3,7.3898183316870791E-3,0,0,1.3469841049820191E-2,null,1.9584422533818219E-3,1.124897601225187E-3,2.4916061216423238E-3,2.7998874223742029E-3,0,0,8.3748333986235352E-3]
[2004,6,9,23,2.8014530245625137E-3,1.1638659051872371E-3,2.0618706277950398E-3,7.4092585971546072E-3,1.5449265141447738E-5,2.621902472901438E-4,1.3714087667130989E-2,null,2.4190848112014898E-3,9.7857495544995078E-4,2.0764360287807509E-3,2.8072530371061311E-3,2.2701718725951003E-6,1.0570691489886707E-4,8.3893259193097841E-3]
[2004,6,10,1,2.3685128810213801E-3,1.0700900770947784E-3,1.8824967176819115E-3,6.9886717412468236E-3,1.5449265141447738E-5,2.621902472901438E-4,1.2587410929476484E-2,null,2.0452363417761271E-3,8.9972852100345232E-4,1.8957949911902955E-3,2.6478992079568193E-3,2.2701718725951003E-6,1.0570691489886707E-4,7.5966361486981566E-3]
[2004,6,10,7,1.7114907166163248E-3,1.4480257296458964E-3,2.613189902314037E-3,6.3214675413617218E-3,0,0,1.2094173889937981E-2,null,1.4778906377434123E-3,1.2174956819021648E-3,2.6316499154040527E-3,2.3951058964618321E-3,0,0,7.722142131511461E-3]
[2004,6,10,10,1.9429696273569007E-3,1.5505458987694835E-3,3.0997636410925234E-3,7.8533796024762362E-3,0,0,1.4446658769695144E-2,null,1.6777751662992459E-3,1.3036943320092801E-3,3.1216608929301535E-3,2.9755235900479015E-3,0,0,9.0786539812865805E-3]
[2004,6,10,13,2.0852131572362083E-3,1.5319486452472057E-3,3.1429855578157199E-3,8.1458769937054927E-3,0,0,1.4906024354004626E-2,null,1.8006039839184363E-3,1.2880578171359221E-3,3.1651881365443572E-3,3.0863463099067121E-3,0,0,9.3401962475054279E-3]
[2004,6,10,14,2.0954701080594389E-3,1.5563488563774136E-3,3.1045604436414523E-3,7.9363400901749492E-3,0,0,1.4692719498253255E-2,null,1.8094609712489993E-3,1.308573441327071E-3,3.1264915808992596E-3,3.0069560306893246E-3,0,0,9.2514820241646548E-3]
[2004,6,10,17,2.3287349437588175E-3,1.6106719531643191E-3,2.569226657042338E-3,6.2911548207884487E-3,0,0,1.2799788374753924E-2,null,2.0108876652111083E-3,1.3542481378545866E-3,2.5873761063717649E-3,2.3836208773095851E-3,0,0,8.3361327867470456E-3]
[2004,6,10,22,2.7552354615414652E-3,1.2582570813910654E-3,2.167088371717211E-3,7.6274966988374507E-3,6.4423438731978274E-6,1.093333383676782E-4,1.392385329572807E-2,null,2.3791754485476485E-3,1.0579387727392541E-3,2.1823970485468952E-3,2.8899400651978104E-3,9.4666171630921765E-7,4.4079785628531491E-5,8.5544777823764479E-3]
[2004,6,11,1,2.3173797689844352E-3,9.4912065010089447E-4,1.8951963350219343E-3,7.2004372926293813E-3,1.5449265141447738E-5,2.621902472901438E-4,1.2639773559168238E-2,null,2.0010823496893404E-3,7.9801779032241053E-4,1.90858432076368E-3,2.728133887240579E-3,2.2701718725951003E-6,1.0570691489886707E-4,7.5437954347874724E-3]
[2004,6,11,4,1.6545509445841133E-3,1.190198261134111E-3,1.7271013667098504E-3,6.1572445926933875E-3,1.5449265141447738E-5,2.621902472901438E-4,1.1006734677553054E-2,null,1.4287225323107292E-3,1.0007151211965011E-3,1.7393019013166216E-3,2.3328843711409651E-3,2.2701718725951003E-6,1.0570691489886707E-4,6.6096010127362787E-3]
[2004,6,11,8,2.0828310709944502E-3,1.163429608896794E-3,2.942297268519049E-3,8.1754951886779548E-3,0,0,1.4364053137088249E-2,null,1.7985470268337075E-3,9.7820811884009699E-4,2.9630821514100634E-3,3.0975681840928792E-3,0,0,8.8374054811767473E-3]
[2004,6,11,11,2.2747108385281281E-3,1.2939057537729472E-3,3.1538083034169245E-3,8.129900577761846E-3,0,0,1.4852325473479845E-2,null,1.9642372694141912E-3,1.0879120693471119E-3,3.1760873358412122E-3,3.0802930939753505E-3,0,0,9.3085297685778674E-3]
[2004,6,11,14,2.0240781655449336E-3,1.3743681769117703E-3,3.0597260691921165E-3,7.370514483197004E-3,0,0,1.3828686894845826E-2,null,1.7478132611982555E-3,1.1555646329178284E-3,3.0813404888862732E-3,2.7925734939168519E-3,0,0,8.7772918769192087E-3]
[2004,6,11,15,1.9021397244282808E-3,1.3837321999257649E-3,2.9180244592088653E-3,7.8043684407273798E-3,0,0,1.4008264824290292E-2,null,1.6425181060696246E-3,1.1634378753273805E-3,2.9386378748914688E-3,2.9569540218694584E-3,0,0,8.7015478781579322E-3]
[2004,6,11,19,2.1545681790375937E-3,1.3649624003204569E-3,2.3717044811479718E-3,5.8096872681207808E-3,0,0,1.1700922328626802E-2,null,1.8604927910300531E-3,1.1476562842259435E-3,2.3884586005974884E-3,2.2012002974673016E-3,0,0,7.5978079733207866E-3]
[2004,6,11,23,2.5750339830705399E-3,9.5362159800848234E-4,1.8986164771603964E-3,5.9568631969624313E-3,1.5449265141447738E-5,2.621902472901438E-4,1.1661774767633441E-2,null,2.2235695341514422E-3,8.0180217379693269E-4,1.9120286233615829E-3,2.2569629716690507E-3,2.2701718725951003E-6,1.0570691489886707E-4,7.3023403897504707E-3]
[2004,6,12,2,2.1777327861973055E-3,7.9675248399012008E-4,1.7100218971530428E-3,5.3769812623519469E-3,1.5449265141447738E-5,2.621902472901438E-4,1.0339127942124007E-2,null,1.8804956784053497E-3,6.6990709415088324E-4,1.722101779513565E-3,2.0372547106126179E-3,2.2701718725951003E-6,1.0570691489886707E-4,6.4177363494538776E-3]
[2004,6,12,5,1.599750367946905E-3,7.8591354096360373E-4,1.6953735477179517E-3,5.4343084152716917E-3,1.5449265141447738E-5,2.621902472901438E-4,9.7929853843317424E-3,null,1.3814016451047565E-3,6.6079374342720902E-4,1.7073499516737551E-3,2.0589750787212984E-3,2.2701718725951003E-6,1.0570691489886707E-4,5.9164975056984811E-3]
[2004,6,12,9,1.8287820462977676E-3,9.4462826591468001E-4,2.431896966477852E-3,4.7291263412720585E-3,0,0,9.9344336199623587E-3,null,1.5791729621765747E-3,7.9424060719908353E-4,2.4490762957699928E-3,1.7917925404159797E-3,0,0,6.6142824055616303E-3]
[2004,6,12,12,2.2465923477506581E-3,8.9941869413866292E-4,2.4768723948031717E-3,4.7193796694799794E-3,0,0,1.0342263106172471E-2,null,1.9399566502650233E-3,7.562285351129011E-4,2.4943694380872728E-3,1.7880996778128985E-3,0,0,6.9786543012780953E-3]
[2004,6,12,16,2.2019868743462408E-3,9.228179792924241E-4,2.3004119482971752E-3,4.800136260842679E-3,0,0,1.022535306277852E-2,null,1.9014393443302117E-3,7.7590258375102048E-4,2.3166624453010054E-3,1.8186970963530395E-3,0,0,6.8127014697352776E-3]
[2004,6,12,17,2.1711543383535555E-3,9.4443760973107033E-4,2.1308470014147116E-3,4.9494445246944007E-3,0,0,1.0195883474193739E-2,null,1.8748151179531244E-3,7.9408030405286152E-4,2.1458996631076501E-3,1.8752676791808213E-3,0,0,6.6900627642944577E-3]
[2004,6,12,20,2.5172958167067228E-3,7.9129204309469217E-4,1.8199675884120617E-3,4.8936959251974256E-3,0,0,1.0022251373410902E-2,null,2.1737120066281502E-3,6.6531597185563837E-4,1.8328241456319332E-3,1.8541454004534466E-3,0,0,6.525997524569168E-3]
[2004,6,12,24,2.7282618452702367E-3,6.3500795009960808E-4,1.7539508724898367E-3,4.8737603196981651E-3,1.5449265141447738E-5,2.621902472901438E-4,1.0268620499989438E-2,null,2.3558834408456465E-3,5.339127761278652E-4,1.7663410765223623E-3,1.8465921090747598E-3,2.2701718725951003E-6,1.0570691489886707E-4,6.6107064893420955E-3]
[2004,6,13,3,1.8188087036344908E-3,7.4955779076641348E-4,1.6112962539471208E-3,4.8960534666334533E-3,1.5449265141447738E-5,2.621902472901438E-4,9.3533557274130697E-3,null,1.5705608735418176E-3,6.3022593791713913E-4,1.6226787217553033E-3,1.8550386362974397E-3,2.2701718725951003E-6,1.0570691489886707E-4,5.7864812562831618E-3]
[2004,6,13,6,1.5819443882812739E-3,7.175977499908659E-4,1.6850321320401793E-3,4.8682704300596624E-3,5.1446056013162179E-6,8.7309357595306123E-5,8.9452986635686037E-3,null,1.3660259901928141E-3,6.0335403167886955E-4,1.6969354824958862E-3,1.8445120751335795E-3,7.5596727901122926E-7,3.5200404777026657E-5,5.5467839515571877E-3]
[2004,6,13,9,1.9215871840808437E-3,8.6916406974572489E-4,2.3697490974479056E-3,4.7798945402084524E-3,0,0,9.9403948914829274E-3,null,1.6593111966013909E-3,7.3079053784403931E-4,2.3864894037380086E-3,1.8110278227028379E-3,0,0,6.5876189608862767E-3]
[2004,6,13,14,2.5922548720500155E-3,8.6165937640038707E-4,2.4812341593641175E-3,4.7391752900442282E-3,0,0,1.0674323697858748E-2,null,2.2384399569643117E-3,7.2448061423226542E-4,2.498762014886862E-3,1.7955999310732894E-3,0,0,7.2572825171567292E-3]
[2004,6,13,15,2.4013841907258586E-3,9.1834668648581991E-4,2.4096317232945013E-3,4.324266060646959E-3,0,0,1.0053628661153138E-2,null,2.0736210711766213E-3,7.7214313419628634E-4,2.4266537671630865E-3,1.6383972664509273E-3,0,0,6.9108152389869212E-3]
[2004,6,13,18,2.4084703274160546E-3,9.827110771219779E-4,2.0918296124384553E-3,4.4559194014381276E-3,0,0,9.9389304184146141E-3,null,2.079740026407016E-3,8.262605204163155E-4,2.1066066487317233E-3,1.6882786730633391E-3,0,0,6.7008858686183944E-3]
[2004,6,13,21,2.8857860768716991E-3,1.0796777579202528E-3,1.9215675135642917E-3,4.828542195923778E-3,0,0,1.0715573544280021E-2,null,2.4919073087178527E-3,9.0778981422876394E-4,1.9351417897477156E-3,1.8294596640894224E-3,0,0,7.1642985767837548E-3]
[2004,6,14,1,2.5486206652977836E-3,9.1130028031453545E-4,1.7741875940355805E-3,6.3241768913180965E-3,1.5449265141447738E-5,2.621902472901438E-4,1.1835924943397589E-2,null,2.2007613502278544E-3,7.6621853706321913E-4,1.7867207536735531E-3,2.3961324270915683E-3,2.2701718725951003E-6,1.0570691489886707E-4,7.2578101548276567E-3]
[2004,6,14,6,1.5904486998298839E-3,1.1083643421761576E-3,1.9669773098125024E-3,7.4124398493539637E-3,6.4423438731978274E-6,1.093333383676782E-4,1.2194005883413385E-2,null,1.3733695546633198E-3,9.3190940806265764E-4,1.9808723684359682E-3,2.8084583641683927E-3,9.4666171630921765E-7,4.4079785628531491E-5,7.1396361426751794E-3]
[2004,6,14,8,1.879427242834904E-3,1.2372997658707653E-3,2.9059742338520787E-3,7.7097619604973491E-3,0,0,1.3732463203055097E-2,null,1.6229056339826398E-3,1.0403179248303803E-3,2.926502524715538E-3,2.92110909548807E-3,0,0,8.5108351790166292E-3]
[2004,6,14,12,2.5656556330818083E-3,1.3315797458143322E-3,3.0321107579691503E-3,6.9550159724373678E-3,0,0,1.3884362109302658E-2,null,2.2154712280892104E-3,1.1195882486382213E-3,3.0535300984590712E-3,2.635147559736204E-3,0,0,9.0237371349227071E-3]
[2004,6,14,15,2.1650017257086622E-3,1.3897311259079687E-3,3.0107087260523723E-3,8.1610371192523817E-3,0,0,1.4726478696921385E-2,null,1.8695022707741888E-3,1.1684817542653397E-3,3.0319768789883435E-3,3.0920902460814812E-3,0,0,9.1620511501093529E-3]
[2004,6,14,16,2.2531378304157523E-3,1.4883018718069825E-3,2.8148547204524272E-3,7.1379594134481647E-3,0,0,1.3694253836123327E-2,null,1.9456087449309994E-3,1.2513597411939782E-3,2.8347393277440864E-3,2.7044619889280033E-3,0,0,8.7361698027970669E-3]
[2004,6,14,19,2.3271958550168548E-3,1.2106766879286831E-3,2.3711147237706603E-3,7.4946036978032291E-3,0,0,1.3403590964519428E-2,null,2.0095586455323457E-3,1.0179333209039318E-3,2.387864677074848E-3,2.8395889705678111E-3,0,0,8.2549456140789366E-3]
[2004,6,14,23,2.9588442766774439E-3,1.0635175521050042E-3,1.9506744240922061E-3,7.4319068876298059E-3,1.5449265141447738E-5,2.621902472901438E-4,1.3682582652936053E-2,null,2.5549938498571245E-3,8.9420236174369877E-4,1.9644543163882897E-3,2.8158341227016831E-3,2.2701718725951003E-6,1.0570691489886707E-4,8.3374617374622588E-3]
[2004,6,15,3,1.6653974318716668E-3,1.1533192327789364E-3,1.7636174547455805E-3,6.7001130865849863E-3,1.5449265141447738E-5,2.621902472901438E-4,1.1560086718412762E-2,null,1.438088590717619E-3,9.6970734498374523E-4,1.7760759451413814E-3,2.5385688142256853E-3,2.2701718725951003E-6,1.0570691489886707E-4,6.8304177818398933E-3]
[2004,6,15,6,1.636296114305395E-3,1.2631169726880402E-3,1.933612964792336E-3,5.6483152382683938E-3,6.4423438731978274E-6,1.093333383676782E-4,1.0597116972295042E-2,null,1.4129592900678205E-3,1.062024954736882E-3,1.9472723320696555E-3,2.1400589410188894E-3,9.4666171630921765E-7,4.4079785628531491E-5,6.6073419652380892E-3]
[2004,6,15,10,1.9194713374595612E-3,1.5505458987694835E-3,3.0536056991429944E-3,6.2196724443260975E-3,0,0,1.2743295379698136E-2,null,1.6574841402918618E-3,1.3036943320092801E-3,3.075176883513487E-3,2.3565373147922015E-3,0,0,8.3928926706068295E-3]
[2004,6,15,13,2.0439888597364895E-3,1.5319486452472057E-3,3.0967766309632867E-3,6.250412767505909E-3,0,0,1.2923126903452891E-2,null,1.7650063597356804E-3,1.2880578171359221E-3,3.1186527820588556E-3,2.3681843459325762E-3,0,0,8.5399013048630349E-3]
[2004,6,15,16,2.3710561646740238E-3,1.580029105835083E-3,2.7158765712095617E-3,5.1478948437901134E-3,0,0,1.181485668550878E-2,null,2.0474324945585383E-3,1.3284837239075668E-3,2.7350619802037567E-3,1.9504574236999374E-3,0,0,8.0614356223697985E-3]
[2004,6,15,17,2.3451782433130839E-3,1.6106719531643191E-3,2.5183709997610082E-3,4.6410509487976835E-3,0,0,1.1115272145036095E-2,null,2.025086631193761E-3,1.3542481378545866E-3,2.5361611961718915E-3,1.7584221417754253E-3,0,0,7.673918106995665E-3]
[2004,6,15,20,2.4059462527549554E-3,1.2347782190314425E-3,2.2561580921052751E-3,6.864808076158491E-3,0,0,1.2761690640050165E-2,null,2.0775604607953606E-3,1.0381978158255905E-3,2.2720959724240866E-3,2.6009691885160277E-3,0,0,7.9888234375610646E-3]
[2004,6,15,24,2.7453270234558871E-3,9.6195715505709449E-4,1.8805392550697356E-3,7.609668596810568E-3,1.5449265141447738E-5,2.621902472901438E-4,1.3475131542824877E-2,null,2.3706194057136636E-3,8.0881068511352101E-4,1.8938237007329209E-3,2.8831852741610896E-3,2.2701718725951003E-6,1.0570691489886707E-4,8.064416152492657E-3]
[2004,6,16,4,1.6056804817443898E-3,1.2022251267899096E-3,1.7189659178641424E-3,6.0065467158642262E-3,1.5449265141447738E-5,2.621902472901438E-4,1.0811057754694259E-2,null,1.3865223621363878E-3,1.0108272736969496E-3,1.7311089822916311E-3,2.275787285532889E-3,2.2701718725951003E-6,1.0570691489886707E-4,6.51222299042932E-3]
[2004,6,16,7,1.7166983792090704E-3,1.4480257296458964E-3,2.5910549284160591E-3,5.9588092332357968E-3,0,0,1.1714588270506823E-2,null,1.4823875103911128E-3,1.2174956819021648E-3,2.6093585763266661E-3,2.2577002945964515E-3,0,0,7.5669420632163958E-3]
[2004,6,16,11,2.2306836123269762E-3,1.5211166285143329E-3,3.1009688878570864E-3,7.2602531720587912E-3,0,0,1.4113022300757186E-2,null,1.926219286157388E-3,1.2789502900191286E-3,3.1228746537606215E-3,2.7507971951807111E-3,0,0,9.0788414251178496E-3]
[2004,6,16,14,2.048371462605563E-3,1.5563488563774136E-3,3.0572189344496496E-3,6.9364576334777946E-3,0,0,1.3598396886910421E-2,null,1.7687907844399853E-3,1.308573441327071E-3,3.0788156433222075E-3,2.6281160932642529E-3,0,0,8.7842959623535173E-3]
[2004,6,16,17,2.3465325874568385E-3,1.6106719531643191E-3,2.5253181951365071E-3,5.5579755151183774E-3,0,0,1.2040498250876042E-2,null,2.0262561219253814E-3,1.3542481378545866E-3,2.543157467704258E-3,2.1058306226441458E-3,0,0,8.0294923501283717E-3]
[2004,6,16,19,2.1274197344932897E-3,1.3378944122792488E-3,2.3651403601690477E-3,7.4031126878721099E-3,0,0,1.3233567194813696E-2,null,1.8370498172342929E-3,1.124897601225187E-3,2.3818481095636791E-3,2.8049244475080171E-3,0,0,8.1487199755311754E-3]
[2004,6,16,22,2.7910506856673343E-3,1.2582570813910654E-3,2.0291888989227278E-3,7.7532816415560799E-3,5.1446056013162179E-6,8.7309357595306123E-5,1.3924232270733829E-2,null,2.4101022797074169E-3,1.0579387727392541E-3,2.0435234306775984E-3,2.9375980269005773E-3,7.5596727901122926E-7,3.5200404777026657E-5,8.4851188820808856E-3]
[2004,6,17,1,2.3428001445651814E-3,1.0700900770947784E-3,1.8412170982122335E-3,6.9489557077594384E-3,1.5449265141447738E-5,2.621902472901438E-4,{"$f":"SUM(E4035:J4035)","v":1.2480702540063223E-2},null,2.0230331173528545E-3,8.9972852100345232E-4,1.8542237655441638E-3,2.6328514195489362E-3,2.2701718725951003E-6,1.0570691489886707E-4,{"$f":"SUM(M4035:R4035)","v":7.5178139102208691E-3}]
[2004,6,17,5,1.5676915719561417E-3,1.1952795390358002E-3,1.7687962830504496E-3,5.6364787800076864E-3,1.5449265141447738E-5,2.621902472901438E-4,1.044588568648167E-2,null,1.3537185300331507E-3,1.0049874443860652E-3,1.7812913575606366E-3,2.1355742907714663E-3,2.2701718725951003E-6,1.0570691489886707E-4,6.383548709522781E-3]
[2004,6,17,8,1.7881109766928484E-3,1.446313460500217E-3,2.9534013182675313E-3,7.9004244350069155E-3,0,0,1.4088250190467512E-2,null,1.5440530562299301E-3,1.2160560111501618E-3,2.9742646420340166E-3,2.9933481466172477E-3,0,0,8.727721856031356E-3]
[2004,6,17,10,1.9203373360577127E-3,1.5505458987694835E-3,3.0857677433589392E-3,7.5657332951099224E-3,0,0,1.4122384273296058E-2,null,1.6582319393935929E-3,1.3036943320092801E-3,3.1075661258204326E-3,2.8665388705408036E-3,0,0,8.93603126776411E-3]
[2004,6,17,16,2.3724487945648511E-3,1.580029105835083E-3,2.7571526006150578E-3,6.8667274640316026E-3,0,0,1.3576357965046595E-2,null,2.048635045444449E-3,1.3284837239075668E-3,2.7766295904248892E-3,2.6016964147783485E-3,0,0,8.7554447745552544E-3]
[2004,6,17,19,2.1278497007472612E-3,1.3378944122792488E-3,2.4223177655169747E-3,7.5366677137867636E-3,0,0,1.3424729592330247E-2,null,1.8374210977180963E-3,1.124897601225187E-3,2.4394294257220075E-3,2.8555263730857912E-3,0,0,8.2572744977510819E-3]
[2004,6,17,20,2.4072368008049511E-3,1.2347782190314425E-3,2.3500001304888217E-3,7.5563077408533118E-3,0,0,1.3548322891178528E-2,null,2.0786748629140106E-3,1.0381978158255905E-3,2.3666009267539331E-3,2.8629676743858416E-3,0,0,8.3464412798793762E-3]
[2004,6,17,23,2.7642616050182903E-3,1.1638659051872371E-3,1.9367802539647168E-3,6.6285249770030022E-3,1.5449265141447738E-5,2.621902472901438E-4,1.2771072253604838E-2,null,2.3869696204995134E-3,9.7857495544995078E-4,1.9504619955055869E-3,2.5114451910710168E-3,2.2701718725951003E-6,1.0570691489886707E-4,7.9354288492975312E-3]
[2004,6,18,3,1.8432395506718399E-3,1.1161087628786836E-3,1.8007101693866363E-3,5.7685512365037066E-3,1.5449265141447738E-5,2.621902472901438E-4,1.0806249231872457E-2,null,1.5916571726675428E-3,9.384208937159305E-4,1.8134306889588134E-3,2.1856144938167347E-3,2.2701718725951003E-6,1.0570691489886707E-4,6.637100335930483E-3]
[2004,6,18,6,1.678406787895203E-3,1.233622853585374E-3,1.9702327973004381E-3,5.0697304419482789E-3,6.4423438731978274E-6,1.093333383676782E-4,1.0067768562970172E-2,null,1.4493223095357183E-3,1.0372263880306222E-3,1.9841508532351931E-3,1.9208421455196966E-3,9.4666171630921765E-7,4.4079785628531491E-5,6.4365681436660714E-3]
[2004,6,18,11,2.2984963180507096E-3,1.2939057537729472E-3,3.2238238040606876E-3,6.918840603084812E-3,0,0,1.3735066478969157E-2,null,1.9847762867511698E-3,1.0879120693471119E-3,3.2465974377603145E-3,2.6214412739922568E-3,0,0,8.9407270678508524E-3]
[2004,6,18,14,2.0567089957168883E-3,1.3743681769117703E-3,3.1273290165056305E-3,6.6625508917528657E-3,0,0,1.3220957080887155E-2,null,1.7759903339364992E-3,1.1555646329178284E-3,3.1494209947925348E-3,2.524337081841107E-3,0,0,8.60531304348797E-3]
[2004,6,18,17,2.1638831826104837E-3,1.4167052171167173E-3,2.5967965531688546E-3,4.9797320563839198E-3,0,0,1.1157117009279975E-2,null,1.8685363967810311E-3,1.1911614890915416E-3,2.6151407608826357E-3,1.8867431546561277E-3,0,0,7.5615818014113361E-3]
[2004,6,18,20,2.2821314497771653E-3,1.3408692412328266E-3,2.291887869430432E-3,4.9220898640597727E-3,0,0,1.0836978424500196E-2,null,1.9706450470228058E-3,1.1273988284694462E-3,2.3080781509071317E-3,1.8649034230088127E-3,0,0,7.2710254494081968E-3]
[2004,6,18,21,2.2739754065163381E-3,1.3057700612343474E-3,2.1797060975185601E-3,4.903737343449093E-3,0,0,1.0663188908718337E-2,null,1.9636022159637873E-3,1.0978875434062274E-3,2.1951039080860004E-3,1.8579499379134661E-3,0,0,7.1145436053694803E-3]
[2004,6,18,24,2.6926936619975496E-3,8.2465773595453919E-4,1.8368880896814752E-3,4.9140801338131024E-3,1.5449265141447738E-5,2.621902472901438E-4,1.0545959133878258E-2,null,2.3251699321190727E-3,6.9336974614214329E-4,1.84986417616887E-3,1.8618686605873741E-3,2.2701718725951003E-6,1.0570691489886707E-4,6.8382496017889219E-3]
[2004,6,19,4,1.6724295683589591E-3,7.9991086408721663E-4,1.7506354975701745E-3,4.9865535991984195E-3,1.5449265141447738E-5,2.621902472901438E-4,9.4871690416463619E-3,null,1.4441609161921329E-3,6.7256265064500784E-4,1.7630022812365181E-3,1.8893277313087914E-3,2.2701718725951003E-6,1.0570691489886707E-4,5.8770306661539116E-3]
[2004,6,19,8,1.7883706418071359E-3,8.7953546960938597E-4,2.4193371013416483E-3,4.7535297791776029E-3,0,0,9.8407729919357742E-3,null,1.5442772798483395E-3,7.3951077968143809E-4,2.4364277056335057E-3,1.8010386241202898E-3,0,0,6.521254389283573E-3]
[2004,6,19,11,2.025056273954422E-3,9.8413917386713529E-4,2.5464095870433813E-3,4.3589718416890714E-3,0,0,9.9145768765540113E-3,null,1.7486578683276115E-3,8.2746125986795001E-4,2.5643978527517923E-3,1.6515467480027017E-3,0,0,6.7920637289500558E-3]
[2004,6,19,15,2.3046027815525187E-3,8.8937805081439785E-4,2.4786857851964847E-3,3.8911672373545254E-3,0,0,9.5638338549179271E-3,null,1.990049283648803E-3,7.4778639237984212E-4,2.4961956385753927E-3,1.4743028471359248E-3,0,0,6.7083341617399624E-3]
[2004,6,19,18,2.2200350228117642E-3,8.9261147775358536E-4,2.1826645899297595E-3,4.0228449208021969E-3,0,0,9.3181560112973062E-3,null,{"$f":"E4100*V$5","v":1.9170241146049428E-3},{"$f":"F4100*W$5","v":7.505050480332673E-4},{"$f":"G4100*X$5","v":2.1980832997853033E-3},{"$f":"H4100*Y$5","v":1.524193476802911E-3},{"$f":"I4100*Z$5","v":0},{"$f":"J4100*AA$5","v":0},6.3898059392264242E-3]
[2004,6,19,19,2.2536294830528048E-3,8.7346715973590143E-4,2.0209946430422023E-3,4.046748567231884E-3,0,0,9.1948398530627921E-3,null,1.946033292269917E-3,7.3440856297620144E-4,2.0352712891950034E-3,1.5332501972774024E-3,0,0,6.2489633417185247E-3]
[2004,6,20,1,2.538693992391513E-3,7.3215085359839194E-4,1.6866240543610387E-3,4.794897386930199E-3,1.5449265141447738E-5,2.621902472901438E-4,1.0030005799712733E-2,null,2.1921895614301196E-3,6.1559023745731982E-4,1.6985386504238312E-3,1.8167121683728669E-3,2.2701718725951003E-6,1.0570691489886707E-4,6.4310077044555996E-3]
[2004,6,20,2,2.1327219130855119E-3,7.3661703877182447E-4,1.6613542323714505E-3,4.8050506093055036E-3,1.5449265141447738E-5,2.621902472901438E-4,9.6133833059658825E-3,null,1.8416283054638878E-3,6.1934539252943266E-4,1.673090318160536E-3,1.8205590666793229E-3,2.2701718725951003E-6,1.0570691489886707E-4,6.0626001696046407E-3]
[2004,6,20,6,1.6109423921686667E-3,7.175977499908659E-4,1.7221500463391862E-3,4.8347838047589744E-3,6.4423438731978274E-6,1.093333383676782E-4,9.0012496754985696E-3,null,1.3910660783699514E-3,6.0335403167886955E-4,1.7343156039858925E-3,1.8318245127621037E-3,9.4666171630921765E-7,4.4079785628531491E-5,5.6055866741416584E-3]
[2004,6,20,9,1.9620821267716895E-3,8.6916406974572489E-4,2.3902909996533278E-3,4.4463761764836291E-3,0,0,9.6679133726543711E-3,null,1.694279015063811E-3,7.3079053784403931E-4,2.4071764173963983E-3,1.6846628933080486E-3,0,0,6.5169088636122981E-3]
[2004,6,20,12,2.3999511527801089E-3,9.1671220931519026E-4,2.4948943415972272E-3,4.5619053014241987E-3,0,0,1.0373463005116726E-2,null,2.0723836275007707E-3,7.7076887070312594E-4,2.5125186949453353E-3,1.7284350848992798E-3,0,0,7.0841062780485119E-3]
[2004,6,20,16,2.2668386539380415E-3,9.9529483224023775E-4,2.4132718604951489E-3,4.2749632172607611E-3,0,0,9.9503685639341886E-3,null,1.9574395533697372E-3,8.3684090390324581E-4,2.430319618905304E-3,1.6197171846291073E-3,0,0,6.8443172608073938E-3]
[2004,6,20,18,2.4969914488692743E-3,9.827110771219779E-4,2.123414029652168E-3,4.5257347923752635E-3,0,0,1.0128851348018685E-2,null,2.1561789666642585E-3,8.262605204163155E-4,2.1384141835821182E-3,1.7147306406489072E-3,0,0,6.8355843113115993E-3]
[2004,6,20,21,2.9633234345714859E-3,1.0796777579202528E-3,1.8549718173511954E-3,4.7662008208687627E-3,0,0,1.0664173830711696E-2,null,2.5588616508637621E-3,9.0778981422876394E-4,1.8680756503330963E-3,1.8058394850707319E-3,0,0,7.1405666004963541E-3]
[2004,6,20,24,2.9863669502160442E-3,9.1909755272663672E-4,1.7953122344162484E-3,7.0905901426165843E-3,1.5449265141447738E-5,2.621902472901438E-4,1.3069006392407106E-2,null,2.5787599744136061E-3,7.7277446027507375E-4,1.8079946220676936E-3,2.6865145077240777E-3,2.2701718725951003E-6,1.0570691489886707E-4,7.9540206512519127E-3]
[2004,6,21,3,1.7467230076289512E-3,1.0543940400415913E-3,1.6777754776719747E-3,6.5439926273018305E-3,1.5449265141447738E-5,2.621902472901438E-4,1.130052466507594E-2,null,1.5083140998915184E-3,8.8653134021861584E-4,1.6896275659004289E-3,2.4794171963235445E-3,2.2701718725951003E-6,1.0570691489886707E-4,6.6718672891055699E-3]
[2004,6,21,7,1.7492965895309675E-3,1.2068401299518429E-3,2.5343554154740825E-3,6.9365669931954919E-3,0,0,1.2427059128152385E-2,null,1.5105364155380649E-3,1.0147075544865683E-3,2.5522585284866403E-3,2.6281575279632334E-3,0,0,7.7056600264745062E-3]
[2004,6,21,10,2.0283707228063359E-3,1.3628652041470873E-3,3.1251848893144793E-3,7.8759444083013625E-3,0,0,1.4392365224569265E-2,null,1.7515199305520607E-3,1.1458929679858353E-3,3.1472617211261962E-3,2.9840730446058276E-3,0,0,9.0287476642699205E-3]
[2004,6,21,13,2.082353445607605E-3,1.3581625045456999E-3,3.1753730936795819E-3,8.1531620691422859E-3,0,0,1.4769051112975173E-2,null,1.7981345921761812E-3,1.1419389522934675E-3,3.1978044634101556E-3,3.0891065118725794E-3,0,0,9.2269845197523841E-3]
[2004,6,21,15,2.1711058730988341E-3,1.3897311259079687E-3,3.0348889822998932E-3,8.2495052135933503E-3,0,0,1.4845231194900046E-2,null,1.8747732676845175E-3,1.1684817542653397E-3,3.0563279486338704E-3,3.1256094333617108E-3,0,0,9.225192403945438E-3]
[2004,6,21,21,2.7046001628999966E-3,1.2997584096652922E-3,2.1784787576925968E-3,6.7679136602936266E-3,0,0,1.2950750990551513E-2,null,2.3354513236809259E-3,1.0928329648330864E-3,2.1938678981250296E-3,2.5642573988479325E-3,0,0,8.1864095854869735E-3]
[2004,6,21,22,2.936166556018205E-3,1.2394684379450716E-3,2.1361576751283079E-3,7.3611431092274575E-3,5.1446056013162179E-6,8.7309357595306123E-5,1.3765389741515664E-2,null,2.5354113942105583E-3,1.0421413377931978E-3,2.1512478523137801E-3,2.789022825831388E-3,7.5596727901122926E-7,3.5200404777026657E-5,8.5537797822049632E-3]
[2004,6,22,1,2.3432413307599288E-3,1.0700900770947784E-3,1.8865081828938982E-3,7.1415970766088117E-3,1.5449265141447738E-5,2.621902472901438E-4,1.2719076179789008E-2,null,2.0234140863761674E-3,8.9972852100345232E-4,1.8998347940673932E-3,2.7058402430166942E-3,2.2701718725951003E-6,1.0570691489886707E-4,7.6367947312351685E-3]
[2004,6,22,4,1.6062080859578355E-3,1.2022251267899096E-3,1.7435518724294656E-3,6.2352098303473328E-3,1.5449265141447738E-5,2.621902472901438E-4,1.1064834427956135E-2,null,1.3869779540481141E-3,1.0108272736969496E-3,1.7558686161761284E-3,2.3624241891028854E-3,2.2701718725951003E-6,1.0570691489886707E-4,6.624075119795539E-3]
[2004,6,22,8,1.7885288593113059E-3,1.446313460500217E-3,2.9078321846235187E-3,6.6650624728942787E-3,0,0,1.280773697732932E-2,null,1.5444139023645296E-3,1.2160560111501618E-3,2.9283736003637927E-3,2.5252886809376584E-3,0,0,8.2141321948161414E-3]
[2004,6,22,12,2.2745442331347497E-3,1.4891909305202865E-3,2.9871089034843035E-3,5.5894418210894435E-3,0,0,1.2340285888228783E-2,null,1.9640934038654733E-3,1.252107259088339E-3,3.0082103433034272E-3,2.1177527173916163E-3,0,0,8.3421637236488558E-3]
[2004,6,22,16,2.3732454265415898E-3,1.580029105835083E-3,2.708658603641017E-3,5.6556129374673112E-3,0,0,1.2317546073485001E-2,null,2.0493229457226795E-3,1.3284837239075668E-3,2.7277930236980202E-3,2.1428239259322131E-3,0,0,8.2484236192604792E-3]
[2004,6,22,19,2.1287158672298702E-3,1.3378944122792488E-3,2.3573909547945017E-3,7.0350613132120036E-3,0,0,1.2859062547515624E-2,null,1.8381690417898619E-3,1.124897601225187E-3,2.3740439610858755E-3,2.6654754964722878E-3,0,0,8.002586100573212E-3]
[2004,6,22,22,2.7925846580895393E-3,1.2582570813910654E-3,2.0901945095863315E-3,7.0757639627970405E-3,5.1446056013162179E-6,8.7309357595306123E-5,1.3309254175060599E-2,null,2.411426881389052E-3,1.0579387727392541E-3,2.1049599952379767E-3,2.6808970984001437E-3,7.5596727901122926E-7,3.5200404777026657E-5,8.2911791198224654E-3]
[2004,6,22,23,2.7650879282715124E-3,1.1638659051872371E-3,1.9847100621009214E-3,6.5463225497022944E-3,1.5449265141447738E-5,2.621902472901438E-4,1.2737625957693557E-2,null,2.3876831595142627E-3,9.7857495544995078E-4,1.9987303878697548E-3,2.4802999677438096E-3,2.2701718725951003E-6,1.0570691489886707E-4,7.953265557349239E-3]
[2004,6,23,2,1.9730905379651484E-3,1.0973553232733726E-3,1.9235920398847335E-3,7.6211785812239337E-3,1.5449265141447738E-5,2.621902472901438E-4,1.289285599477878E-2,null,1.7037848965046449E-3,9.226530580533262E-4,1.9371806176626735E-3,2.8875462285369935E-3,2.2701718725951003E-6,1.0570691489886707E-4,7.5591418875290998E-3]
[2004,6,23,5,1.599841172456236E-3,1.1952795390358002E-3,1.8621641839594296E-3,5.6466704283181174E-3,1.5449265141447738E-5,2.621902472901438E-4,1.0581594836201176E-2,null,1.3814800557749999E-3,1.0049874443860652E-3,1.8753188250290316E-3,2.1394357480680926E-3,2.2701718725951003E-6,1.0570691489886707E-4,6.5091991600296512E-3]
[2004,6,23,10,2.0031655279285345E-3,1.5505458987694835E-3,3.2089582948337265E-3,7.7002372116251024E-3,0,0,1.4462906933156848E-2,null,1.7297549737394136E-3,1.3036943320092801E-3,3.2316269160753319E-3,2.9175003160334624E-3,0,0,9.182576537857489E-3]
[2004,6,23,13,2.1644559216615132E-3,1.5319486452472057E-3,3.2461826154684824E-3,8.0525829243636472E-3,0,0,1.4995170106740849E-2,null,1.8690309631103537E-3,1.2880578171359221E-3,3.2691141955733436E-3,3.0509986356327349E-3,0,0,9.4772016114523551E-3]
[2004,6,23,17,2.4380790616699319E-3,1.6106719531643191E-3,2.64436938541788E-3,6.5388598224738591E-3,0,0,1.323198022272599E-2,null,2.1053074868228982E-3,1.3542481378545866E-3,2.6630496556219029E-3,2.477472456272532E-3,0,0,8.6000777365719192E-3]
[2004,6,23,20,2.5441391847384649E-3,1.2347782190314425E-3,2.3689185274066668E-3,7.6172575545332011E-3,0,0,1.3765093485709775E-2,null,2.1968915435747745E-3,1.0381978158255905E-3,2.3856529664102706E-3,2.8860606124066078E-3,0,0,8.5068029382172426E-3]
[2004,6,23,23,2.8042770514948643E-3,1.1638659051872371E-3,2.0641202553123511E-3,7.264951720119219E-3,1.5449265141447738E-5,2.621902472901438E-4,1.3574854444545264E-2,null,2.4215233888248075E-3,9.7857495544995078E-4,2.0787015480453019E-3,2.7525774020853116E-3,2.2701718725951003E-6,1.0570691489886707E-4,8.3393543811768334E-3]
[2004,6,23,24,2.8147709263319403E-3,9.6195715505709449E-4,2.0269395034021218E-3,7.6747504874338972E-3,1.5449265141447738E-5,2.621902472901438E-4,1.3756057584656646E-2,null,2.4305849625890093E-3,8.0881068511352101E-4,2.0412581450486161E-3,2.9078437919759642E-3,2.2701718725951003E-6,1.0570691489886707E-4,8.2964746714985719E-3]
[2004,6,24,6,1.636296114305395E-3,1.2631169726880402E-3,1.9889719931740976E-3,5.7623010322368842E-3,6.4423438731978274E-6,1.093333383676782E-4,1.0766461794645294E-2,null,1.4129592900678205E-3,1.062024954736882E-3,2.0030224259410217E-3,2.1832463884684738E-3,9.4666171630921765E-7,4.4079785628531491E-5,6.7062795065590394E-3]
[2004,6,24,7,1.7143218654905312E-3,1.4480257296458964E-3,2.6297433584926166E-3,6.3262266322917197E-3,0,0,1.2118317585920763E-2,null,1.4803353652401057E-3,1.2174956819021648E-3,2.6483203079818852E-3,2.3969090421196485E-3,0,0,7.7430603972438051E-3]
[2004,6,24,11,2.2796061686834483E-3,1.5211166285143329E-3,3.1490781728206914E-3,8.084349062908865E-3,0,0,1.5034150032927338E-2,null,1.9684644396436119E-3,1.2789502900191286E-3,3.171323790806692E-3,3.0630343322869784E-3,0,0,9.48177285275641E-3]
[2004,6,24,14,2.1015539616573253E-3,1.5563488563774136E-3,3.1025440109523593E-3,7.5722746707517089E-3,0,0,1.4332721499738807E-2,null,1.814714444251467E-3,1.308573441327071E-3,3.1244609037904239E-3,2.8690172962019499E-3,0,0,9.1167660855709116E-3]
[2004,6,24,18,2.3956962670057397E-3,1.4917907868111295E-3,2.450071894014669E-3,5.8549441680492949E-3,0,0,1.2192503115880833E-2,null,2.0687094878811059E-3,1.2542932104446325E-3,2.4673796140525198E-3,2.2183474341353508E-3,0,0,8.0087297465136105E-3]
[2004,6,24,21,2.5111979649337377E-3,1.3430688297604364E-3,2.2194072961575647E-3,7.212417639747541E-3,0,0,1.3286091730599279E-2,null,2.1684464460509601E-3,1.1292482358932917E-3,2.2350855626711709E-3,2.7326730547418934E-3,0,0,8.2654532993573157E-3]
[2004,6,24,23,2.7334409981089043E-3,1.1638659051872371E-3,2.0099707175603113E-3,7.2600287976059569E-3,1.5449265141447738E-5,2.621902472901438E-4,1.3444945930894002E-2,null,2.3603556950141306E-3,9.7857495544995078E-4,2.0241694888489402E-3,2.7507121831844487E-3,2.2701718725951003E-6,1.0570691489886707E-4,8.2217894092689332E-3]
[2004,6,25,2,2.0861797474335023E-3,9.7333101097774077E-4,1.8811031623993098E-3,7.6114963562238609E-3,1.5449265141447738E-5,2.621902472901438E-4,1.2829749789466006E-2,null,{"$f":"E4228*V$5","v":1.8014386449477053E-3},{"$f":"F4228*W$5","v":8.1837378899106785E-4},{"$f":"G4228*X$5","v":1.8943915915987379E-3},{"$f":"H4228*Y$5","v":2.8838777838227224E-3},{"$f":"I4228*Z$5","v":2.2701718725951003E-6},{"$f":"J4228*AA$5","v":1.0570691489886707E-4},7.5060588961316944E-3]
[2004,6,25,5,1.6960971649801271E-3,1.1529336088722587E-3,1.8431594849666355E-3,5.9990670520917305E-3,1.5449265141447738E-5,2.621902472901438E-4,1.0968896823342343E-2,null,1.4645981403761266E-3,9.6938311356188145E-4,1.8561798736453688E-3,2.2729533570680447E-3,2.2701718725951003E-6,1.0570691489886707E-4,6.6710915714228835E-3]
[2004,6,25,9,2.4414406348750111E-3,1.1280797438013581E-3,3.1224870608991115E-3,7.725531105702667E-3,0,0,1.4417538545278148E-2,null,2.1082102414330416E-3,9.4848605850071199E-4,3.1445448347970431E-3,2.9270837797550219E-3,0,0,9.1283249144858188E-3]
[2004,6,25,12,2.2907528426993748E-3,1.3352460393133837E-3,3.1044499261921933E-3,7.0082624483299265E-3,0,0,1.3738711256534877E-2,null,1.9780897125184099E-3,1.1226708571943362E-3,3.1263802827361468E-3,2.6553218226809455E-3,0,0,8.8824626751298381E-3]
[2004,6,25,15,1.9551712832167412E-3,1.3837321999257649E-3,2.9589971582633092E-3,7.7267278743123396E-3,0,0,1.4024628515718155E-2,null,1.6883114273406595E-3,1.1634378753273805E-3,2.9799000119849193E-3,2.9275372167987101E-3,0,0,8.7591865314516695E-3]
[2004,6,25,20,2.3114770501402259E-3,1.3408692412328266E-3,2.3171379492940795E-3,6.2600922192622335E-3,0,0,1.2229576459929364E-2,null,1.9959852884944449E-3,1.1273988284694462E-3,2.333506601582787E-3,2.3718517399078519E-3,0,0,7.8287424584545292E-3]
[2004,6,25,23,2.6357286319560139E-3,9.5362159800848234E-4,2.0216981776398604E-3,5.6702270892717722E-3,1.5449265141447738E-5,2.621902472901438E-4,1.1558915009307721E-2,null,2.2759800161237347E-3,8.0180217379693269E-4,2.0359797936794159E-3,2.1483610011334428E-3,2.2701718725951003E-6,1.0570691489886707E-4,7.3701000715049878E-3]
[2004,6,26,2,2.2403760764508436E-3,7.9675248399012008E-4,1.8140197918449447E-3,5.1117053182643066E-3,1.5449265141447738E-5,2.621902472901438E-4,1.0240493182981807E-2,null,1.934588833153031E-3,6.6990709415088324E-4,1.8268343328292609E-3,1.9367457744017518E-3,2.2701718725951003E-6,1.0570691489886707E-4,6.4760531213063893E-3]
[2004,6,26,3,1.8382418323752534E-3,7.8959136921154032E-4,1.7786778641409331E-3,5.0958593869562937E-3,1.5449265141447738E-5,2.621902472901438E-4,9.7800099651156134E-3,null,1.5873415891771417E-3,6.6388605036552266E-4,1.7912427438023335E-3,1.9307419970727654E-3,2.2701718725951003E-6,1.0570691489886707E-4,6.0811894671892247E-3]
[2004,6,26,6,1.6206937212967143E-3,7.7233991029637184E-4,1.9056557950161966E-3,4.8826727654058544E-3,6.4423438731978274E-6,1.093333383676782E-4,9.2971378742560135E-3,null,1.3994864559296895E-3,6.4938107555346147E-4,1.9191176681429493E-3,1.8499688963676967E-3,9.4666171630921765E-7,4.4079785628531491E-5,5.8629805433386382E-3]
[2004,6,26,10,2.0589323572297678E-3,9.5612056677180069E-4,2.5991599375599227E-3,4.5593863656837796E-3,0,0,1.017359922724527E-2,null,1.7779102305110479E-3,8.0390329922326923E-4,2.6175208406186375E-3,1.7274806992593613E-3,0,0,6.9268150696123161E-3]
[2004,6,26,13,2.3860474314028432E-3,8.7176698216777479E-4,2.538857521107362E-3,4.9596396609407085E-3,0,0,1.0756311595618689E-2,null,2.060377614582466E-3,7.3297905878626744E-4,2.5567924377515078E-3,1.8791304580021934E-3,0,0,7.2292795691224349E-3]
[2004,6,26,17,2.3581817468209822E-3,9.4443760973107033E-4,2.3246092594680664E-3,4.056578592138909E-3,0,0,9.6838072081590273E-3,null,2.0363152963016736E-3,7.9408030405286152E-4,2.3410306903487504E-3,1.5369746410814926E-3,0,0,6.7084009317847785E-3]
[2004,6,26,21,2.5289425471521254E-3,8.5263298479377775E-4,1.9541271345669122E-3,4.5876696897416795E-3,0,0,9.9233723562544944E-3,null,2.183769083606991E-3,7.1689125129539811E-4,1.9679314173906429E-3,1.7381968115828654E-3,0,0,6.6067885638758971E-3]
[2004,6,26,24,2.8351811727700986E-3,6.3500795009960808E-4,1.7661524184506066E-3,4.7905604622731782E-3,1.5449265141447738E-5,2.621902472901438E-4,1.0304541516025082E-2,null,2.448209429863144E-3,5.339127761278652E-4,1.7786288162564797E-3,1.815068974960803E-3,2.2701718725951003E-6,1.0570691489886707E-4,6.6837970839797537E-3]
[2004,6,27,1,2.5966600758742793E-3,7.3215085359839194E-4,1.7470140971792298E-3,4.791736514824411E-3,1.5449265141447738E-5,2.621902472901438E-4,1.0145201053907904E-2,null,2.242243897836455E-3,6.1559023745731982E-4,1.7593552986639792E-3,1.8155145630116118E-3,2.2701718725951003E-6,1.0570691489886707E-4,6.5406810837408281E-3]
[2004,6,27,4,1.7678564654598748E-3,7.5974892284433478E-4,1.708667384143321E-3,4.7967687312878088E-3,1.5449265141447738E-5,2.621902472901438E-4,9.3106810161669318E-3,null,1.5265630679801188E-3,6.387946111420258E-4,1.7207376979960713E-3,1.8174211916931475E-3,2.2701718725951003E-6,1.0570691489886707E-4,5.811493655582825E-3]
[2004,6,27,7,1.7008631313191408E-3,7.1547965102239071E-4,2.1302847302806386E-3,4.5592613831492686E-3,0,0,9.1058888957714391E-3,null,1.4687136035590961E-3,6.0157314043145324E-4,2.1453334199956942E-3,1.7274333453176692E-3,0,0,5.9430535093039126E-3]
[2004,6,27,10,2.1223405764333172E-3,8.9837867462479941E-4,2.5164942687438095E-3,4.4856085230660942E-3,0,0,1.0022822042868021E-2,null,1.8326639096324729E-3,7.5535408983109489E-4,2.5342712076110627E-3,1.6995274202579813E-3,0,0,6.8218166273326117E-3]
[2004,6,27,15,2.5514400164572963E-3,9.1834668648581991E-4,2.5197789473484964E-3,4.4302544050389683E-3,0,0,1.041982005533058E-2,null,2.2031958902710468E-3,7.7214313419628634E-4,2.5375790897379986E-3,1.6785546044343232E-3,0,0,7.1914727186396547E-3]
[2004,6,27,18,2.6151110087235955E-3,9.827110771219779E-4,2.2232023137627715E-3,4.3403847672693705E-3,0,0,1.0161409166877716E-2,null,{"$f":"E4292*V$5","v":2.2581764767577988E-3},{"$f":"F4292*W$5","v":8.262605204163155E-4},{"$f":"G4292*X$5","v":2.2389073889191816E-3},{"$f":"H4292*Y$5","v":1.6445043941110907E-3},{"$f":"I4292*Z$5","v":0},{"$f":"J4292*AA$5","v":0},6.9678487802043868E-3]
[2004,6,27,22,3.4074279009426488E-3,1.0531690360835533E-3,1.8782269340592551E-3,5.177571501699332E-3,5.1446056013162179E-6,8.7309357595306123E-5,1.1608849335981412E-2,null,2.9423506331046814E-3,8.8550136057206008E-4,1.8914950450978178E-3,1.9617014485850733E-3,7.5596727901122926E-7,3.5200404777026657E-5,7.717004859415671E-3]
[2004,6,28,1,2.6433510884698442E-3,9.1130028031453545E-4,1.822203917624025E-3,6.4701006161762597E-3,1.5449265141447738E-5,2.621902472901438E-4,1.2124595415016256E-2,null,2.2825620892889735E-3,7.6621853706321913E-4,1.8350762726496701E-3,2.4514206606472489E-3,2.2701718725951003E-6,1.0570691489886707E-4,7.4432546464205732E-3]
[2004,6,28,2,2.2763501693909547E-3,9.6012325908902639E-4,1.7764959538149945E-3,6.8295556351900804E-3,1.5449265141447738E-5,2.621902472901438E-4,1.2120164529916648E-2,null,1.9656528492422404E-3,8.0726875089476464E-4,1.789045420094787E-3,2.5876125860063003E-3,2.2701718725951003E-6,1.0570691489886707E-4,7.2575566930095543E-3]
[2004,6,28,7,1.8143922360145579E-3,1.2068401299518429E-3,2.629589876194664E-3,6.9764389046320157E-3,0,0,1.2627261146793082E-2,null,1.5667472062609923E-3,1.0147075544865683E-3,2.6481657414591593E-3,2.6432643761056906E-3,0,0,7.8728848783124108E-3]
[2004,6,28,9,2.3722406913412545E-3,1.2501559749697451E-3,3.1715242588431689E-3,8.0807074371852822E-3,0,0,1.4874628362339451E-2,null,2.0484553460731049E-3,1.0511273868055256E-3,3.1939284397569643E-3,3.0616545768447187E-3,0,0,9.3551657494803132E-3]
[2004,6,28,13,2.2126402818216828E-3,1.3581625045456999E-3,3.2541497362502678E-3,8.0037493930252418E-3,0,0,1.4828701915642893E-2,null,1.9106386762431239E-3,1.1419389522934675E-3,3.2771375974366499E-3,3.0324963688587014E-3,0,0,9.3622115948319429E-3]
[2004,6,28,16,2.4167371420842311E-3,1.4883018718069825E-3,2.9012200786973962E-3,6.7500409813059286E-3,0,0,1.3556300073894538E-2,null,2.0868785097674235E-3,1.2513597411939782E-3,2.9217147854090457E-3,2.5574857182929164E-3,0,0,8.8174387546633634E-3]
[2004,6,28,19,2.506079137085939E-3,1.2106766879286831E-3,2.462033368168381E-3,7.0849963953615097E-3,0,0,1.3263785588544512E-2,null,2.164026283160776E-3,1.0179333209039318E-3,2.4794255860719466E-3,2.6843951237446009E-3,0,0,8.3457803138812549E-3]
[2004,6,28,23,3.1278532503267249E-3,1.0635175521050042E-3,2.0240367246834785E-3,7.1523826035149842E-3,1.5449265141447738E-5,2.621902472901438E-4,1.3645429643061783E-2,null,2.7009349159849696E-3,8.9420236174369877E-4,2.0383348606127665E-3,2.7099267116919503E-3,2.2701718725951003E-6,1.0570691489886707E-4,8.4513759368048461E-3]
[2004,6,28,24,2.932591291516789E-3,9.0943482179470638E-4,1.9796257275701908E-3,7.3520097770028098E-3,1.5449265141447738E-5,2.621902472901438E-4,1.3451301130316088E-2,null,2.53232411486817E-3,7.6465006514579346E-4,1.9936101367445552E-3,2.7855623480669343E-3,2.2701718725951003E-6,1.0570691489886707E-4,8.1841237515969147E-3]
[2004,6,29,4,1.6402672629332231E-3,1.2022251267899096E-3,1.7915813746919686E-3,5.8376528310439641E-3,1.5449265141447738E-5,2.621902472901438E-4,1.0749366107890656E-2,null,1.4163884196103738E-3,1.0108272736969496E-3,1.8042374069226746E-3,2.2117960150308158E-3,2.2701718725951003E-6,1.0570691489886707E-4,6.5512262020322749E-3]
[2004,6,29,7,1.7336473770891668E-3,1.4480257296458964E-3,2.6786374099958309E-3,4.9502951841875371E-3,0,0,1.0810605700918432E-2,null,1.4970231523159779E-3,1.2174956819021648E-3,2.6975597552904231E-3,1.8755899808543743E-3,0,0,7.2876685703629398E-3]
[2004,6,29,10,1.9764118107475212E-3,1.5505458987694835E-3,3.1618200361318068E-3,5.8460829035739828E-3,0,0,1.2534860649222795E-2,null,1.7066528512664242E-3,1.3036943320092801E-3,3.1841556647838158E-3,2.2149900386166585E-3,0,0,8.409492886676178E-3]
[2004,6,29,14,2.1430826094056034E-3,1.5563488563774136E-3,3.1623991980089744E-3,5.275516185740038E-3,0,0,1.2137346849532028E-2,null,1.850574878146583E-3,1.308573441327071E-3,3.184738917957917E-3,1.998811168557226E-3,0,0,8.3426984059887972E-3]
[2004,6,29,17,2.3894817217796228E-3,1.6106719531643191E-3,2.6126214563728812E-3,5.199408413594825E-3,0,0,1.1812183544911647E-2,null,2.0633431612523128E-3,1.3542481378545866E-3,2.6310774538651381E-3,1.969975115435247E-3,0,0,8.0186438684072842E-3]
[2004,6,29,21,2.551230434489737E-3,1.3430688297604364E-3,2.1781126157654615E-3,7.1593919117097513E-3,0,0,1.3231803791725387E-2,null,2.2030149139883894E-3,1.1292482358932917E-3,2.1934991697097244E-3,2.7125824297317184E-3,0,0,8.2383447493231243E-3]
[2004,6,30,1,2.4037526761132317E-3,1.0700900770947784E-3,1.9328873827266729E-3,6.931188353031875E-3,1.5449265141447738E-5,2.621902472901438E-4,1.261555800139815E-2,null,2.0756662837773366E-3,8.9972852100345232E-4,1.946541624370215E-3,2.6261196447206897E-3,2.2701718725951003E-6,1.0570691489886707E-4,7.6560331606431555E-3]
[2004,6,30,4,1.643583417868226E-3,1.2022251267899096E-3,1.7931609480506482E-3,6.1484472274883949E-3,1.5449265141447738E-5,2.621902472901438E-4,1.1065056232628769E-2,null,1.4192519550559161E-3,1.0108272736969496E-3,1.8058281386532933E-3,2.3295511860636172E-3,2.2701718725951003E-6,1.0570691489886707E-4,6.6734356402412386E-3]
[2004,6,30,5,1.5869890852817968E-3,1.1952795390358002E-3,1.8544380770536412E-3,5.8576335610257295E-3,1.5449265141447738E-5,2.621902472901438E-4,1.0771979774828558E-2,null,1.3703821402992341E-3,1.0049874443860652E-3,1.8675381396042884E-3,2.219366403375265E-3,2.2701718725951003E-6,1.0570691489886707E-4,6.5702512144363142E-3]
[2004,6,30,8,1.813329843597989E-3,1.446313460500217E-3,3.0388851412470768E-3,7.7932298430870477E-3,0,0,1.4091758288432329E-2,null,1.5658298189852023E-3,1.2160560111501618E-3,3.0603523371201358E-3,2.9527337801752442E-3,0,0,8.7949719474307436E-3]
[2004,6,30,11,2.3191703215118663E-3,1.5211166285143329E-3,3.2151017507606539E-3,7.6764851890031155E-3,0,0,1.4731873889789969E-2,null,2.0026285110508872E-3,1.2789502900191286E-3,3.2378137704084479E-3,2.9085010434654092E-3,0,0,9.4278936149438733E-3]
[2004,6,30,15,2.3222593445987759E-3,1.527155186905527E-3,3.089881662277299E-3,7.4591191260505452E-3,0,0,1.4398415319832148E-2,null,2.005295915703214E-3,1.2840274917674641E-3,3.1117091061541209E-3,2.8261444173082735E-3,0,0,9.2271769309330721E-3]
[2004,6,30,18,2.4608490067455648E-3,1.4917907868111295E-3,2.5147775549470433E-3,5.6236252777346974E-3,0,0,1.2091042626238436E-2,null,2.1249695792447255E-3,1.2542932104446325E-3,2.5325423666592312E-3,2.1307042983396787E-3,0,0,8.0425094546882677E-3]
[2004,6,30,23,2.776507429054297E-3,1.1638659051872371E-3,2.0499412841034417E-3,6.6487410927669128E-3,1.5449265141447738E-5,2.621902472901438E-4,1.2916695223543479E-2,null,2.3975440212359945E-3,9.7857495544995078E-4,2.0644224141984275E-3,2.5191047634334283E-3,2.2701718725951003E-6,1.0570691489886707E-4,8.0676232410892626E-3]
[2004,7,1,2,1.8528232103730037E-3,6.9362446202137602E-4,1.8182421776981122E-3,7.0540985922924355E-3,1.5597601540512758E-5,2.6479431570797181E-4,1.1699180359633412E-2,null,1.5999327658741892E-3,5.8319736319826978E-4,1.8310865463264322E-3,2.6726884259194129E-3,2.2919689689460464E-6,1.0675679391412106E-4,6.7959538642013715E-3]
[2004,7,1,5,1.5234248510032817E-3,7.9614104805131802E-4,1.7922168693780055E-3,5.1441269277184339E-3,1.5597601540512758E-5,2.6479431570797181E-4,9.5363016133995244E-3,null,1.3154937404829203E-3,6.6939300065101603E-4,1.8048773908500835E-3,1.949029818805725E-3,2.2919689689460464E-6,1.0675679391412106E-4,5.8478427136728116E-3]
[2004,7,1,6,1.5921752893910093E-3,7.8603709920782995E-4,1.8830708927544068E-3,5.203269538168109E-3,7.7988007702563789E-6,1.323971578539859E-4,9.6047487781455981E-3,null,1.3748604833156571E-3,6.6089763082763917E-4,1.896373222332097E-3,1.9714380355834462E-3,1.1459844844730232E-6,5.3378396957060528E-5,5.9580937535003735E-3]
[2004,7,1,9,1.8704298492130775E-3,8.756884510677346E-4,2.438954752694145E-3,6.9278094836265729E-3,0,0,1.2112882536601529E-2,null,1.6151362878397179E-3,7.362762180526171E-4,2.4561839393754574E-3,2.6248394435675459E-3,0,0,7.4324358888353381E-3]
[2004,7,1,15,2.1656418744826298E-3,8.8174864752850121E-4,2.4581226303042386E-3,6.7567001518855909E-3,0,0,1.2262213304200961E-2,null,1.8700550461241364E-3,7.4137161302482275E-4,2.4754872220976239E-3,2.5600087746269935E-3,0,0,7.6469226558735764E-3]
[2004,7,1,17,2.3012390696682235E-3,9.8655378059699312E-4,2.087925354669719E-3,4.988407641572652E-3,0,0,1.0364125846507588E-2,null,1.9871446822661591E-3,8.2949145395007633E-4,2.1026748106292908E-3,1.8900301991762224E-3,0,0,6.8093411460217485E-3]
[2004,7,1,20,2.3578565861123702E-3,9.5998149940647239E-4,2.0131951027111492E-3,5.070287124273311E-3,0,0,1.0401320312503303E-2,null,2.0360345165332801E-3,8.0714955977968718E-4,2.0274166515989256E-3,1.9210530638089098E-3,0,0,6.7916537917208034E-3]
[2004,7,1,24,2.685757014861118E-3,9.3654556311054289E-4,1.8809133635849227E-3,4.8485098065085622E-3,1.5597601540512758E-5,2.6479431570797181E-4,1.0632117665313631E-2,null,2.3191800627258398E-3,7.8744469497137612E-4,1.894200452013596E-3,1.8370250816980634E-3,2.2919689689460464E-6,1.0675679391412106E-4,6.9468990542919419E-3]
[2004,7,2,3,1.773906902524464E-3,1.1994626420264176E-3,1.6260970700144963E-3,4.7733475283813134E-3,1.5597601540512758E-5,2.6479431570797181E-4,9.6532060601951762E-3,null,1.531787685446751E-3,1.0085045848095811E-3,1.6375840932773378E-3,1.8085472615785758E-3,2.2919689689460464E-6,1.0675679391412106E-4,6.0954723879953132E-3]
[2004,7,2,6,1.6260110427002417E-3,1.2347061009010064E-3,1.7643721249197973E-3,5.0008135671964216E-3,7.7988007702563789E-6,1.323971578539859E-4,9.7660987943417096E-3,null,1.4040780201396796E-3,1.0381371791182482E-3,1.776835946432668E-3,1.8947306117652518E-3,1.1459844844730232E-6,5.3378396957060528E-5,6.1683061388973824E-3]
[2004,7,2,7,1.7267174073963335E-3,1.3497040625991344E-3,2.2959829316738832E-3,4.7807215915679855E-3,0,0,1.0153125993237337E-2,null,1.491039048967096E-3,1.1348271197239718E-3,2.312202141359188E-3,1.811341179621138E-3,0,0,6.7494094896713933E-3]
[2004,7,2,12,2.1921562961714626E-3,1.3822819072035791E-3,2.7232725858834586E-3,4.2446625562615062E-3,0,0,1.0542373345520006E-2,null,1.8929505343664435E-3,1.1622184735649637E-3,2.7425102415695505E-3,1.608236734662204E-3,0,0,7.4059159841631623E-3]
[2004,7,2,15,1.8507501949358008E-3,1.4342752312854657E-3,2.6226403082906849E-3,4.6722994391924901E-3,0,0,1.057996517370444E-2,null,1.5981426947526836E-3,1.2059343042034956E-3,2.6411670806383725E-3,1.7702617095831262E-3,0,0,7.2155057891776777E-3]
[2004,7,2,18,2.095460852620544E-3,1.4110483562696507E-3,2.2306397196092146E-3,4.783471468741537E-3,0,0,1.0520620397240946E-2,null,1.8094529790779884E-3,1.1864052174912372E-3,2.2463973338517278E-3,1.8123830653841867E-3,0,0,7.0546385958051398E-3]
[2004,7,2,21,2.1819617447790787E-3,1.3152382175223444E-3,1.9553859494916975E-3,4.7933165621326674E-3,0,0,1.0245902473925789E-2,null,1.884147429615408E-3,1.1058483407596212E-3,1.9691991247958287E-3,1.8161132184029323E-3,0,0,6.77530811357379E-3]
[2004,7,3,1,2.4715236610176757E-3,7.9742060557508852E-4,1.674300018580726E-3,5.0328978518889159E-3,1.5597601540512758E-5,2.6479431570797181E-4,{"$f":"SUM(E4419:J4419)","v":1.0256534054310892E-2},null,2.1341872579950317E-3,6.7046884877169617E-4,1.686127555581479E-3,1.9068868490547657E-3,2.2919689689460464E-6,1.0675679391412106E-4,{"$f":"SUM(M4419:R4419)","v":6.5067192742860394E-3}]
[2004,7,3,4,1.6014109874817628E-3,8.3756481415738274E-4,1.5968555114160891E-3,5.0385416074941701E-3,1.5597601540512758E-5,2.6479431570797181E-4,9.3547648377978899E-3,null,1.3828356079300251E-3,7.042219787069461E-4,1.6081359673896488E-3,1.909025180421634E-3,2.2919689689460464E-6,1.0675679391412106E-4,5.7132674973313213E-3]
[2004,7,3,5,1.5549770830162288E-3,8.3246458345261965E-4,1.6206775149679538E-3,5.0150458971198585E-3,1.5597601540512758E-5,2.6479431570797181E-4,9.303556995805146E-3,null,1.342739432112515E-3,6.9993372005751429E-4,1.632126253582208E-3,1.9001230205844025E-3,2.2919689689460464E-6,1.0675679391412106E-4,5.6839711892197071E-3]
[2004,7,3,9,1.7996002004188423E-3,1.0281104708032536E-3,2.2650634664066367E-3,4.8783179657182502E-3,0,0,9.9710921033469829E-3,null,1.5539741244628652E-3,8.6443219418998966E-4,2.2810642557876746E-3,1.8483189303840947E-3,0,0,6.5477895048246231E-3]
[2004,7,3,12,2.2361937992587066E-3,9.4228640070526462E-4,2.3094754517945428E-3,4.8754720884729656E-3,0,0,1.036342774023148E-2,null,1.9309773918248965E-3,7.9227157396874351E-4,2.3257899749118426E-3,1.8472406716844825E-3,0,0,6.8962796123899651E-3]
[2004,7,3,16,2.198569990575982E-3,9.09204087880644E-4,2.1699555014606229E-3,4.7623418239446632E-3,0,0,1.0040071403861912E-2,null,1.8984888284522719E-3,7.6445606476424773E-4,2.1852844321771556E-3,1.8043773710557721E-3,0,0,6.6526066964494469E-3]
[2004,7,3,19,2.1343186150187504E-3,8.6972319727948754E-4,1.8927642185786245E-3,4.6955852203127632E-3,0,0,9.5923912511896268E-3,null,1.8430070747528415E-3,7.3126065059414568E-4,1.906135023440657E-3,1.779084330485625E-3,0,0,6.2594870792732696E-3]
[2004,7,3,22,2.5808203189036536E-3,8.6375242648605109E-4,1.6506033765751446E-3,4.8865137385728499E-3,5.1940016251737942E-6,8.817651243056279E-5,1.0075060374593435E-2,null,2.2285660973647703E-3,7.262404444542906E-4,1.6622635165102558E-3,1.8514241814609489E-3,7.6322571253235909E-7,3.555001451011936E-5,6.5048074800129162E-3]
[2004,7,4,2,2.0610499390154901E-3,6.9362446202137602E-4,1.5365643929682055E-3,4.872968079313365E-3,1.5597601540512758E-5,2.6479431570797181E-4,9.4445987905669212E-3,null,1.7797387851537293E-3,5.8319736319826978E-4,1.5474189423382023E-3,1.8462919414942677E-3,2.2919689689460464E-6,1.0675679391412106E-4,5.8656957950675359E-3]
[2004,7,4,6,1.5509338638575196E-3,7.8603709920782995E-4,1.5843626908850247E-3,4.8407578122164861E-3,7.7988007702563789E-6,1.323971578539859E-4,8.9022874247911034E-3,null,1.3392480688915595E-3,6.6089763082763917E-4,1.595554895472671E-3,1.8340879714278918E-3,1.1459844844730232E-6,5.3378396957060528E-5,5.4843129480612951E-3]
[2004,7,4,7,1.6055612934433999E-3,8.3597838203736466E-4,1.869525281098702E-3,4.7431584069271178E-3,0,0,9.0542233635065843E-3,null,1.3864194417568313E-3,7.0288811134795574E-4,1.8827319221968617E-3,1.797109072213394E-3,0,0,5.7691485475150428E-3]
[2004,7,4,10,1.9926832473154978E-3,8.9257144210929523E-4,2.1978688394084897E-3,4.8845644911599557E-3,0,0,9.9676880199932386E-3,null,1.720703411712344E-3,7.5047138618386262E-4,2.2133949546401803E-3,1.8506856418826409E-3,0,0,6.5352553944190281E-3]
[2004,7,4,13,2.2715133523602562E-3,9.1647985291072424E-4,2.2473177828416543E-3,4.7252644902387722E-3,0,0,1.0160575478351407E-2,null,1.9614762057251316E-3,7.7057350613652471E-4,2.2631932137286118E-3,1.7903293450233654E-3,0,0,6.7855722706136332E-3]
[2004,7,4,17,2.255942410923935E-3,9.8655378059699312E-4,2.01936398679365E-3,4.8743475289416286E-3,0,0,1.0136207707256206E-2,null,1.9480305303579372E-3,8.2949145395007633E-4,2.0336291137163839E-3,1.8468145935393676E-3,0,0,6.6579656915637647E-3]
[2004,7,4,19,2.3918867103765932E-3,9.644531261522926E-4,1.8253587794994273E-3,4.8880371158238249E-3,0,0,1.0069735731852138E-2,null,2.0654198947670402E-3,8.1090929010951059E-4,1.8382534210001063E-3,1.8520013654474952E-3,0,0,6.5665839713241522E-3]
[2004,7,4,24,2.8926706235903677E-3,9.3654556311054289E-4,1.639110515207387E-3,6.7052914202277046E-3,1.5597601540512758E-5,2.6479431570797181E-4,1.2454010039384488E-2,null,2.4978521888401025E-3,7.8744469497137612E-4,1.6506894676363384E-3,2.5405308044376684E-3,2.2919689689460464E-6,1.0675679391412106E-4,7.5855659187685524E-3]
[2004,7,5,4,1.6552779542018427E-3,1.1034614610240766E-3,1.4105432045807137E-3,6.6494654973181504E-3,1.5597601540512758E-5,2.6479431570797181E-4,1.1099140034373269E-2,null,1.4293503129332943E-3,9.2778708032404907E-4,1.4205075190752458E-3,2.5193792290698872E-3,2.2919689689460464E-6,1.0675679391412106E-4,6.4060729042855436E-3]
[2004,7,5,7,1.6035657139117489E-3,1.2161115889724513E-3,1.7498802478850338E-3,6.0126553421955492E-3,0,0,1.0582212892964783E-2,null,1.3846962373724511E-3,1.0225029693686533E-3,1.762241696340545E-3,2.2781017491997043E-3,0,0,6.4475426522813536E-3]
[2004,7,5,8,1.7497548089409692E-3,1.1755225976925669E-3,1.9325157300728603E-3,6.5922480876660057E-3,0,0,1.1450041224372404E-2,null,1.5109320929259113E-3,9.8837586747792337E-4,1.9461673462995324E-3,2.4977004409812904E-3,0,0,6.9431757476846566E-3]
[2004,7,5,11,2.3709834507357457E-3,1.2797680664931612E-3,2.1148310075825285E-3,6.1716793777147521E-3,0,0,1.1937261902526187E-2,null,2.0473697052909301E-3,1.0760251443686229E-3,2.1297705296006463E-3,2.3383534870531513E-3,0,0,7.5915188663133511E-3]
[2004,7,5,14,2.5054712308106315E-3,1.2429866566078206E-3,2.1488076594194188E-3,6.2390028308320529E-3,0,0,1.2136268377669924E-2,null,2.1635013495551305E-3,1.045099445471942E-3,2.1639871982220456E-3,2.3638612980917068E-3,0,0,7.736449291340825E-3]
[2004,7,5,20,2.6178137899833011E-3,1.2060415455059266E-3,1.5843337987791976E-3,6.1886857096647594E-3,0,0,1.1596874843933184E-2,null,2.2605103574390123E-3,1.0140361070843352E-3,1.5955257992681475E-3,2.3447969221675668E-3,0,0,7.214869185959062E-3]
[2004,7,5,22,3.0302284848234573E-3,1.2055463438144136E-3,1.5401756831519189E-3,6.4338687585903604E-3,6.5042001545768665E-6,1.1041923495003243E-4,1.2326742705484759E-2,null,2.616634881197507E-3,1.0136197429902833E-3,1.5510557432833051E-3,2.437692972388794E-3,9.5575110592382708E-7,4.4517585198905529E-5,7.6644766761647188E-3]
[2004,7,6,1,2.2810377563103699E-3,1.1988036292300368E-3,1.6554114914155533E-3,5.0334648578496304E-3,1.5597601540512758E-5,2.6479431570797181E-4,1.0449109652054075E-2,null,1.9697006309535594E-3,1.007950488830839E-3,1.6671055966827719E-3,1.9071016788092413E-3,2.2919689689460464E-6,1.0675679391412106E-4,6.6609071581594783E-3]
[2004,7,6,5,1.5234248510032817E-3,1.2721996727438566E-3,1.5969846766330964E-3,4.3417883295177239E-3,1.5597601540512758E-5,2.6479431570797181E-4,9.0147894471464454E-3,null,1.3154937404829203E-3,1.0696616616486252E-3,1.6082660450514787E-3,1.6450361820535403E-3,2.2919689689460464E-6,1.0675679391412106E-4,5.7475063921196314E-3]
[2004,7,6,8,1.7404343797234592E-3,1.3755955713392024E-3,2.5922733675952329E-3,7.3965035296013658E-3,0,0,1.3104806848259262E-2,null,1.502883802072461E-3,1.1565966224638669E-3,2.6105856227651809E-3,2.802420340061236E-3,0,0,8.0724863873627446E-3]
[2004,7,6,9,1.8678940153142927E-3,1.3844036715646318E-3,2.6925901104571516E-3,7.0189198625610965E-3,0,0,1.2963807659897172E-2,null,1.6129465679998723E-3,1.1640024466634438E-3,2.7116110199750824E-3,2.6593597514528796E-3,0,0,8.1479197860912771E-3]
[2004,7,6,13,1.9925120924952108E-3,1.3851062948297703E-3,2.7753988318905509E-3,6.9117123087591966E-3,0,0,1.3064729527974727E-2,null,1.7205556176845699E-3,1.1645932101932599E-3,2.7950047161476974E-3,2.6187404739550363E-3,0,0,8.2988940179805626E-3]
[2004,7,6,16,2.3141885428780633E-3,1.4565005475055831E-3,2.4473730821276043E-3,6.8858504476664636E-3,0,0,1.3103912620177714E-2,null,1.9983266916307014E-3,1.2246212832902003E-3,2.4646617373042605E-3,2.608941816350391E-3,0,0,8.2965515285755541E-3]
[2004,7,6,20,2.3538854321172109E-3,1.3792047341420113E-3,2.0774410976932547E-3,7.4547493629477648E-3,0,0,1.3265280626900241E-2,null,2.0326053823559783E-3,1.1596311957022694E-3,2.0921164910977655E-3,2.8244887819190018E-3,0,0,8.1088418510750146E-3]
[2004,7,6,23,2.6991808713985681E-3,1.267135251450704E-3,1.7142930113141195E-3,7.0420436972048889E-3,1.5597601540512758E-5,2.6479431570797181E-4,1.3003044748616766E-2,null,2.330771707194897E-3,1.0654035114448616E-3,1.7264030655436103E-3,2.6681210133500219E-3,2.2919689689460464E-6,1.0675679391412106E-4,7.8997480604164564E-3]
[2004,7,7,3,1.6183886362413215E-3,1.2994993046986656E-3,1.6244207199417446E-3,6.311961180850271E-3,1.5597601540512758E-5,2.6479431570797181E-4,1.1134661758980488E-2,null,1.3974959901973936E-3,1.092615110155805E-3,1.6358959011856576E-3,2.3915040840716091E-3,2.2919689689460464E-6,1.0675679391412106E-4,6.6265598484935321E-3]
[2004,7,7,6,1.5921752893910093E-3,1.3061528081676726E-3,1.7541432265048141E-3,5.3662822180085244E-3,7.7988007702563789E-6,1.323971578539859E-4,1.0158949500696264E-2,null,1.3748604833156571E-3,1.0982093558775422E-3,1.7665347893584616E-3,2.0332010088375523E-3,1.1459844844730232E-6,5.3378396957060528E-5,6.3273300188307477E-3]
[2004,7,7,10,1.8764513971678397E-3,1.4426867063568991E-3,2.748286824099264E-3,7.8387536908936465E-3,0,0,1.3906178618517648E-2,null,1.6203359592493649E-3,1.2130066471655245E-3,2.7677011845722876E-3,2.9699820592493354E-3,0,0,8.5710258502365126E-3]
[2004,7,7,11,2.1814293376315173E-3,1.398145018572474E-3,2.7615757054100447E-3,8.3786901480219673E-3,0,0,1.4719840209636003E-2,null,1.8836876903184259E-3,1.1755561299323582E-3,2.7810839407762518E-3,3.1745555991308958E-3,0,0,9.0148833601579326E-3]
[2004,7,7,14,1.998118588171457E-3,1.4297315827962263E-3,2.7308796858284382E-3,8.1114867993032219E-3,0,0,1.4270216656099344E-2,null,1.7253968869885919E-3,1.2021140182082439E-3,2.7501710793482927E-3,3.0733163992325836E-3,0,0,8.7509983837777122E-3]
[2004,7,7,17,2.2990741171554667E-3,1.5474898780153713E-3,2.2858542346705511E-3,6.1713830595554976E-3,0,0,1.2303801289396888E-2,null,1.9852752224912978E-3,1.3011248389431279E-3,2.3020018935362612E-3,2.3382412167036134E-3,0,0,7.9266431716743004E-3]
[2004,7,7,21,2.4472301922980636E-3,1.4454807879358386E-3,1.8858021661219985E-3,7.1570541096435351E-3,0,0,1.2935567255999435E-2,null,2.1132095865239245E-3,1.2153559025603669E-3,1.8991237898742428E-3,2.7116966728284492E-3,0,0,7.9393859517869828E-3]
[2004,7,7,24,2.6845730528431856E-3,1.1107657097500397E-3,1.734825586784527E-3,7.5066528502671171E-3,1.5597601540512758E-5,2.6479431570797181E-4,1.3317209116893354E-2,null,2.3181576987920142E-3,9.3392847070222567E-4,1.7470806865813606E-3,2.8441542073462649E-3,2.2919689689460464E-6,1.0675679391412106E-4,7.9523698263049333E-3]
[2004,7,8,4,1.57411889389888E-3,1.2915562037647801E-3,1.6207730424026927E-3,6.182979282711264E-3,1.5597601540512758E-5,2.6479431570797181E-4,1.0949819340026102E-2,null,1.3592685916447703E-3,1.0859365747610758E-3,1.6322224558388168E-3,2.3426348455999634E-3,2.2919689689460464E-6,1.0675679391412106E-4,6.5291112307276937E-3]
[2004,7,8,7,1.672230942524682E-3,1.4371075202734456E-3,2.3521135562560263E-3,6.035899559488145E-3,0,0,1.14973515785423E-2,null,1.4439894006483779E-3,1.2083156842730388E-3,2.3687292821163016E-3,2.2869086222132681E-3,0,0,7.3079429892509862E-3]
[2004,7,8,11,2.2302412742517255E-3,1.398145018572474E-3,2.8245546963515224E-3,7.9698948324317051E-3,0,0,1.4422835821607426E-2,null,1.9258373224728738E-3,1.1755561299323582E-3,2.8445078259047712E-3,3.019669401517786E-3,0,0,8.9655706798277904E-3]
[2004,7,8,12,2.2697355633149764E-3,1.3709053520341162E-3,2.7459119129266676E-3,6.9031956050575145E-3,0,0,1.3289748433333276E-2,null,1.9599410657676702E-3,1.1526531001671235E-3,2.7653094966276336E-3,2.6155136271633936E-3,0,0,8.4934172897258211E-3]
[2004,7,8,15,2.2185510718594169E-3,1.3777384145650148E-3,2.734886323690627E-3,7.665797095852054E-3,0,0,1.3996972905967114E-2,null,1.9157427070004185E-3,1.1583983186084913E-3,2.7542060207743817E-3,2.9044514909270873E-3,0,0,8.7327985373103784E-3]
[2004,7,8,19,2.1323653341311453E-3,1.4448173232652522E-3,2.2500159295277895E-3,7.2627053578636844E-3,0,0,1.3089903944787871E-2,null,1.8413203957024394E-3,1.2147980634591713E-3,2.2659104205768501E-3,2.751726290306501E-3,0,0,8.0737551700449609E-3]
[2004,7,8,22,2.7075843885259812E-3,1.3774784168859076E-3,2.0046807476821089E-3,7.5624668050955713E-3,6.5042001545768665E-6,1.1041923495003243E-4,1.3769133793294178E-2,null,2.3380282345988397E-3,1.1581797133412388E-3,2.01884214973358E-3,2.8653012481939487E-3,9.5575110592382708E-7,4.4517585198905529E-5,8.4258246821724368E-3]
[2004,7,8,24,2.6951485766727522E-3,1.1107657097500397E-3,1.8026992363240867E-3,7.8235135753705679E-3,1.5597601540512758E-5,2.6479431570797181E-4,1.3712519015365932E-2,null,2.327289777339217E-3,9.3392847070222567E-4,1.8154338069997331E-3,2.964207816114612E-3,2.2919689689460464E-6,1.0675679391412106E-4,8.1499086340388553E-3]
[2004,7,9,6,1.6447065857720844E-3,1.2347061009010064E-3,1.8058052921130006E-3,5.5041946505956976E-3,9.0934020103019828E-6,1.5437509135755574E-4,1.0352881122749645E-2,null,1.4202218226185097E-3,1.0381371791182482E-3,1.8185618044892753E-3,2.0854538881450333E-3,1.3362179547688706E-6,6.2239212988649624E-5,6.4259501253144851E-3]
[2004,7,9,9,2.3865385948873604E-3,1.2269465885100959E-3,2.7954442159403813E-3,7.0834841748055738E-3,0,0,1.3492413574143412E-2,null,2.0608017395329094E-3,1.0316130044187349E-3,2.815191704162715E-3,2.6838221668565722E-3,0,0,8.5914286149709317E-3]
[2004,7,9,12,2.2396516537721953E-3,1.3822819072035791E-3,2.8158583766621737E-3,6.406270916525186E-3,0,0,1.2844062854163134E-2,null,1.9339632863801803E-3,1.1622184735649637E-3,2.8357500739501448E-3,2.4272365785486887E-3,0,0,8.3591684124439784E-3]
[2004,7,9,13,2.1244174145012605E-3,1.4023211762499842E-3,2.8572923134125698E-3,7.1416011395782613E-3,0,0,1.3525632043742075E-2,null,1.8344572816367281E-3,1.1790674307574855E-3,2.8774767070002265E-3,2.7058417824127319E-3,0,0,8.5968432018071715E-3]
[2004,7,9,16,2.0036673329256482E-3,1.512580121314023E-3,2.4952417911499681E-3,5.6690665756244677E-3,0,0,1.1680555821014106E-2,null,1.7301882877504141E-3,1.271772820418885E-3,2.5128685989401684E-3,2.147921300532056E-3,0,0,7.6627510076415235E-3]
[2004,7,9,21,2.2517474574740557E-3,1.3152382175223444E-3,1.9512526079398249E-3,6.5447892122178167E-3,0,0,1.2063027495154042E-2,null,1.9444081429449321E-3,1.1058483407596212E-3,1.9650365846238765E-3,2.4797190099794444E-3,0,0,7.4950120783078746E-3]
[2004,7,9,24,2.6488029687226911E-3,8.5357249110242124E-4,1.7211503983989658E-3,5.3296186345103526E-3,1.5597601540512758E-5,2.6479431570797181E-4,1.0833536409982915E-2,null,2.2872698465122849E-3,7.1768118537631604E-4,1.7333088943644504E-3,2.0193097463344508E-3,2.2919689689460464E-6,1.0675679391412106E-4,6.8666184354705699E-3]
[2004,7,10,3,1.7658967699305194E-3,8.309900962566012E-4,1.6396413186461265E-3,4.9589531666566463E-3,1.5597601540512758E-5,2.6479431570797181E-4,9.4758732687383797E-3,null,1.5248708498175874E-3,6.9869397565420761E-4,1.6512240207598669E-3,1.8788703559773255E-3,2.2919689689460464E-6,1.0675679391412106E-4,5.862707965092054E-3]
[2004,7,10,7,1.6634733208556126E-3,8.8212848727512491E-4,2.0510598915576385E-3,5.1649027340474173E-3,0,0,9.7615644337357942E-3,null,1.4364271001649695E-3,7.4169098114229548E-4,2.0655489236838655E-3,1.9569014492327916E-3,0,0,6.2005684542239224E-3]
[2004,7,10,10,1.9850828385609958E-3,9.9994160486191691E-4,2.3613048195120019E-3,5.2547352148577349E-3,0,0,1.060106447779265E-2,null,1.7141403770243682E-3,8.4074789635914574E-4,2.3779854740021743E-3,1.9909375813610976E-3,0,0,6.9238113287467852E-3]
[2004,7,10,13,2.3015217313178391E-3,9.1510966563347217E-4,2.3493878349953182E-3,5.1562751760235769E-3,0,0,1.0722294407970206E-2,null,1.98738876364011E-3,7.6942145679147645E-4,2.3659843059020565E-3,1.9536326014597451E-3,0,0,7.0764271277933884E-3]
[2004,7,10,14,2.3221264879173084E-3,8.6800914610489694E-4,2.3776738667532879E-3,5.1543109040782954E-3,0,0,1.0722120404853789E-2,null,2.0051811925301372E-3,7.2981948151758941E-4,2.3944701549469573E-3,1.952888369319405E-3,0,0,7.082359198314089E-3]
[2004,7,10,18,2.1779886320680694E-3,8.9693997845267665E-4,1.9818024744519634E-3,4.6938669521467804E-3,0,0,9.7505980371194907E-3,null,1.8807166040659077E-3,7.5414443841312112E-4,1.9958022605324976E-3,1.7784333053575008E-3,0,0,6.4090966083690266E-3]
[2004,7,10,22,2.6555535327980849E-3,8.6375242648605109E-4,1.7072850436840961E-3,5.0675521588778756E-3,6.5042001545768665E-6,1.1041923495003243E-4,1.0411066596950716E-2,null,2.2930990311813291E-3,7.262404444542906E-4,1.7193455924512896E-3,1.9200168278870507E-3,9.5575110592382708E-7,4.4517585198905529E-5,6.7041752322787888E-3]
[2004,7,11,1,2.5135020971158131E-3,6.7920751136580769E-4,1.6071723311474474E-3,5.0134085699766098E-3,1.5597601540512758E-5,2.6479431570797181E-4,{"$f":"SUM(E4611:J4611)","v":1.0093682426854163E-2},null,2.1704360889669002E-3,5.7107563441266085E-4,1.6185256668712004E-3,1.8995026627530013E-3,2.2919689689460464E-6,1.0675679391412106E-4,{"$f":"SUM(M4611:R4611)","v":6.3685888158868291E-3}]
[2004,7,11,4,1.7046721875839149E-3,7.9547372832936957E-4,1.575693962970598E-3,2.6089055097741759E-3,1.5597601540512758E-5,2.6479431570797181E-4,6.9651373059065429E-3,null,1.472002764603146E-3,6.6883192023422058E-4,1.5868249302059061E-3,9.8847378854465548E-4,2.2919689689460464E-6,1.0675679391412106E-4,4.8251821664709949E-3]
[2004,7,11,8,1.8113751118204E-3,8.6067380537508634E-4,2.0866482407228713E-3,1.8560681437347422E-3,0,0,6.6147653016530999E-3,null,1.5641418870756972E-3,7.2365194907601511E-4,2.101388674934672E-3,7.0323540004073749E-4,0,0,5.0924179111271218E-3]
[2004,7,11,11,2.4760031525073558E-3,8.6203850632864197E-4,2.3341731448505692E-3,1.8507962270422843E-3,0,0,7.5230110307288513E-3,null,2.1380553470650896E-3,7.2479938553658685E-4,2.3506621366265394E-3,7.0123795266429474E-4,0,0,5.914754821892511E-3]
[2004,7,11,15,2.465568525447148E-3,8.8174864752850121E-4,2.3212935356107965E-3,1.9530288565355026E-3,0,0,7.6216395651219487E-3,null,2.1290449343933145E-3,7.4137161302482275E-4,2.3376915436603449E-3,7.3997230858843495E-4,0,0,5.9480803996669173E-3]
[2004,7,11,16,2.2788653250373357E-3,9.5081097481485792E-4,2.2808116453843573E-3,1.9465004368778482E-3,0,0,7.4569883821143995E-3,null,1.9678247131887784E-3,7.994390102621738E-4,2.2969236825510289E-3,7.3749879174850558E-4,0,0,5.8016861977504873E-3]
[2004,7,11,19,2.4982532446138233E-3,9.644531261522926E-4,1.8468507107924385E-3,1.9537665618260865E-3,0,0,7.2633236433846411E-3,null,2.1572685408579768E-3,8.1090929010951059E-4,1.8598971749113848E-3,7.4025181366850826E-4,0,0,5.5683268195473807E-3]
[2004,7,11,23,3.2223737907421976E-3,9.6009368343517225E-4,1.7983308536640417E-3,4.287009012534833E-3,1.5597601540512758E-5,2.6479431570797181E-4,1.054819925762473E-2,null,2.7825544190288706E-3,8.0724388377388439E-4,1.8110345653496792E-3,1.6242811494204675E-3,2.2919689689460464E-6,1.0675679391412106E-4,7.1341627804559684E-3]
[2004,7,12,2,2.2090870764375167E-3,1.0534441034046568E-3,1.6749665963652208E-3,4.3611967118272321E-3,1.5597601540512758E-5,2.6479431570797181E-4,9.5790864052831114E-3,null,1.907570445185686E-3,8.8573263634901588E-4,1.6867988421835826E-3,1.6523897167519523E-3,2.2919689689460464E-6,1.0675679391412106E-4,6.2415404033533033E-3]
[2004,7,12,5,1.6580444724656896E-3,1.0761208487334059E-3,1.7164966160207408E-3,4.3011215212797188E-3,1.5597601540512758E-5,2.6479431570797181E-4,9.0321753757480402E-3,null,1.4317392312029587E-3,9.0479917567363045E-4,1.7286222368845942E-3,1.6296281598555578E-3,2.2919689689460464E-6,1.0675679391412106E-4,5.8038375664998081E-3]
[2004,7,12,8,1.9027623747291749E-3,1.1755225976925669E-3,2.7094709843608848E-3,5.5864343262831172E-3,0,0,1.1374190283065744E-2,null,1.6430557712999092E-3,9.8837586747792337E-4,2.7286111432119611E-3,2.1166132243076005E-3,0,0,7.4766560062973948E-3]
[2004,7,12,13,2.1490922440966552E-3,1.2425351675210946E-3,2.9810162488804665E-3,5.7255433639023037E-3,0,0,1.209818702440052E-2,null,1.8557642623249107E-3,1.0447198348046305E-3,3.0020746491624946E-3,2.1693194786817352E-3,0,0,8.0718782249737699E-3]
[2004,7,12,14,2.1814228593099033E-3,1.2429866566078206E-3,2.9408397300278236E-3,5.3066750344263952E-3,0,0,1.1671924280371943E-2,null,1.8836820962180498E-3,1.045099445471942E-3,2.9616143166217323E-3,2.010616772513484E-3,0,0,7.901012630825207E-3]
[2004,7,12,17,2.5130808899630733E-3,1.4260507557587161E-3,2.4838106940377946E-3,3.8333726263740492E-3,0,0,1.0256314966133634E-2,null,2.1700723720611986E-3,1.1990191898966689E-3,2.5013567506349276E-3,1.4524053664263681E-3,0,0,7.3228536790191636E-3]
[2004,7,12,20,2.5460361890802517E-3,1.2060415455059266E-3,2.2047272080541556E-3,5.2315365428893517E-3,0,0,1.1188341485529685E-2,null,2.1985296272227116E-3,1.0140361070843352E-3,2.2203017719557507E-3,1.9821479647636852E-3,0,0,7.4150154710264822E-3]
[2004,7,12,24,2.8508289342244275E-3,1.0378334520392818E-3,1.8518954507405207E-3,5.7577535113415871E-3,1.5597601540512758E-5,2.6479431570797181E-4,1.1778703265594303E-2,null,2.4617214401419468E-3,8.7260724759389207E-4,1.8649775517511429E-3,2.1815234034117058E-3,2.2919689689460464E-6,1.0675679391412106E-4,7.4898784057817547E-3]
[2004,7,13,5,1.5659788843296379E-3,1.2721996727438566E-3,1.7819654125727717E-3,3.4584276922456168E-3,1.5597601540512758E-5,2.6479431570797181E-4,8.3589635791403681E-3,null,1.3522396058508487E-3,1.0696616616486252E-3,1.7945535160293629E-3,1.3103445527460603E-3,2.2919689689460464E-6,1.0675679391412106E-4,5.6358480991579646E-3]
[2004,7,13,7,1.7199511201608064E-3,1.4371075202734456E-3,2.5078174447365383E-3,4.0128125973905365E-3,0,0,9.6776886825613272E-3,null,1.4851962871802028E-3,1.2083156842730388E-3,2.5255330890592916E-3,1.5203923852365525E-3,0,0,6.7394374457490852E-3]
[2004,7,13,11,2.3140562480723293E-3,1.398145018572474E-3,3.0122515951763332E-3,5.805767645575723E-3,0,0,1.2530220507396859E-2,null,1.9982124536433621E-3,1.1755561299323582E-3,3.0335306471993549E-3,2.1997152133459092E-3,0,0,8.4070144441209839E-3]
[2004,7,13,14,2.154042642400586E-3,1.4297315827962263E-3,2.9602574744407532E-3,5.3352926876999987E-3,0,0,1.1879324387337565E-2,null,1.8600389844928137E-3,1.2021140182082439E-3,2.9811692312478656E-3,2.0214595569856071E-3,0,0,8.0647817909345297E-3]
[2004,7,13,15,2.3258165028295762E-3,1.3777384145650148E-3,2.878658820172859E-3,5.5747179920092402E-3,0,0,1.215693172957669E-2,null,2.0083675600862261E-3,1.1583983186084913E-3,2.8989941503587834E-3,2.1121740871735935E-3,0,0,8.1779341162270952E-3]
[2004,7,13,18,2.4928574755492304E-3,1.4653323317146427E-3,2.3559241677942157E-3,3.1926188499030281E-3,0,0,9.5067328249611172E-3,null,{"$f":"E4676*V$5","v":2.152609236249096E-3},{"$f":"F4676*W$5","v":1.2320470209120388E-3},{"$f":"G4676*X$5","v":2.3725668124554605E-3},{"$f":"H4676*Y$5","v":1.2096337096608345E-3},{"$f":"I4676*Z$5","v":0},{"$f":"J4676*AA$5","v":0},6.9668567792774303E-3]
[2004,7,13,21,2.5584668658905044E-3,1.4454807879358386E-3,2.0651785497681845E-3,4.8681432691654132E-3,0,0,1.0937269472759942E-2,null,2.2092636503175064E-3,1.2153559025603669E-3,2.0797673184712096E-3,1.8444638958452064E-3,0,0,7.3488507671942895E-3]
[2004,7,14,2,1.9032075404940322E-3,1.2608985522235005E-3,1.7457049058226936E-3,5.0895516318855841E-3,1.5597601540512758E-5,2.6479431570797181E-4,1.0279754547674295E-2,null,1.6434401767248053E-3,1.0601597134770591E-3,1.7580368589594536E-3,1.9283520866185168E-3,2.2919689689460464E-6,1.0675679391412106E-4,6.4990375986629014E-3]
[2004,7,14,5,1.5430511518731271E-3,1.2721996727438566E-3,1.7021228312124733E-3,3.4345751375764941E-3,1.5597601540512758E-5,2.6479431570797181E-4,8.2323407106544358E-3,null,1.3324412623289194E-3,1.0696616616486252E-3,1.7141469132423222E-3,1.3013071901463327E-3,2.2919689689460464E-6,1.0675679391412106E-4,5.5266057902492666E-3]
[2004,7,14,9,1.9088845775790163E-3,1.3844036715646318E-3,2.8182726544256067E-3,5.7386661565256812E-3,0,0,1.1850227060094936E-2,null,1.648342359293816E-3,1.1640024466634438E-3,2.8381814065778555E-3,2.1742915010459483E-3,0,0,7.8248177135810636E-3]
[2004,7,14,12,2.3096511903354096E-3,1.3709053520341162E-3,2.8256577926166608E-3,4.9041321730918077E-3,0,0,1.1410346508077995E-2,null,1.994408638919211E-3,1.1526531001671235E-3,2.845618714627502E-3,1.858099532734475E-3,0,0,7.8507799864483106E-3]
[2004,7,14,15,2.2675716097516653E-3,1.3777384145650148E-3,2.7959779541387414E-3,5.7119677591278874E-3,0,0,1.2153255737583309E-2,null,1.9580724685963973E-3,1.1583983186084913E-3,2.8157292127774995E-3,2.1641758928244176E-3,0,0,8.0963758928068053E-3]
[2004,7,14,16,2.4292101282751971E-3,1.4565005475055831E-3,2.5922495200507174E-3,4.6545468953170209E-3,0,0,1.1132507091148519E-2,null,2.097649067467424E-3,1.2246212832902003E-3,2.610561606757599E-3,1.7635355463567666E-3,0,0,7.6963675038719892E-3]
[2004,7,14,19,2.189813787282671E-3,1.4448173232652522E-3,2.257295333482972E-3,4.6318247484544387E-3,0,0,1.0523751192485335E-2,null,1.890927752751583E-3,1.2147980634591713E-3,2.2732412474661952E-3,1.7549264777228209E-3,0,0,7.1338935413997702E-3]
[2004,7,14,23,2.7172837702993699E-3,1.267135251450704E-3,1.9440726491592056E-3,4.2281693808105918E-3,1.5597601540512758E-5,2.6479431570797181E-4,1.0437052968968356E-2,null,2.3464037550592312E-3,1.0654035114448616E-3,1.9578059054065379E-3,1.601987726577389E-3,2.2919689689460464E-6,1.0675679391412106E-4,7.0806496613710869E-3]
[2004,7,15,3,1.6470193972320808E-3,1.2994993046986656E-3,1.6712136750712426E-3,4.2545799137585338E-3,1.5597601540512758E-5,2.6479431570797181E-4,9.1527042080090087E-3,null,1.422218960184264E-3,1.092615110155805E-3,1.6830194096222253E-3,1.6119942674286119E-3,2.2919689689460464E-6,1.0675679391412106E-4,5.9188965102739731E-3]
[2004,7,15,6,1.5993572005641749E-3,1.3061528081676726E-3,1.831488409701201E-3,3.4035224987092895E-3,1.0403600539705055E-5,1.7661781387702538E-4,8.3275423315590687E-3,null,1.3810621408419748E-3,1.0982093558775422E-3,1.8444263519408204E-3,1.2895418274414061E-3,1.5287433481603387E-6,7.1206783677435793E-5,5.6859752031273407E-3]
[2004,7,15,10,1.9171647280144869E-3,1.4426867063568991E-3,2.8438613223021533E-3,3.7888129276680538E-3,0,0,9.9925256843415924E-3,null,1.6554923582326837E-3,1.2130066471655245E-3,2.8639508371090944E-3,1.4355223884759186E-3,0,0,7.1679722309832212E-3]
[2004,7,15,13,2.0580220070227397E-3,1.3851062948297703E-3,2.9023667497440875E-3,5.0980684805570437E-3,0,0,1.1443563532153641E-2,null,1.7771241333181314E-3,1.1645932101932599E-3,2.9228695567329165E-3,1.9315789883369574E-3,0,0,7.7961658885812649E-3]
[2004,7,15,16,2.3956789717857353E-3,1.4565005475055831E-3,2.5765408361870957E-3,4.7881620636820287E-3,0,0,1.1216882419160443E-2,null,2.0686945532726541E-3,1.2246212832902003E-3,2.5947419541084743E-3,1.8141602589751332E-3,0,0,7.7022180496464625E-3]
[2004,7,15,18,2.3795901426541905E-3,1.4653323317146427E-3,2.3139711541485244E-3,3.6978681407448389E-3,0,0,9.856761769262196E-3,null,2.0548016763117013E-3,1.2320470209120388E-3,2.33031743566357E-3,1.4010648208324825E-3,0,0,7.0182309537197927E-3]
[2004,7,15,21,2.4773454494925891E-3,1.4454807879358386E-3,2.0848249762982392E-3,4.7387444861297428E-3,0,0,1.074639569985641E-2,null,2.139214434945782E-3,1.2153559025603669E-3,2.0995525306634144E-3,1.7954367061592878E-3,0,0,7.249559574328851E-3]
[2004,7,16,1,2.2738512231187274E-3,1.1015665671648361E-3,1.7610018847089277E-3,4.482822611655485E-3,1.5597601540512758E-5,2.6479431570797181E-4,9.8996342038964614E-3,null,1.9634949822645857E-3,9.2619385926170493E-4,1.7734418982779693E-3,1.6984718816820238E-3,2.2919689689460464E-6,1.0675679391412106E-4,6.4706513843693506E-3]
[2004,7,16,4,1.6142145735260323E-3,1.2138277733836729E-3,1.6158768855985724E-3,3.3728446056341776E-3,1.5597601540512758E-5,2.6479431570797181E-4,8.0971557553909407E-3,null,1.3938916421583488E-3,1.020582744084895E-3,1.6272917117593458E-3,1.2779184500983345E-3,2.2919689689460464E-6,1.0675679391412106E-4,5.428733310983991E-3]
[2004,7,16,7,1.7268488391064519E-3,1.3497040625991344E-3,2.3229662502300169E-3,3.7400854154938227E-3,0,0,9.1396045674294255E-3,null,1.4911525416620903E-3,1.1348271197239718E-3,2.339376074617038E-3,1.4170602907170055E-3,0,0,6.3824160267201054E-3]
[2004,7,16,9,2.3647706870447353E-3,1.2269465885100959E-3,2.7715123328312208E-3,5.1623209829850403E-3,0,0,{"$f":"SUM(E4739:J4739)","v":1.1525550591371092E-2},null,2.0420049170368579E-3,1.0316130044187349E-3,2.7910907622051818E-3,1.955923263842732E-3,0,0,{"$f":"SUM(M4739:R4739)","v":7.8206319475035077E-3}]
[2004,7,16,15,1.8760071464225976E-3,1.4342752312854657E-3,2.6832981025958378E-3,4.9084113770402693E-3,0,0,1.0901991857344171E-2,null,1.6199523439537459E-3,1.2059343042034956E-3,2.7022533718070304E-3,1.8597208566663093E-3,0,0,7.3878608766305819E-3]
[2004,7,16,18,2.13537733123202E-3,1.4110483562696507E-3,2.2894339910124184E-3,2.8011746228188911E-3,0,0,8.6370343013329812E-3,null,1.843921287587552E-3,1.1864052174912372E-3,2.3056069378791541E-3,1.0613215700681347E-3,0,0,6.3972550130260786E-3]
[2004,7,16,19,2.1369367935684331E-3,1.3548387440363231E-3,2.2003924926880395E-3,2.8850964300171306E-3,0,0,8.5772644603099267E-3,null,1.8452679000842034E-3,1.1391443444456963E-3,2.215936435431054E-3,1.0931182397412875E-3,0,0,6.2934669197022407E-3]
[2004,7,16,22,2.4876876037909839E-3,1.22371841542692E-3,1.8670729242330829E-3,2.7148536836459829E-3,7.7988007702563789E-6,1.323971578539859E-4,8.4335285857212137E-3,null,2.1481449963933565E-3,1.0288987661916556E-3,1.880262241469781E-3,1.028615906541684E-3,1.1459844844730232E-6,5.3378396957060528E-5,6.1404462920380109E-3]
[2004,7,17,2,2.1196354002354255E-3,8.2281703219730731E-4,1.5982655423625414E-3,2.3508185597334165E-3,1.5597601540512758E-5,2.6479431570797181E-4,7.1719284517771749E-3,null,1.8303279608963823E-3,6.9182208795471668E-4,1.609555959031918E-3,8.9068865055289784E-4,2.2919689689460464E-6,1.0675679391412106E-4,5.1314434213189817E-3]
[2004,7,17,5,1.5535488006840226E-3,8.3246458345261965E-4,1.5799496159132924E-3,2.3966134444832563E-3,1.5597601540512758E-5,2.6479431570797181E-4,6.6429683617816758E-3,null,1.3415060949600968E-3,6.9993372005751429E-4,1.5911106457969213E-3,9.0803962131632665E-4,2.2919689689460464E-6,1.0675679391412106E-4,4.6496388450139262E-3]
[2004,7,17,10,1.9257013881861075E-3,9.9994160486191691E-4,2.2499199296331083E-3,1.8944380181133667E-3,0,0,7.0700009407944995E-3,null,1.6628638560870093E-3,8.4074789635914574E-4,2.2658137425227627E-3,7.1777314966445021E-4,0,0,5.4871986446333679E-3]
[2004,7,17,13,2.2222635830209357E-3,9.1510966563347217E-4,2.2568699999963092E-3,1.86005060842126E-3,0,0,7.254293857071977E-3,null,1.918948500309642E-3,7.6942145679147645E-4,2.272812909352228E-3,7.0474429407376381E-4,0,0,5.6659271605271101E-3]
[2004,7,17,16,2.1523268721720707E-3,9.09204087880644E-4,2.1543270474916418E-3,1.3480390279033418E-3,0,0,6.5638970354476977E-3,null,1.8585573984505272E-3,7.6445606476424773E-4,2.1695455761801441E-3,5.1075105634355107E-4,0,0,5.3033100957384704E-3]
[2004,7,17,19,2.0573163329364926E-3,8.6972319727948754E-4,1.8812379136962931E-3,1.3601362438829603E-3,0,0,6.1684136877952333E-3,null,1.7765147761564259E-3,7.3126065059414568E-4,1.8945272948015525E-3,5.1533450364182117E-4,0,0,4.917637225193945E-3]
[2004,7,17,20,2.4640260114085241E-3,8.2305315881150227E-4,1.7956422468831811E-3,1.3604631150495486E-3,0,0,6.443184532152757E-3,null,2.1277129569340519E-3,6.9202062250232779E-4,1.808326965798211E-3,5.1545835005143358E-4,0,0,5.1435188952860247E-3]
[2004,7,17,23,2.4905045628551177E-3,7.6397989841242705E-4,1.60967203467764E-3,1.4192368786067012E-3,1.5597601540512758E-5,2.6479431570797181E-4,6.5637852918003703E-3,null,2.1505774708364669E-3,6.4235200268481668E-4,1.6210430287276585E-3,5.3772681646875326E-4,2.2919689689460464E-6,1.0675679391412106E-4,5.0607480816007621E-3]
[2004,7,18,3,1.7679615952033191E-3,7.6607667411354523E-4,1.4851119614349914E-3,1.4175755347624892E-3,1.5597601540512758E-5,2.6479431570797181E-4,5.7171176827628296E-3,null,1.5266538486440606E-3,6.441149653931195E-4,1.4956030421727333E-3,5.3709735908227015E-4,2.2919689689460464E-6,1.0675679391412106E-4,4.312517978175251E-3]
[2004,7,18,7,1.6035657139117489E-3,8.3597838203736466E-4,1.8134117419256195E-3,1.3487827333422285E-3,0,0,5.6017385712169611E-3,null,1.3846962373724511E-3,7.0288811134795574E-4,1.8262219875430127E-3,5.1103283478665042E-4,0,0,4.4248391710500698E-3]
[2004,7,18,10,1.9588898670624194E-3,8.9257144210929523E-4,2.1953147987862518E-3,1.331143709051916E-3,0,0,6.3779198170098826E-3,null,1.691522464477955E-3,7.5047138618386262E-4,2.2108228718453176E-3,5.0434968236846053E-4,0,0,5.1571664048755961E-3]
[2004,7,18,14,2.5096498408612791E-3,8.6183863333762114E-4,2.2589199378217966E-3,1.3306309115256058E-3,0,0,6.9610393235463031E-3,null,2.1671096242671557E-3,7.2463133292639174E-4,2.2748773282833781E-3,5.0415539134807314E-4,0,0,5.6707736768249984E-3]
[2004,7,18,17,2.1794571486454038E-3,9.8655378059699312E-4,2.0038857620501322E-3,1.3428330852289215E-3,0,0,6.5127297765214497E-3,null,1.8819846839216398E-3,8.2949145395007633E-4,2.0180415481893576E-3,5.0877860549814803E-4,0,0,5.2382962915592211E-3]
[2004,7,18,18,2.3308228414402727E-3,9.0564263929078005E-4,1.9258494183375828E-3,1.34418854807062E-3,0,0,6.5065034471392547E-3,null,2.0126905873105571E-3,7.6146160949269932E-4,1.9394539426166753E-3,5.0929216932226731E-4,0,0,5.2228983087421986E-3]
[2004,7,18,24,2.846904020854025E-3,9.3654556311054289E-4,1.7131044631484259E-3,1.4552916184846776E-3,1.5597601540512758E-5,2.6479431570797181E-4,7.2322375828461558E-3,null,2.4583322352413556E-3,7.8744469497137612E-4,1.7252061212737232E-3,5.5138739757782534E-4,2.2919689689460464E-6,1.0675679391412106E-4,5.6314192119473472E-3]
[2004,7,19,1,2.4972762061275132E-3,9.9709250894509244E-4,1.7143871452108576E-3,1.4574447673900174E-3,1.5597601540512758E-5,2.6479431570797181E-4,{"$f":"SUM(E4803:J4803)","v":6.9465925449219649E-3},null,2.1564248576187903E-3,8.3835238507433787E-4,1.7264978644180313E-3,5.5220319226559323E-4,2.2919689689460464E-6,1.0675679391412106E-4,{"$f":"SUM(M4803:R4803)","v":5.3825270622598204E-3}]
[2004,7,19,5,1.6051270732267519E-3,1.0761208487334059E-3,1.6686507924812497E-3,1.4521128722256099E-3,1.5597601540512758E-5,2.6479431570797181E-4,6.0824035039155015E-3,null,1.3860444879305134E-3,9.0479917567363045E-4,1.68043842239846E-3,5.5018301997742899E-4,2.2919689689460464E-6,1.0675679391412106E-4,4.6305138688630997E-3]
[2004,7,19,8,1.8436340638378838E-3,1.1755225976925669E-3,2.648754568423714E-3,2.9321205558890959E-3,0,0,8.6000317858432596E-3,null,1.5919978390286874E-3,9.8837586747792337E-4,2.6674658162982147E-3,1.1109349508791645E-3,0,0,6.3587744736839898E-3]
[2004,7,19,11,2.0917147469688277E-3,1.2797680664931612E-3,2.835903120125086E-3,3.2793262475261857E-3,0,0,9.4867121811132611E-3,null,1.8062181765652323E-3,1.0760251443686229E-3,2.8559364168530303E-3,1.2424857962934507E-3,0,0,6.980665534080336E-3]
[2004,7,19,15,2.1333194225169336E-3,1.3040632538959709E-3,2.75797523284412E-3,3.1737709901733398E-3,0,0,9.3691288994303644E-3,null,1.842144261283039E-3,1.0964524649253911E-3,2.7774580338664097E-3,1.2024925482645463E-3,0,0,6.9185473083393859E-3]
[2004,7,19,18,2.0679242425640262E-3,1.3815637592387016E-3,2.2725180552947565E-3,1.4052953867445313E-3,0,0,7.127301443842016E-3,null,1.7856748201884232E-3,1.1616146569142615E-3,2.2885715051457946E-3,5.3244460167510348E-4,0,0,5.7683055839235827E-3]
[2004,7,19,21,2.6644788602169425E-3,1.2674677855267944E-3,2.0010200741544257E-3,1.4665311722298125E-3,0,0,7.3994978921279753E-3,null,2.3008061473830475E-3,1.0656831050967124E-3,2.015155616592258E-3,5.5564588997257926E-4,0,0,5.9372907590445967E-3]
[2004,7,19,23,2.9156691673123802E-3,1.1265891063224408E-3,1.7987906053449324E-3,1.5218682913029436E-3,1.5597601540512758E-5,2.6479431570797181E-4,7.6433090875311811E-3,null,2.5177116786512378E-3,9.4723273498807854E-4,1.8114975647937884E-3,5.7661226515651578E-4,2.2919689689460464E-6,1.0675679391412106E-4,5.9621030064726877E-3]
[2004,7,20,2,1.8858246329200655E-3,1.2608985522235005E-3,1.7003341739443641E-3,1.4969811287026547E-3,1.5597601540512758E-5,2.6479431570797181E-4,6.6244304050390689E-3,null,1.6284298491133797E-3,1.0601597134770591E-3,1.7123456205983629E-3,5.6718290567627774E-4,2.2919689689460464E-6,1.0675679391412106E-4,5.0771668517481461E-3]
[2004,7,20,6,1.6214693168824176E-3,1.3061528081676726E-3,1.7966119881308836E-3,1.4900058809345124E-3,1.1698201155384569E-5,1.985957367809789E-4,6.4245339320518503E-3,null,1.4001561910580531E-3,1.0982093558775422E-3,1.8093035574612282E-3,5.6454009260329297E-4,1.718976726709535E-6,8.0067595435590798E-5,4.953995769162417E-3]
[2004,7,20,9,1.8847474374871366E-3,1.3844036715646318E-3,2.7253554010361132E-3,3.2374238137327866E-3,0,0,9.2319303238206675E-3,null,1.6274996792737834E-3,1.1640024466634438E-3,2.7446077700788375E-3,1.2266096147583868E-3,0,0,6.7627195107744509E-3]
[2004,7,20,13,2.0375138354607981E-3,1.3851062948297703E-3,2.8201793990738308E-3,3.2956367946849617E-3,0,0,9.5384363240493611E-3,null,1.7594151066466046E-3,1.1645932101932599E-3,2.8401016207910486E-3,1.2486656093540882E-3,0,0,7.0127755469850022E-3]
[2004,7,20,14,1.980763975769571E-3,1.4297315827962263E-3,2.7792994974691855E-3,2.8942875279532512E-3,0,0,9.084082583988233E-3,null,1.7104109925625208E-3,1.2021140182082439E-3,2.7989329366841934E-3,1.0966006040368762E-3,0,0,6.8080585514918336E-3]
[2004,7,20,20,2.3404387806457232E-3,1.3792047341420113E-3,2.0651040584755598E-3,1.0926600207301349E-3,0,0,6.8774075939934294E-3,null,2.020994054216262E-3,1.1596311957022694E-3,2.0796923009595617E-3,4.1399191585742316E-4,0,0,5.6743094667355172E-3]
[2004,7,20,21,2.4828163805487129E-3,1.4454807879358386E-3,2.0215502767889091E-3,1.1143744372196583E-3,0,0,7.0642218824931192E-3,null,2.1439386427425794E-3,1.2153559025603669E-3,2.0358308480319717E-3,4.2221917110029072E-4,0,0,5.817344564435209E-3]
[2004,7,20,24,2.6976193948707425E-3,1.1107657097500397E-3,1.7873286435296134E-3,1.159845465834261E-3,1.5597601540512758E-5,2.6479431570797181E-4,7.0359511312331402E-3,null,2.329423355422302E-3,9.3392847070222567E-4,1.7999546337519464E-3,4.39447437802671E-4,2.2919689689460464E-6,1.0675679391412106E-4,5.6118026605622116E-3]
[2004,7,21,3,1.6538889606093669E-3,1.2994993046986656E-3,1.6794485797283923E-3,1.1356480303492116E-3,1.5597601540512758E-5,2.6479431570797181E-4,6.0488767926341206E-3,null,1.4281509020301116E-3,1.092615110155805E-3,1.691312487031241E-3,4.3027940521683691E-4,2.2919689689460464E-6,1.0675679391412106E-4,4.7514066673170615E-3]
[2004,7,21,7,1.6867697633623628E-3,1.4371075202734456E-3,2.3941343176285103E-3,1.4623568155518842E-3,0,0,6.9803684168162029E-3,null,1.4565438287800813E-3,1.2083156842730388E-3,2.4110468852163239E-3,5.5406429104356105E-4,0,0,5.6299706893130049E-3]
[2004,7,21,11,2.2557770447380913E-3,1.398145018572474E-3,2.929268774392796E-3,2.9584471488907052E-3,0,0,9.5416379865940672E-3,null,1.9478877348782511E-3,1.1755561299323582E-3,2.9499616218095033E-3,1.1209096881880779E-3,0,0,7.1943151748081902E-3]
[2004,7,21,15,2.2512314599966235E-3,1.3777384145650148E-3,2.786419246868994E-3,2.8793654248924234E-3,0,0,9.2947545463230551E-3,null,1.9439625735745624E-3,1.1583983186084913E-3,2.806102981191526E-3,1.0909468508862429E-3,0,0,6.9994107242608234E-3]
[2004,7,21,18,2.3968854577313364E-3,1.4653323317146427E-3,2.3244875715486028E-3,1.2012290858452943E-3,0,0,7.3879344468398764E-3,null,{"$f":"E4868*V$5","v":2.0697363668602253E-3},{"$f":"F4868*W$5","v":1.2320470209120388E-3},{"$f":"G4868*X$5","v":2.3409081428053522E-3},{"$f":"H4868*Y$5","v":4.5512704885134375E-4},{"$f":"I4868*Z$5","v":0},{"$f":"J4868*AA$5","v":0},6.0978185794289602E-3]
[2004,7,21,21,2.4897322612306987E-3,1.4454807879358386E-3,2.1240390427676018E-3,1.1858151892288767E-3,0,0,7.2450672811630156E-3,null,2.1499105800790929E-3,1.2153559025603669E-3,2.1390436118953458E-3,4.4928696275869538E-4,0,0,5.9535970572935012E-3]
[2004,7,21,22,2.7430945520459252E-3,1.3774784168859076E-3,2.0870496049708795E-3,1.2112931144656874E-3,9.0934020103019828E-6,1.5437509135755574E-4,7.5823841817362573E-3,null,2.3686916426450245E-3,1.1581797133412388E-3,2.1017928744872503E-3,4.5894015302899678E-4,1.3362179547688706E-6,6.2239212988649624E-5,6.1511798144459296E-3]
[2004,7,22,1,2.3446827596671099E-3,1.1988036292300368E-3,1.8213414828370459E-3,1.1959961574607109E-3,1.5597601540512758E-5,2.6479431570797181E-4,6.8412159464433875E-3,null,2.0246587757374438E-3,1.007950488830839E-3,1.8342077454782672E-3,4.5314437353937369E-4,2.2919689689460464E-6,1.0675679391412106E-4,5.4290101464689903E-3]
[2004,7,22,4,1.5979307936459563E-3,1.2915562037647801E-3,1.6969004561067868E-3,1.2163281161939434E-3,1.5597601540512758E-5,2.6479431570797181E-4,6.0831074869599506E-3,null,1.3798304231297013E-3,1.0859365747610758E-3,1.7088876464003225E-3,4.6084783700413962E-4,2.2919689689460464E-6,1.0675679391412106E-4,4.7445512441783065E-3]
[2004,7,22,9,1.9104168114334487E-3,1.3844036715646318E-3,2.8136135304390655E-3,3.1002490726295515E-3,0,0,9.2086830860666977E-3,null,1.6496654597034845E-3,1.1640024466634438E-3,2.8334893697556634E-3,1.1746362352998553E-3,0,0,6.8217935114224474E-3]
[2004,7,22,12,2.3117972093975305E-3,1.3709053520341162E-3,2.8006360117249552E-3,2.5090088852880868E-3,0,0,8.9923474584446897E-3,null,1.9962617494558538E-3,1.1526531001671235E-3,2.8204201756661332E-3,9.5062450864600006E-4,0,0,6.9199595339351104E-3]
[2004,7,22,16,2.4321775203851722E-3,1.4565005475055831E-3,2.5570092416313181E-3,2.1552327913640854E-3,0,0,8.6009201008861585E-3,null,2.1002114424632503E-3,1.2246212832902003E-3,2.5750723850829311E-3,8.1658423982543357E-4,0,0,6.7164893506618155E-3]
[2004,7,22,19,2.1929024501958793E-3,1.4448173232652522E-3,2.2675467572735235E-3,1.0037691421006321E-3,0,0,6.9090356728352875E-3,null,1.8935948463900461E-3,1.2147980634591713E-3,2.2835650890390123E-3,3.8031254217494226E-4,0,0,5.772270541063172E-3]
[2004,7,22,22,2.7637133668631493E-3,1.3774784168859076E-3,2.0386899839986358E-3,1.11706435433012E-3,9.0934020103019828E-6,1.5437509135755574E-4,7.4604146154456704E-3,null,2.3864962109572531E-3,1.1581797133412388E-3,2.0530916330168615E-3,4.2323833892644912E-4,1.3362179547688706E-6,6.2239212988649624E-5,6.0845813271852211E-3]
[2004,7,22,23,2.7195254257329836E-3,1.267135251450704E-3,1.9562850084873101E-3,1.1686139870738293E-3,1.5597601540512758E-5,2.6479431570797181E-4,7.3919515899933111E-3,null,2.3483394486310516E-3,1.0654035114448616E-3,1.970104534895436E-3,4.4276969434938688E-4,2.2919689689460464E-6,1.0675679391412106E-4,5.9356659522038033E-3]
[2004,7,23,5,1.6552990321292414E-3,1.177042412037903E-3,1.7065615747819428E-3,1.188103275889458E-3,1.5597601540512758E-5,2.6479431570797181E-4,6.00739821208703E-3,null,1.4293685139502577E-3,9.896537228121598E-4,1.7186170128431016E-3,4.5015388326671298E-4,2.2919689689460464E-6,1.0675679391412106E-4,4.6968418957552991E-3]
[2004,7,23,7,1.7468071371758253E-3,1.3497040625991344E-3,2.3551857215521185E-3,1.4640901312613286E-3,0,0,6.9157870525884063E-3,null,1.5083867466599034E-3,1.1348271197239718E-3,2.3718231497048795E-3,5.5472101745225599E-4,0,0,5.5697580335410113E-3]
[2004,7,23,10,2.5562199554393828E-3,1.2876493419574295E-3,2.8557027112293318E-3,2.4977843238598316E-3,0,0,9.1973563324859765E-3,null,2.2073234189815601E-3,1.0826516970942948E-3,2.8758758755997454E-3,9.463716966073226E-4,0,0,7.1122226882829234E-3]
[2004,7,23,13,2.1370794134536078E-3,1.4023211762499842E-3,2.833880594040804E-3,2.8977991294194569E-3,0,0,9.2710803131638535E-3,null,1.8453910538886672E-3,1.1790674307574855E-3,2.8538996033042369E-3,1.0979310953069337E-3,0,0,6.9762891832573243E-3]
[2004,7,23,17,2.176731187331942E-3,1.4509720866647635E-3,2.3644331491786356E-3,1.1721345853108276E-3,0,0,7.1642710084861682E-3,null,1.8796307870147485E-3,1.2199729700292825E-3,2.381135902715856E-3,4.441035943562026E-4,0,0,5.9248432541160901E-3]
[2004,7,23,20,2.2817178746172232E-3,1.339932958568896E-3,2.1350133804564578E-3,1.1282289510930708E-3,0,0,6.8848931647356483E-3,null,1.9702879204249531E-3,1.1266116048193151E-3,2.1500954741518622E-3,4.2746843128452867E-4,0,0,5.6744634306806589E-3]
[2004,7,23,22,2.5477240286359069E-3,1.22371841542692E-3,1.9306532646499929E-3,1.192976351851203E-3,1.0403600539705055E-5,1.7661781387702538E-4,7.0820934749807529E-3,null,2.1999870948286402E-3,1.0288987661916556E-3,1.944291724107593E-3,4.5200021608318545E-4,1.5287433481603387E-6,7.1206783677435793E-5,5.6979133282366711E-3]
[2004,7,24,1,2.525766078119458E-3,7.9742060557508852E-4,1.6977880787647736E-3,1.1609040329387003E-3,1.5597601540512758E-5,2.6479431570797181E-4,6.4622707126465043E-3,null,2.181026168440181E-3,6.7046884877169617E-4,1.7097815393740912E-3,4.3984851244191481E-4,2.2919689689460464E-6,1.0675679391412106E-4,5.1101738319109507E-3]
[2004,7,24,4,1.6378193063494926E-3,8.3756481415738274E-4,1.6415127477903894E-3,1.202485586509383E-3,1.5597601540512758E-5,2.6479431570797181E-4,5.5997743720551324E-3,null,1.414274582777037E-3,7.042219787069461E-4,1.6531086699944377E-3,4.5560311744297636E-4,2.2919689689460464E-6,1.0675679391412106E-4,4.3362571118044637E-3]
[2004,7,24,8,1.7589942621896359E-3,9.7718839648412562E-4,2.2429008051967087E-3,9.2888571784579892E-4,0,0,5.9079691817162695E-3,null,1.5189104601595173E-3,8.2161706713268208E-4,2.258745033810509E-3,3.5194037545788133E-4,0,0,4.9512129365605895E-3]
[2004,7,24,11,1.9956162591567676E-3,1.0203968862037862E-3,2.406155371255918E-3,6.6690625011647765E-4,0,0,6.0890747667329496E-3,null,1.7232360989764461E-3,8.5794663543950023E-4,2.4231528575888715E-3,2.5268042295399407E-4,0,0,5.2570160149588117E-3]
[2004,7,24,14,2.3434491523650789E-3,8.6800914610489694E-4,2.3846474438690697E-3,1.6426005763301569E-3,0,0,7.2387063186692014E-3,null,2.0235935425669551E-3,7.2981948151758941E-4,2.4014929945846584E-3,6.2235585331384721E-4,0,0,5.7772618719830497E-3]
[2004,7,24,19,2.2486481844328199E-3,8.6972319727948754E-4,1.9795566683609182E-3,2.3107213490836812E-3,0,0,7.408649399156907E-3,null,1.9417318873468249E-3,7.3126065059414568E-4,1.9935405896894104E-3,8.7549644003683067E-4,0,0,5.5420295676672114E-3]
[2004,7,24,22,2.6872386248669483E-3,8.6375242648605109E-4,1.6931904975632634E-3,2.0800915770363545E-3,1.0403600539705055E-5,1.7661781387702538E-4,7.5112945403693473E-3,null,2.3204594488978741E-3,7.262404444542906E-4,1.7051514800855169E-3,7.8811440045252067E-4,1.5287433481603387E-6,7.1206783677435793E-5,5.6127013009157987E-3]
[2004,7,25,1,2.5217009536512487E-3,6.7920751136580769E-4,1.6070309819567301E-3,2.2618317017421485E-3,1.5597601540512758E-5,2.6479431570797181E-4,7.3501630659644195E-3,null,2.1775158897489209E-3,5.7107563441266085E-4,1.6183833191660206E-3,8.5697291178053899E-4,2.2919689689460464E-6,1.0675679391412106E-4,5.3329965179912085E-3]
[2004,7,25,2,2.117765393846669E-3,6.9362446202137602E-4,1.5837764307250252E-3,2.2607821176018564E-3,1.5597601540512758E-5,2.6479431570797181E-4,6.936340321443411E-3,null,1.8287131902712003E-3,5.8319736319826978E-4,1.5949644938722737E-3,8.5657524064692984E-4,2.2919689689460464E-6,1.0675679391412106E-4,4.97249905087174E-3]
[2004,7,25,5,1.6863737362357912E-3,7.9614104805131802E-4,1.6113552112714557E-3,2.4970256859328621E-3,1.5597601540512758E-5,2.6479431570797181E-4,6.8712875987399112E-3,null,1.4562018550977409E-3,6.6939300065101603E-4,1.6227380955640956E-3,9.4608426047634896E-4,2.2919689689460464E-6,1.0675679391412106E-4,4.8034659746722689E-3]
[2004,7,25,9,1.9641623620134255E-3,8.756884510677346E-4,2.2522179193669245E-3,3.1233999574145194E-3,0,0,8.2154686898626046E-3,null,1.6960753205641666E-3,7.362762180526171E-4,2.2681279656426522E-3,1.1834077460754751E-3,0,0,5.8838872503349108E-3]
[2004,7,25,12,2.4048210397481502E-3,8.7831191027525676E-4,2.367205035815207E-3,3.932599934029864E-3,0,0,9.582937919868478E-3,null,2.0765888272643814E-3,7.3848201467032349E-4,2.3839273704259457E-3,1.4900010525706775E-3,0,0,6.6889992649313279E-3]
[2004,7,25,16,2.2924504294136918E-3,9.5081097481485792E-4,2.302497740782174E-3,3.3110837346875333E-3,0,0,8.8568428796982571E-3,null,1.9795555969006561E-3,7.994390102621738E-4,2.3187629721750139E-3,1.2545182150726776E-3,0,0,6.352275794410521E-3]
[2004,7,25,20,2.8757729856445009E-3,9.5998149940647239E-4,1.8003281074553869E-3,4.0250653685100441E-3,0,0,9.6611479610164037E-3,null,2.4832608967707264E-3,8.0714955977968718E-4,1.813045928077807E-3,1.5250347699619841E-3,0,0,6.6284911545902055E-3]
[2004,7,25,23,3.2366512347832815E-3,9.6009368343517225E-4,1.7865991917158355E-3,3.639168989003733E-3,1.5597601540512758E-5,2.6479431570797181E-4,9.9029050161865088E-3,null,2.7948831454860843E-3,8.0724388377388439E-4,1.7992200289678394E-3,1.3788246236737473E-3,2.2919689689460464E-6,1.0675679391412106E-4,6.889220444784622E-3]
[2004,7,25,24,2.9721694488561547E-3,9.3654556311054289E-4,1.7319997048668183E-3,3.6913063693526133E-3,1.5597601540512758E-5,2.6479431570797181E-4,9.6124130034346139E-3,null,2.5665002793212408E-3,7.8744469497137612E-4,1.7442348421583835E-3,1.3985786675381846E-3,2.2919689689460464E-6,1.0675679391412106E-4,6.6058072468722518E-3]
[2004,7,26,3,1.7136819051117446E-3,1.0909425420498554E-3,1.5821343069046742E-3,3.5090204612620445E-3,1.5597601540512758E-5,2.6479431570797181E-4,8.1761711325768031E-3,null,1.4797827525714227E-3,9.1726121087218197E-4,1.5933107698129995E-3,1.3295133673601862E-3,2.2919689689460464E-6,1.0675679391412106E-4,5.4289168634998582E-3]
[2004,7,26,6,1.5715630157554551E-3,1.119340796597388E-3,1.8100424718038328E-3,4.184668263015682E-3,1.4303000924833245E-5,2.4281639280401834E-4,8.942733940901209E-3,null,1.3570615633841387E-3,9.411383779537603E-4,1.8228289163302693E-3,1.5855058284973071E-3,2.1017355903968505E-6,9.7895982155966064E-5,5.8065324039118377E-3]
[2004,7,26,9,2.2577098381887507E-3,1.1445890720692142E-3,2.7685799708782157E-3,5.519341442815579E-3,0,0,1.1690220323951759E-2,null,1.9495567228065458E-3,9.6236705209475223E-4,2.7881376855540259E-3,2.0911927725292289E-3,0,0,7.7912542329845527E-3]
[2004,7,26,14,2.0958913669477945E-3,1.2429866566078206E-3,2.8805665137302972E-3,5.6328015705307448E-3,0,0,1.1852246107816657E-2,null,1.8098247328289616E-3,1.045099445471942E-3,2.9009153201844449E-3,2.1341810531975767E-3,0,0,7.8900205516829261E-3]
[2004,7,26,17,2.3967199560827809E-3,1.4260507557587161E-3,2.4385126050594152E-3,4.4622475146023129E-3,0,0,1.0723530831503226E-2,null,2.0695934544070309E-3,1.1990191898966689E-3,2.4557386683354528E-3,1.6906762968831005E-3,0,0,7.4150276095222532E-3]
[2004,7,26,21,2.6999743829216444E-3,1.2674677855267944E-3,2.0567802650977044E-3,4.577408002082858E-3,0,0,1.0601630435629002E-2,null,2.3314569129278353E-3,1.0656831050967124E-3,2.0713097069049637E-3,1.7343088174646517E-3,0,0,7.2027585423941635E-3]
[2004,7,26,24,2.7725264768469959E-3,1.0378334520392818E-3,1.8171190464765377E-3,5.1802417081982651E-3,1.5597601540512758E-5,2.6479431570797181E-4,1.1088112600809566E-2,null,2.3941064261971466E-3,8.7260724759389207E-4,1.829955481116963E-3,1.9627131483665751E-3,2.2919689689460464E-6,1.0675679391412106E-4,7.1684310661576439E-3]
[2004,7,27,1,2.2832991659588377E-3,1.1988036292300368E-3,1.7318121575150699E-3,5.0967367329712151E-3,1.5597601540512758E-5,2.6479431570797181E-4,{"$f":"SUM(E4995:J4995)","v":1.0591043602923645E-2},null,1.9716533825023265E-3,1.007950488830839E-3,1.7440459699405912E-3,1.9310744098550547E-3,2.2919689689460464E-6,1.0675679391412106E-4,{"$f":"SUM(M4995:R4995)","v":6.7637730140118783E-3}]
[2004,7,27,6,1.5921752893910093E-3,1.3061528081676726E-3,1.7813522573575677E-3,5.3836663406963726E-3,1.4303000924833245E-5,2.4281639280401834E-4,1.0320466089341474E-2,null,1.3748604833156571E-3,1.0982093558775422E-3,1.7939360293825668E-3,2.0397875829964878E-3,2.1017355903968505E-6,9.7895982155966064E-5,6.4067911693186158E-3]
[2004,7,27,8,1.7425763296446681E-3,1.3755955713392024E-3,2.6459823451975518E-3,7.5502497196141428E-3,0,0,1.3314403965795564E-2,null,1.5047333988621699E-3,1.1565966224638669E-3,2.6646740096208086E-3,2.8606723842026856E-3,0,0,8.1866764151495314E-3]
[2004,7,27,12,2.222032238318794E-3,1.3709053520341162E-3,2.7686345435242506E-3,6.6082501299792084E-3,0,0,1.296982226385637E-2,null,1.9187487316716545E-3,1.1526531001671235E-3,2.7881926437104132E-3,2.5037633663461695E-3,0,0,8.3633578418953608E-3]
[2004,7,27,15,2.1654653947623345E-3,1.3777384145650148E-3,2.7373066335412101E-3,7.2910922136778748E-3,0,0,1.3571602656546434E-2,null,1.8699026539879455E-3,1.1583983186084913E-3,2.7566434281009206E-3,2.7624816292049011E-3,0,0,8.5474260299022581E-3]
[2004,7,27,19,2.0858608605094147E-3,1.4448173232652522E-3,2.2123404649968771E-3,5.1438121949149056E-3,0,0,1.0886830843686451E-2,null,1.8011632826597115E-3,1.2147980634591713E-3,2.227968810226303E-3,1.9489105714334007E-3,0,0,7.1928407277785864E-3]
[2004,7,27,22,2.7336241564091491E-3,1.3774784168859076E-3,1.9854599720371844E-3,5.4808129660502093E-3,1.1698201155384569E-5,1.985957367809789E-4,1.1787669449318815E-2,null,2.3605138541759239E-3,1.1581797133412388E-3,1.9994855952959658E-3,2.0765949309238365E-3,1.718976726709535E-6,8.0067595435590798E-5,7.6765606658992652E-3]
[2004,7,27,23,2.7034163789056219E-3,1.267135251450704E-3,1.8892290380460911E-3,5.6296351168089462E-3,1.5597601540512758E-5,2.6479431570797181E-4,1.1769807702459849E-2,null,2.3344291134723568E-3,1.0654035114448616E-3,1.9025748697981139E-3,2.1329813330486823E-3,2.2919689689460464E-6,1.0675679391412106E-4,7.5444375906470818E-3]
[2004,7,28,3,1.6556399936349152E-3,1.2994993046986656E-3,1.7334947273803204E-3,5.2701102106083655E-3,1.5597601540512758E-5,2.6479431570797181E-4,1.0239136153570751E-2,null,1.4296629378768228E-3,1.092615110155805E-3,1.7457404257624305E-3,1.9967629285197229E-3,2.2919689689460464E-6,1.0675679391412106E-4,6.3738301651978481E-3]
[2004,7,28,6,1.606527518153759E-3,1.3061528081676726E-3,1.8372477314295031E-3,5.2192113718986027E-3,1.4303000924833245E-5,2.4281639280401834E-4,1.0226258823378388E-2,null,1.3872537871842019E-3,1.0982093558775422E-3,1.8502263584867088E-3,1.9774781488512104E-3,2.1017355903968505E-6,9.7895982155966064E-5,6.413165368146026E-3]
[2004,7,28,9,1.9013766792812094E-3,1.3844036715646318E-3,2.8285858283080669E-3,7.9333632337873286E-3,0,0,1.4047729412941237E-2,null,1.6418592083799765E-3,1.1640024466634438E-3,2.8485674344556188E-3,3.0058281460264265E-3,0,0,8.6602572355254648E-3]
[2004,7,28,13,2.0729317593400388E-3,1.3851062948297703E-3,2.9214949282557082E-3,7.5870121249223613E-3,0,0,1.3966545107347879E-2,null,1.7899988647711734E-3,1.1645932101932599E-3,2.9421328599154996E-3,2.8746010887551838E-3,0,0,8.7713260236351176E-3]
[2004,7,28,16,2.4146700358309812E-3,1.4565005475055831E-3,2.5865581615383639E-3,6.4557154774865242E-3,0,0,1.2913444222361452E-2,null,2.0850935412898039E-3,1.2246212832902003E-3,2.6048300435312505E-3,2.4459703549592465E-3,0,0,8.360515223070502E-3]
[2004,7,28,20,2.4452486507696362E-3,1.3792047341420113E-3,2.2331769271448005E-3,4.7778308593307639E-3,0,0,1.0835461171387211E-2,null,2.1114985041062804E-3,1.1596311957022694E-3,2.2489524646481822E-3,1.8102459260615554E-3,0,0,7.3303280905182878E-3]
[2004,7,28,24,2.7210807300362028E-3,1.1107657097500397E-3,1.946939733240658E-3,6.0486954671382879E-3,1.5597601540512758E-5,2.6479431570797181E-4,1.2107873557413674E-2,null,2.349682470621328E-3,9.3392847070222567E-4,1.9606932430522748E-3,2.2917567929367447E-3,2.2919689689460464E-6,1.0675679391412106E-4,7.6451097401956407E-3]
[2004,7,29,3,1.6672239688804329E-3,1.2994993046986656E-3,1.730303332244672E-3,5.8047838766770443E-3,1.5597601540512758E-5,2.6479431570797181E-4,1.0782202399749299E-2,null,1.4396658250657459E-3,1.092615110155805E-3,1.7425264860746518E-3,2.1993424785854182E-3,2.2919689689460464E-6,1.0675679391412106E-4,6.5831986627646879E-3]
[2004,7,29,4,1.6012110048168997E-3,1.2915562037647801E-3,1.690519341823307E-3,6.0252296815689393E-3,1.5597601540512758E-5,2.6479431570797181E-4,1.0888908149222411E-2,null,1.382662920748469E-3,1.0859365747610758E-3,1.7024614548520418E-3,2.2828659711434641E-3,2.2919689689460464E-6,1.0675679391412106E-4,6.5629756843881186E-3]
[2004,7,29,7,1.6983773750760196E-3,1.4371075202734456E-3,2.4362441381983041E-3,6.538869670696972E-3,0,0,1.2110598704244743E-2,null,1.4665671263134092E-3,1.2083156842730388E-3,2.4534541766428079E-3,2.4774761876113537E-3,0,0,7.6058131748406093E-3]
[2004,7,29,10,1.9437101251895104E-3,1.4426867063568991E-3,2.9029865453209236E-3,7.9739731959412238E-3,0,0,1.4263356572808557E-2,null,1.6784145941404012E-3,1.2130066471655245E-3,2.9234937306499764E-3,3.021214630125803E-3,0,0,8.8361296020817055E-3]
[2004,7,29,14,2.1076827504418875E-3,1.4297315827962263E-3,2.8964248416262287E-3,7.7586853394406513E-3,0,0,1.4192524514304992E-2,null,1.8200067192708249E-3,1.2021140182082439E-3,2.9168856739764989E-3,2.9396454041245136E-3,0,0,8.8786518155800805E-3]
[2004,7,29,17,2.3648350969065995E-3,1.5474898780153713E-3,2.4485282719531325E-3,6.4021208664877755E-3,0,0,{"$f":"SUM(E5059:J5059)","v":1.2762974113362878E-2},null,2.0420605356451875E-3,1.3011248389431279E-3,2.4658250875850551E-3,2.4256641890283478E-3,0,0,{"$f":"SUM(M5059:R5059)","v":8.2346746512017184E-3}]
[2004,7,29,22,2.771445414712902E-3,1.3774784168859076E-3,2.0858966785780378E-3,5.7836932800168434E-3,1.1698201155384569E-5,1.985957367809789E-4,1.2228807728130054E-2,null,2.3931729174195148E-3,1.1581797133412388E-3,2.1006318036284112E-3,2.1913515789896794E-3,1.718976726709535E-6,8.0067595435590798E-5,7.9251225855411431E-3]
[2004,7,30,1,2.2851213677980791E-3,1.1015665671648361E-3,1.8774869497271902E-3,5.6951082018510879E-3,1.5597601540512758E-5,2.6479431570797181E-4,1.123967500378968E-2,null,1.9732268733849518E-3,9.2619385926170493E-4,1.8907498333919426E-3,2.1577880683546742E-3,2.2919689689460464E-6,1.0675679391412106E-4,7.0570073972763409E-3]
[2004,7,30,4,1.622821049316298E-3,1.2138277733836729E-3,1.6322858728683824E-3,5.9531742100510324E-3,1.5597601540512758E-5,2.6479431570797181E-4,1.0702500822867871E-2,null,1.4013234265501133E-3,1.020582744084895E-3,1.6438166148757334E-3,2.2555652718081161E-3,2.2919689689460464E-6,1.0675679391412106E-4,6.4303368202019255E-3]
[2004,7,30,5,1.6402597493462611E-3,1.177042412037903E-3,1.6922438906930436E-3,5.9574235306144689E-3,1.5597601540512758E-5,2.6479431570797181E-4,1.0747361499940161E-2,null,1.4163819315472371E-3,9.896537228121598E-4,1.704198186225117E-3,2.2571752733893712E-3,2.2919689689460464E-6,1.0675679391412106E-4,6.4764578768569522E-3]
[2004,7,30,8,2.054758762665791E-3,1.2525379506940499E-3,2.7006321250599807E-3,7.515640380371392E-3,0,0,1.3523569218791213E-2,null,1.7743062867256953E-3,1.053130144836245E-3,2.7197098447219836E-3,2.8475594429512143E-3,0,0,8.394705719235139E-3]
[2004,7,30,14,2.014693618126521E-3,1.4090656888674504E-3,2.833762081315425E-3,7.1971721977030735E-3,0,0,1.345469358601247E-2,null,1.7397096035888522E-3,1.184738196697748E-3,2.8537802533850284E-3,2.7268967934709221E-3,0,0,8.5051248471425499E-3]
[2004,7,30,16,1.9868689732424473E-3,1.512580121314023E-3,2.5080173298457319E-3,6.060510715266516E-3,0,0,1.2067977139668718E-2,null,1.7156827235284059E-3,1.271772820418885E-3,2.5257343861905235E-3,2.2962334069943063E-3,0,0,7.8094233371321202E-3]
[2004,7,30,19,2.1593683046947712E-3,1.3548387440363231E-3,2.2247769293677598E-3,5.8314583609237148E-3,0,0,1.1570442339022569E-2,null,1.8646377511515779E-3,1.1391443444456963E-3,2.2404931278737026E-3,2.2094490264852936E-3,0,0,7.4537242499562702E-3]
[2004,7,30,23,2.5576838142224475E-3,9.743652485434748E-4,1.8630970185287284E-3,5.8392072711512134E-3,1.5597601540512758E-5,2.6479431570797181E-4,1.1514745269694348E-2,null,2.2085874767818542E-3,8.1924337282826261E-4,1.8762582492986596E-3,2.2123849682512838E-3,2.2919689689460464E-6,1.0675679391412106E-4,7.225522830043127E-3]
[2004,7,31,2,2.1445955552889307E-3,8.2281703219730731E-4,1.7220176738859555E-3,5.4778470145045392E-3,1.5597601540512758E-5,2.6479431570797181E-4,1.0447669193125219E-2,null,1.8518813231857957E-3,6.9182208795471668E-4,1.734182296431383E-3,2.075471177936231E-3,2.2919689689460464E-6,1.0675679391412106E-4,6.4624056483911932E-3]
[2004,7,31,5,1.5718793965336676E-3,8.3246458345261965E-4,1.6475549998607054E-3,5.7181571186315262E-3,1.5597601540512758E-5,2.6479431570797181E-4,1.0050448015727005E-2,null,1.3573347615882206E-3,6.9993372005751429E-4,1.6591936055498737E-3,2.1665209450366595E-3,2.2919689689460464E-6,1.0675679391412106E-4,5.9920317951153356E-3]
[2004,7,31,6,1.5492551151776569E-3,8.2388402631169695E-4,1.7278126968064363E-3,5.4499761760465814E-3,1.5597601540512758E-5,2.6479431570797181E-4,9.8313199315908564E-3,null,1.3377984513546334E-3,6.9271921339958159E-4,1.7400182563686777E-3,2.0649113500017815E-3,2.2919689689460464E-6,1.0675679391412106E-4,5.9444960340077407E-3]
[2004,7,31,11,1.9593232214401555E-3,1.0203968862037862E-3,2.3353220877149546E-3,4.8155227882855332E-3,0,0,1.013056498364443E-2,null,1.6918966706430619E-3,8.5794663543950023E-4,2.3518191958166066E-3,1.8245268126907924E-3,0,0,6.7261893145899613E-3]
[2004,7,31,14,2.3006567429069971E-3,8.6800914610489694E-4,2.3104430946148374E-3,4.6134297054780029E-3,0,0,1.0092538689104733E-2,null,1.9866418368459831E-3,7.2981948151758941E-4,2.3267644533238076E-3,1.7479568815633444E-3,0,0,6.7911826532507241E-3]
[2004,7,31,17,2.2353623503674055E-3,9.2938808949286186E-4,2.1133874876588161E-3,4.3041920140486139E-3,0,0,9.5823299415676959E-3,null,1.9302594267665493E-3,7.8142671266315689E-4,2.128316812409348E-3,1.630791521889406E-3,0,0,6.4707944737284603E-3]
[2004,7,31,20,2.5565501971940401E-3,8.2305315881150227E-4,1.8384111848978788E-3,4.1628638926248795E-3,0,0,9.3808784335283005E-3,null,2.2076085862878514E-3,6.9202062250232779E-4,1.8513980307861143E-3,1.5772444911179809E-3,0,0,6.3282717306942741E-3]
[2004,7,31,24,2.7169978552008447E-3,6.9410838200167826E-4,1.5953578186802156E-3,4.0250564016536504E-3,1.5597601540512758E-5,2.6479431570797181E-4,9.3119123747848736E-3,null,2.3461568642971623E-3,5.836042416634392E-4,1.6066276947003305E-3,1.5250313725593272E-3,2.2919689689460464E-6,1.0675679391412106E-4,6.1704689361033261E-3]
[2004,8,1,3,1.7673713299626479E-3,1.036471135203433E-3,1.5148983986465647E-3,3.6958093451611601E-3,1.5494307790317184E-5,2.6413648564822193E-4,8.2941810024123441E-3,null,1.5261441482615206E-3,8.7146181569232361E-4,1.5255998957877772E-3,1.4002847751532451E-3,2.276790605175219E-6,1.0649157738962177E-4,5.4322590028896634E-3]
[2004,8,1,4,1.6544704931209392E-3,1.0128052147558135E-3,1.5171382534222293E-3,3.5944579866323454E-3,1.5494307790317184E-5,2.6413648564822193E-4,8.0585027413698652E-3,null,1.4286530616071703E-3,8.5156358090041626E-4,1.5278555732743905E-3,1.3618843191138094E-3,2.276790605175219E-6,1.0649157738962177E-4,5.2787249028905829E-3]
[2004,8,1,8,1.7481919332162799E-3,1.2935399218616144E-3,2.0272312779555986E-3,3.6196209733869965E-3,0,0,8.6885841064204897E-3,null,1.5095825329317788E-3,1.0876044789754557E-3,2.0415519807466245E-3,1.3714181840833468E-3,0,0,6.0101571767372059E-3]
[2004,8,1,11,2.3690186018007625E-3,1.4795441269348413E-3,2.2675318903857822E-3,3.5795569847729761E-3,0,0,9.6956516038943612E-3,null,2.0456730371072236E-3,1.2439962556241187E-3,2.2835501171290747E-3,1.3562385608807653E-3,0,0,6.9294579707411827E-3]
[2004,8,1,15,2.313639698481894E-3,1.4846975389543882E-3,2.2507102726605031E-3,3.4722399160138293E-3,0,0,9.5212874261106153E-3,null,1.9978527585927941E-3,1.2483292289632011E-3,2.2666096686662636E-3,1.3155777898660867E-3,0,0,6.828369446088345E-3]
[2004,8,1,18,2.2974474889260752E-3,1.4995114178844376E-3,1.9953408702352926E-3,3.6013427384285939E-3,0,0,9.3936425154743999E-3,null,1.9838706115238138E-3,1.2607846938491511E-3,2.0094362938212207E-3,1.3644928446681964E-3,0,0,6.618584443862382E-3]
[2004,8,1,21,2.7745953493896573E-3,1.3317921501030698E-3,1.8236663244052711E-3,3.3567445218378174E-3,0,0,9.2867983457358156E-3,null,2.3958929198846664E-3,1.1197668375258778E-3,1.8365490101184413E-3,1.2718183783378006E-3,0,0,6.6240271458667859E-3]
[2004,8,2,1,2.4713407692853423E-3,9.2938591965020312E-4,1.6788643636058826E-3,3.3775156060787482E-3,1.5494307790317184E-5,2.6413648564822193E-4,8.7367374520587147E-3,null,2.1340293290174964E-3,7.8142488826597018E-4,1.6907241439077585E-3,1.2796882196390252E-3,2.276790605175219E-6,1.0649157738962177E-4,5.9946349488250467E-3]
[2004,8,2,5,1.5955181213134293E-3,9.7950825049186816E-4,1.7169880210865865E-3,3.408360391618126E-3,1.5494307790317184E-5,2.6413648564822193E-4,7.9800055779485485E-3,null,1.3777470546266961E-3,8.2356759341080334E-4,1.7291171133184946E-3,1.2913748299454274E-3,2.276790605175219E-6,1.0649157738962177E-4,5.3305749592962174E-3]
[2004,8,2,6,1.5430336813263719E-3,1.0247617130094181E-3,1.8477232878552532E-3,3.382027571497579E-3,1.5494307790317184E-5,2.6413648564822193E-4,8.0771770471271612E-3,null,1.3324261763239325E-3,8.6161656870056683E-4,1.8607759160053658E-3,1.2813977332778385E-3,2.276790605175219E-6,1.0649157738962177E-4,5.4449847623025006E-3]
[2004,8,2,9,2.2159375686860118E-3,1.2999143429301594E-3,2.7288414174054822E-3,2.966868231062091E-3,0,0,9.2115615600837433E-3,null,1.9134859189067477E-3,1.0929640730535785E-3,2.7481184122542966E-3,1.1241003054666301E-3,0,0,6.8786687096812522E-3]
[2004,8,2,12,2.4816649819557686E-3,1.353315149589112E-3,2.6783047587823077E-3,3.4159366796910583E-3,0,0,9.9292215700182464E-3,null,2.1429443976763909E-3,1.1378633108131632E-3,2.6972247541727653E-3,1.2942453678573985E-3,0,0,7.2722778305197178E-3]
[2004,8,2,16,2.1672675213199885E-3,1.5518055119952019E-3,2.5694980056245216E-3,3.3913535117074426E-3,0,0,9.6799245506471558E-3,null,1.8714588096490473E-3,1.3047534110240944E-3,2.5876493718059823E-3,1.2849311872172198E-3,0,0,7.048792779696343E-3]
[2004,8,2,18,1.9861760869876047E-3,1.4995114178844376E-3,2.2718600249302364E-3,3.4078717677289818E-3,0,0,9.1654192975312611E-3,null,1.7150844087966278E-3,1.2607846938491511E-3,2.2879088263440782E-3,1.2911896979408122E-3,0,0,6.5549676269306689E-3]
[2004,8,2,23,2.8591553852114556E-3,1.0833398757721072E-3,1.8517371168984061E-3,4.9930834330273914E-3,1.5494307790317184E-5,2.6413648564822193E-4,1.1066946604347897E-2,null,2.468911420104962E-3,9.108689119132642E-4,1.8648180994121309E-3,1.8918017839562747E-3,2.276790605175219E-6,1.0649157738962177E-4,7.245168583381428E-3]
[2004,8,3,3,1.6172690768131073E-3,1.1350380559227639E-3,1.6622607371119726E-3,6.2251529488124473E-3,1.5494307790317184E-5,2.6413648564822193E-4,1.0919351612098829E-2,null,1.3965292385923213E-3,9.5433658642138006E-4,1.6740032266030476E-3,2.3586137928449566E-3,2.276790605175219E-6,1.0649157738962177E-4,6.4922512124565013E-3]
[2004,8,3,6,1.5900737940383173E-3,1.1669145759782976E-3,1.8086419531134366E-3,7.0504612878483077E-3,1.5494307790317184E-5,2.6413648564822193E-4,1.1895722404416898E-2,null,1.3730458194808775E-3,9.8113826868925693E-4,1.8214185041402335E-3,2.6713103077428413E-3,2.276790605175219E-6,1.0649157738962177E-4,6.9556812680480057E-3]
[2004,8,3,7,1.6699644278016196E-3,1.3363542702399677E-3,2.3850554674241958E-3,6.5756414263419818E-3,1.2860278553278263E-6,2.1923333571848342E-5,1.199022495323494E-2,null,1.4420322408128024E-3,1.1236026544269699E-3,2.40190390048682E-3,2.4914084348612768E-3,1.8897366559568594E-7,8.8388030452342655E-6,7.4679750072986998E-3]
[2004,8,3,10,1.8714642570224083E-3,1.4453516178649845E-3,2.8489170787985227E-3,6.9976474957952756E-3,0,0,1.3163380449481191E-2,null,1.6160295101062348E-3,1.2152472967529727E-3,2.8690423083198901E-3,2.6512999819865092E-3,0,0,8.3516190971656065E-3]
[2004,8,3,13,1.990950097516818E-3,1.3854219928701762E-3,2.9045364757524722E-3,7.7257641013701028E-3,0,0,1.400667266750957E-2,null,1.7192068182243351E-3,1.1648586481569025E-3,2.92505461005084E-3,2.9271720581956332E-3,0,0,8.7362921346277097E-3]
[2004,8,3,19,2.0768134561143024E-3,1.3179242269566918E-3,2.2452118414479508E-3,6.5714210393885602E-3,0,0,1.2211370563907505E-2,null,1.793350751676283E-3,1.1081067294200673E-3,2.2610723956106179E-3,2.4898093957755976E-3,0,0,7.6523392724825653E-3]
[2004,8,3,21,2.4414349589746841E-3,1.3174580547027229E-3,1.9846635202487818E-3,6.8005375487555546E-3,0,0,1.2544094082681742E-2,null,2.1082053402320753E-3,1.1077147731898638E-3,1.9986835172381419E-3,2.5766180836271262E-3,0,0,7.7912217142872076E-3]
[2004,8,4,1,2.2825868994692912E-3,1.0394717002390572E-3,1.7492019948577909E-3,6.6288521772363317E-3,1.5494307790317184E-5,2.6413648564822193E-4,{"$f":"SUM(E5187:J5187)","v":1.197974356524101E-2},null,1.9710383327294829E-3,8.7398468175702558E-4,1.7615586520198143E-3,2.5115691621589078E-3,2.276790605175219E-6,1.0649157738962177E-4,{"$f":"SUM(M5187:R5187)","v":7.2269191966600269E-3}]
[2004,8,4,4,1.5579928038832653E-3,1.1754073434902556E-3,1.6508861274804384E-3,5.6569131748267698E-3,1.5494307790317184E-5,2.6413648564822193E-4,1.0320830243119267E-2,null,1.3453435395097506E-3,9.8827896209098022E-4,1.662548264815512E-3,2.1433165656786109E-3,2.276790605175219E-6,1.0649157738962177E-4,6.2482557000896506E-3]
[2004,8,4,7,1.6710432150147563E-3,1.3363542702399677E-3,2.4120803460595474E-3,5.9816686530962488E-3,1.2860278553278263E-6,2.1923333571848342E-5,1.1424355845837696E-2,null,1.442963785171725E-3,1.1236026544269699E-3,2.4291196874112794E-3,2.2663613738378185E-3,1.8897366559568594E-7,8.8388030452342655E-6,7.2710752775586229E-3]
[2004,8,4,8,1.7397014056358755E-3,1.3524175991821885E-3,2.730265684512912E-3,7.7646056050490802E-3,0,0,1.3586990294380055E-2,null,1.5022508710660399E-3,1.1371086531283263E-3,2.7495527406241793E-3,2.9418885008381467E-3,0,0,8.3308007656566919E-3]
[2004,8,4,12,2.2189497564998701E-3,1.3791093996373225E-3,2.830328228898467E-3,6.6151154775987552E-3,0,0,1.3043502862634414E-2,null,1.9160869754745724E-3,1.1595510387372248E-3,2.850322143656916E-3,2.5063645399592978E-3,0,0,8.4323246978280104E-3]
[2004,8,4,15,2.1616802806480057E-3,1.3964553008848622E-3,2.779597707070446E-3,7.8072584099842272E-3,0,0,1.4144991698587541E-2,null,1.8666341672482591E-3,1.1741354203785271E-3,2.799233252888245E-3,2.9580489863476243E-3,0,0,8.7980518268626559E-3]
[2004,8,4,19,2.0792051301283024E-3,1.3179242269566918E-3,2.1793262952040223E-3,7.0830534821719289E-3,0,0,1.2659509134460945E-2,null,1.7954159879054418E-3,1.1081067294200673E-3,2.194721422784018E-3,2.6836589841051531E-3,0,0,7.7819031242146799E-3]
[2004,8,4,22,2.7264924763917269E-3,1.2158290309873079E-3,1.9085066583804321E-3,7.1233181666900515E-3,1.4208280552452359E-5,2.4221316260246545E-4,1.3230567775604437E-2,null,2.3543555717927345E-3,1.0222653954638835E-3,1.921988670485594E-3,2.6989146478695446E-3,2.087817030311819E-6,9.7652778588178839E-5,8.0972648812302466E-3]
[2004,8,5,2,1.8775313310400565E-3,1.0549544697850217E-3,1.7553236943348692E-3,6.9924027406385219E-3,1.5494307790317184E-5,2.6413648564822193E-4,1.1959843029237008E-2,null,1.6212684937607332E-3,8.870025478626975E-4,1.7677235962118595E-3,2.649312825694201E-3,2.276790605175219E-6,1.0649157738962177E-4,7.0340758315242877E-3]
[2004,8,5,5,1.5339977932730688E-3,1.1365031457308229E-3,1.7132422926963901E-3,5.7626172141769074E-3,1.5494307790317184E-5,2.6413648564822193E-4,1.0425991239315728E-2,null,1.3246235898254936E-3,9.5556842952913119E-4,1.7253449244728017E-3,2.1833661848961149E-3,2.276790605175219E-6,1.0649157738962177E-4,6.2976714967183378E-3]
[2004,8,5,9,1.8744464647454564E-3,1.3611652003750056E-3,2.812268509564357E-3,8.0758144438346936E-3,0,0,1.4123694618519513E-2,null,1.6186046785432642E-3,1.1444636099230937E-3,2.8321348474272213E-3,3.0598006976388756E-3,0,0,8.6550038335324545E-3]
[2004,8,5,10,1.8938958274283132E-3,1.4453516178649845E-3,2.8631805966434173E-3,7.5979504733475678E-3,0,0,1.3800378515284283E-2,null,1.6353994123621527E-3,1.2152472967529727E-3,2.8834065860544097E-3,2.8787454591311049E-3,0,0,8.6127987543006407E-3]
[2004,8,5,13,2.0243639902173191E-3,1.3854219928701762E-3,2.9400534583796881E-3,8.2971247620116078E-3,0,0,1.4646964203478791E-2,null,1.7480600738763808E-3,1.1648586481569025E-3,2.9608224906183993E-3,3.1436517408571073E-3,0,0,9.0173929535087901E-3]
[2004,8,5,16,2.2852890145176785E-3,1.465937800295185E-3,2.5941305269576013E-3,7.4215221082458991E-3,0,0,1.3766879450016364E-2,null,1.9733716381300595E-3,1.2325560970750141E-3,2.6124559014137172E-3,2.8118994910401097E-3,0,0,8.6302831276588998E-3]
[2004,8,5,20,2.3247712069594069E-3,1.231493890514799E-3,2.2673872628606526E-3,7.3671949614114406E-3,0,0,1.3190847321746298E-2,null,2.007464935862094E-3,1.035436362278809E-3,2.2834044679307768E-3,2.791315778655322E-3,0,0,8.1176215447270016E-3]
[2004,8,5,23,2.6778278321527428E-3,1.1540546122877574E-3,1.8834651769802405E-3,7.3479511084954992E-3,1.5494307790317184E-5,2.6413648564822193E-4,1.3342929523354778E-2,null,2.3123331281933333E-3,9.7032564986481102E-4,1.896770291848033E-3,2.784024581589445E-3,2.276790605175219E-6,1.0649157738962177E-4,8.0722220194904201E-3]
[2004,8,6,3,1.8181333099614749E-3,1.0703885890207029E-3,1.7519336794001514E-3,6.3529503327028752E-3,1.5494307790317184E-5,2.6413648564822193E-4,1.1273036704523743E-2,null,1.5699776638425475E-3,8.9997950893368629E-4,1.7643096336413366E-3,2.407034237260056E-3,2.276790605175219E-6,1.0649157738962177E-4,6.7500694116724227E-3]
[2004,8,6,6,1.6533280082381525E-3,1.1562684595219333E-3,1.8930343958620071E-3,5.6039975252722115E-3,1.5494307790317184E-5,2.6413648564822193E-4,1.0586259182332842E-2,null,1.4276665136255535E-3,9.7218704596628732E-4,1.9064071093018214E-3,2.1232676476965169E-3,2.276790605175219E-6,1.0649157738962177E-4,6.5382966845849754E-3]
[2004,8,6,10,2.557507364124498E-3,1.284078386277287E-3,3.0118921112473238E-3,7.7334443391921448E-3,0,0,1.4586922200841252E-2,null,2.2084351102248773E-3,1.0796492482898108E-3,3.0331686238153945E-3,2.9300819810534886E-3,0,0,9.2513349633835708E-3]
[2004,8,6,11,2.2795097006682269E-3,1.3341936810237749E-3,3.0336486618865281E-3,7.8755224586953086E-3,0,0,1.4522874502273839E-2,null,1.9683811384751319E-3,1.1217860375069637E-3,3.0550788663884446E-3,2.9839131744518075E-3,0,0,9.1291592168223478E-3]
[2004,8,6,14,2.0513004925183007E-3,1.3913741858777697E-3,2.9705342676866623E-3,7.5857331600408268E-3,0,0,1.399894210612356E-2,null,1.7713200332659816E-3,1.1698632341502503E-3,2.9915186214901409E-3,2.8741165088203686E-3,0,0,8.8068183977267414E-3]
[2004,8,6,18,2.2140998133519307E-3,1.3806981452025751E-3,2.4393246608251456E-3,6.5535812551858075E-3,0,0,1.2587703874565459E-2,null,{"$f":"E5252*V$5","v":1.9118989974140788E-3},{"$f":"F5252*W$5","v":1.1608868512340161E-3},{"$f":"G5252*X$5","v":2.4565564605997254E-3},{"$f":"H5252*Y$5","v":2.4830501785438317E-3},{"$f":"I5252*Z$5","v":0},{"$f":"J5252*AA$5","v":0},8.0123924877916527E-3]
[2004,8,6,21,2.2752517729170054E-3,1.2915638344989551E-3,2.0965853491470166E-3,6.7629662012103397E-3,0,0,1.2426367157773316E-2,null,1.9647043720757446E-3,1.0859429906594383E-3,2.1113959807644573E-3,2.5623828834216728E-3,0,0,7.7244262269213129E-3]
[2004,8,6,23,2.5983250877409645E-3,9.422429550706901E-4,1.9171521730892761E-3,6.0142215753591051E-3,1.5494307790317184E-5,2.6413648564822193E-4,1.1751572584698574E-2,null,2.2436816534874881E-3,7.9223504500975544E-4,1.9306952585647864E-3,2.2786951706260934E-3,2.276790605175219E-6,1.0649157738962177E-4,7.3540754956829199E-3]
[2004,8,7,5,1.5972126469889589E-3,7.7468737131495267E-4,1.7558379067755402E-3,5.3758276493427806E-3,1.5494307790317184E-5,2.6413648564822193E-4,9.7831963678607706E-3,null,1.3792102957690333E-3,6.5135481372333138E-4,1.7682414411357181E-3,2.0368176245558738E-3,2.276790605175219E-6,1.0649157738962177E-4,5.9443925431787534E-3]
[2004,8,7,8,1.7586116533079837E-3,8.9613160301528797E-4,2.3389081490349855E-3,4.5141840891573448E-3,0,0,9.5078354945156013E-3,null,1.5185800732759535E-3,7.5346475877468189E-4,2.3554305896770896E-3,1.7103542585502091E-3,0,0,6.3378296802779335E-3]
[2004,8,7,11,1.9945894741163457E-3,9.8280987949854568E-4,2.5162103345982875E-3,4.6815027253373307E-3,0,0,1.017511241355051E-2,null,1.722349459052851E-3,8.2634359315761428E-4,2.5339852677069702E-3,1.7737486918017497E-3,0,0,6.8564270117191855E-3]
[2004,8,7,12,2.3111468640733251E-3,9.0616637176409078E-4,2.5272104840086346E-3,4.7269929487793903E-3,0,0,1.047151666862544E-2,null,1.9957001692751304E-3,7.6190196218234633E-4,2.54506312402332E-3,1.7909842311262106E-3,0,0,7.0936494866070069E-3]
[2004,8,7,15,2.279174574767296E-3,8.4836452832577711E-4,2.4390268146612885E-3,4.5795027027045951E-3,0,0,1.0146068620458956E-2,null,1.9680917536560134E-3,7.1330234592460132E-4,2.4562565104004602E-3,1.735102467005303E-3,0,0,6.8727530769863779E-3]
[2004,8,7,20,2.6088359853217989E-3,7.6664999090486434E-4,1.8818395650159595E-3,4.4978979527363922E-3,0,0,9.7552234939790143E-3,null,2.252757926573974E-3,6.4459700842833801E-4,1.8951331962873577E-3,1.7041836943391014E-3,0,0,6.4966718256287709E-3]
[2004,8,7,23,2.6099999642071594E-3,7.0650542614386028E-4,1.8079313134718397E-3,4.8515194437776859E-3,1.5494307790317184E-5,2.6413648564822193E-4,1.0255586941039082E-2,null,2.2537630348579418E-3,5.9402763912278411E-4,1.8207028444206564E-3,1.8381653865279664E-3,2.276790605175219E-6,1.0649157738962177E-4,6.6154272729241452E-3]
[2004,8,8,2,2.075750455391817E-3,8.2113061955186011E-4,1.6546818203546805E-3,5.1961571122670957E-3,1.5494307790317184E-5,2.6413648564822193E-4,1.0027350801003991E-2,null,1.7924328391217929E-3,6.904041572704054E-4,1.6663707711027718E-3,1.9687432478459146E-3,2.276790605175219E-6,1.0649157738962177E-4,6.2267193833356813E-3]
[2004,8,8,6,1.5505557469569213E-3,8.0346049208878658E-4,1.6743138793225893E-3,5.1206299747494737E-3,1.5494307790317184E-5,2.6413648564822193E-4,9.4285908865563098E-3,null,1.3389215608819386E-3,6.7554716720144179E-4,1.6861415142379547E-3,1.9401271881686751E-3,2.276790605175219E-6,1.0649157738962177E-4,5.7495057984848063E-3]
[2004,8,8,9,1.9167733877599692E-3,1.0052242912482316E-3,2.3253799718779204E-3,4.9432047527083797E-3,0,0,1.0190582403594502E-2,null,1.6551544317147608E-3,8.4518956319731321E-4,2.3418068472007255E-3,1.8729035264617713E-3,0,0,6.7150543685745709E-3]
[2004,8,8,10,2.0070256465940621E-3,1.028345159145017E-3,2.3595834657639102E-3,5.0443533029565146E-3,0,0,1.0439307574459503E-2,null,1.7330882277155966E-3,8.6462951944246257E-4,2.3762519603216211E-3,1.911227141592711E-3,0,0,6.8851968490723919E-3]
[2004,8,8,13,2.2743944578499332E-3,1.1001262086950271E-3,2.437203447356596E-3,4.4986144983422093E-3,0,0,1.0310338612243765E-2,null,1.9639640712964756E-3,9.2498281018883201E-4,2.4544202625223798E-3,1.704455182343168E-3,0,0,7.0478223263508557E-3]
[2004,8,8,17,2.2766029185317792E-3,1.1539305680599104E-3,2.1423595713585294E-3,4.7819489154736668E-3,0,0,1.0354841973423887E-2,null,1.9658711008431959E-3,9.7022135385081297E-4,2.1574935597823246E-3,1.8118061935920445E-3,0,0,6.9053922080683783E-3]
[2004,8,8,21,2.8493422093439969E-3,1.1213060944929641E-3,1.8979547569693582E-3,5.1132808259066985E-3,0,0,1.0981883886713017E-2,null,2.460437637220694E-3,9.4279079451827842E-4,1.9113622286677933E-3,1.9373427097841647E-3,0,0,7.2519333701909295E-3]
[2004,8,8,24,2.9036569182664283E-3,9.4437212085108464E-4,1.7965489483325282E-3,7.5063920883561511E-3,1.5494307790317184E-5,2.6413648564822193E-4,1.3430600869244731E-2,null,2.5073389724303403E-3,7.9402524119937565E-4,1.8092400723391318E-3,2.8440554087071131E-3,2.276790605175219E-6,1.0649157738962177E-4,8.0634280626707584E-3]
[2004,8,9,3,1.6977068294923554E-3,1.036471135203433E-3,1.5929270496497941E-3,6.5359938546253118E-3,1.5494307790317184E-5,2.6413648564822193E-4,1.1142729662409432E-2,null,1.4659881029914267E-3,8.7146181569232361E-4,1.6041797543085469E-3,2.4763865855552953E-3,2.276790605175219E-6,1.0649157738962177E-4,6.5267846265423899E-3]
[2004,8,9,7,1.7029945961833117E-3,1.2062653839587103E-3,2.3412770073585817E-3,7.041075757797513E-3,2.5875497097144693E-6,4.4110798366298977E-5,1.2338311093374131E-2,null,1.470554146389305E-3,1.01422430978276E-3,2.3578161820143996E-3,2.6677542761379971E-3,3.802240764304043E-7,1.778409554596249E-5,7.5285132339468546E-3]
[2004,8,9,10,1.9559316066989885E-3,1.4117866126378931E-3,2.8530503365080942E-3,7.8119142218540964E-3,0,0,1.4032682777699073E-2,null,{"$f":"E5316*V$5","v":1.6889679748434653E-3},{"$f":"F5316*W$5","v":1.1870259412270589E-3},{"$f":"G5316*X$5","v":2.8732047640572648E-3},{"$f":"H5316*Y$5","v":2.9598130011731973E-3},{"$f":"I5316*Z$5","v":0},{"$f":"J5316*AA$5","v":0},8.709011681300987E-3]
[2004,8,9,14,1.9902052403037223E-3,1.4767983356691837E-3,2.8587426980081244E-3,7.7929183464827802E-3,0,0,1.4118664620463812E-2,null,1.718563626011253E-3,1.2416876025795624E-3,2.8789373373565639E-3,2.9526157589485707E-3,0,0,8.7918043248959507E-3]
[2004,8,9,15,2.0615200003366624E-3,1.4846975389543882E-3,2.7643874783263344E-3,8.2091081068000043E-3,0,0,1.451971312441739E-2,null,1.7801446881592095E-3,1.2483292289632011E-3,2.7839155765294501E-3,3.1103035968533897E-3,0,0,8.9226930905052498E-3]
[2004,8,9,18,1.9297620616906196E-3,1.4995114178844376E-3,2.2647277361714032E-3,6.2371133414031894E-3,0,0,1.1931114557149649E-2,null,1.6663702913232552E-3,1.2607846938491511E-3,2.2807261538975794E-3,2.3631453998856715E-3,0,0,7.5710265389556577E-3]
[2004,8,9,22,2.7869067288417929E-3,1.2274685806369962E-3,1.8987820769943756E-3,7.0219965124094638E-3,1.5494307790317184E-5,2.6413648564822193E-4,1.3214784692321168E-2,null,2.4065239284279025E-3,1.0320518938303502E-3,1.9121953930206484E-3,2.660525446308537E-3,2.276790605175219E-6,1.0649157738962177E-4,8.1200650295822369E-3]
[2004,8,10,1,2.2725915411598401E-3,1.0394717002390572E-3,1.7314356845719015E-3,7.3110300437657294E-3,1.5494307790317184E-5,2.6413648564822193E-4,1.2634159763175066E-2,null,1.9624072333475164E-3,8.7398468175702558E-4,1.7436668375292177E-3,2.7700357634456644E-3,2.276790605175219E-6,1.0649157738962177E-4,7.4588628840742202E-3]
[2004,8,10,4,1.5514767274590455E-3,1.1754073434902556E-3,1.6353653811861757E-3,5.8148382243779643E-3,1.5494307790317184E-5,2.6413648564822193E-4,1.0456718469951979E-2,null,1.3397168374489799E-3,9.8827896209098022E-4,1.6469178773583528E-3,2.2031519148130009E-3,2.276790605175219E-6,1.0649157738962177E-4,6.2868339597061101E-3]
[2004,8,10,7,1.6612970809437764E-3,1.3363542702399677E-3,2.3967263709372272E-3,6.5210063225637754E-3,3.873576947579296E-6,6.6034121412055484E-5,1.1985291743044382E-2,null,1.4345478935996281E-3,1.1236026544269699E-3,2.4136572492256775E-3,2.4707080423722254E-3,5.6919765129380475E-7,2.6622894347405443E-5,7.4697079316231995E-3]
[2004,8,10,12,2.1989688803819019E-3,1.3791093996373225E-3,2.7763567649863267E-3,7.4880220305045707E-3,0,0,1.3842457075510121E-2,null,1.8988332740890125E-3,1.1595510387372248E-3,2.795969416244016E-3,2.8370952790234944E-3,0,0,8.6914490080937483E-3]
[2004,8,10,13,1.9579652924216736E-3,1.3854219928701762E-3,2.8594086144187432E-3,8.6019643326436159E-3,0,0,1.4804760232354209E-2,null,1.6907240843335655E-3,1.1648586481569025E-3,2.8796079579127354E-3,3.2591507208516069E-3,0,0,8.9943414112548109E-3]
[2004,8,10,16,2.2217454220402571E-3,1.465937800295185E-3,2.533820419909385E-3,6.8226507106707041E-3,0,0,1.3044154352915532E-2,null,1.9185010627309545E-3,1.2325560970750141E-3,2.551719753623271E-3,2.5849964173203467E-3,0,0,8.2877733307495857E-3]
[2004,8,10,19,1.9768184801918715E-3,1.3179242269566918E-3,2.2182749983377329E-3,7.185942660777881E-3,0,0,1.2698960366264177E-2,null,1.707004014704605E-3,1.1081067294200673E-3,2.2339452661090521E-3,2.7226420962937108E-3,0,0,7.7716981065274358E-3]
[2004,8,10,23,2.6060784720686112E-3,1.1540546122877574E-3,1.804945326354944E-3,7.5997381717620603E-3,1.5494307790317184E-5,2.6413648564822193E-4,1.3444447375911913E-2,null,2.2503767842278464E-3,9.7032564986481102E-4,1.8176957637884308E-3,2.8794227903023292E-3,2.276790605175219E-6,1.0649157738962177E-4,8.0265893561782143E-3]
[2004,8,11,4,1.5514767274590455E-3,1.1754073434902556E-3,1.6438694027816453E-3,6.0792562774607513E-3,1.5494307790317184E-5,2.6413648564822193E-4,1.0729640544630237E-2,null,1.3397168374489799E-3,9.8827896209098022E-4,1.6554819727930146E-3,2.3033358094428102E-3,2.276790605175219E-6,1.0649157738962177E-4,6.3955819497705808E-3]
[2004,8,11,7,1.6612970809437764E-3,1.3363542702399677E-3,2.4068849096017309E-3,6.7373671111595852E-3,3.873576947579296E-6,6.6034121412055484E-5,1.2211811070304696E-2,null,1.4345478935996281E-3,1.1236026544269699E-3,2.4238875495162905E-3,2.5526837856847235E-3,5.6919765129380475E-7,2.6622894347405443E-5,7.5619139752263111E-3]
[2004,8,11,10,1.852758343190662E-3,1.4453516178649845E-3,2.832319590918769E-3,7.9289132485237685E-3,0,0,1.4059342800498184E-2,null,1.5998767523647097E-3,1.2152472967529727E-3,2.8523275729935385E-3,3.0041421157060645E-3,0,0,8.6715937378172847E-3]
[2004,8,11,13,1.9579652924216736E-3,1.3854219928701762E-3,2.8670842208568924E-3,8.4166169234151395E-3,0,0,1.4627088429563881E-2,null,1.6907240843335655E-3,1.1648586481569025E-3,2.8873377861260404E-3,3.1889254654291262E-3,0,0,8.9318459840456339E-3]
[2004,8,11,14,1.9262347389165935E-3,1.438536032911941E-3,2.809695616191217E-3,7.7793805460634287E-3,0,0,1.3953846934083181E-2,null,1.6633244101779932E-3,1.209516773406542E-3,2.8295437787024527E-3,2.9474864965743897E-3,0,0,8.6498714588613777E-3]
[2004,8,11,17,2.1406471786103083E-3,1.5338887229067808E-3,2.3706192068628719E-3,6.6328468824556428E-3,0,0,1.2678001990835604E-2,null,1.8484718574662521E-3,1.289689028601802E-3,2.3873656597522617E-3,2.5130826939397479E-3,0,0,8.0386092397600629E-3]
[2004,8,11,20,2.2692665613057977E-3,1.231493890514799E-3,2.0947834860504952E-3,7.5164493070693991E-3,0,0,1.311199324494049E-2,null,1.9595360774894875E-3,1.035436362278809E-3,2.1095813890038922E-3,2.8478659327166879E-3,0,0,7.9524197614888777E-3]
[2004,8,12,1,2.2725915411598401E-3,1.0394717002390572E-3,1.7437645127089431E-3,7.3696877065871072E-3,1.5494307790317184E-5,2.6413648564822193E-4,{"$f":"SUM(E5379:J5379)","v":1.2705146254133486E-2},null,1.9624072333475164E-3,8.7398468175702558E-4,1.7560827585823128E-3,2.7922602410969232E-3,2.276790605175219E-6,1.0649157738962177E-4,{"$f":"SUM(M5379:R5379)","v":7.4935032827785752E-3}]
[2004,8,12,4,1.5514767274590455E-3,1.1754073434902556E-3,1.6413578174430082E-3,6.2048571358215262E-3,1.5494307790317184E-5,2.6413648564822193E-4,1.0852729817652373E-2,null,1.3397168374489799E-3,9.8827896209098022E-4,1.6529526451930184E-3,2.3509240244407089E-3,2.276790605175219E-6,1.0649157738962177E-4,6.4406408371684839E-3]
[2004,8,12,8,1.7277358253887285E-3,1.3524175991821885E-3,2.7201339005658979E-3,8.3427245637134901E-3,0,0,1.4143011888850305E-2,null,1.4919184638547476E-3,1.1371086531283263E-3,2.7393493840508817E-3,3.160928797682767E-3,0,0,8.5293052987167224E-3]
[2004,8,12,11,2.1589245850064101E-3,1.4143138688200165E-3,2.856443352549737E-3,8.2316258710771577E-3,0,0,1.4661307677453321E-2,null,1.8642545944292863E-3,1.1891508506301179E-3,2.876621748935037E-3,3.1188352280992139E-3,0,0,9.0488624220936547E-3]
[2004,8,12,14,1.9262347389165935E-3,1.438536032911941E-3,2.8448212564709842E-3,7.9252238874663195E-3,0,0,1.4134815915765838E-2,null,1.6633244101779932E-3,1.209516773406542E-3,2.8649175524143849E-3,3.0027442740870013E-3,0,0,8.7405030100859218E-3]
[2004,8,12,15,2.0920150701585036E-3,1.3964553008848622E-3,2.7856374603306279E-3,8.1142062061270968E-3,0,0,1.438831403750109E-2,null,1.8064775088689428E-3,1.1741354203785271E-3,2.8053156719815321E-3,3.0743467402532601E-3,0,0,8.8602753414822617E-3]
[2004,8,12,18,2.1702492346230944E-3,1.4346760530365762E-3,2.3115389412085214E-3,6.2255210396305466E-3,0,0,1.2141985268498738E-2,null,1.8740335511491398E-3,1.2062713139272862E-3,2.3278680411621846E-3,2.358753256740499E-3,0,0,7.7669261629791098E-3]
[2004,8,12,22,2.6012599648340693E-3,1.2158290309873079E-3,1.9955727899437295E-3,7.7159818509310828E-3,1.5494307790317184E-5,2.6413648564822193E-4,1.3808274430134727E-2,null,2.2462159514166071E-3,1.0222653954638835E-3,2.0096698518494941E-3,2.9234657153956642E-3,2.276790605175219E-6,1.0649157738962177E-4,8.3103852821204468E-3]
[2004,8,13,2,1.9908583204548444E-3,9.4590370796238988E-4,1.7519418137817426E-3,7.2459899986047063E-3,1.5494307790317184E-5,2.6413648564822193E-4,1.2214324634242222E-2,null,1.7191275677444268E-3,7.953129950398597E-4,1.764317825485568E-3,2.7453931002267128E-3,2.276790605175219E-6,1.0649157738962177E-4,7.1329198564913637E-3]
[2004,8,13,5,1.6188204662112794E-3,1.124379073680386E-3,1.7153820153334417E-3,5.2209670802910411E-3,1.5494307790317184E-5,2.6413648564822193E-4,9.9591794289546863E-3,null,1.397868880019992E-3,9.4537454618419414E-4,1.7274997624705294E-3,1.9781433594997953E-3,2.276790605175219E-6,1.0649157738962177E-4,6.1576549161693073E-3]
[2004,8,13,9,2.3339448874980526E-3,1.1888831662444617E-3,2.84043904981805E-3,6.6454223057106285E-3,0,0,1.3008689409271194E-2,null,2.0153865076533322E-3,9.9960939336538653E-4,2.8605043891164303E-3,2.517847326549414E-3,0,0,8.3933476166845634E-3]
[2004,8,13,12,2.1684681312368458E-3,1.3482308554662536E-3,2.8478736585032193E-3,6.0340610277525028E-3,0,0,1.2398633672958822E-2,null,1.8724955492226123E-3,1.1335884515939045E-3,2.8679915171280846E-3,2.2862120310859616E-3,0,0,8.1602875490305628E-3]
[2004,8,13,15,1.815340655386855E-3,1.3721673886791072E-3,2.7461709206894184E-3,6.4689162562115588E-3,0,0,1.240259522096694E-2,null,1.5675661765874825E-3,1.1537142167855794E-3,2.7655703340647938E-3,2.450971925046468E-3,0,0,7.9378226524843241E-3]
[2004,8,13,17,2.0015665632308007E-3,1.373842323416813E-3,2.4188198016066014E-3,5.1236736438037096E-3,0,0,1.0917902332057925E-2,null,1.7283742505289862E-3,1.1551224968795548E-3,2.4359067516061044E-3,1.9412803871135373E-3,0,0,7.2606838861281834E-3]
[2004,8,13,20,2.128802702402937E-3,1.345435428814963E-3,2.172639261059301E-3,4.2011925826960349E-3,0,0,9.8480699749732351E-3,null,1.838244024895558E-3,1.1312380652662715E-3,2.1879871503051305E-3,1.5917666366470724E-3,0,0,6.7492358771140326E-3]
[2004,8,13,24,2.5728764184088492E-3,7.823604258735265E-4,1.7423074494342028E-3,5.095776560279968E-3,1.5494307790317184E-5,2.6413648564822193E-4,1.0472951647435084E-2,null,2.2217064538654196E-3,6.5780629493723754E-4,1.7546154023674763E-3,1.9307106153311755E-3,2.276790605175219E-6,1.0649157738962177E-4,6.673607134496105E-3]
[2004,8,14,3,1.7315253065246935E-3,7.5604738373022948E-4,1.6836791968618081E-3,5.0101780420541992E-3,1.5494307790317184E-5,2.6413648564822193E-4,9.4610607226094691E-3,null,1.4951907215645763E-3,6.3568236817869309E-4,1.695572989955809E-3,1.8982786658843906E-3,2.276790605175219E-6,1.0649157738962177E-4,5.8334931135782652E-3]
[2004,8,14,6,1.5423842687483276E-3,6.9335752919971153E-4,1.7737098942061263E-3,5.1181645594932405E-3,1.5494307790317184E-5,2.6413648564822193E-4,9.4072470450859442E-3,null,1.3318654015795496E-3,5.8297292688399649E-4,1.7862396792921397E-3,1.9391930806091893E-3,2.276790605175219E-6,1.0649157738962177E-4,5.7490394563596715E-3]
[2004,8,14,10,1.9248982274834613E-3,9.7614399173073156E-4,2.4310304602145642E-3,4.8374699680414105E-3,0,0,1.0169542647470168E-2,null,1.6621703181837531E-3,8.2073893475465714E-4,2.4482036683606879E-3,1.8328422583211098E-3,0,0,6.7639551796202079E-3]
[2004,8,14,12,2.1984489430220545E-3,9.0616637176409078E-4,2.4553976257033227E-3,4.897027452825763E-3,0,0,1.0457040393315232E-2,null,1.8983843025878111E-3,7.6190196218234633E-4,2.4727429676057763E-3,1.8554076645423859E-3,0,0,6.9884368969183198E-3]
[2004,8,14,17,2.1335551669033159E-3,8.5279945450962092E-4,2.1906862281799314E-3,4.8190943320474845E-3,0,0,{"$f":"SUM(E5443:J5443)","v":9.9961351816403518E-3},null,1.8423478290956789E-3,7.170312185322069E-4,2.2061616042375639E-3,1.8258800151659694E-3,0,0,{"$f":"SUM(M5443:R5443)","v":6.5914206670314186E-3}]
[2004,8,14,18,2.0564152506488661E-3,8.5714450112462661E-4,2.0138858761685049E-3,4.750262436946073E-3,0,0,9.6777080648880708E-3,null,{"$f":"E5444*V$5","v":1.7757366819115723E-3},{"$f":"F5444*W$5","v":7.2068452066843802E-4},{"$f":"G5444*X$5","v":2.0281123047961938E-3},{"$f":"H5444*Y$5","v":1.7998006788815786E-3},{"$f":"I5444*Z$5","v":0},{"$f":"J5444*AA$5","v":0},6.3243341862577827E-3]
[2004,8,14,21,2.2854747226666262E-3,8.1374321458541868E-4,1.7961327905976453E-3,4.6751796943855202E-3,3.873576947579296E-6,6.6034121412055484E-5,9.6404381205948443E-3,null,1.9735319991136262E-3,6.8419284937513438E-4,1.808820974795999E-3,1.7713529935533443E-3,5.6919765129380475E-7,2.6622894347405443E-5,6.2650909088368028E-3]
[2004,8,15,1,2.4287476153100618E-3,8.1156242905289504E-4,1.5179140834340956E-3,4.5868086401847797E-3,1.5494307790317184E-5,2.6413648564822193E-4,9.6246635614203706E-3,null,2.0972496825485509E-3,6.8235925145305088E-4,1.5286368838799795E-3,1.7378705732754814E-3,2.276790605175219E-6,1.0649157738962177E-4,6.1548847591518597E-3]
[2004,8,15,4,1.6544704931209392E-3,8.5200032315370313E-4,1.4871829417772832E-3,4.7951870539803612E-3,1.5494307790317184E-5,2.6413648564822193E-4,9.0684716054708261E-3,null,1.4286530616071703E-3,7.1635931128968811E-4,1.4976886522685667E-3,1.8168219187204428E-3,2.276790605175219E-6,1.0649157738962177E-4,5.5682913118806649E-3]
[2004,8,15,9,1.8772041220552448E-3,1.0052242912482316E-3,2.1482328810248441E-3,4.4592139873374159E-3,0,0,9.4898752816657377E-3,null,1.6209859452838153E-3,8.4518956319731321E-4,2.1634083594961957E-3,1.6895269405047448E-3,0,0,6.3191108084820688E-3]
[2004,8,15,12,2.2663438889006038E-3,1.0361970332343809E-3,2.2303726165662564E-3,4.5789301076566763E-3,0,0,1.0111843646357917E-2,null,1.9570123184396186E-3,8.7123135158047153E-4,2.2461283439479387E-3,1.7348855196324688E-3,0,0,6.809257533600498E-3]
[2004,8,15,15,2.313639698481894E-3,1.0574140719749319E-3,2.2038669588284208E-3,4.3927340940374494E-3,0,0,9.9676548233226959E-3,null,1.9978527585927941E-3,8.8907057399241626E-4,2.2194354457847646E-3,1.6643387411828191E-3,0,0,6.770697519552794E-3]
[2004,8,15,16,2.1027509419608297E-3,1.1000412971953603E-3,2.1547844786988834E-3,4.523154821022308E-3,0,0,9.8807315388773805E-3,null,1.8157480496148719E-3,9.2491141685508696E-4,2.1700062387583876E-3,1.7137531295631136E-3,0,0,6.6244188347914599E-3]
[2004,8,15,19,2.2905433190081852E-3,1.1120968880629683E-3,1.8192385107290703E-3,4.6030926373599049E-3,0,0,9.8249713551601288E-3,null,1.9779087865580245E-3,9.3504772142730011E-4,1.8320899176215355E-3,1.7440403269595615E-3,0,0,6.4890867525664213E-3]
[2004,8,15,22,3.0263975055765334E-3,1.1076558644627591E-3,1.7188117807466956E-3,5.2675831969883832E-3,1.5494307790317184E-5,2.6413648564822193E-4,1.140007914121291E-2,null,2.6133267894226293E-3,9.3131372213033829E-4,1.7309537563236562E-3,1.9958054822966651E-3,2.276790605175219E-6,1.0649157738962177E-4,7.380168118168085E-3]
[2004,8,16,2,2.1260584418623368E-3,9.4285580302612675E-4,1.656072382101266E-3,6.4557627941125399E-3,1.5494307790317184E-5,2.6413648564822193E-4,1.1460380214540808E-2,null,1.8358743264092583E-3,7.9275032572896555E-4,1.6677711560114709E-3,2.4459882824941471E-3,2.276790605175219E-6,1.0649157738962177E-4,6.8511524586386385E-3]
[2004,8,16,6,1.5430336813263719E-3,1.0247617130094181E-3,1.8747671542784015E-3,6.6817426663566548E-3,1.5494307790317184E-5,2.6413648564822193E-4,1.1403936008409384E-2,null,1.3324261763239325E-3,8.6161656870056683E-4,1.8880108248505495E-3,2.5316085472431422E-3,2.276790605175219E-6,1.0649157738962177E-4,6.7224304851129877E-3]
[2004,8,16,9,2.2159375686860118E-3,1.2999143429301594E-3,2.8601992291511506E-3,6.2391062022981595E-3,0,0,1.2615157343065481E-2,null,1.9134859189067477E-3,1.0929640730535785E-3,2.8804041576806186E-3,2.3639004639351411E-3,0,0,8.2507546135760848E-3]
[2004,8,16,13,1.985930680875575E-3,1.4404695616711987E-3,2.9176971703235421E-3,6.3069135444816385E-3,0,0,1.2651010957351955E-2,null,1.7148724979799972E-3,1.2111424785767159E-3,2.9383082739823994E-3,2.3895916130274087E-3,0,0,8.2539148635665215E-3]
[2004,8,16,16,2.1408894403800766E-3,1.5518055119952019E-3,2.628257725978383E-3,5.7227485549084861E-3,0,0,1.2043701233262146E-2,null,1.8486810531095281E-3,1.3047534110240944E-3,2.6468241807096416E-3,2.1682605689496547E-3,0,0,7.9685192137929177E-3]
[2004,8,16,17,2.2329165967628246E-3,1.5650083594089339E-3,2.4443379026574423E-3,5.0169978340808934E-3,0,0,1.1259260692910094E-2,null,1.9281474922293973E-3,1.3158543254525711E-3,2.4616051168157094E-3,1.9008625791907398E-3,0,0,7.6064695136884176E-3]
[2004,8,16,23,2.8303125760676864E-3,1.0833398757721072E-3,1.8594242665956003E-3,6.5548618959648565E-3,1.5494307790317184E-5,2.6413648564822193E-4,1.2607569407838788E-2,null,2.4440053442577785E-3,9.108689119132642E-4,1.8725595524280046E-3,2.4835353934501933E-3,2.276790605175219E-6,1.0649157738962177E-4,7.8197375700440365E-3]
[2004,8,16,24,2.6814929101539649E-3,9.1656250299657137E-4,1.8200101850692949E-3,7.0089384195771267E-3,1.5494307790317184E-5,2.6413648564822193E-4,1.2706634811235495E-2,null,2.3154979624585839E-3,7.7064299808032627E-4,1.8328670431991192E-3,2.6555779376905399E-3,2.276790605175219E-6,1.0649157738962177E-4,7.6833543094233653E-3]
[2004,8,17,4,1.5514767274590455E-3,1.1754073434902556E-3,1.6580666889251107E-3,5.1123770915111437E-3,1.5494307790317184E-5,2.6413648564822193E-4,9.7769586448240939E-3,null,1.3397168374489799E-3,9.8827896209098022E-4,1.669779550954224E-3,1.9370002988541922E-3,2.276790605175219E-6,1.0649157738962177E-4,6.0435440173431734E-3]
[2004,8,17,7,1.6612970809437764E-3,1.3363542702399677E-3,2.4247433026344622E-3,6.2602083150396148E-3,6.4611266572937649E-6,1.1014491977835445E-4,1.1799209015293468E-2,null,1.4345478935996281E-3,1.1236026544269699E-3,2.4418720972417441E-3,2.3718957267952544E-3,9.4942172772420905E-7,4.4406989893367933E-5,7.4172747836846889E-3]
[2004,8,17,10,1.852758343190662E-3,1.4453516178649845E-3,2.8823097580963552E-3,7.9250489565086228E-3,0,0,1.4105468675660624E-2,null,{"$f":"E5508*V$5","v":1.5998767523647097E-3},{"$f":"F5508*W$5","v":1.2152472967529727E-3},{"$f":"G5508*X$5","v":2.9026708791219727E-3},{"$f":"H5508*Y$5","v":3.0026779954633255E-3},{"$f":"I5508*Z$5","v":0},{"$f":"J5508*AA$5","v":0},8.7204729237029804E-3]
[2004,8,17,14,1.9262347389165935E-3,1.438536032911941E-3,2.8764488042181575E-3,8.0584648216248684E-3,0,0,1.4299684397671561E-2,null,1.6633244101779932E-3,1.209516773406542E-3,2.8967685224795844E-3,3.0532271951753658E-3,0,0,8.8228369012394864E-3]
[2004,8,17,17,2.1406471786103083E-3,1.5338887229067808E-3,2.4063665194106057E-3,6.9123582375340718E-3,0,0,1.2993260658461767E-2,null,1.8484718574662521E-3,1.289689028601802E-3,2.423365497329646E-3,2.6189852063383439E-3,0,0,8.1805115897360427E-3]
[2004,8,17,20,2.2692665613057977E-3,1.231493890514799E-3,2.1313680982857179E-3,7.4060601445294855E-3,0,0,1.3038188694635799E-2,null,1.9595360774894875E-3,1.035436362278809E-3,2.1464244410946179E-3,2.8060411930696224E-3,0,0,7.9474380739325383E-3]
[2004,8,17,22,2.6012599648340693E-3,1.2158290309873079E-3,1.928736061130192E-3,7.7111946317866891E-3,1.5494307790317184E-5,2.6413648564822193E-4,1.3736650482176796E-2,null,2.2462159514166071E-3,1.0222653954638835E-3,1.9423609771395947E-3,2.9216519123941662E-3,2.276790605175219E-6,1.0649157738962177E-4,8.2412626044090498E-3]
[2004,8,18,1,2.2725915411598401E-3,1.0394717002390572E-3,1.7904153891351937E-3,6.9855574724868846E-3,1.5494307790317184E-5,2.6413648564822193E-4,1.2367666896459514E-2,null,1.9624072333475164E-3,8.7398468175702558E-4,1.8030631846477714E-3,2.6467192598796851E-3,2.276790605175219E-6,1.0649157738962177E-4,7.3949427276267955E-3]
[2004,8,18,5,1.5217520891290613E-3,1.1365031457308229E-3,1.7188103099189612E-3,5.8592938031851258E-3,1.5494307790317184E-5,2.6413648564822193E-4,1.0515990141402509E-2,null,1.3140492926170433E-3,9.5556842952913119E-4,1.7309522751057472E-3,2.2199954433504772E-3,2.276790605175219E-6,1.0649157738962177E-4,6.3293338085971956E-3]
[2004,8,18,8,1.7277358253887285E-3,1.3524175991821885E-3,2.7343704908445012E-3,8.1177454104730141E-3,0,0,1.3932269325888431E-2,null,1.4919184638547476E-3,1.1371086531283263E-3,2.7536865439982514E-3,3.0756876898258437E-3,0,0,8.4584013508071688E-3]
[2004,8,18,12,2.1989688803819019E-3,1.3791093996373225E-3,2.8459427067864425E-3,6.9213237808148868E-3,0,0,1.3345344767620552E-2,null,1.8988332740890125E-3,1.1595510387372248E-3,2.8660469248435344E-3,2.6223821114772787E-3,0,0,8.5468133491470501E-3]
[2004,8,18,13,1.9579652924216736E-3,1.3854219928701762E-3,2.93192321255706E-3,8.0772426587827593E-3,0,0,1.435255315663167E-2,null,1.6907240843335655E-3,1.1648586481569025E-3,2.952634811371519E-3,3.0603418261064578E-3,0,0,8.8685593699684463E-3]
[2004,8,18,19,1.9768184801918715E-3,1.3179242269566918E-3,2.2646142770928043E-3,7.5686049914418276E-3,0,0,1.3127961975683194E-2,null,1.707004014704605E-3,1.1081067294200673E-3,2.2806118933249618E-3,2.8676269116914366E-3,0,0,7.9633495491410709E-3]
[2004,8,18,20,2.2692665613057977E-3,1.231493890514799E-3,2.2315592660210109E-3,7.2559895047706376E-3,0,0,1.2988309222612245E-2,null,1.9595360774894875E-3,1.035436362278809E-3,2.2473233760940733E-3,2.7491817578482259E-3,0,0,7.9914775737105967E-3]
[2004,8,18,23,2.6060784720686112E-3,1.1540546122877574E-3,1.8819010139167669E-3,6.8631328356303384E-3,1.5494307790317184E-5,2.6413648564822193E-4,1.2784797727342012E-2,null,2.2503767842278464E-3,9.7032564986481102E-4,1.8951950792735379E-3,2.6003344658917767E-3,2.276790605175219E-6,1.0649157738962177E-4,7.8250003472527686E-3]
[2004,8,19,2,1.8489140042550916E-3,1.0549544697850217E-3,1.7069401438204242E-3,7.7087198804307588E-3,1.5494307790317184E-5,2.6413648564822193E-4,1.2599159291729835E-2,null,1.5965571243550267E-3,8.870025478626975E-4,1.7189982561569579E-3,2.9207142675314692E-3,2.276790605175219E-6,1.0649157738962177E-4,7.2320405639009471E-3]
[2004,8,19,6,1.5900737940383173E-3,1.1669145759782976E-3,1.8314815118394487E-3,5.9308483197101046E-3,1.5494307790317184E-5,2.6413648564822193E-4,1.0798948995004706E-2,null,1.3730458194808775E-3,9.8113826868925693E-4,1.8444194053514123E-3,2.2471063386174544E-3,2.276790605175219E-6,1.0649157738962177E-4,6.5544782001337974E-3]
[2004,8,19,10,1.852758343190662E-3,1.4453516178649845E-3,2.8257924085130343E-3,6.1745975389818084E-3,0,0,1.2298499908550489E-2,null,1.5998767523647097E-3,1.2152472967529727E-3,2.8457542814732139E-3,2.339459133046241E-3,0,0,8.0003374636371371E-3]
[2004,8,19,14,1.9262347389165935E-3,1.438536032911941E-3,2.8170866656541463E-3,5.8620947873857495E-3,0,0,1.204395222486843E-2,null,1.6633244101779932E-3,1.209516773406542E-3,2.8369870397821932E-3,2.2210566927725324E-3,0,0,7.9308849161392608E-3]
[2004,8,19,17,2.1406471786103083E-3,1.5338887229067808E-3,2.3599458147735642E-3,4.6343240482004189E-3,0,0,1.0668805764491071E-2,null,1.8484718574662521E-3,1.289689028601802E-3,2.3766168690256373E-3,1.7558734235893394E-3,0,0,7.2706511786830305E-3]
[2004,8,19,20,2.2692665613057977E-3,1.231493890514799E-3,2.1895588863439048E-3,6.5722572583412917E-3,0,0,1.2262576596505793E-2,null,1.9595360774894875E-3,1.035436362278809E-3,2.2050262986691538E-3,2.4901262261526128E-3,0,0,7.6901249645900636E-3]
[2004,8,19,21,2.3817936431300229E-3,1.3174580547027229E-3,2.0171065267124114E-3,6.4374849453422084E-3,5.1596048029071214E-6,8.7957454983903809E-5,1.2246960229674177E-2,null,2.0567044226671907E-3,1.1077147731898638E-3,2.0313557065573563E-3,2.4390630893996604E-3,7.5817131688949061E-7,3.5461697392639702E-5,7.6710578605236005E-3]
[2004,8,19,24,2.6399292683158947E-3,9.4718951869379319E-4,1.7778230529512885E-3,7.04898688943694E-3,1.5494307790317184E-5,2.6413648564822193E-4,1.2693559522836455E-2,null,2.2796073107906353E-3,7.9639410083872546E-4,1.7903818940826393E-3,2.6707516810781156E-3,2.276790605175219E-6,1.0649157738962177E-4,7.6459033547849123E-3]
[2004,8,20,4,1.6067512493953748E-3,1.1479383297114613E-3,1.6194855134227277E-3,5.7060167943771356E-3,1.5494307790317184E-5,2.6413648564822193E-4,1.0359822680345238E-2,null,1.3874469815171565E-3,9.651830978552173E-4,1.6309258315375347E-3,2.1619211646824311E-3,2.276790605175219E-6,1.0649157738962177E-4,6.2542454435871361E-3]
[2004,8,20,7,1.7249959100107451E-3,1.3009925200511822E-3,2.3360887056990982E-3,5.6830027156919132E-3,7.7471538951585919E-6,1.3206824282411097E-4,1.1184895248172209E-2,null,1.489552517463092E-3,1.0938706011368135E-3,2.3525912293191594E-3,2.1532014876137835E-3,1.1383953025876095E-6,5.3245788694810886E-5,7.143600019530248E-3]
[2004,8,20,11,2.2035912746826147E-3,1.3341936810237749E-3,2.863034739998294E-3,7.5430093470278447E-3,0,0,1.3943829042732527E-2,null,1.902824761273055E-3,1.1217860375069637E-3,2.8832596990534076E-3,2.8579291194527593E-3,0,0,8.7657996172861852E-3]
[2004,8,20,15,1.815340655386855E-3,1.3721673886791072E-3,2.6533367150868578E-3,7.5999081525886993E-3,0,0,1.3440752911741519E-2,null,1.5675661765874825E-3,1.1537142167855794E-3,2.6720803320162468E-3,2.8794871933982089E-3,0,0,8.2728479187875181E-3]
[2004,8,20,18,2.0106989063951304E-3,1.3806981452025751E-3,2.2632719786879188E-3,5.5873642673237326E-3,0,0,1.1242033297609356E-2,null,1.7362601270529945E-3,1.1608868512340161E-3,2.2792601126983276E-3,2.1169655645284697E-3,0,0,7.2933726555138075E-3]
[2004,8,20,21,2.1249523927824518E-3,1.2915638344989551E-3,1.991680669148373E-3,5.3147383424212054E-3,6.4611266572937649E-6,1.1014491977835445E-4,1.0839541285286632E-2,null,1.8349192411352474E-3,1.0859429906594383E-3,2.0057502364580629E-3,2.0136718347117783E-3,9.4942172772420905E-7,4.4406989893367933E-5,6.9856407145856185E-3]
[2004,8,20,22,2.387422975125922E-3,1.2015268651789962E-3,1.8729468910525465E-3,5.1556627832139166E-3,1.5494307790317184E-5,2.6413648564822193E-4,1.0897190308009919E-2,null,2.0615654113787956E-3,1.0102401774328984E-3,1.8861777029790419E-3,1.9534005753329363E-3,2.276790605175219E-6,1.0649157738962177E-4,7.0201522351184698E-3]
[2004,8,21,4,1.6006553360182786E-3,7.9484046340406219E-4,1.6257791780267975E-3,5.1032915121944659E-3,1.5494307790317184E-5,2.6413648564822193E-4,9.4041972830821424E-3,null,1.3821830947656603E-3,6.6829947298809988E-4,1.6372639556471583E-3,1.9335579139250973E-3,2.276790605175219E-6,1.0649157738962177E-4,5.7300728053208128E-3]
[2004,8,21,6,1.5415332199071119E-3,6.9335752919971153E-4,1.7386458720168988E-3,5.3026045569765498E-3,1.5494307790317184E-5,2.6413648564822193E-4,9.5557719715388106E-3,null,1.3311305117536896E-3,5.8297292688399649E-4,1.7509279589513051E-3,2.0090745318110284E-3,2.276790605175219E-6,1.0649157738962177E-4,5.7828742973948157E-3]
[2004,8,21,9,1.7833709832591057E-3,9.4179441719061824E-4,2.3171741323947453E-3,4.9054939144413928E-3,0,0,9.9478334472858625E-3,null,1.539960020929953E-3,7.9185791570812996E-4,2.333543040286963E-3,1.8586154753877445E-3,0,0,6.5239764523127904E-3]
[2004,8,21,12,2.1943222019618312E-3,9.0616637176409078E-4,2.3766824936764931E-3,4.6823961060637057E-3,0,0,1.0159567173466121E-2,null,1.894820817306773E-3,7.6190196218234633E-4,2.3934717786439682E-3,1.7740871798872339E-3,0,0,6.8242817380203217E-3]
[2004,8,21,16,2.1489343807560325E-3,8.4732536937466487E-4,2.217207419236064E-3,4.9451612296654308E-3,0,0,1.0158628399032192E-2,null,1.8556279456327521E-3,7.1242862420137026E-4,2.2328701454490088E-3,1.8736448052021056E-3,0,0,6.6745715204852372E-3]
[2004,8,21,19,2.0431453999353926E-3,8.3650531236200754E-4,1.8769909479570584E-3,4.9545585977506948E-3,0,0,9.7112002580051534E-3,null,1.7642780231275693E-3,7.0333115278139275E-4,1.8902503277818637E-3,1.877205322054398E-3,0,0,6.2350648257452233E-3]
[2004,8,21,21,2.2809320958185725E-3,8.1374321458541868E-4,1.7358851203070811E-3,5.0939570452406676E-3,6.4611266572937649E-6,1.1014491977835445E-4,1.0041123522387388E-2,null,1.9696093919827078E-3,6.8419284937513438E-4,1.7481477048269646E-3,1.9300212293348359E-3,9.4942172772420905E-7,4.4406989893367933E-5,6.3773275871407348E-3]
[2004,8,21,24,2.663809337657213E-3,6.0975531874756016E-4,1.6131635795845014E-3,5.0278133757656268E-3,1.5494307790317184E-5,2.6413648564822193E-4,1.0194172405193441E-2,null,2.3002280074532334E-3,5.1268043957587316E-4,1.6245592384951286E-3,1.9049604199995456E-3,2.276790605175219E-6,1.0649157738962177E-4,6.451196473518577E-3]
[2004,8,22,3,1.7673713299626479E-3,8.311742798092584E-4,1.5543331549817438E-3,5.134415124702159E-3,1.5494307790317184E-5,2.6413648564822193E-4,9.5669246828943479E-3,null,1.5261441482615206E-3,6.988488366317763E-4,1.5653132258758643E-3,1.9453501674403801E-3,2.276790605175219E-6,1.0649157738962177E-4,5.8444247462043379E-3]
[2004,8,22,7,1.6020184007314727E-3,8.4653074769761407E-4,1.9135623284597949E-3,5.0951041126301175E-3,7.7471538951585919E-6,1.3206824282411097E-4,9.5970309862382693E-3,null,1.3833601158027657E-3,7.1176050868329045E-4,1.9270800546689188E-3,1.930455835357905E-3,1.1383953025876095E-6,5.3245788694810886E-5,6.0070406985102799E-3]
[2004,8,22,10,1.9561411973478553E-3,1.028345159145017E-3,2.2552363430469627E-3,4.9689008777355839E-3,0,0,1.0208623577275418E-2,null,1.6891489586225248E-3,8.6462951944246257E-4,2.2711677119753595E-3,1.8826393892446118E-3,0,0,6.707585579284958E-3]
[2004,8,22,13,2.1968410083581988E-3,1.1001262086950271E-3,2.307400224729984E-3,5.247314347857821E-3,0,0,1.0851681789641032E-2,null,1.896995833715182E-3,9.2498281018883201E-4,2.3237000880941818E-3,1.9881259300804327E-3,0,0,7.1338046620786286E-3]
[2004,8,22,18,2.2974474889260752E-3,1.0638355547734314E-3,1.899349757936978E-3,5.0470377471264127E-3,0,0,1.0307670548762898E-2,null,{"$f":"E5636*V$5","v":1.9838706115238138E-3},{"$f":"F5636*W$5","v":8.9446973743165562E-4},{"$f":"G5636*X$5","v":1.9127670841569309E-3},{"$f":"H5636*Y$5","v":1.9122442358066693E-3},{"$f":"I5636*Z$5","v":0},{"$f":"J5636*AA$5","v":0},6.7033516689190692E-3]
[2004,8,22,21,2.7745953493896573E-3,1.1213060944929641E-3,1.7966279491202872E-3,5.1145646201309304E-3,7.7471538951585919E-6,1.3206824282411097E-4,1.0946909409853109E-2,null,2.3958929198846664E-3,9.4279079451827842E-4,1.809319631201746E-3,1.9378291194819418E-3,1.1383953025876095E-6,5.3245788694810886E-5,7.1402166490840318E-3]
[2004,8,22,22,3.0263975055765334E-3,1.1076558644627591E-3,1.7460492480092819E-3,5.4206948963897075E-3,1.5494307790317184E-5,2.6413648564822193E-4,1.158042830787682E-2,null,2.6133267894226293E-3,9.3131372213033829E-4,1.7583836336371771E-3,2.0538171277973247E-3,2.276790605175219E-6,1.0649157738962177E-4,7.4656096409822653E-3]
[2004,8,23,1,2.4713407692853423E-3,9.2938591965020312E-4,1.6877977238986428E-3,6.5689984996752156E-3,1.5494307790317184E-5,2.6413648564822193E-4,1.1937153705947943E-2,null,2.1340293290174964E-3,7.8142488826597018E-4,1.6997206109604967E-3,2.4888915330935732E-3,2.276790605175219E-6,1.0649157738962177E-4,7.2128347293323319E-3]
[2004,8,23,4,1.6055092557091676E-3,1.0128052147558135E-3,1.6500070221120487E-3,7.8588312799857899E-3,1.5494307790317184E-5,2.6413648564822193E-4,1.2406783566001358E-2,null,1.3863745066137513E-3,8.5156358090041626E-4,1.661662949298907E-3,2.9775891460067519E-3,2.276790605175219E-6,1.0649157738962177E-4,6.9859585508146227E-3]
[2004,8,23,8,1.8270495723054724E-3,1.2935399218616144E-3,2.7084772071633702E-3,8.4592753871003748E-3,0,0,1.4288342088430831E-2,null,1.5776769522546459E-3,1.0876044789754557E-3,2.727610345805139E-3,3.2050880949511472E-3,0,0,8.597979871986388E-3]
[2004,8,23,11,2.0442209886182457E-3,1.4795441269348413E-3,2.8884512551441942E-3,8.3039947003025489E-3,0,0,1.4716211070999831E-2,null,1.7652068055211976E-3,1.2439962556241187E-3,2.9088557607381492E-3,3.1462546538043464E-3,0,0,9.064313475687813E-3]
[2004,8,23,15,2.0615200003366624E-3,1.4846975389543882E-3,2.8117492551571802E-3,7.642805358455595E-3,0,0,1.4000772152903827E-2,null,1.7801446881592095E-3,1.2483292289632011E-3,2.8316119249195575E-3,2.8957402786258532E-3,0,0,8.7558261206678208E-3]
[2004,8,23,19,2.2076060151493479E-3,1.2803179232895583E-3,2.2528638027048578E-3,7.0412782806268592E-3,0,0,1.2782066021770622E-2,null,1.9062915328372531E-3,1.0764874623106126E-3,2.2687784116091425E-3,2.6678310088934154E-3,0,0,7.9193884156504232E-3]
[2004,8,23,22,2.7869067288417929E-3,1.2274685806369962E-3,1.9507200413308421E-3,7.9444843002050743E-3,1.5494307790317184E-5,2.6413648564822193E-4,1.4189210444453244E-2,null,2.4065239284279025E-3,1.0320518938303502E-3,1.9645002558747737E-3,3.0100417454126142E-3,2.276790605175219E-6,1.0649157738962177E-4,8.5218861915404391E-3]
[2004,8,23,23,2.8303125760676864E-3,1.0833398757721072E-3,1.8594412555493572E-3,7.5277597291652796E-3,1.5494307790317184E-5,2.6413648564822193E-4,1.3580484229992968E-2,null,2.4440053442577785E-3,9.108689119132642E-4,1.8725766613945888E-3,2.8521512760291494E-3,2.276790605175219E-6,1.0649157738962177E-4,8.188370561589579E-3]
[2004,8,24,2,1.8489140042550916E-3,1.0549544697850217E-3,1.7228389070919798E-3,7.3840463381810882E-3,1.5494307790317184E-5,2.6413648564822193E-4,1.2290384512751719E-2,null,1.5965571243550267E-3,8.870025478626975E-4,1.7350093309669316E-3,2.7977005036579263E-3,2.276790605175219E-6,1.0649157738962177E-4,7.1250378748373786E-3]
[2004,8,24,5,1.5217520891290613E-3,1.1365031457308229E-3,1.6934324344692175E-3,5.1965671349260903E-3,1.5494307790317184E-5,2.6413648564822193E-4,9.8278855976937311E-3,null,1.3140492926170433E-3,9.5556842952913119E-4,1.7053951260744761E-3,1.9688985990648864E-3,2.276790605175219E-6,1.0649157738962177E-4,6.0526798152803329E-3]
[2004,8,24,8,1.7277358253887285E-3,1.3524175991821885E-3,2.7213274421468642E-3,7.2667003444591167E-3,0,0,1.3068181211176897E-2,null,1.4919184638547476E-3,1.1371086531283263E-3,2.7405513570103665E-3,2.7532399286963843E-3,0,0,8.1228184026898246E-3]
[2004,8,24,13,1.9579652924216736E-3,1.3854219928701762E-3,2.9150389152805857E-3,7.9952840572289682E-3,0,0,1.4253710257801405E-2,null,1.6907240843335655E-3,1.1648586481569025E-3,2.935631240578618E-3,3.029288984568816E-3,0,0,8.8205029576379022E-3]
[2004,8,24,16,2.2217454220402571E-3,1.465937800295185E-3,2.5786634942328748E-3,6.8159290517976825E-3,0,0,1.3082275768366E-2,null,1.9185010627309545E-3,1.2325560970750141E-3,2.5968796069677858E-3,2.582449685142187E-3,0,0,8.3303864519159408E-3]
[2004,8,24,20,2.2692665613057977E-3,1.231493890514799E-3,2.1718398138266125E-3,7.459956927425666E-3,0,0,1.3132557193072875E-2,null,1.9595360774894875E-3,1.035436362278809E-3,2.1871820556426985E-3,2.8264618472405617E-3,0,0,8.0086163426515561E-3]
[2004,8,24,23,2.6060784720686112E-3,1.1540546122877574E-3,1.8380489213251415E-3,7.1257601107209368E-3,1.5494307790317184E-5,2.6413648564822193E-4,1.3003572909840985E-2,null,2.2503767842278464E-3,9.7032564986481102E-4,1.8510332081225552E-3,2.6998398625461897E-3,2.276790605175219E-6,1.0649157738962177E-4,7.8803438727561986E-3]
[2004,8,24,24,2.6399292683158947E-3,9.4718951869379319E-4,1.8161546761180144E-3,7.5967980863978594E-3,1.5494307790317184E-5,2.6413648564822193E-4,1.3279702342964101E-2,null,2.2796073107906353E-3,7.9639410083872546E-4,1.8289842982839898E-3,2.8783088376092519E-3,2.276790605175219E-6,1.0649157738962177E-4,7.8920629155173998E-3]
[2004,8,25,5,1.5217520891290613E-3,1.1365031457308229E-3,1.7064713730313577E-3,6.0193213657586024E-3,1.5494307790317184E-5,2.6413648564822193E-4,1.0663678767088383E-2,null,1.3140492926170433E-3,9.5556842952913119E-4,1.7185261738921756E-3,2.2806274020227804E-3,2.276790605175219E-6,1.0649157738962177E-4,6.3775396660559272E-3]
[2004,8,25,7,1.6612970809437764E-3,1.3363542702399677E-3,2.4266914268346713E-3,6.1482538715270253E-3,9.0331817504864174E-6,1.5399157639595928E-4,1.1735621407691887E-2,null,1.4345478935996281E-3,1.1236026544269699E-3,2.4438339833190385E-3,2.329477926492139E-3,1.3273689681832955E-6,6.2084591740045145E-5,7.3948744185460043E-3]
[2004,8,25,11,2.1589245850064101E-3,1.4143138688200165E-3,2.9315922429058792E-3,8.0246862072432916E-3,0,0,1.4529516903975597E-2,null,1.8642545944292863E-3,1.1891508506301179E-3,2.9523015036950428E-3,3.040429002674927E-3,0,0,9.0461359514293731E-3]
[2004,8,25,14,1.9262347389165935E-3,1.438536032911941E-3,2.8757072540973785E-3,7.7903217590349887E-3,0,0,1.4030799784960902E-2,null,1.6633244101779932E-3,1.209516773406542E-3,2.8960217339240001E-3,2.9516319522824457E-3,0,0,8.7204948697909811E-3]
[2004,8,25,18,2.1702492346230944E-3,1.4346760530365762E-3,2.3306560914356134E-3,5.9800646474663559E-3,0,0,1.191564602656164E-2,null,1.8740335511491398E-3,1.2062713139272862E-3,2.3471202381545823E-3,2.2657536410104367E-3,0,0,7.6931787442414447E-3]
[2004,8,25,21,2.3817936431300229E-3,1.3174580547027229E-3,2.0130966585945134E-3,7.4132586396255494E-3,9.0331817504864174E-6,1.5399157639595928E-4,1.3288631754199254E-2,null,2.0567044226671907E-3,1.1077147731898638E-3,2.0273175120564886E-3,2.808768591088741E-3,1.3273689681832955E-6,6.2084591740045145E-5,8.0639172597105103E-3]
[2004,8,25,24,2.6399292683158947E-3,9.4718951869379319E-4,1.8513853587460456E-3,7.9960951896149522E-3,1.5494307790317184E-5,2.6413648564822193E-4,1.3714230128809223E-2,null,2.2796073107906353E-3,7.9639410083872546E-4,1.8644638563810054E-3,3.0295963100352161E-3,2.276790605175219E-6,1.0649157738962177E-4,8.0788299460403806E-3]
[2004,8,26,2,1.8489140042550916E-3,1.0549544697850217E-3,1.7671497067121848E-3,7.8415437495516702E-3,1.5494307790317184E-5,2.6413648564822193E-4,1.2792192723742506E-2,null,1.5965571243550267E-3,8.870025478626975E-4,1.7796331495301128E-3,2.9710391691529429E-3,2.276790605175219E-6,1.0649157738962177E-4,7.343000358895577E-3]
[2004,8,26,5,1.5217520891290613E-3,1.1365031457308229E-3,1.7461718019316263E-3,5.7562136039645984E-3,1.5494307790317184E-5,2.6413648564822193E-4,1.0440271434194648E-2,null,1.3140492926170433E-3,9.5556842952913119E-4,1.7585070533010464E-3,2.1809399564170803E-3,2.276790605175219E-6,1.0649157738962177E-4,6.3178330998590968E-3]
[2004,8,26,8,1.7277358253887285E-3,1.3524175991821885E-3,2.7883662390482608E-3,6.5673087966980374E-3,0,0,1.2435828460317214E-2,null,1.4919184638547476E-3,1.1371086531283263E-3,2.8080637272510918E-3,2.4882513308719482E-3,0,0,7.9253421751061138E-3]
[2004,8,26,12,2.1989688803819019E-3,1.3791093996373225E-3,2.85716971491403E-3,5.236685232605307E-3,0,0,1.167193322753856E-2,null,1.8988332740890125E-3,1.1595510387372248E-3,2.8773532424452683E-3,1.9840987233521062E-3,0,0,7.9198362786236116E-3]
[2004,8,26,15,2.0920150701585036E-3,1.3964553008848622E-3,2.8003795068208661E-3,6.0097427530850208E-3,0,0,1.2298592630949252E-2,null,1.8064775088689428E-3,1.1741354203785271E-3,2.8201618587682495E-3,2.2769982144102028E-3,0,0,8.0777730024259222E-3]
[2004,8,26,19,1.9768184801918715E-3,1.3179242269566918E-3,2.3042696227022767E-3,6.474960665038651E-3,0,0,1.2073972994889491E-2,null,1.707004014704605E-3,1.1081067294200673E-3,2.3205473709670861E-3,2.4532620576980511E-3,0,0,7.5889201727898092E-3]
[2004,8,26,23,2.6060784720686112E-3,1.1540546122877574E-3,1.921084438627704E-3,7.245790105316118E-3,1.5494307790317184E-5,2.6413648564822193E-4,1.3206638421738729E-2,null,2.2503767842278464E-3,9.7032564986481102E-4,1.9346553022885076E-3,2.7453173637634583E-3,2.276790605175219E-6,1.0649157738962177E-4,8.0094434681394228E-3]
[2004,8,27,2,2.1065246700339578E-3,9.4590370796238988E-4,1.8037459411429368E-3,7.6557004927109359E-3,1.5494307790317184E-5,2.6413648564822193E-4,1.2791505605288758E-2,null,1.8190067043855457E-3,7.953129950398597E-4,1.8164879059175121E-3,2.900626044769324E-3,2.276790605175219E-6,1.0649157738962177E-4,7.4402020181070384E-3]
[2004,8,27,3,1.8697261487820374E-3,1.0703885890207029E-3,1.7412969210339111E-3,6.7311348855314708E-3,1.5494307790317184E-5,2.6413648564822193E-4,1.1692177337806661E-2,null,1.6145286349505067E-3,8.9997950893368629E-4,1.7535977354245626E-3,2.5503224921635103E-3,2.276790605175219E-6,1.0649157738962177E-4,6.9271967394670623E-3]
[2004,8,27,6,1.7796304308636917E-3,1.1562684595219333E-3,1.8953205055534709E-3,5.8359344500266185E-3,1.5494307790317184E-5,2.6413648564822193E-4,1.0946784639404251E-2,null,1.536730013713729E-3,9.7218704596628732E-4,1.9087093684567408E-3,2.2111449471450624E-3,2.276790605175219E-6,1.0649157738962177E-4,6.7375397432766163E-3]
[2004,8,27,10,2.683091660289451E-3,1.284078386277287E-3,2.958419158034944E-3,6.4779947394111026E-3,0,0,1.3403583944012785E-2,null,2.316878500392203E-3,1.0796492482898108E-3,2.9793179286657034E-3,2.4544116213669641E-3,0,0,8.8302572987146825E-3]
[2004,8,27,13,2.1875722955314531E-3,1.3288304709600381E-3,2.9364612943896485E-3,7.1479159668345008E-3,0,0,1.360078002771564E-2,null,1.8889922005212716E-3,1.1172766666028083E-3,2.9572049509776197E-3,2.7082343724082665E-3,0,0,8.6717081905099656E-3]
[2004,8,27,16,2.0391617904378062E-3,1.4346870116096742E-3,2.5650436776256994E-3,6.3189294028968852E-3,0,0,1.2357821882570065E-2,null,1.7608381334899858E-3,1.2062805278626144E-3,2.5831635776848196E-3,2.3941442352077972E-3,0,0,7.944426474245217E-3]
[2004,8,27,21,2.3636754343990545E-3,1.2915638344989551E-3,2.0519723467671692E-3,5.483200811937719E-3,9.0331817504864174E-6,1.5399157639595928E-4,1.1353437185749344E-2,null,2.0410591545998781E-3,1.0859429906594383E-3,2.0664678246304995E-3,2.0774996486539513E-3,1.3273689681832955E-6,6.2084591740045145E-5,7.3343815792519954E-3]
[2004,8,27,24,2.7519114322888238E-3,7.823604258735265E-4,1.7444387653789695E-3,5.3310169159292127E-3,1.5494307790317184E-5,2.6413648564822193E-4,1.0889358332909072E-2,null,2.3763051135441515E-3,6.5780629493723754E-4,1.7567617742866306E-3,2.0198395334526022E-3,2.276790605175219E-6,1.0649157738962177E-4,6.9194810842154184E-3]
[2004,8,28,3,1.7993669232133547E-3,7.5604738373022948E-4,1.6658654473726223E-3,5.2194795643235063E-3,1.5494307790317184E-5,2.6413648564822193E-4,9.7203901120782501E-3,null,1.553772687087458E-3,6.3568236817869309E-4,1.6776334011434032E-3,1.9775797627967174E-3,2.276790605175219E-6,1.0649157738962177E-4,5.9534365872010685E-3]
[2004,8,28,4,1.6911326435819617E-3,7.9484046340406219E-4,1.6581549547729181E-3,5.0351398358695698E-3,1.5494307790317184E-5,2.6413648564822193E-4,9.4588986910670494E-3,null,1.4603112227644839E-3,6.6829947298809988E-4,1.6698684403268294E-3,1.9077363019732061E-3,2.276790605175219E-6,1.0649157738962177E-4,5.8149838060474156E-3]
[2004,8,28,7,1.8047759103288416E-3,7.6405692221715479E-4,2.0986952315914498E-3,5.2033257486397031E-3,1.0334703604873061E-5,1.7617904119040994E-4,1.0057367557572434E-2,null,1.558443405625422E-3,6.4241676406836103E-4,2.1135207677734258E-3,1.9714593328583395E-3,1.5186193790180137E-6,7.1029884240773376E-5,6.3583887739453414E-3]
[2004,8,28,13,2.3259054723930579E-3,8.8666645535161745E-4,2.3451190709760867E-3,4.752902077911101E-3,0,0,1.0310593076631864E-2,null,2.0084443862609974E-3,7.4550649106358026E-4,2.3616853866156536E-3,1.8008007978568821E-3,0,0,6.9164370617971135E-3]
[2004,8,28,15,2.2347907357759267E-3,8.4836452832577711E-4,2.3123255290175087E-3,4.9870007394696454E-3,0,0,1.0382481532588857E-2,null,1.9297658314201404E-3,7.1330234592460132E-4,2.3286601855597834E-3,1.8894971458147034E-3,0,0,6.8612255087192285E-3]
[2004,8,28,18,2.2121143018157285E-3,8.5714450112462661E-4,1.9759672456389535E-3,5.1027792626047461E-3,0,0,1.0148005311184056E-2,null,1.9101844868520314E-3,7.2068452066843802E-4,1.9899258106814851E-3,1.9333638305093761E-3,0,0,6.5541586487113312E-3]
[2004,8,28,22,2.6661758448190188E-3,8.0068713721828221E-4,1.7875521252926198E-3,4.9514448307111224E-3,1.5494307790317184E-5,2.6413648564822193E-4,1.0485490731479582E-2,null,2.3022715118348989E-3,6.7321533876076403E-4,1.8001796942277233E-3,1.8760255640713204E-3,2.276790605175219E-6,1.0649157738962177E-4,6.760460476889503E-3]
[2004,8,29,1,2.5426307272353541E-3,8.1156242905289504E-4,1.6010663745661975E-3,5.1144163407130109E-3,1.5494307790317184E-5,2.6413648564822193E-4,1.0349306665005996E-2,null,2.1955889743001432E-3,6.8235925145305088E-4,1.6123765767854482E-3,1.9377729387128626E-3,2.276790605175219E-6,1.0649157738962177E-4,6.5368661092463009E-3]
[2004,8,29,4,1.7364027216369411E-3,8.5200032315370313E-4,1.5678150804801676E-3,4.8883808179297919E-3,1.5494307790317184E-5,2.6413648564822193E-4,9.3242297366391419E-3,null,1.4994024219616606E-3,7.1635931128968811E-4,1.5788903899640896E-3,1.8521315888387002E-3,2.276790605175219E-6,1.0649157738962177E-4,5.7555520800489351E-3]
[2004,8,29,5,1.7169631516427879E-3,8.2444238726567633E-4,1.6129724271906167E-3,4.8631944136882863E-3,1.5494307790317184E-5,2.6413648564822193E-4,9.2972031732259045E-3,null,1.4826161442347699E-3,6.9318868161170985E-4,1.6243667357685758E-3,1.8425888513470027E-3,2.276790605175219E-6,1.0649157738962177E-4,5.7515287809568544E-3]
[2004,8,29,10,2.0834527700738592E-3,1.028345159145017E-3,2.2822264851011321E-3,4.494962612659653E-3,0,0,9.88898702697966E-3,null,1.7990838706740111E-3,8.6462951944246257E-4,2.2983485169335831E-3,1.7030715395617623E-3,0,0,6.6651334466118189E-3]
[2004,8,29,13,2.2938537073216095E-3,1.1001262086950271E-3,2.3219437770958442E-3,4.7400020170238234E-3,0,0,1.0455925710136305E-2,null,1.9807673424638243E-3,9.2498281018883201E-4,2.3383463785606336E-3,1.7959131650890675E-3,0,0,7.0400096963023576E-3]
[2004,8,29,16,2.2047656059787095E-3,1.1000412971953603E-3,2.234793283224997E-3,4.8199969178974482E-3,0,0,1.0359597104296514E-2,null,1.9038388089750132E-3,9.2491141685508696E-4,2.2505802389396509E-3,1.826221990929851E-3,0,0,6.9055524556996019E-3]
[2004,8,29,19,2.4902782390561267E-3,1.1120968880629683E-3,1.8258651195942114E-3,4.9685106993206931E-3,0,0,1.0396750946034001E-2,null,2.1503820378023404E-3,9.3504772142730011E-4,1.8387633379665022E-3,1.8824915567016045E-3,0,0,6.8066846538977471E-3]
[2004,8,29,23,3.1860735754974225E-3,9.8804072697004442E-4,1.7660403755684301E-3,6.7817208055959734E-3,1.5494307790317184E-5,2.6413648564822193E-4,1.3001506277070409E-2,null,2.7512087928227365E-3,8.3074167399199011E-4,1.7785159818845344E-3,2.5694887118160969E-3,2.276790605175219E-6,1.0649157738962177E-4,8.0387235285101569E-3]
[2004,8,30,2,2.1343909400294387E-3,9.4285580302612675E-4,1.7097395190993998E-3,7.3591805382735636E-3,1.5494307790317184E-5,2.6413648564822193E-4,1.2425797593867067E-2,null,1.8430695281772939E-3,7.9275032572896555E-4,1.7218174066938464E-3,2.7882792381702728E-3,2.276790605175219E-6,1.0649157738962177E-4,7.2546848667651752E-3]
[2004,8,30,3,1.7046373464649173E-3,1.036471135203433E-3,1.6342281396539565E-3,6.9904428214148263E-3,1.5494307790317184E-5,2.6413648564822193E-4,1.1645410236175671E-2,null,1.4719726789222392E-3,8.7146181569232361E-4,1.6457726021606306E-3,2.6485702427324841E-3,2.276790605175219E-6,1.0649157738962177E-4,6.7465457075024746E-3]
[2004,8,30,7,1.707935634362654E-3,1.2062653839587103E-3,2.396476104281212E-3,6.9827074569581062E-3,1.1620730842737888E-5,1.9810236423616642E-4,1.2503107674639585E-2,null,1.474820785988975E-3,1.01422430978276E-3,2.4134052146439016E-3,2.6456394332487134E-3,1.7075929538814144E-6,7.9868683042216322E-5,7.6296660196604471E-3]
[2004,8,30,10,1.9683013070682324E-3,1.4117866126378931E-3,2.9126955949241918E-3,7.7279166330506523E-3,0,0,1.4020700147680969E-2,null,1.699649344125759E-3,1.1870259412270589E-3,2.9332713666130072E-3,2.9279876190265114E-3,0,0,8.7479342709923351E-3]
[2004,8,30,14,2.01557836452984E-3,1.4767983356691837E-3,2.9719377361704484E-3,7.7258569922011317E-3,0,0,1.4190171428570604E-2,null,1.7404735916219437E-3,1.2416876025795624E-3,2.9929320043114035E-3,2.9272072530891714E-3,0,0,8.9023004516020805E-3]
[2004,8,30,17,2.2638560510635695E-3,1.5650083594089339E-3,2.501478547674069E-3,6.3884024226883969E-3,0,0,{"$f":"SUM(E5827:J5827)","v":1.271874538083497E-2},null,1.9548640437152044E-3,1.3158543254525711E-3,2.5191494129615725E-3,2.4204664836823681E-3,0,0,{"$f":"SUM(M5827:R5827)","v":8.2103342658117161E-3}]
[2004,8,30,20,2.3486365334755587E-3,1.2128121800215157E-3,2.1777028792723968E-3,7.1570767286138039E-3,0,0,1.2896228321383275E-2,null,2.0280729019366288E-3,1.0197288362380384E-3,2.1930865387691425E-3,2.7117052428050738E-3,0,0,7.9525935197488837E-3]
[2004,8,30,24,2.6951778246915121E-3,9.1656250299657137E-4,1.8419037596761438E-3,7.7530691116608945E-3,1.5494307790317184E-5,2.6413648564822193E-4,1.3486343992463659E-2,null,2.3273150333179252E-3,7.7064299808032627E-4,1.8549152777001731E-3,2.9375175026232951E-3,2.276790605175219E-6,1.0649157738962177E-4,7.9991591797165182E-3]
[2004,8,31,4,1.8641260902624397E-3,1.1754073434902556E-3,1.6328455996888788E-3,5.831179776255053E-3,1.5494307790317184E-5,2.6413648564822193E-4,1.0783189603135165E-2,null,1.6096929242004705E-3,9.8827896209098022E-4,1.6443802957006532E-3,2.2093434750799896E-3,2.276790605175219E-6,1.0649157738962177E-4,6.5604640250668898E-3]
[2004,8,31,5,1.8393712891966545E-3,1.1365031457308229E-3,1.6761897071445699E-3,6.1515907108889495E-3,1.5494307790317184E-5,2.6413648564822193E-4,1.1083285646399535E-2,null,1.5883168872876591E-3,9.5556842952913119E-4,1.6880305932232425E-3,2.3307422031144578E-3,2.276790605175219E-6,1.0649157738962177E-4,6.6714264811492873E-3]
[2004,8,31,8,2.2379682561749136E-3,1.3524175991821885E-3,2.7092594664886141E-3,8.4410498305803657E-3,0,0,1.4740695152426082E-2,null,1.9325096544530725E-3,1.1371086531283263E-3,2.7283981311418569E-3,3.1981827145783535E-3,0,0,8.9961991533016091E-3]
[2004,8,31,11,2.5957641413823537E-3,1.4143138688200165E-3,2.8705384274057655E-3,8.1159138726846405E-3,0,0,1.4996530310292777E-2,null,2.2414702487685441E-3,1.1891508506301179E-3,2.8908163937710796E-3,3.0749937485965604E-3,0,0,9.3964312417663017E-3]
[2004,8,31,15,2.4081793176836579E-3,1.3964553008848622E-3,2.7544170025420893E-3,8.110431570890057E-3,0,0,1.4669483192000666E-2,null,2.0794887363738152E-3,1.1741354203785271E-3,2.7738746676269199E-3,3.0729165895716226E-3,0,0,9.1004154139508846E-3]
[2004,8,31,18,2.7392906111056367E-3,1.4346760530365762E-3,2.2651240806960873E-3,5.809378453476859E-3,0,0,1.2248469198315159E-2,null,2.3654068987386738E-3,1.2062713139272862E-3,2.2811252982666633E-3,2.2010832923937593E-3,0,0,8.0538868033263825E-3]
[2004,8,31,21,2.9757365706721307E-3,1.3174580547027229E-3,2.0420254197637167E-3,7.2480140145036991E-3,1.1620730842737888E-5,1.9810236423616642E-4,1.3792957154721173E-2,null,2.5695805273671921E-3,1.1077147731898638E-3,2.0564506308613111E-3,2.7461599684234553E-3,1.7075929538814144E-6,7.9868683042216322E-5,8.5614821758379211E-3]
[2004,9,1,2,2.1031182348292977E-3,1.1035212541819883E-3,1.9362798844636733E-3,7.2972183971474766E-3,1.5450732300731166E-5,2.6339167538295868E-4,1.2718980178306125E-2,null,1.8160652109563556E-3,9.2783735423153184E-4,1.9499580913102102E-3,2.764802744998796E-3,2.2703874623792979E-6,1.0619129316417971E-4,7.5671250821234531E-3]
[2004,9,1,5,1.823808409992717E-3,1.3331043483223312E-3,1.9556454961061538E-3,5.5726657969614552E-3,1.5450732300731166E-5,2.6339167538295868E-4,1.0964066459066347E-2,null,1.5748781737448224E-3,1.1208701298452354E-3,1.9694605048912331E-3,2.1113965423349181E-3,2.2703874623792979E-6,1.0619129316417971E-4,6.8850670314427685E-3]
[2004,9,1,6,1.9772464214655493E-3,1.3735669745537724E-3,2.1652277649067716E-3,5.5005297429460195E-3,1.5450732300731166E-5,2.6339167538295868E-4,1.1295413311555801E-2,null,1.7073735465961497E-3,1.1548909843829844E-3,2.1805232980969349E-3,2.0840653115424806E-3,2.2703874623792979E-6,1.0619129316417971E-4,7.2353148212451089E-3]
[2004,9,1,9,2.5953872954673049E-3,1.3568320148507251E-3,3.1672401044939009E-3,7.8730665450876276E-3,0,0,1.4992525959899559E-2,null,2.2411448382686125E-3,1.1408202805562994E-3,3.1896140214206447E-3,2.9829826669194237E-3,0,0,9.5545618071649803E-3]
[2004,9,1,12,2.2877394135693923E-3,1.4731590394517716E-3,3.156625680868361E-3,7.0532145335035542E-3,0,0,1.3970738667393078E-2,null,1.9754875840607639E-3,1.238627693256718E-3,3.1789246157209365E-3,2.672353469771301E-3,0,0,9.0653933628097195E-3]
[2004,9,1,18,2.8108847483402782E-3,1.5320133437575093E-3,2.6445594874066167E-3,6.4504270912232407E-3,0,0,1.3437884670727644E-2,null,2.4272292061044889E-3,1.2881122154489544E-3,2.6632411005230693E-3,2.4439666675181446E-3,0,0,8.8225491895946584E-3]
[2004,9,1,20,3.2952199648271351E-3,1.289705366208792E-3,2.4938886617205556E-3,7.5275802767478207E-3,0,0,1.4606394269504303E-2,null,2.8454578736782777E-3,1.0843803961061087E-3,2.5115059107768279E-3,2.8520832842945753E-3,0,0,9.2934274648557892E-3]
[2004,9,1,24,2.777735697283663E-3,1.0923686001313338E-3,2.0511835659550023E-3,7.6948345088979743E-3,1.5450732300731166E-5,2.6339167538295868E-4,1.3894964779951663E-2,null,2.3986046440598249E-3,9.1846023622152168E-4,2.0656734717379782E-3,2.9154533158592295E-3,2.2703874623792979E-6,1.0619129316417971E-4,8.406653348505112E-3]
[2004,9,2,3,1.697202528199419E-3,1.1560562493485691E-3,1.924758048790289E-3,6.7717656135348834E-3,1.5450732300731166E-5,2.6339167538295868E-4,1.1828624847556849E-2,null,1.4655526334021402E-3,9.7200862029025331E-4,1.938354863451297E-3,2.5657168441208323E-3,2.2703874623792979E-6,1.0619129316417971E-4,7.0500946418910818E-3]
[2004,9,2,6,1.8629381346123638E-3,1.3735669745537724E-3,2.1624686601087531E-3,5.6831629879490475E-3,1.5450732300731166E-5,2.6339167538295868E-4,1.1360979164907624E-2,null,1.6086671117223445E-3,1.1548909843829844E-3,2.1777447025184559E-3,2.1532622122834252E-3,2.2703874623792979E-6,1.0619129316417971E-4,7.203026691533769E-3]
[2004,9,2,7,2.2131176035209057E-3,1.425114414589181E-3,2.7248755040585699E-3,5.1091230090218823E-3,1.1588049225548371E-5,1.9754375653721897E-4,1.1681362336953308E-2,null,1.9110508486631227E-3,1.1982319170552014E-3,2.7441244830283115E-3,1.9357673775259392E-3,1.7027905967844728E-6,7.9643469873134768E-5,7.8705208867424943E-3]
[2004,9,2,11,2.2846863750032834E-3,1.3474569915155076E-3,3.2070709342930099E-3,6.5372790729249742E-3,0,0,1.3376493373736774E-2,null,1.9728512524290957E-3,1.132937789109721E-3,3.2297262229022427E-3,2.4768735348131409E-3,0,0,8.8123887992542001E-3]
[2004,9,2,14,1.932312536753003E-3,1.4681332349174314E-3,3.2505805990661134E-3,5.9392375717062205E-3,0,0,1.2590263942442769E-2,null,1.6685726539653069E-3,1.2344020119077134E-3,3.2735432472669863E-3,2.2502848959368316E-3,0,0,8.4268028090768374E-3]
[2004,9,2,18,2.6431179454025084E-3,1.5320133437575093E-3,2.7065667041478439E-3,4.4720520657345513E-3,0,0,1.1353750059042413E-2,null,2.2823607677433027E-3,1.2881122154489544E-3,2.7256863466749047E-3,1.6943910890694616E-3,0,0,7.990550418936624E-3]
[2004,9,2,21,2.8723446340955376E-3,1.2757258051879267E-3,2.4574806604146064E-3,6.9538864880481178E-3,1.2870460314372296E-5,2.1940527084220976E-4,1.3791713318902771E-2,null,2.4803004783425604E-3,1.0726264232109217E-3,2.4748407172246918E-3,2.6347196156388951E-3,1.8912328014005118E-6,8.8457349321674028E-5,8.7528358165401433E-3]
[2004,9,3,1,1.9668962643797014E-3,1.1978749613357402E-3,2.0857305634573299E-3,6.7524855754886783E-3,1.5450732300731166E-5,2.6339167538295868E-4,1.2281829772345139E-2,null,1.6984360746555541E-3,1.0071696676561325E-3,2.1004645150425449E-3,2.5584119370709534E-3,2.2703874623792979E-6,1.0619129316417971E-4,7.4729438750517439E-3]
[2004,9,3,4,1.571922232868546E-3,1.4150188412238691E-3,1.9727760711927642E-3,5.7102330217398125E-3,1.5450732300731166E-5,2.6339167538295868E-4,1.0948792574708681E-2,null,1.3573717512240142E-3,1.1897435893087052E-3,1.9867120932421526E-3,2.1635186277637643E-3,2.2703874623792979E-6,1.0619129316417971E-4,6.8058077421651953E-3]
[2004,9,3,8,2.1671673199643313E-3,1.4629818964219006E-3,3.1752452456770171E-3,6.6817267584819585E-3,0,0,1.3487121220545208E-2,null,1.8713722847009554E-3,1.2300707819813924E-3,3.1976757122677926E-3,2.5316025199964252E-3,0,0,8.8307212989465651E-3]
[2004,9,3,9,2.352069619740554E-3,1.3960736560976955E-3,3.312121103843354E-3,7.4004385783427206E-3,0,0,1.4460702958024325E-2,null,2.0310374088430018E-3,1.1738145345883903E-3,3.3355184845230063E-3,2.8039112689288792E-3,0,0,9.3442816968832762E-3]
[2004,9,3,12,1.8926639813258447E-3,1.5143830544842648E-3,3.3047739417665528E-3,6.1024179052663165E-3,0,0,1.2814238882842978E-2,null,1.6343357000064246E-3,1.2732887212102779E-3,3.3281194208572727E-3,2.3121113905821247E-3,0,0,8.5478552326560993E-3]
[2004,9,3,16,2.1406512969146833E-3,1.5249089597794911E-3,2.9657041220150452E-3,6.5214468336450854E-3,0,0,1.3152711212354305E-2,null,1.8484754136663646E-3,1.2821388707502195E-3,2.9866543548569182E-3,2.4708749451810117E-3,0,0,8.5881435844545138E-3]
[2004,9,3,19,2.5726855463458166E-3,1.4653286118713387E-3,2.6784200090372019E-3,5.4949459360328114E-3,0,0,1.2211380103287168E-2,null,2.2215416337865116E-3,1.2320438932789677E-3,2.6973408185748489E-3,2.0819496938041908E-3,0,0,8.2328760394445189E-3]
[2004,9,3,22,2.9129636728620917E-3,1.3645490816852125E-3,2.2779529222717609E-3,5.4623790181994999E-3,1.5450732300731166E-5,2.6339167538295868E-4,1.2296687102702252E-2,null,2.5153754551007807E-3,1.1473087671595287E-3,2.2940447649374388E-3,2.069610594311583E-3,2.2703874623792979E-6,1.0619129316417971E-4,8.1348012621358882E-3]
[2004,9,4,2,1.8534042585112167E-3,1.0890279557310375E-3,1.8840653045296021E-3,5.2568226269866193E-3,1.5450732300731166E-5,2.6339167538295868E-4,1.0362162553442163E-2,null,1.6004345071896438E-3,9.1565143244900452E-4,1.8973746587993634E-3,1.9917284694049775E-3,2.2703874623792979E-6,1.0619129316417971E-4,6.5136507484695487E-3]
[2004,9,4,5,1.6419849799108677E-3,1.0256742902023952E-3,1.9324830044347883E-3,5.2549429854632452E-3,1.5450732300731166E-5,2.6339167538295868E-4,1.0133927667694985E-2,null,1.4178716866914672E-3,8.6238386086195939E-4,1.9461343894820475E-3,1.9910163024174209E-3,2.2703874623792979E-6,1.0619129316417971E-4,6.3258679200794542E-3]
[2004,9,4,9,2.0235292788705781E-3,1.1405562106628834E-3,2.7289929444648557E-3,4.7736662130264985E-3,0,0,1.0666744647024816E-2,null,1.7473392916526795E-3,9.5897623434380082E-4,2.7482710097263092E-3,1.8086680062423428E-3,0,0,7.2632545419651327E-3]
[2004,9,4,10,2.1902290986811402E-3,1.1742164154379816E-3,2.7389792991155165E-3,4.8570406396143762E-3,0,0,1.0960465452849014E-2,null,1.8912863786100739E-3,9.8727763336358635E-4,2.7583279096662387E-3,1.840257281901541E-3,0,0,7.4771492035414396E-3]
[2004,9,4,13,2.5081821069902867E-3,1.1068311163225859E-3,2.6802023963099848E-3,4.7648323131424843E-3,0,0,1.1060047932765342E-2,null,2.1658422202867665E-3,9.3062027637260075E-4,2.69913579693118E-3,1.8053209787423964E-3,0,0,7.6009192723329429E-3]
[2004,9,4,17,2.5870945974515759E-3,9.812735478573636E-4,2.4308917584078341E-3,4.8052942175288516E-3,0,0,1.0804554121245626E-2,null,2.2339840043592652E-3,8.2505185013066805E-4,2.4480639867410607E-3,1.8206513660525853E-3,0,0,7.3277512072835796E-3]
[2004,9,4,20,3.1437522187424062E-3,9.8981585469891387E-4,2.2804582770811575E-3,4.8013555060536879E-3,0,0,1.1215381856576164E-2,null,2.7146638461761703E-3,8.3223419605183758E-4,2.2965678179946878E-3,1.8191590494319745E-3,0,0,7.6626249096546709E-3]
[2004,9,4,22,3.117453024032193E-3,8.4422310273554084E-4,2.026088671008985E-3,4.8829868964116009E-3,1.5450732300731166E-5,2.6339167538295868E-4,1.1149594101872008E-2,null,2.6919542087442726E-3,7.0982024773407751E-4,2.040401302232318E-3,1.8500879157281856E-3,2.2703874623792979E-6,1.0619129316417971E-4,7.4007253550654123E-3]
[2004,9,5,4,1.8509158598570493E-3,1.0106954952383968E-3,1.8573772846211954E-3,5.0217899729342735E-3,1.5450732300731166E-5,2.6339167538295868E-4,1.0019621020334603E-2,null,1.5982857481936044E-3,8.497897350702681E-4,1.8704981102285662E-3,1.902678246193583E-3,2.2703874623792979E-6,1.0619129316417971E-4,6.3297135203125802E-3]
[2004,9,5,7,2.2497965699353147E-3,1.029320408824576E-3,2.3043336994222575E-3,4.9641053440932191E-3,1.2870460314372296E-5,2.1940527084220976E-4,1.0779831753431949E-2,null,1.9427235305770102E-3,8.6544950644223083E-4,2.3206119003357961E-3,1.8808224360089339E-3,1.8912328014005118E-6,8.8457349321674028E-5,7.0999559554870452E-3]
[2004,9,5,10,2.412112806449266E-3,1.137210097337478E-3,2.6445436903680987E-3,5.0588200027991579E-3,0,0,1.1252686596954001E-2,null,2.0828853462203788E-3,9.5616283231548692E-4,2.6632251918916132E-3,1.9167083495351303E-3,0,0,7.6189817199626099E-3]
[2004,9,5,11,2.405457966510407E-3,1.1773790459907155E-3,2.657040066124554E-3,5.0120968079188514E-3,0,0,1.1251973886544527E-2,null,2.0771388203725699E-3,9.8993676362803761E-4,2.6758098441486927E-3,1.8990056564773643E-3,0,0,7.6418910846266647E-3]
[2004,9,5,14,2.4857787791228024E-3,1.120364153697124E-3,2.6773362870776006E-3,4.9696108777094817E-3,0,0,1.125309009760701E-2,null,2.1464967057664716E-3,9.4199881352784176E-4,2.6962494410210092E-3,1.8829083972103798E-3,0,0,7.6676533575257026E-3]
[2004,9,5,19,3.3081082738222823E-3,1.182621897126129E-3,2.1890623979124537E-3,5.0639597617696576E-3,0,0,1.1743752330630523E-2,null,2.856587067085724E-3,9.9434493710695961E-4,2.2045263029598981E-3,1.9186557244027683E-3,0,0,7.9741140315553495E-3]
[2004,9,5,22,3.3910499766404813E-3,1.0002151873638636E-3,2.100030875095504E-3,5.0689976611945397E-3,1.5450732300731166E-5,2.6339167538295868E-4,1.1839136107978076E-2,null,2.928208119355207E-3,8.4097792370461672E-4,2.1148658464878898E-3,1.9205645062701695E-3,2.2703874623792979E-6,1.0619129316417971E-4,7.9130780764444415E-3]
[2004,9,6,1,2.268076514249488E-3,1.026354976814707E-3,1.866472810840571E-3,4.8981866224139213E-3,1.5450732300731166E-5,2.6339167538295868E-4,1.0337933332002376E-2,null,1.9585084590595897E-3,8.6295618012000247E-4,1.8796578887753067E-3,1.8558468559006316E-3,2.2703874623792979E-6,1.0619129316417971E-4,6.6654310644820892E-3]
[2004,9,6,5,1.7644546676395421E-3,1.0481156267499892E-3,1.8938180134884805E-3,5.1578344998826796E-3,1.5450732300731166E-5,2.6339167538295868E-4,1.0143065215444379E-2,null,1.5236255789821621E-3,8.8125246919082553E-4,1.9071962625350372E-3,1.9542234050579591E-3,2.2703874623792979E-6,1.0619129316417971E-4,6.3747593963925436E-3]
[2004,9,6,8,2.2295344107747745E-3,1.0565720267958524E-3,2.356560459971842E-3,5.2982540318182248E-3,0,0,1.0940920929360692E-2,null,1.9252269382595056E-3,8.8836258493634715E-4,2.3732075995080734E-3,2.0074261853801987E-3,0,0,7.1942233080841255E-3]
[2004,9,6,9,2.3075199153570285E-3,1.0689141533901407E-3,2.4688179901097276E-3,5.2006733719550955E-3,0,0,1.1045925430811992E-2,null,1.9925682600574236E-3,8.9873980788646027E-4,2.486258135724072E-3,1.9704543885166381E-3,0,0,7.3480205921845941E-3]
[2004,9,6,12,2.3049047516546109E-3,1.2373984395372293E-3,2.5089930420886825E-3,5.0410377260071129E-3,0,0,1.1092333959287635E-2,null,1.9903100380790945E-3,1.0404008893526108E-3,2.5267169910289035E-3,1.9099709209683502E-3,0,0,7.4673988394289587E-3]
[2004,9,6,16,2.5672382867966575E-3,1.1509583045113381E-3,2.4334961969499961E-3,5.0678308457616757E-3,0,0,1.1219523634019669E-2,null,2.2168378665905221E-3,9.67722283591373E-4,2.4506868234752325E-3,1.9201224180200836E-3,0,0,7.5553693916772108E-3]
[2004,9,6,20,3.4166455351163378E-3,1.1302584804043381E-3,2.1571548382676295E-3,4.9184315962386956E-3,0,0,1.1622490450027001E-2,null,2.9503101593324199E-3,9.5031793368899266E-4,2.172393342945896E-3,1.8635173621342185E-3,0,0,7.9365387981015275E-3]
[2004,9,6,23,3.3350330746867423E-3,8.6370029582309217E-4,1.9380094415636043E-3,7.5051674064857306E-3,1.5450732300731166E-5,2.6339167538295868E-4,1.3920752626242858E-2,null,2.8798369221590611E-3,7.2619661314953692E-4,1.9516998662924606E-3,2.8435913957623434E-3,2.2703874623792979E-6,1.0619129316417971E-4,8.5097864779899602E-3]
[2004,9,7,2,1.8278090934171392E-3,1.1035212541819883E-3,1.9713477879292054E-3,7.6922254804765089E-3,1.5450732300731166E-5,2.6339167538295868E-4,1.287374602368853E-2,null,1.5783328069018275E-3,9.2783735423153184E-4,1.9852737203453381E-3,2.9144647955013534E-3,2.2703874623792979E-6,1.0619129316417971E-4,7.5143703576066104E-3]
[2004,9,7,6,1.6063276947378656E-3,1.3735669745537724E-3,2.1975950021373343E-3,7.2610014627118007E-3,1.5450732300731166E-5,2.6339167538295868E-4,1.2717333541824461E-2,null,1.3870812375158434E-3,1.1548909843829844E-3,2.2131191829364732E-3,2.7510807108902459E-3,2.2703874623792979E-6,1.0619129316417971E-4,7.6146337963521066E-3]
[2004,9,7,9,2.1659056031331364E-3,1.3568320148507251E-3,3.2538381441897992E-3,7.6159003370826345E-3,0,0,1.4392476099256295E-2,null,1.8702827786497671E-3,1.1408202805562994E-3,3.2768238042374465E-3,2.8855463837884326E-3,0,0,9.1734732472319447E-3]
[2004,9,7,13,1.8080429067947623E-3,1.3834478432826279E-3,3.3102578730983228E-3,7.3552987664110966E-3,0,0,1.3857047389586808E-2,null,1.5612644922043024E-3,1.1631987891163752E-3,3.3336420916025389E-3,2.7868084950847978E-3,0,0,8.8449138680080138E-3]
[2004,9,7,14,1.7089765382580131E-3,1.4681332349174314E-3,3.330285987440001E-3,7.1493078871974845E-3,0,0,1.3656703647812931E-2,null,1.4757196176956307E-3,1.2344020119077134E-3,3.3538116879132801E-3,2.7087617494211155E-3,0,0,8.7726950669377406E-3]
[2004,9,7,17,2.1004722485988177E-3,1.5260356808904591E-3,2.8854382819318331E-3,6.3500533759178641E-3,0,0,{"$f":"SUM(E6019:J6019)","v":1.2861999587338973E-2},null,1.8137803733936047E-3,1.2830862144743169E-3,2.9058215033761397E-3,2.4059366253159661E-3,0,0,{"$f":"SUM(M6019:R6019)","v":8.4086247165600283E-3}]
[2004,9,7,21,2.47924421881541E-3,1.2757258051879267E-3,2.374274682999051E-3,7.4429677868712261E-3,1.5450732300731166E-5,2.6339167538295868E-4,1.3851054901557303E-2,null,2.1408540426738213E-3,1.0726264232109217E-3,2.3910469587868316E-3,2.8200249256789913E-3,2.2703874623792979E-6,1.0619129316417971E-4,8.5330140309771239E-3]
[2004,9,7,24,2.3515964084294197E-3,1.0923686001313338E-3,2.0997051867184518E-3,7.4926293657873689E-3,1.5450732300731166E-5,2.6339167538295868E-4,1.3315141968750261E-2,null,2.0306287857873172E-3,9.1846023622152168E-4,2.1145378573933509E-3,2.838840926822934E-3,2.2703874623792979E-6,1.0619129316417971E-4,8.0109294868516822E-3]
[2004,9,8,4,1.5729984544687206E-3,1.2990971246853653E-3,1.9187815911059147E-3,6.2899571997963154E-3,1.5450732300731166E-5,2.6339167538295868E-4,1.1359676777740005E-2,null,1.3583010801485555E-3,1.092276958409247E-3,1.9323361870644136E-3,2.3831671173114174E-3,2.2703874623792979E-6,1.0619129316417971E-4,6.8745430235601923E-3]
[2004,9,8,6,1.6582329882579346E-3,1.3735669745537724E-3,2.1967724435632183E-3,6.3099844867243382E-3,1.5450732300731166E-5,2.6339167538295868E-4,1.1817399300782952E-2,null,1.431902016616704E-3,1.1548909843829844E-3,2.2122908136702098E-3,2.3907551453599026E-3,2.2703874623792979E-6,1.0619129316417971E-4,7.2983006406563602E-3]
[2004,9,8,11,2.0540460800823673E-3,1.3474569915155076E-3,3.2474268582321068E-3,7.6718165777345656E-3,0,0,1.4320746507564548E-2,null,1.7736908776513141E-3,1.132937789109721E-3,3.2703672278771708E-3,2.9067321791464156E-3,0,0,9.0837280737846218E-3]
[2004,9,8,12,1.9784924461227153E-3,1.4731590394517716E-3,3.2129163977506572E-3,6.8297646519651402E-3,0,0,1.3494332535290284E-2,null,1.7084495022863235E-3,1.238627693256718E-3,3.2356129796971438E-3,2.5876917792169163E-3,0,0,8.7703819544571009E-3]
[2004,9,8,15,1.7191076172671052E-3,1.4799616822020409E-3,3.1858026236549542E-3,7.3819220422547075E-3,0,0,1.3766793965378808E-2,null,1.4844679133611646E-3,1.2443473348379497E-3,3.2083076693398462E-3,2.7968956409158787E-3,0,0,8.7340185584548393E-3]
[2004,9,8,18,2.3426784156517061E-3,1.5320133437575093E-3,2.7393772907062129E-3,5.7086383131386672E-3,0,0,1.2322707363254096E-2,null,2.0229280031270973E-3,1.2881122154489544E-3,2.7587287127364864E-3,2.1629144174362177E-3,0,0,8.2326833487487566E-3]
[2004,9,8,22,2.8769151693446835E-3,1.1194757588081693E-3,2.246317251807124E-3,7.7094559593619254E-3,1.5450732300731166E-5,2.6339167538295868E-4,1.4231006547005591E-2,null,2.4842471846779259E-3,9.4125185377499888E-4,2.2621856147745328E-3,2.9209931564092122E-3,2.2703874623792979E-6,1.0619129316417971E-4,8.7171394902632263E-3]
[2004,9,9,1,1.9799128226949598E-3,1.07632761767101E-3,2.0451408309137965E-3,7.0499915149264828E-3,1.5450732300731166E-5,2.6339167538295868E-4,1.2430215193889938E-2,null,1.7096760127300031E-3,9.0497302637498921E-4,2.0595880497998645E-3,2.6711323180770401E-3,2.2703874623792979E-6,1.0619129316417971E-4,7.4538310876084563E-3]
[2004,9,9,3,1.4505662983016201E-3,1.1560562493485691E-3,1.997139161045353E-3,6.7759955298082424E-3,1.5450732300731166E-5,2.6339167538295868E-4,1.1658599646187474E-2,null,1.2525795967648628E-3,9.7200862029025331E-4,2.0112472880600921E-3,2.5673194937178719E-3,2.2703874623792979E-6,1.0619129316417971E-4,6.9116166794596402E-3]
[2004,9,9,9,2.0024864686286254E-3,1.3568320148507251E-3,3.3129445343283537E-3,5.9508127559427674E-3,0,0,1.2623075773750471E-2,null,1.729168598731904E-3,1.1408202805562994E-3,3.3363477318594788E-3,2.2546705535133652E-3,0,0,8.4610071646610482E-3]
[2004,9,9,12,1.7913612830059871E-3,1.4731590394517716E-3,3.3006471358845166E-3,4.9027553618167432E-3,0,0,1.1467922820159019E-2,null,1.5468597306824113E-3,1.238627693256718E-3,3.3239634625242282E-3,1.8575778803204357E-3,0,0,7.9670287667837937E-3]
[2004,9,9,13,1.6732854381830357E-3,1.3834478432826279E-3,3.3907143180870181E-3,5.91412159248326E-3,0,0,1.2361569192035942E-2,null,1.4448999689885341E-3,1.1631987891163752E-3,3.4146668944539183E-3,2.2407688413911544E-3,0,0,8.2635344939499811E-3]
[2004,9,9,16,1.8116902036608637E-3,1.6120111570527668E-3,3.1509085450478194E-3,5.3305218149190467E-3,0,0,1.1905131720680497E-2,null,1.5644139722681728E-3,1.3553741364594391E-3,3.1731670930911582E-3,2.0196519473674036E-3,0,0,8.1126071491861747E-3]
[2004,9,9,19,2.0938571677924403E-3,1.2138669979212678E-3,2.7509801100255361E-3,5.7401434648487971E-3,0,0,1.179884774058804E-2,null,1.8080681799842303E-3,1.0206157239582279E-3,2.7704134963234374E-3,2.1748512302310519E-3,0,0,7.7739486304969473E-3]
[2004,9,9,24,2.1894490689597229E-3,1.0923686001313338E-3,2.1393787815650695E-3,5.7441597452067544E-3,1.5450732300731166E-5,2.6339167538295868E-4,1.144419860354657E-2,null,1.8906128145578403E-3,9.1846023622152168E-4,2.1544917131883015E-3,2.1763729364969223E-3,2.2703874623792979E-6,1.0619129316417971E-4,7.2483993810911456E-3]
[2004,9,10,3,1.5430974590081204E-3,1.2800275471959879E-3,1.9500353231942916E-3,4.6451186036618117E-3,1.5450732300731166E-5,2.6339167538295868E-4,9.6971213407438996E-3,null,1.3324812490379343E-3,1.0762433149637722E-3,1.9638107007741157E-3,1.7599633130439796E-3,2.2703874623792979E-6,1.0619129316417971E-4,6.2409602584463609E-3]
[2004,9,10,7,1.9132185465565348E-3,1.4864098303314392E-3,2.7856323533526086E-3,4.031762087350412E-3,1.5450732300731166E-5,2.6339167538295868E-4,1.0495865225274683E-2,null,1.6520847881097945E-3,1.2497689184072746E-3,2.8053105289269609E-3,1.5275720527490216E-3,2.2703874623792979E-6,1.0619129316417971E-4,7.3431979688196106E-3]
[2004,9,10,10,2.2691497285072678E-3,1.4798695068014964E-3,3.3023424520213455E-3,5.5517257420275223E-3,0,0,1.2603087429357632E-2,null,{"$f":"E6084*V$5","v":1.9594351911116346E-3},{"$f":"F6084*W$5","v":1.2442698340381759E-3},{"$f":"G6084*X$5","v":3.3256707546594527E-3},{"$f":"H6084*Y$5","v":2.1034626806617639E-3},{"$f":"I6084*Z$5","v":0},{"$f":"J6084*AA$5","v":0},8.6328384604710262E-3]
[2004,9,10,13,1.8034753148838034E-3,1.3441223188412053E-3,3.2903067882775476E-3,6.0906610962822233E-3,0,0,1.2528565518284778E-2,null,1.5573203274731116E-3,1.1301340063464733E-3,3.3135500689621946E-3,2.3076569182088769E-3,0,0,8.3086613209906561E-3]
[2004,9,10,14,1.8492565781765657E-3,1.4373252297306394E-3,3.1929980680871039E-3,5.9552377756593514E-3,0,0,1.2434817651653661E-2,null,1.596852940619974E-3,1.2084987337303904E-3,3.215553943601963E-3,2.2563471247756244E-3,0,0,8.2772527427279509E-3]
[2004,9,10,17,2.349801308450342E-3,1.5041625917201035E-3,2.8388867460279496E-3,4.4500305526069791E-3,0,0,1.1142881198805375E-2,null,2.0290786976523739E-3,1.2646953868325449E-3,2.8589411195912105E-3,1.6860474796788014E-3,0,0,7.8387626837549303E-3]
[2004,9,10,22,2.8479981028875631E-3,1.3645490816852125E-3,2.3047206781448512E-3,4.1258731279090362E-3,1.5450732300731166E-5,2.6339167538295868E-4,1.0921983398310351E-2,null,2.4592769868421625E-3,1.1473087671595287E-3,2.3210016127411881E-3,1.5632292647317257E-3,2.2703874623792979E-6,1.0619129316417971E-4,7.5992783121011636E-3]
[2004,9,11,1,1.8957490338425843E-3,1.0807792034106002E-3,1.9837301001521222E-3,3.3166752737897646E-3,1.5450732300731166E-5,2.6339167538295868E-4,8.5557760188787607E-3,null,1.6369996760287136E-3,9.0871590628700133E-4,1.9977435033048888E-3,1.2566367624173289E-3,2.2703874623792979E-6,1.0619129316417971E-4,5.9085575286644924E-3]
[2004,9,11,4,1.5634941797663914E-3,1.0151695835475154E-3,1.8839521142992122E-3,3.7916369884027751E-3,1.5450732300731166E-5,2.6339167538295868E-4,8.5330952736995831E-3,null,1.3500940367420426E-3,8.5355153507511543E-4,1.8972606689741439E-3,1.4365923812384284E-3,2.2703874623792979E-6,1.0619129316417971E-4,5.6459603026562891E-3]
[2004,9,11,8,1.8521205614921504E-3,1.0491178270067112E-3,2.6618066352909883E-3,5.1055276303168138E-3,0,0,1.0668572654106662E-2,null,1.5993260210098719E-3,8.8209511615488091E-4,2.6806100851616043E-3,1.9344051443609062E-3,0,0,7.0964363666872633E-3]
[2004,9,11,11,2.1242710646345933E-3,1.1748649456604424E-3,2.7844884771192021E-3,4.6032088205230793E-3,0,0,1.0686833307937318E-2,null,1.8343309069531364E-3,9.8782291562567854E-4,2.804158572159406E-3,1.7440843469560842E-3,0,0,7.3703967416943053E-3]
[2004,9,11,14,2.2427462559703971E-3,1.0237440122468063E-3,2.7083772408935465E-3,4.3791690733385388E-3,0,0,1.0354036582449289E-2,null,1.9366355086551015E-3,8.607608889577411E-4,2.7275096733567678E-3,1.6591991654673691E-3,0,0,7.184105236436979E-3]
[2004,9,11,16,2.2135781473251637E-3,9.7161087406654422E-4,2.5723716631545547E-3,5.0129795516467733E-3,0,0,1.0770540236193036E-2,null,1.9114485331904038E-3,8.1692750304546212E-4,2.5905433293362465E-3,1.8993401143692979E-3,0,0,7.2182594799414107E-3]
[2004,9,11,19,2.6079160476894002E-3,1.0053170500302505E-3,2.3094904494570124E-3,5.1727367246353489E-3,0,0,1.1095460271812012E-2,null,2.2519635505361549E-3,8.4526755450247749E-4,2.3258050785203229E-3,1.9598696266262864E-3,0,0,7.3829058101852422E-3]
[2004,9,11,23,2.7103085552806295E-3,8.3857470237757626E-4,1.8968986550397676E-3,5.3088621178827731E-3,1.5450732300731166E-5,2.6339167538295868E-4,1.1033486438264435E-2,null,2.3403805818848983E-3,7.0507108968758466E-4,1.9102986662565026E-3,2.0114454244757303E-3,2.2703874623792979E-6,1.0619129316417971E-4,7.0756574429312749E-3]
[2004,9,12,2,1.8159140113758565E-3,1.0110354124957793E-3,1.7992370565550536E-3,5.3312751542982113E-3,1.5450732300731166E-5,2.6339167538295868E-4,1.0236304042408589E-2,null,1.568061275649378E-3,8.5007553647876131E-4,1.8119471698103649E-3,2.019937375960886E-3,2.2703874623792979E-6,1.0619129316417971E-4,6.3584830385259496E-3]
[2004,9,12,5,1.5231841607625696E-3,1.0481156267499892E-3,1.8464242038870938E-3,5.0342423334369286E-3,1.5450732300731166E-5,2.6339167538295868E-4,9.7308087325202689E-3,null,1.315285901871883E-3,8.8125246919082553E-4,1.859467655089509E-3,1.9073962522372166E-3,2.2703874623792979E-6,1.0619129316417971E-4,6.0718639590159936E-3]
[2004,9,12,9,1.9665006470728223E-3,1.0689141533901407E-3,2.5316142208503343E-3,5.0748845859701847E-3,0,0,1.0641913607283483E-2,null,1.6980944548569252E-3,8.9873980788646027E-4,2.5494979696029157E-3,1.9227949706599522E-3,0,0,7.069127203006253E-3]
[2004,9,12,11,2.0243429492621699E-3,1.1773790459907155E-3,2.5940115354037363E-3,4.3895664733719399E-3,0,0,1.0185300004028562E-2,null,1.7480419047853524E-3,9.8993676362803761E-4,2.612336069283498E-3,1.663138578897072E-3,0,0,7.0134533165939605E-3]
[2004,9,12,16,2.2715304237474264E-3,1.1509583045113381E-3,2.5328486772617266E-3,5.0471422300273506E-3,0,0,1.1002479635547843E-2,null,1.9614909470515246E-3,9.67722283591373E-4,2.550741146422072E-3,1.9122838227555033E-3,0,0,7.3922381998204733E-3]
[2004,9,12,17,2.3442066122035619E-3,1.1872284077078547E-3,2.3564188432219921E-3,4.9925755213027084E-3,0,0,1.0880429384436117E-2,null,2.0242476172825773E-3,9.9821807736066165E-4,2.3730649823536783E-3,1.8916093440902609E-3,0,0,7.2871400210871781E-3]
[2004,9,12,20,2.8171836226151669E-3,1.1302584804043381E-3,2.2129736461242904E-3,5.1854772663254842E-3,2.580272602085342E-6,4.3986415037159312E-5,1.1392459703108523E-2,null,2.4326683517737011E-3,9.5031793368899266E-4,2.228606464251721E-3,1.964696820047197E-3,3.7915475145589974E-7,1.7733948074330361E-5,7.5944026725873973E-3]
[2004,9,12,24,2.3614286236332189E-3,9.3086881299606376E-4,1.8919563629455896E-3,7.4251551721949242E-3,1.5450732300731166E-5,2.6339167538295868E-4,1.2888251379453484E-2,null,2.0391190093432482E-3,7.8267170053480213E-4,1.9053214609795236E-3,2.81327600255893E-3,2.2703874623792979E-6,1.0619129316417971E-4,7.6488498540430629E-3]
[2004,9,13,3,1.5450919996512897E-3,1.1700845720352172E-3,1.8859829232573339E-3,6.5318430986556928E-3,1.5450732300731166E-5,2.6339167538295868E-4,1.1411845001283222E-2,null,1.3342035563309394E-3,9.8380359184749278E-4,1.8993058239083912E-3,2.4748139285682017E-3,2.2703874623792979E-6,1.0619129316417971E-4,6.8005885812815843E-3]
[2004,9,13,8,1.7762783431079254E-3,1.2539558312399503E-3,3.0235305292446598E-3,8.1322995283241682E-3,1.2824110888239242E-6,2.186151430499079E-5,1.4209208157310518E-2,null,1.5338354498910659E-3,1.0543222945382459E-3,3.0448892575554087E-3,3.0812020190943271E-3,1.8844220461603876E-7,8.8138794485392665E-6,8.7232513427322033E-3]
[2004,9,13,11,2.0547530463795515E-3,1.4037494182384106E-3,3.2684670641017956E-3,8.0088480181531793E-3,0,0,1.4735817546872938E-2,null,1.7743013506510592E-3,1.1802682923292241E-3,3.291556065300742E-3,3.0344281587520879E-3,0,0,9.2805538670331141E-3]
[2004,9,13,14,1.9137921119261945E-3,1.3261762773050609E-3,3.2537026507688926E-3,7.8448509874915959E-3,0,0,1.4338522027491744E-2,null,1.6525800679741398E-3,1.1150450285540444E-3,3.2766873536682205E-3,2.9722922302560951E-3,0,0,9.0166046804524991E-3]
[2004,9,13,15,1.810049945526621E-3,1.3769922239143741E-3,3.1578741943930713E-3,8.4913314301225638E-3,0,0,1.483624779395663E-2,null,1.5629975917312848E-3,1.157770923751873E-3,3.1801819489552241E-3,3.2172336319102979E-3,0,0,9.1181840963486804E-3]
[2004,9,13,18,2.3768281836900702E-3,1.4768813972630731E-3,2.7635080554140527E-3,6.288723378217783E-3,0,0,1.290594101458498E-2,null,2.0524166950463777E-3,1.2417574405180893E-3,2.7830299412257699E-3,2.3826996414731583E-3,0,0,8.4599037182633945E-3]
[2004,9,13,21,2.4733774167865993E-3,1.2452541303406655E-3,2.4127010747257921E-3,6.936108858999414E-3,1.5450732300731166E-5,2.6339167538295868E-4,1.334628388853616E-2,null,2.1357879960352422E-3,1.0470059305723416E-3,2.4297448010092487E-3,2.6279839480299002E-3,2.2703874623792979E-6,1.0619129316417971E-4,8.3489843562732906E-3]
[2004,9,14,1,2.408729884249818E-3,1.07632761767101E-3,1.9979369514088793E-3,6.8778007292117508E-3,1.5450732300731166E-5,2.6339167538295868E-4,1.2639637590225147E-2,null,2.0799641565240287E-3,9.0497302637498921E-4,2.0120507141489596E-3,2.6058919030178319E-3,2.2703874623792979E-6,1.0619129316417971E-4,7.7113414806923679E-3]
[2004,9,14,5,1.7177449396428403E-3,1.3331043483223312E-3,1.9987053535513626E-3,5.8408559880583624E-3,1.5450732300731166E-5,2.6339167538295868E-4,1.1169253037258584E-2,null,1.483291226579512E-3,1.1208701298452354E-3,2.0128245444134465E-3,2.2130096414873751E-3,2.2703874623792979E-6,1.0619129316417971E-4,6.9384572229521276E-3]
[2004,9,14,8,2.1701415711515943E-3,1.3924714232913015E-3,3.0881930777958569E-3,8.0069262824844396E-3,1.2824110888239242E-6,2.186151430499079E-5,1.4680876280117007E-2,null,1.8739405825837763E-3,1.1707857880701475E-3,3.1100085932278293E-3,3.0337000429464583E-3,1.8844220461603876E-7,8.8138794485392665E-6,9.1974373284813664E-3]
[2004,9,14,12,2.1622315035636111E-3,1.4731590394517716E-3,3.2272444344453458E-3,6.5373688041020324E-3,0,0,1.340000378156276E-2,null,1.8671101541632763E-3,1.238627693256718E-3,3.2500422320534666E-3,2.4769075325628506E-3,0,0,8.832687612036311E-3]
[2004,9,14,15,1.8736694395153158E-3,1.4799616822020409E-3,3.1553920974606896E-3,7.1989542462829494E-3,0,0,1.3707977465460996E-2,null,1.6179337089015557E-3,1.2443473348379497E-3,3.177682318072546E-3,2.7275719840075363E-3,0,0,8.7675353458195882E-3]
[2004,9,14,16,2.1958176455624391E-3,1.6120111570527668E-3,3.0179412792312324E-3,7.2024923297124011E-3,0,0,1.4028262411558839E-2,null,1.8961121489366524E-3,1.3553741364594391E-3,3.0392605241396004E-3,2.7289125088822757E-3,0,0,9.0196593184179684E-3]
[2004,9,14,19,2.8459418277290193E-3,1.2138669979212678E-3,2.6100160296210245E-3,7.7367659405464867E-3,0,0,1.4406590795817797E-2,null,2.4575013711312902E-3,1.0206157239582279E-3,2.6284536219403922E-3,2.9313404842313388E-3,0,0,9.0379112012612482E-3]
[2004,9,14,22,3.1584326392343097E-3,1.1194757588081693E-3,2.2444743451131965E-3,7.9671339012939626E-3,1.5450732300731166E-5,2.6339167538295868E-4,1.4768359052133325E-2,null,2.7273405471319396E-3,9.4125185377499888E-4,2.2603296894776852E-3,3.0186233275793428E-3,2.2703874623792979E-6,1.0619129316417971E-4,9.0560070985905242E-3]
[2004,9,15,3,1.5102363539220554E-3,1.1560562493485691E-3,2.0076310868237146E-3,6.3300108878595884E-3,1.5450732300731166E-5,2.6339167538295868E-4,1.1282776985637616E-2,null,1.3041053314351719E-3,9.7200862029025331E-4,2.0218133305672211E-3,2.3983428377952597E-3,2.2703874623792979E-6,1.0619129316417971E-4,6.8047318007144648E-3]
[2004,9,15,6,1.5614208677598284E-3,1.3735669745537724E-3,2.2181602376298926E-3,6.0329843049485741E-3,1.5450732300731166E-5,2.6339167538295868E-4,1.1464974792575756E-2,null,1.3483037095297057E-3,1.1548909843829844E-3,2.2338296947122653E-3,2.2858040775340892E-3,2.2703874623792979E-6,1.0619129316417971E-4,7.1312901467856038E-3]
[2004,9,15,10,1.9502703813654785E-3,1.4766507478288071E-3,3.2707712155314343E-3,7.8065463922299318E-3,0,0,1.4504238736955652E-2,null,1.6840794458918788E-3,1.2415635111669024E-3,3.2938764936437099E-3,2.9577792138761939E-3,0,0,9.1772986645786842E-3]
[2004,9,15,13,1.7651655304183039E-3,1.3834478432826279E-3,3.2898621234049813E-3,8.2972942103463308E-3,0,0,1.4735769707452244E-2,null,1.5242394166356489E-3,1.1631987891163752E-3,3.3131022629021619E-3,3.1437159422000685E-3,0,0,9.144256410854255E-3]
[2004,9,15,16,1.9083076242611076E-3,1.6120111570527668E-3,3.0642308710006842E-3,7.5710270824041965E-3,0,0,1.4155576734718754E-2,null,1.6478441538997264E-3,1.3553741364594391E-3,3.0858771133726649E-3,2.8685446043486842E-3,0,0,8.9576400080805148E-3]
[2004,9,15,19,2.2830248032947812E-3,1.2138669979212678E-3,2.6628131786064365E-3,7.6231401497029814E-3,0,0,1.3782845129525467E-2,null,1.9714164673916464E-3,1.0206157239582279E-3,2.6816237388683647E-3,2.8882894363759554E-3,0,0,8.5619453665941939E-3]
[2004,9,15,21,2.4104516461413879E-3,1.2757258051879267E-3,2.3880234082551246E-3,7.3788214704367024E-3,1.5450732300731166E-5,2.6339167538295868E-4,1.3731864737704829E-2,null,2.0814509164317919E-3,1.0726264232109217E-3,2.4048928073510788E-3,2.7957208823973677E-3,2.2703874623792979E-6,1.0619129316417971E-4,8.4631527100177181E-3]
[2004,9,15,24,2.3000040731436071E-3,1.0923686001313338E-3,2.1146496582828229E-3,7.0217528016904198E-3,1.5450732300731166E-5,2.6339167538295868E-4,1.2807617540931873E-2,null,1.9860782494870292E-3,9.1846023622152168E-4,2.1295878992189793E-3,2.6604331081012469E-3,2.2703874623792979E-6,1.0619129316417971E-4,7.8030211736553369E-3]
[2004,9,16,4,1.4516642171156519E-3,1.2990971246853653E-3,1.9950751478642298E-3,6.0789431764541602E-3,1.5450732300731166E-5,2.6339167538295868E-4,1.1103622073803096E-2,null,1.2535276614668834E-3,1.092276958409247E-3,2.0091686943426259E-3,2.3032171803330078E-3,2.2703874623792979E-6,1.0619129316417971E-4,6.7666521751783238E-3]
[2004,9,16,7,1.6901690478926224E-3,1.425114414589181E-3,2.8246006741640788E-3,5.0967766175473864E-3,1.5450732300731166E-5,2.6339167538295868E-4,1.1315503161876957E-2,null,1.4594791475250341E-3,1.1982319170552014E-3,2.8445541285123306E-3,1.9310895215016684E-3,2.2703874623792979E-6,1.0619129316417971E-4,7.5418163952207934E-3]
[2004,9,16,11,1.8845156068926343E-3,1.3474569915155076E-3,3.2960615506151154E-3,6.5815511363048222E-3,0,0,1.3109585285328081E-2,null,1.6272994910625175E-3,1.132937789109721E-3,3.3193454839090457E-3,2.4936475322046969E-3,0,0,8.5732302962859813E-3]
[2004,9,16,12,1.8326319020619422E-3,1.4731590394517716E-3,3.2695828029122667E-3,5.4616383547999182E-3,0,0,1.2037012099225898E-2,null,1.5824973540270809E-3,1.238627693256718E-3,3.2926796858778725E-3,2.0693299684499417E-3,0,0,8.1831347016116142E-3]
[2004,9,16,18,2.1218425219887232E-3,1.5320133437575093E-3,2.7611720519667635E-3,5.741168513559592E-3,0,0,1.2156196431272588E-2,null,1.8322338342639034E-3,1.2881122154489544E-3,2.7806774358571404E-3,2.1752396052713923E-3,0,0,8.0762630908413902E-3]
[2004,9,16,19,2.1775495156207488E-3,1.2138669979212678E-3,2.6935500989939106E-3,7.3267100026950553E-3,0,0,1.3411676615230982E-2,null,1.8803374222917538E-3,1.0206157239582279E-3,2.7125777900323649E-3,2.7759766564174598E-3,0,0,8.3895075926998068E-3]
[2004,9,16,22,2.6534336086323032E-3,1.1194757588081693E-3,2.3678658955839497E-3,7.8685148708274935E-3,1.5450732300731166E-5,2.6339167538295868E-4,1.4288132541535605E-2,null,2.2912684538682784E-3,9.4125185377499888E-4,2.3845928986192724E-3,2.9812581082172092E-3,2.2703874623792979E-6,1.0619129316417971E-4,8.7068329951063162E-3]
[2004,9,17,1,1.8368130399141268E-3,1.1978749613357402E-3,2.0485375736967711E-3,7.0690022365640795E-3,1.5450732300731166E-5,2.6339167538295868E-4,1.2431070219194406E-2,null,1.5861078115229151E-3,1.0071696676561325E-3,2.0630087877452964E-3,2.6783351853214383E-3,2.2703874623792979E-6,1.0619129316417971E-4,7.4430831328723421E-3]
[2004,9,17,5,1.4665115484611528E-3,1.4489666514526565E-3,2.0019092500408548E-3,6.0473110133182958E-3,1.5450732300731166E-5,2.6339167538295868E-4,1.1243540870956649E-2,null,1.2663484917395545E-3,1.2182868061296453E-3,2.0160510737667358E-3,2.2912322448811E-3,2.2703874623792979E-6,1.0619129316417971E-4,6.9003802971435955E-3]
[2004,9,17,9,2.2176877694661838E-3,1.3960736560976955E-3,3.2928721676645373E-3,8.1698781417561261E-3,0,0,1.5076511734984543E-2,null,1.9149972361006272E-3,1.1738145345883903E-3,3.3161335706207509E-3,3.0954399722314487E-3,0,0,9.5003853135412174E-3]
[2004,9,17,13,1.7344260334463898E-3,1.3441223188412053E-3,3.2819272892345925E-3,7.9106032796785412E-3,0,0,1.427107892120073E-2,null,1.4976955304534618E-3,1.1301340063464733E-3,3.3051113757283069E-3,2.997204752813936E-3,0,0,8.9301456653421776E-3]
[2004,9,17,16,2.0241248320695404E-3,1.5249089597794911E-3,2.9490630599989208E-3,6.2797929709456392E-3,0,0,1.2777889822793591E-2,null,1.7478535582440664E-3,1.2821388707502195E-3,2.9698957375791663E-3,2.3793160488223435E-3,0,0,8.3792042153957962E-3]
[2004,9,17,19,2.3445379132248116E-3,1.4653286118713387E-3,2.6934354694148543E-3,5.8654363580748249E-3,0,0,1.2368738352585829E-2,null,2.0245336992769612E-3,1.2320438932789677E-3,2.712462350690678E-3,2.2223227620212444E-3,0,0,8.1913627052678517E-3]
[2004,9,17,20,2.6345206925596568E-3,1.516725028955431E-3,2.6059332419383786E-3,5.7677240390426217E-3,6.4429556772681325E-6,1.0983433388289897E-4,1.2641180292056254E-2,null,2.2749369474658063E-3,1.2752578463075697E-3,2.6243419927587039E-3,2.1853010815428256E-3,9.4675161705072406E-7,4.4281771365375279E-5,8.4050663910573316E-3]
[2004,9,17,23,2.5844951096632039E-3,1.1349905150988596E-3,2.1224153756338694E-3,5.6522276868581018E-3,1.5450732300731166E-5,2.6339167538295868E-4,1.1772971094937723E-2,null,2.2317393187012802E-3,9.5429661423951026E-4,2.1374084749038293E-3,2.1415413070399909E-3,2.2703874623792979E-6,1.0619129316417971E-4,7.5734473955111695E-3]
[2004,9,18,3,1.8690146388227985E-3,1.0837671648811955E-3,1.852935817220342E-3,5.3475101687919663E-3,1.5450732300731166E-5,2.6339167538295868E-4,1.043207019739999E-2,null,1.6139142384497187E-3,9.112281753121032E-4,1.8660252675547996E-3,2.0260885708675608E-3,2.2703874623792979E-6,1.0619129316417971E-4,6.5257179328107422E-3]
[2004,9,18,6,2.0055778561159292E-3,1.0512509810935923E-3,2.0474009023020638E-3,5.5982461714607591E-3,1.5450732300731166E-5,2.6339167538295868E-4,1.0981318318656034E-2,null,1.7318380450693962E-3,8.8388866570060954E-4,2.0618640867126332E-3,2.1210885490400237E-3,2.2703874623792979E-6,1.0619129316417971E-4,6.9071410271492224E-3]
[2004,9,18,10,2.5351494128058529E-3,1.1742164154379816E-3,2.7290594782548149E-3,4.9167395436076232E-3,0,0,1.1355164850106273E-2,null,{"$f":"E6276*V$5","v":2.1891287788424465E-3},{"$f":"F6276*W$5","v":9.8727763336358635E-4},{"$f":"G6276*X$5","v":2.7483380135221538E-3},{"$f":"H6276*Y$5","v":1.8628762696652169E-3},{"$f":"I6276*Z$5","v":0},{"$f":"J6276*AA$5","v":0},7.7876206953934029E-3]
[2004,9,18,14,2.6274932715594935E-3,1.0237440122468063E-3,2.6796383888127418E-3,4.9748282886394506E-3,0,0,1.1305703961258493E-2,null,2.2688686938651349E-3,8.607608889577411E-4,2.6985678051900928E-3,1.8848851931997396E-3,0,0,7.7130825812127086E-3]
[2004,9,18,17,3.0712130954501163E-3,9.812735478573636E-4,2.3886033361948571E-3,5.1631110794509126E-3,0,0,1.160420105895325E-2,null,2.6520255331879826E-3,8.2505185013066805E-4,2.4054768319993394E-3,1.9562226191256315E-3,0,0,7.8387768344436205E-3]
[2004,9,18,20,3.704041372604887E-3,9.8981585469891387E-4,2.2268220422575961E-3,4.9362577235363778E-3,6.4429556772681325E-6,1.0983433388289897E-4,1.1973214282657942E-2,null,3.1984795554191709E-3,8.3223419605183758E-4,2.2425526877850447E-3,1.8702714049767071E-3,9.4675161705072406E-7,4.4281771365375279E-5,8.1887663672151854E-3]
[2004,9,18,21,3.4079507675734283E-3,9.7658385647613139E-4,2.153742645184668E-3,5.1145907580543654E-3,1.5450732300731166E-5,2.6339167538295868E-4,1.193171043497228E-2,null,2.9428021340628312E-3,8.2110877171071462E-4,2.1689570455569588E-3,1.9378390227352813E-3,2.2703874623792979E-6,1.0619129316417971E-4,7.9791686546923438E-3]
[2004,9,19,3,1.995803596057126E-3,1.0363501444424971E-3,1.8166283426742267E-3,5.1076517101741915E-3,1.5450732300731166E-5,2.6339167538295868E-4,1.0235276201031729E-2,null,1.7233978664043705E-3,8.713600870241282E-4,1.8294613109004407E-3,1.9352099252377634E-3,2.2703874623792979E-6,1.0619129316417971E-4,6.4678908701932625E-3]
[2004,9,19,5,1.9861368759383838E-3,1.0481156267499892E-3,1.8808952089567779E-3,5.2776484693518328E-3,1.5450732300731166E-5,2.6339167538295868E-4,1.0471638588680672E-2,null,1.7150505496339825E-3,8.8125246919082553E-4,1.8941821691381038E-3,1.9996190577092504E-3,2.2703874623792979E-6,1.0619129316417971E-4,6.5985659262987207E-3]
[2004,9,19,8,2.5856509552982052E-3,1.0565720267958524E-3,2.4477453484185183E-3,4.8742141122549596E-3,2.580272602085342E-6,4.3986415037159312E-5,1.1010749130406779E-2,null,2.232737403836105E-3,8.8836258493634715E-4,2.4650366333468805E-3,1.8467640440283822E-3,3.7915475145589974E-7,1.7733948074330361E-5,7.4510137689735014E-3]
[2004,9,19,11,2.6610678660096555E-3,1.1773790459907155E-3,2.6356453982614514E-3,5.0075041160349597E-3,0,0,1.1481596426296783E-2,null,2.2978607172060655E-3,9.8993676362803761E-4,2.6542640407525545E-3,1.8972655568343989E-3,0,0,7.8393270784210562E-3]
[2004,9,19,15,2.8055578708917031E-3,1.0691694442564376E-3,2.6486003113203823E-3,5.1278191151161705E-3,0,0,1.1651146741584694E-2,null,2.4226293901468423E-3,8.9895445567964678E-4,2.6673104694967544E-3,1.9428510418260901E-3,0,0,7.9317453571493331E-3]
[2004,9,19,18,3.2086646602377494E-3,1.2508899072809802E-3,2.322007973526843E-3,5.1353288994083028E-3,0,0,1.1916891440453875E-2,null,2.770716437421712E-3,1.0517444748872101E-3,2.3384110284860207E-3,1.9456963824881364E-3,0,0,8.1065683232830789E-3]
[2004,9,19,20,3.9674382626421652E-3,1.1302584804043381E-3,2.3043389171335856E-3,5.2924284380742722E-3,6.4429556772681325E-6,1.0983433388289897E-4,1.2810741387814529E-2,null,3.4259256023170632E-3,9.5031793368899266E-4,2.320617154905915E-3,2.0052189583660224E-3,9.4675161705072406E-7,4.4281771365375279E-5,8.74730817226042E-3]
[2004,9,19,23,3.7266109733060495E-3,8.6370029582309217E-4,1.9921821364503132E-3,6.0022721259885463E-3,1.5450732300731166E-5,2.6339167538295868E-4,1.2863607939251689E-2,null,3.2179686483193061E-3,7.2619661314953692E-4,2.0062552462093864E-3,2.2741677098015883E-3,2.2703874623792979E-6,1.0619129316417971E-4,8.3330498981063744E-3]
[2004,9,20,2,1.8595335410671564E-3,1.1510579045987659E-3,1.9028992194609355E-3,6.8180243733380825E-3,1.5450732300731166E-5,2.6339167538295868E-4,1.2010357446148629E-2,null,1.6057272085858957E-3,9.6780602704556575E-4,1.9163416196742238E-3,2.5832435699392783E-3,2.2703874623792979E-6,1.0619129316417971E-4,7.1815801058715233E-3]
[2004,9,20,6,1.8444569342425297E-3,1.1191821479121366E-3,2.1653161676805678E-3,6.8351189513442424E-3,1.5450732300731166E-5,2.6339167538295868E-4,1.2242916608863166E-2,null,1.5927083964715619E-3,9.4100498661596943E-4,2.1806123253627972E-3,2.5897204401141524E-3,2.2703874623792979E-6,1.0619129316417971E-4,7.4125078291910392E-3]
[2004,9,20,9,2.2560575284424384E-3,1.2699057497925796E-3,3.1796836447497796E-3,6.6867905481268041E-3,0,0,1.3392437471111601E-2,null,1.9481299355730427E-3,1.0677329381248526E-3,3.2021454649382823E-3,2.5335211112661668E-3,0,0,8.7515294499023455E-3]
[2004,9,20,12,2.4415812215235165E-3,1.4139253735636237E-3,3.2115145461668534E-3,6.0291826141501892E-3,0,0,1.3096203755404183E-2,null,2.1083316395157778E-3,1.1888242049860427E-3,3.2342012251979171E-3,2.2843636759203563E-3,0,0,8.8157207456200926E-3]
[2004,9,20,16,2.4867045189212551E-3,1.5084574064365599E-3,3.0104816558223679E-3,5.9580428857437034E-3,0,0,1.2963686466923887E-2,null,2.1472960920370702E-3,1.2683064541394319E-3,3.0317482046960343E-3,2.2574099374309607E-3,0,0,8.7047606883034964E-3]
[2004,9,20,17,2.8522469708407903E-3,1.5853810334239421E-3,2.8181808061769282E-3,5.6934928190004895E-3,0,0,1.2949301629442151E-2,null,2.46294593000856E-3,1.332983608540751E-3,2.8380889094976967E-3,2.1571760248750237E-3,0,0,8.7911944729220318E-3]
[2004,9,20,21,2.9647529358867589E-3,1.2452541303406655E-3,2.3749146339223049E-3,6.6699987650265984E-3,1.5450732300731166E-5,2.6339167538295868E-4,1.3533762872860016E-2,null,2.5600960406211666E-3,1.0470059305723416E-3,2.3916914304310671E-3,2.527158965379589E-3,2.2703874623792979E-6,1.0619129316417971E-4,8.6344140476307223E-3]
[2004,9,20,24,3.0841397579702218E-3,9.5738446108337518E-4,2.1030848170151151E-3,7.1964904235776363E-3,1.5450732300731166E-5,2.6339167538295868E-4,1.3619941867330036E-2,null,2.6631878452766525E-3,8.0496597776220577E-4,2.1179413619669893E-3,2.7266384798408662E-3,2.2703874623792979E-6,1.0619129316417971E-4,8.4211953454732709E-3]
[2004,9,21,3,1.8324546542724056E-3,1.1560562493485691E-3,1.9695684906393751E-3,6.5779997988342246E-3,1.5450732300731166E-5,2.6339167538295868E-4,1.1814921600778263E-2,null,1.5823442986548409E-3,9.7200862029025331E-4,1.9834818538001192E-3,2.492301985579566E-3,2.2703874623792979E-6,1.0619129316417971E-4,7.1385984389513383E-3]
[2004,9,21,7,2.5342715605077334E-3,1.425114414589181E-3,2.7530180016466406E-3,6.2802704634599945E-3,1.5450732300731166E-5,2.6339167538295868E-4,1.3271516847887238E-2,null,2.1883707439433282E-3,1.1982319170552014E-3,2.7724657839537903E-3,2.3794969633218906E-3,2.2703874623792979E-6,1.0619129316417971E-4,8.6470270889007685E-3]
[2004,9,21,10,2.6013805506136111E-3,1.4766507478288071E-3,3.234026820582798E-3,8.0520287802416882E-3,0,0,1.5364086899266903E-2,null,2.2463200785339203E-3,1.2415635111669024E-3,3.2568725301076028E-3,3.0507886790292552E-3,0,0,9.7955447988376798E-3]
[2004,9,21,14,2.1221481354737446E-3,1.4681332349174314E-3,3.2344790252718273E-3,7.7984676278861145E-3,0,0,1.4623228023549118E-2,null,1.8324977347945321E-3,1.2344020119077134E-3,3.2573279292466306E-3,2.9547182955072557E-3,0,0,9.2789459714561328E-3]
[2004,9,21,18,2.9632443959062118E-3,1.5320133437575093E-3,2.7179245060913937E-3,5.7776068137659143E-3,0,0,1.299078905952103E-2,null,2.5587934001263819E-3,1.2881122154489544E-3,2.7371243820421202E-3,2.1890455114332401E-3,0,0,8.7730755090506957E-3]
[2004,9,21,21,3.2064799870836461E-3,1.2757258051879267E-3,2.3880648318001523E-3,6.7364563839784064E-3,1.5450732300731166E-5,2.6339167538295868E-4,1.3885569415733819E-2,null,2.7688299486609892E-3,1.0726264232109217E-3,2.4049345235189973E-3,2.5523387252968568E-3,2.2703874623792979E-6,1.0619129316417971E-4,8.9071913013143225E-3]
[2004,9,21,22,3.5049156790984649E-3,1.1194757588081693E-3,2.2801925820951658E-3,7.7159025441270882E-3,1.5450732300731166E-5,2.6339167538295868E-4,1.4899328971812576E-2,null,3.0265323778445713E-3,9.4125185377499888E-4,2.2963002460946167E-3,2.9234356672790465E-3,2.2703874623792979E-6,1.0619129316417971E-4,9.2959818256197913E-3]
[2004,9,22,1,2.7081174058841547E-3,1.07632761767101E-3,2.009126632216144E-3,7.2430194101577045E-3,1.5450732300731166E-5,2.6339167538295868E-4,1.3315433473612701E-2,null,2.3384885008192473E-3,9.0497302637498921E-4,2.0233194407439001E-3,2.7442675903891914E-3,2.2703874623792979E-6,1.0619129316417971E-4,8.1195102389538861E-3]
[2004,9,22,4,1.9412337562030335E-3,1.2990971246853653E-3,1.9212673572116443E-3,5.0804833787093254E-3,1.5450732300731166E-5,2.6339167538295868E-4,1.0520924024493056E-2,null,1.6762762228917695E-3,1.092276958409247E-3,1.9348395130400974E-3,1.9249162662949995E-3,2.2703874623792979E-6,1.0619129316417971E-4,6.7367706412626727E-3]
[2004,9,22,7,2.584076184853284E-3,1.425114414589181E-3,2.7144180936244404E-3,6.4469375306182549E-3,1.5450732300731166E-5,2.6339167538295868E-4,1.3449388631368849E-2,null,2.231377572623146E-3,1.1982319170552014E-3,2.7335931996876127E-3,2.4426445271881697E-3,2.2703874623792979E-6,1.0619129316417971E-4,8.7143088971806861E-3]
[2004,9,22,12,2.4211622368187813E-3,1.4731590394517716E-3,3.1446697093438711E-3,7.3247804540943979E-3,0,0,1.4363771439708822E-2,null,2.0906996266544897E-3,1.238627693256718E-3,3.1668841852022303E-3,2.7752455804132396E-3,0,0,9.2714570855266781E-3]
[2004,9,22,16,2.4640041827437222E-3,1.6120111570527668E-3,2.9706634949356616E-3,7.4110812931526852E-3,0,0,1.4457760127884835E-2,null,2.1276941076472681E-3,1.3553741364594391E-3,2.9916487616221672E-3,2.8079436283183598E-3,0,0,9.2826606340472347E-3]
[2004,9,22,19,3.3710253250627889E-3,1.2138669979212678E-3,2.648252378269573E-3,7.7030609549576454E-3,0,0,1.4936205656211274E-2,null,2.9109166173894503E-3,1.0206157239582279E-3,2.6669600785883406E-3,2.918570188537215E-3,0,0,9.5170626084732333E-3]
[2004,9,22,22,3.5551557198787677E-3,1.1194757588081693E-3,2.2382635995170132E-3,7.4397426059007229E-3,1.5450732300731166E-5,2.6339167538295868E-4,1.4631480091788362E-2,null,3.0699151932979032E-3,9.4125185377499888E-4,2.2540750701297691E-3,2.818802954687435E-3,2.2703874623792979E-6,1.0619129316417971E-4,9.1925067525166649E-3]
[2004,9,22,23,3.3127068729740415E-3,1.1523566076235246E-3,2.1333096994968462E-3,7.4578499872467409E-3,1.5450732300731166E-5,2.6339167538295868E-4,1.4335065575024843E-2,null,2.8605580069027722E-3,9.6889797264594092E-4,2.1483797581033394E-3,2.8256635603217382E-3,2.2703874623792979E-6,1.0619129316417971E-4,8.9119609786003483E-3]
[2004,9,23,4,1.8010880091828224E-3,1.2990971246853653E-3,1.9057526811955576E-3,5.8542714203271527E-3,1.5450732300731166E-5,2.6339167538295868E-4,1.1139051643074585E-2,null,1.5552588633292181E-3,1.092276958409247E-3,1.9192152387425805E-3,2.2180925404693482E-3,2.2703874623792979E-6,1.0619129316417971E-4,6.8933052815769533E-3]
[2004,9,23,6,1.9410876776650519E-3,1.3735669745537724E-3,2.1707415450902046E-3,6.1042969991786733E-3,1.5450732300731166E-5,2.6339167538295868E-4,1.1868535604171391E-2,null,1.6761500825034155E-3,1.1548909843829844E-3,2.1860760285511735E-3,2.3128233500883696E-3,2.2703874623792979E-6,1.0619129316417971E-4,7.4384021261525018E-3]
[2004,9,23,10,2.4259973400417236E-3,1.4766507478288071E-3,3.2809146573174568E-3,7.6017290063583086E-3,0,0,1.4785291751546296E-2,null,2.0948747902801721E-3,1.2415635111669024E-3,3.3040915904089521E-3,2.880177086618676E-3,0,0,9.5207069784747026E-3]
[2004,9,23,13,2.1276742579647255E-3,1.3834478432826279E-3,3.2837863232780006E-3,8.2156438814830826E-3,0,0,1.5010552306008437E-2,null,1.8372696009888111E-3,1.1631987891163752E-3,3.3069835423009454E-3,3.1127799003982486E-3,0,0,9.4202318328043804E-3]
[2004,9,23,17,2.68920957455467E-3,1.5260356808904591E-3,2.8350424403682951E-3,6.7760525852040522E-3,0,0,{"$f":"SUM(E6403:J6403)","v":1.3826340281017476E-2},null,2.3221613851471725E-3,1.2830862144743169E-3,2.8550696571096441E-3,2.5673411111214314E-3,0,0,{"$f":"SUM(M6403:R6403)","v":9.0276583678525653E-3}]
[2004,9,23,20,3.2216226607180804E-3,1.289705366208792E-3,2.6458311278567512E-3,7.5629602404748341E-3,9.0077772391895064E-6,1.5355735199647011E-4,1.4882684524494118E-2,null,2.781905810176019E-3,1.0843803961061087E-3,2.6645217240552728E-3,2.8654882031974608E-3,1.3236359358056875E-6,6.190952603062911E-5,9.4595292955012966E-3]
[2004,9,23,23,3.061219343257331E-3,1.1523566076235246E-3,2.1434573318100617E-3,7.2669545230656168E-3,1.5450732300731166E-5,2.6339167538295868E-4,1.3902830213440224E-2,null,2.643395820705028E-3,9.6889797264594092E-4,2.1585990749983636E-3,2.7533362330236944E-3,2.2703874623792979E-6,1.0619129316417971E-4,8.632690781999585E-3]
[2004,9,24,1,2.33753540142483E-3,1.1978749613357402E-3,2.0257978242540784E-3,6.6744094846309769E-3,1.5450732300731166E-5,2.6339167538295868E-4,1.2514460079329314E-2,null,2.0184869550384996E-3,1.0071696676561325E-3,2.0401084008870051E-3,2.5288301185513746E-3,2.2703874623792979E-6,1.0619129316417971E-4,7.7030568227595703E-3]
[2004,9,24,4,1.8385753824002899E-3,1.4150188412238691E-3,1.9171267116204252E-3,5.4743969000516377E-3,1.5450732300731166E-5,2.6339167538295868E-4,1.092396024297991E-2,null,1.5876296132104797E-3,1.1897435893087052E-3,1.9306696172318363E-3,2.074163983140791E-3,2.2703874623792979E-6,1.0619129316417971E-4,6.890668483518372E-3]
[2004,9,24,7,2.4645042160365972E-3,1.4864098303314392E-3,2.7981544523427255E-3,5.3912242208904084E-3,1.5450732300731166E-5,2.6339167538295868E-4,1.2419135127284859E-2,null,2.1281258917726074E-3,1.2497689184072746E-3,2.8179210861309515E-3,2.0426511464489683E-3,2.2703874623792979E-6,1.0619129316417971E-4,8.3469287233863595E-3]
[2004,9,24,11,2.4731916906465395E-3,1.3924993261111946E-3,3.3169929567894484E-3,6.4977800437008475E-3,0,0,1.3680464017248029E-2,null,2.1356276195161564E-3,1.1708092486772605E-3,3.3404247530579097E-3,2.4619079659511287E-3,0,0,9.108769587202456E-3]
[2004,9,24,14,2.1751241032533465E-3,1.4373252297306394E-3,3.2255017157829862E-3,6.1688533315724789E-3,0,0,1.3006804380339451E-2,null,1.8782430526316381E-3,1.2084987337303904E-3,3.2482872025332964E-3,2.3372827420505477E-3,0,0,8.6723117309458718E-3]
[2004,9,24,18,2.8433509041400121E-3,1.5243755754269805E-3,2.7182163335146663E-3,5.3449280240353983E-3,0,0,1.2430870837117056E-2,null,2.4552640807515486E-3,1.2816904027895468E-3,2.7374182709834056E-3,2.0251102363128852E-3,0,0,8.499482990837387E-3]
[2004,9,24,22,3.404103381869532E-3,1.3645490816852125E-3,2.2721407654491877E-3,5.1804372875838478E-3,1.5450732300731166E-5,2.6339167538295868E-4,1.2500072924271468E-2,null,2.9394798751359364E-3,1.1473087671595287E-3,2.2881915500612849E-3,1.9627872503589637E-3,2.2703874623792979E-6,1.0619129316417971E-4,8.4462291233422717E-3]
[2004,9,25,1,2.2591976408921285E-3,1.0807792034106002E-3,1.9530894620304565E-3,4.9960187706276308E-3,1.5450732300731166E-5,2.6339167538295868E-4,1.0567927484644505E-2,null,1.9508414564395032E-3,9.0871590628700133E-4,1.9668864145608207E-3,1.8929139377953064E-3,2.2703874623792979E-6,1.0619129316417971E-4,6.8278193957091908E-3]
[2004,9,25,2,1.9702807808088308E-3,1.0890279557310375E-3,1.8768754751878841E-3,4.5562541862448347E-3,1.5450732300731166E-5,2.6339167538295868E-4,9.7712808056562763E-3,null,1.7013586409863773E-3,9.1565143244900452E-4,1.8901340392936219E-3,1.7262939651040551E-3,2.2703874623792979E-6,1.0619129316417971E-4,6.3418997584596178E-3]
[2004,9,25,5,1.7709810924985557E-3,1.0256742902023952E-3,1.924916308645147E-3,5.1094623493118142E-3,1.5450732300731166E-5,2.6339167538295868E-4,1.0109876448341602E-2,null,1.5292612170276557E-3,8.6238386086195939E-4,1.938514241280394E-3,1.9358959482927754E-3,2.2703874623792979E-6,1.0619129316417971E-4,6.3745169480893434E-3]
[2004,9,25,9,2.2058564124086684E-3,1.1405562106628834E-3,2.7366832628232612E-3,4.8702905621092881E-3,0,0,1.0953386448004102E-2,null,1.9047807320569062E-3,9.5897623434380082E-4,2.7560156537873499E-3,1.8452774718001022E-3,0,0,7.4650500919881593E-3]
[2004,9,25,12,2.5016364651415293E-3,1.114238748374886E-3,2.7323878287341574E-3,4.8571761683861786E-3,0,0,1.1205439210636752E-2,null,2.1601899881639858E-3,9.3684859114087551E-4,2.7516898760292148E-3,1.840308631648789E-3,0,0,7.6890370869828646E-3]
[2004,9,25,15,2.5525785881990032E-3,9.8742447522734726E-4,2.6772488199146341E-3,5.0112103361660632E-3,0,0,1.1228462219507048E-2,null,2.2041790592132629E-3,8.3022353137868037E-4,2.6961613559752886E-3,1.8986697860946947E-3,0,0,7.6292337326619268E-3]
[2004,9,25,20,3.4642566076044179E-3,9.8981585469891387E-4,2.2371054167464248E-3,5.1114046721940001E-3,1.0305638752450923E-5,1.7568225272863864E-4,1.1988570442724845E-2,null,2.9914228323956829E-3,8.3223419605183758E-4,2.2529087057612468E-3,1.936631864273917E-3,1.5143484826455485E-6,7.0829594656420211E-5,8.0855415416217508E-3]
[2004,9,25,23,3.1795268993158338E-3,8.3857470237757626E-4,1.9036186114626201E-3,5.1405704102722646E-3,1.5450732300731166E-5,2.6339167538295868E-4,1.1341133031111983E-2,null,2.7455556675424334E-3,7.0507108968758466E-4,1.9170660935820326E-3,1.9476823095682808E-3,2.2703874623792979E-6,1.0619129316417971E-4,7.4238368410068914E-3]
[2004,9,26,2,1.9812726466265553E-3,1.0110354124957793E-3,1.8020634014390725E-3,4.9818390149841216E-3,1.5450732300731166E-5,2.6339167538295868E-4,1.0055052883229217E-2,null,1.7108502353173492E-3,8.5007553647876131E-4,1.8147934804701238E-3,1.8875414485544867E-3,2.2703874623792979E-6,1.0619129316417971E-4,6.3717223814472798E-3]
[2004,9,26,3,1.7835228527286686E-3,1.0363501444424971E-3,1.7908836051601228E-3,4.8082504881239033E-3,1.5450732300731166E-5,2.6339167538295868E-4,9.6978494981388805E-3,null,1.5400911618499984E-3,8.713600870241282E-4,1.8035347082294691E-3,1.8217714510783197E-3,2.2703874623792979E-6,1.0619129316417971E-4,6.145219088808474E-3]
[2004,9,26,6,1.848083264687931E-3,1.0380910715640812E-3,1.9108288479187082E-3,4.9675264651487441E-3,1.5450732300731166E-5,2.6339167538295868E-4,1.0043372057003152E-2,null,1.5958397718057024E-3,8.728238533161493E-4,1.9243272643614331E-3,1.8821186456562957E-3,2.2703874623792979E-6,1.0619129316417971E-4,6.3835712157661404E-3]
[2004,9,26,10,2.2674216577274588E-3,1.137210097337478E-3,2.6159659591624747E-3,4.780276286749971E-3,0,0,1.0800874000977383E-2,null,{"$f":"E6468*V$5","v":1.957942983411036E-3},{"$f":"F6468*W$5","v":9.5616283231548692E-4},{"$f":"G6468*X$5","v":2.6344455827850871E-3},{"$f":"H6468*Y$5","v":1.8111724605399482E-3},{"$f":"I6468*Z$5","v":0},{"$f":"J6468*AA$5","v":0},7.3597238590515576E-3]
[2004,9,26,12,2.2353665853000562E-3,1.2373984395372293E-3,2.6260887844366029E-3,4.5882662825608043E-3,0,0,1.0687120091834694E-2,null,1.9302630836764321E-3,1.0404008893526108E-3,2.6446399173999267E-3,1.7384228513385902E-3,0,0,7.3537267417675602E-3]
[2004,9,26,17,2.736014379651533E-3,1.1872284077078547E-3,2.4073274469854303E-3,4.9568626646652892E-3,0,0,1.1287432899010108E-2,null,2.3625778376481915E-3,9.9821807736066165E-4,2.4243332130585169E-3,1.8780782972325318E-3,0,0,7.6632074252999021E-3]
[2004,9,26,21,3.1090830811530347E-3,1.1049201287435938E-3,2.1360796811501917E-3,5.1518276136978784E-3,1.5450732300731166E-5,2.6339167538295868E-4,1.1780752912428387E-2,null,2.6847266730647273E-3,9.2901352375905394E-4,2.1511693073730815E-3,1.9519474891529171E-3,2.2703874623792979E-6,1.0619129316417971E-4,7.8253186739763378E-3]
[2004,9,26,24,2.6173802090771201E-3,9.3086881299606376E-4,1.9390359015264301E-3,7.2944894073168568E-3,1.5450732300731166E-5,2.6339167538295868E-4,1.3060616738600159E-2,null,2.2601359556641571E-3,7.8267170053480213E-4,1.9527335773411464E-3,2.7637687731256614E-3,2.2703874623792979E-6,1.0619129316417971E-4,7.8677716872923263E-3]
[2004,9,27,1,2.2704485187087157E-3,1.1073023093952721E-3,1.930962473928266E-3,7.1382710467473706E-3,1.5450732300731166E-5,2.6339167538295868E-4,1.2725826756463313E-2,null,1.9605567104166925E-3,9.3101645409209336E-4,1.9446031176922265E-3,2.704580061946267E-3,2.2703874623792979E-6,1.0619129316417971E-4,7.6492180247738385E-3]
[2004,9,27,4,1.7694554912031288E-3,1.0503693017988377E-3,1.9048969133202609E-3,7.8810007098274962E-3,1.5450732300731166E-5,2.6339167538295868E-4,1.2884564823833412E-2,null,1.5279438439040093E-3,8.8314735239918853E-4,1.918353425579046E-3,2.9859887987436591E-3,2.2703874623792979E-6,1.0619129316417971E-4,7.4238951012524619E-3]
[2004,9,27,9,2.2405259578077118E-3,1.2699057497925796E-3,3.1530268976914426E-3,8.0829282344877448E-3,0,0,1.4746386839779479E-2,null,1.9347182573163861E-3,1.0677329381248526E-3,3.1753004101342289E-3,3.0624960024597634E-3,0,0,9.2402476080352298E-3]
[2004,9,27,12,2.4285781497661611E-3,1.4139253735636237E-3,3.1837784571567829E-3,7.1935633558440487E-3,0,0,1.4219845336330616E-2,null,2.0971033472291013E-3,1.1888242049860427E-3,3.2062692037890038E-3,2.7255294593259006E-3,0,0,9.2177262153300479E-3]
[2004,9,27,15,2.0606778849875653E-3,1.3769922239143741E-3,3.1000380576839213E-3,7.8866975264352285E-3,0,0,1.442440569302109E-2,null,1.7794175124998574E-3,1.157770923751873E-3,3.1219372480465182E-3,2.9881472341004751E-3,0,0,9.0472729183987237E-3]
[2004,9,27,18,2.8279154548543801E-3,1.4768813972630731E-3,2.6635687359829285E-3,6.230647524469857E-3,0,0,1.3199013112570239E-2,null,2.4419354043134444E-3,1.2417574405180893E-3,2.6823846336292726E-3,2.3606956022459401E-3,0,0,8.726773080706747E-3]
[2004,9,27,22,2.9738435323428342E-3,1.1497319505861146E-3,2.22079973681276E-3,7.7758488269883807E-3,1.5450732300731166E-5,2.6339167538295868E-4,1.4399066454413778E-2,null,2.5679458684136876E-3,9.6669116889646451E-4,2.2364878397614068E-3,2.9461483830547129E-3,2.2703874623792979E-6,1.0619129316417971E-4,8.8257349407528298E-3]
[2004,9,28,1,2.6231384150272471E-3,1.07632761767101E-3,1.9733318854444825E-3,7.3759175922688443E-3,1.5450732300731166E-5,2.6339167538295868E-4,1.3327557918095272E-2,null,2.2651082284210412E-3,9.0497302637498921E-4,1.9872718338592504E-3,2.7946206480487868E-3,2.2703874623792979E-6,1.0619129316417971E-4,8.0604354173306244E-3]
[2004,9,28,2,2.149003091731324E-3,1.1035212541819883E-3,1.9512092561770422E-3,7.663471935976226E-3,1.5450732300731166E-5,2.6339167538295868E-4,1.3146047945750269E-2,null,1.8556872782987768E-3,9.2783735423153184E-4,1.9649929266169486E-3,2.9035705239534573E-3,2.2703874623792979E-6,1.0619129316417971E-4,7.7605497637272735E-3]
[2004,9,28,6,2.0390662092534964E-3,1.3735669745537724E-3,2.1353912285146832E-3,6.3000745545306377E-3,1.5450732300731166E-5,2.6339167538295868E-4,1.2126941374536277E-2,null,1.760755598109534E-3,1.1548909843829844E-3,2.1504759913923365E-3,2.3870004259256305E-3,2.2703874623792979E-6,1.0619129316417971E-4,7.5615846804370449E-3]
[2004,9,28,9,2.6669675775229996E-3,1.3568320148507251E-3,3.2086265327731312E-3,8.6827854777715967E-3,0,0,1.5915211602918453E-2,null,2.3029551815384203E-3,1.1408202805562994E-3,3.2312928103917279E-3,3.2897725978110709E-3,0,0,9.9648408702975189E-3]
[2004,9,28,13,2.2212248973315436E-3,1.3834478432826279E-3,3.1891929163123363E-3,8.7457189658741892E-3,0,0,1.5539584622800697E-2,null,1.9180515840476915E-3,1.1631987891163752E-3,3.2117219115949131E-3,3.3136171192696055E-3,0,0,9.6065894040285853E-3]
[2004,9,28,16,2.387881366513227E-3,1.6120111570527668E-3,2.9434235719343871E-3,7.485697309422586E-3,0,0,1.4429013404922968E-2,null,2.0619612372708928E-3,1.3553741364594391E-3,2.9642164112222069E-3,2.8362144783020387E-3,0,0,9.2177662632545766E-3]
[2004,9,28,19,3.221984157697309E-3,1.2138669979212678E-3,2.5970823626388943E-3,7.6502825663723956E-3,0,0,1.4683216084629866E-2,null,2.7822179667048204E-3,1.0206157239582279E-3,2.6154285893588538E-3,2.898573276605108E-3,0,0,9.3168355566270109E-3]
[2004,9,28,23,3.202997547929839E-3,1.1523566076235246E-3,2.1285524099554044E-3,7.4667856635997013E-3,1.5450732300731166E-5,2.6339167538295868E-4,1.4229534636792157E-2,null,2.7658228250044274E-3,9.6889797264594092E-4,2.1435888622682525E-3,2.8290491493454602E-3,2.2703874623792979E-6,1.0619129316417971E-4,8.8158204898906387E-3]
[2004,9,29,3,1.9275651065643721E-3,1.1560562493485691E-3,1.9247013817928801E-3,6.9377221000727386E-3,1.5450732300731166E-5,2.6339167538295868E-4,1.222488724546225E-2,null,1.6644731969475155E-3,9.7200862029025331E-4,1.9382977961486852E-3,2.6285951800233977E-3,2.2703874623792979E-6,1.0619129316417971E-4,7.3118364740364112E-3]
[2004,9,29,4,2.0376427432471384E-3,1.2990971246853653E-3,1.9056517271629977E-3,5.90953463421453E-3,1.5450732300731166E-5,2.6339167538295868E-4,1.1430768636993721E-2,null,1.7595264199062764E-3,1.092276958409247E-3,1.919113571553751E-3,2.2390309141259467E-3,2.2703874623792979E-6,1.0619129316417971E-4,7.1184095446217809E-3]
[2004,9,29,7,2.7601097709022138E-3,1.425114414589181E-3,2.7075371889231101E-3,6.590841701609936E-3,1.5450732300731166E-5,2.6339167538295868E-4,1.3762445483708129E-2,null,2.3833844670949167E-3,1.1982319170552014E-3,2.7266636871178893E-3,2.4971675831419429E-3,2.2703874623792979E-6,1.0619129316417971E-4,8.9139093350365083E-3]
[2004,9,29,10,2.7935713188653047E-3,1.4766507478288071E-3,3.1958355640237714E-3,7.5607104164421663E-3,0,0,1.502676804716005E-2,null,2.4122788735786533E-3,1.2415635111669024E-3,3.2184114840872824E-3,2.8646357798050464E-3,0,0,9.736889648637885E-3]
[2004,9,29,14,2.2556421527559771E-3,1.4681332349174314E-3,3.22832883292934E-3,7.5011418212908776E-3,0,0,1.4453246041893627E-2,null,1.9477712542011795E-3,1.2344020119077134E-3,3.2511342909107817E-3,2.8420661640382516E-3,0,0,9.2753737210579251E-3]
[2004,9,29,17,3.2051239908539612E-3,1.5260356808904591E-3,2.8128356631119704E-3,6.7064178927228402E-3,0,0,1.425041322757923E-2,null,2.7676590313354026E-3,1.2830862144743169E-3,2.8327060074429082E-3,2.5409576073750638E-3,0,0,9.4244088606276911E-3]
[2004,9,29,20,3.8187104666350877E-3,1.289705366208792E-3,2.5343504789450519E-3,7.8324706623356215E-3,1.2870460314372296E-5,2.1940527084220976E-4,1.5707512705281135E-2,null,3.2974975511701481E-3,1.0843803961061087E-3,2.5522535570851384E-3,2.9676015172868087E-3,1.8912328014005118E-6,8.8457349321674028E-5,9.9920816037712776E-3]
[2004,9,30,1,2.7453774249521839E-3,1.07632761767101E-3,1.9694323045441773E-3,6.86226975900714E-3,1.5450732300731166E-5,2.6339167538295868E-4,1.2932249513858201E-2,null,2.3706629279476917E-3,9.0497302637498921E-4,1.9833447056634345E-3,2.6000074595604471E-3,2.2703874623792979E-6,1.0619129316417971E-4,7.9674498001731202E-3]
[2004,9,30,4,1.9680401574787114E-3,1.2990971246853653E-3,1.9067635463109009E-3,6.4641295942322024E-3,1.5450732300731166E-5,2.6339167538295868E-4,1.1916872830390867E-2,null,1.6994238386470225E-3,1.092276958409247E-3,1.9202332447791578E-3,2.4491583331461516E-3,2.2703874623792979E-6,1.0619129316417971E-4,7.2695540556081371E-3]
[2004,9,30,5,1.9637930803193563E-3,1.3331043483223312E-3,1.9571650672062435E-3,6.1066163638578974E-3,1.5450732300731166E-5,2.6339167538295868E-4,1.1639521267389517E-2,null,1.6957564418503901E-3,1.1208701298452354E-3,1.9709908104972133E-3,2.3137021213519896E-3,2.2703874623792979E-6,1.0619129316417971E-4,7.2097811841713884E-3]
[2004,9,30,8,2.5654002358704883E-3,1.3924714232913015E-3,3.0304347803523347E-3,6.8183889942606225E-3,6.4429556772681325E-6,1.0983433388289897E-4,1.3922972723334913E-2,null,2.2152506898509066E-3,1.1707857880701475E-3,3.0518422814544187E-3,2.5833817191452712E-3,9.4675161705072406E-7,4.4281771365375279E-5,9.0664890015031696E-3]
[2004,9,30,11,2.6060057602349863E-3,1.3474569915155076E-3,3.1926568133466798E-3,6.6316835883273827E-3,0,0,1.3777803153424556E-2,null,2.2503139967776286E-3,1.132937789109721E-3,3.2152102781806426E-3,2.5126419398573E-3,0,0,9.1111040039252925E-3]
[2004,9,30,17,3.0533241228374707E-3,1.5260356808904591E-3,2.8202204046906452E-3,5.4408529578719557E-3,0,0,1.2840433166290532E-2,null,2.6365782129738561E-3,1.2830862144743169E-3,2.8401429160784387E-3,2.0614547042938376E-3,0,0,8.8212620478204488E-3]
[2004,9,30,19,3.4363741445999616E-3,1.2138669979212678E-3,2.6539917250936284E-3,7.8546876264383881E-3,0,0,1.5158920494053246E-2,null,2.9673460257665582E-3,1.0206157239582279E-3,2.6727399691238987E-3,2.9760191800171551E-3,0,0,9.6367208988658391E-3]
[2004,9,30,23,3.3608101924164991E-3,1.1523566076235246E-3,2.2211559932406527E-3,7.3166303096670786E-3,1.5450732300731166E-5,2.6339167538295868E-4,1.4329795510631444E-2,null,2.9020957405043535E-3,9.6889797264594092E-4,2.2368466128446394E-3,2.7721576172389981E-3,2.2703874623792979E-6,1.0619129316417971E-4,8.98845962386049E-3]
[2004,10,1,2,1.8237421135655425E-3,1.3585597676986729E-3,1.9860664228254442E-3,7.600597939702719E-3,1.552701846517056E-5,2.6469218609405376E-4,1.3049185448351602E-2,null,1.5748209260670609E-3,1.1422729699586383E-3,2.0000963301546179E-3,2.8797485430252191E-3,2.2815972321122192E-6,1.0671561844509171E-4,7.7059359848827402E-3]
[2004,10,1,5,1.6624663523144342E-3,1.5871603998493771E-3,1.9827822340876852E-3,5.9145971944676856E-3,1.552701846517056E-5,2.6469218609405376E-4,1.1427225385278406E-2,null,1.4355575720015612E-3,1.334479694483933E-3,1.9967889413551121E-3,2.240949039598266E-3,2.2815972321122192E-6,1.0671561844509171E-4,7.1167724631160762E-3]
[2004,10,1,6,1.8879683527084474E-3,1.6827437155350676E-3,2.1716950982380561E-3,6.0537970920693518E-3,1.552701846517056E-5,2.6469218609405376E-4,1.2076423463110147E-2,null,1.630280974202424E-3,1.4148458590669873E-3,2.1870363177588789E-3,2.2936897194089567E-3,2.2815972321122192E-6,1.0671561844509171E-4,7.634850086114451E-3]
[2004,10,1,10,2.8461909597777041E-3,1.5686452147574226E-3,3.2232126381932791E-3,7.4656628732003771E-3,0,0,1.5103711685928783E-2,null,2.4577164993342879E-3,1.3189121825001599E-3,3.2459819545144013E-3,2.828623741496995E-3,0,0,9.8512343778458435E-3]
[2004,10,1,13,2.3753244597630018E-3,1.4184917262271462E-3,3.2420678576428304E-3,7.3480453910639313E-3,0,0,1.4383929434696911E-2,null,2.0511182132655599E-3,1.1926635805828013E-3,3.2649703704061808E-3,2.7840603037906754E-3,0,0,9.2928124680452182E-3]
[2004,10,1,17,3.0085488116238582E-3,1.5310647064626008E-3,2.7463382592172584E-3,6.7201992743751481E-3,0,0,{"$f":"SUM(E6595:J6595)","v":1.4006151051678864E-2},null,2.5979142502645103E-3,1.2873146040622253E-3,2.765738854700146E-3,2.5461791588962668E-3,0,0,{"$f":"SUM(M6595:R6595)","v":9.1971468679231481E-3}]
[2004,10,1,20,3.1268749869767815E-3,1.5172043532042474E-3,2.5632329163120162E-3,6.332069883257318E-3,1.4238276241944682E-5,2.4272273992236585E-4,1.3796343155914673E-2,null,2.7000901750628644E-3,1.2756608606955169E-3,2.5813400248485899E-3,2.3991229591809387E-3,2.0922247073088223E-6,9.7858224240508903E-5,9.0561644687357275E-3]
[2004,10,1,24,2.5130853204004757E-3,1.0847720890868923E-3,1.9662735995845493E-3,5.4784115847769325E-3,1.552701846517056E-5,2.6469218609405376E-4,1.1322761798408073E-2,null,2.1700761977915366E-3,9.1207311256427063E-4,1.9801636870805787E-3,2.0756850848462215E-3,2.2815972321122192E-6,1.0671561844509171E-4,7.2469952979598113E-3]
[2004,10,2,3,1.7190894908674999E-3,1.1409985280446636E-3,1.8512430757607733E-3,5.433113413661244E-3,1.552701846517056E-5,2.6469218609405376E-4,1.0424663712893405E-2,null,1.4844522610201892E-3,9.5934813346915636E-4,1.8643205682847888E-3,2.0585223111661793E-3,2.2815972321122192E-6,1.0671561844509171E-4,6.4756404896175171E-3]
[2004,10,2,6,1.6403723105939761E-3,1.1894743111133452E-3,2.0415714627733165E-3,5.4093955905093307E-3,1.552701846517056E-5,2.6469218609405376E-4,1.0561032879549194E-2,null,1.416479129395029E-3,1.0001064261946444E-3,2.0559934670423613E-3,2.0495359962463136E-3,2.2815972321122192E-6,1.0671561844509171E-4,6.6311122345555518E-3]
[2004,10,2,7,1.8553517835834938E-3,1.1815502391590911E-3,2.4232618290609452E-3,5.931372283444411E-3,1.552701846517056E-5,2.6469218609405376E-4,1.1671755339807166E-2,null,1.6021162160316171E-3,9.9344389030880378E-4,2.4403801582896737E-3,2.247304860340671E-3,2.2815972321122192E-6,1.0671561844509171E-4,7.3922423406479693E-3]
[2004,10,2,11,2.9362766319476234E-3,1.2627458371885867E-3,2.7004487862084059E-3,5.4012674826205299E-3,0,0,1.2300738737965146E-2,null,2.5355064459592759E-3,1.061712905124272E-3,2.7195252107339177E-3,2.0464563823743499E-3,0,0,8.3632009441918162E-3]
[2004,10,2,15,3.0006283563695614E-3,1.1660282167978004E-3,2.5967716386396163E-3,4.6222022747444032E-3,0,0,1.1385630486551382E-2,null,2.5910748519824482E-3,9.8039302055396758E-4,2.6151156703529714E-3,1.7512806718445722E-3,0,0,7.9378642147339591E-3]
[2004,10,2,18,2.9940244731586612E-3,1.1872003742160056E-3,2.2887658743955554E-3,5.0042296647812515E-3,0,0,1.1474220386551473E-2,null,2.5853723278171778E-3,9.9819450688496065E-4,2.3049341015741118E-3,1.8960249180975679E-3,0,0,7.7845258543738187E-3]
[2004,10,2,21,3.3022562062246419E-3,1.139921129742169E-3,2.1408530354045854E-3,5.078999782131036E-3,1.552701846517056E-5,2.6469218609405376E-4,1.1942249358061657E-2,null,2.8515337437869026E-3,9.5844226021419925E-4,2.1559763814049553E-3,1.9243541545876496E-3,2.2815972321122192E-6,1.0671561844509171E-4,7.9993037556709123E-3]
[2004,10,3,1,2.141902032369975E-3,1.2690187017415904E-3,1.8165024758206212E-3,4.8864015404299745E-3,1.552701846517056E-5,2.6469218609405376E-4,1.0394043954921385E-2,null,1.8495554371813761E-3,1.0669871107893238E-3,1.8293345549022066E-3,1.8513816713267412E-3,2.2815972321122192E-6,1.0671561844509171E-4,6.706255989876851E-3]
[2004,10,3,4,1.7259802578831287E-3,1.2604573603352146E-3,1.7956270070831049E-3,5.0879196892255774E-3,1.552701846517056E-5,2.6469218609405376E-4,1.015020351908625E-2,null,1.4904025124357521E-3,1.0597887606632512E-3,1.8083116183416233E-3,1.9277337688842098E-3,2.2815972321122192E-6,1.0671561844509171E-4,6.3952338760020402E-3]
[2004,10,3,8,2.0842111772960302E-3,1.2918108881036993E-3,2.3695340814760641E-3,4.7766262345003627E-3,9.0522520745777139E-6,1.5431554976695188E-4,1.0685550183217684E-2,null,1.7997387634656351E-3,1.0861507125878656E-3,2.3862728688571694E-3,1.8097895124178185E-3,1.3301712317833411E-6,6.2215207679848267E-5,7.1454972362401193E-3]
[2004,10,3,9,2.516482213570757E-3,1.2669456483468153E-3,2.4976071368227968E-3,4.9155520902416329E-3,0,0,1.1196587088982003E-2,null,2.1730094515714335E-3,1.0652440937249043E-3,2.5152506538127549E-3,1.8624263620227197E-3,0,0,7.6159305611318119E-3]
[2004,10,3,12,2.5762293065904589E-3,1.4187545158542295E-3,2.5344907217867869E-3,4.8409325383200743E-3,0,0,1.137040708255155E-2,null,2.2246017088644056E-3,1.1928845333115216E-3,2.5523947906259006E-3,1.8341541724355267E-3,0,0,7.8040352052373549E-3]
[2004,10,3,16,3.3546331372028022E-3,1.2795059007738481E-3,2.4727279046319758E-3,4.8270569328079478E-3,0,0,1.1933923875416575E-2,null,2.8967617869044208E-3,1.0758047162196809E-3,2.4901956705402749E-3,1.828896920956875E-3,0,0,8.2916590946212516E-3]
[2004,10,3,19,3.8616213947270123E-3,1.2844437882124436E-3,2.1741324474060472E-3,4.9524823547561856E-3,0,0,1.2272679985101689E-2,null,3.3345515990058942E-3,1.0799564771387903E-3,2.1894908847714307E-3,1.8764186658221072E-3,0,0,8.4804176267382226E-3]
[2004,10,3,21,3.3676789247535101E-3,1.3256697914793261E-3,2.0082490188987573E-3,4.9619062801033358E-3,1.552701846517056E-5,2.6469218609405376E-4,1.1943723219794153E-2,null,2.9080269647379872E-3,1.1146191767938498E-3,2.0224356278183975E-3,1.8799892448085672E-3,2.2815972321122192E-6,1.0671561844509171E-4,8.0340682298360062E-3]
[2004,10,4,3,1.7407580501971396E-3,1.3469446026996403E-3,1.8661611302568566E-3,5.8912982507690424E-3,1.552701846517056E-5,2.6469218609405376E-4,1.1125381238481903E-2,null,1.5031632950069666E-3,1.1325069741331625E-3,1.8793440064275146E-3,2.2321214315992014E-3,2.2815972321122192E-6,1.0671561844509171E-4,6.8561329228440495E-3]
[2004,10,4,6,1.7898088911930783E-3,1.278503120009667E-3,2.1253755217240989E-3,6.8709588806940333E-3,1.552701846517056E-5,2.6469218609405376E-4,1.2344865618180101E-2,null,1.5455192236588364E-3,1.0749615811666982E-3,2.1403895319640292E-3,2.6032996328495105E-3,2.2815972321122192E-6,1.0671561844509171E-4,7.4731671853162781E-3]
[2004,10,4,7,2.0332534210154556E-3,1.3992473362185202E-3,2.6367647802393707E-3,6.0933229015201987E-3,1.552701846517056E-5,2.6469218609405376E-4,1.2442807643552769E-2,null,1.755736192960104E-3,1.1764829552964862E-3,2.6553913302330809E-3,2.3086654348830503E-3,2.2815972321122192E-6,1.0671561844509171E-4,8.0052731290499272E-3]
[2004,10,4,10,2.5791371587434095E-3,1.5406088152591731E-3,3.1911784105211564E-3,6.6059941781344122E-3,0,0,1.3916918562658151E-2,null,{"$f":"E6660*V$5","v":2.2271126704670975E-3},{"$f":"F6660*W$5","v":1.2953392620565778E-3},{"$f":"G6660*X$5","v":3.2137214316688466E-3},{"$f":"H6660*Y$5","v":2.502908621220888E-3},{"$f":"I6660*Z$5","v":0},{"$f":"J6660*AA$5","v":0},9.2390819854134103E-3]
[2004,10,4,13,2.4069130010292991E-3,1.5008597184388182E-3,3.1838675681552468E-3,6.7060259193330116E-3,0,0,1.3797666206956376E-2,null,2.0783952583258622E-3,1.2619183409033829E-3,3.2063589442825522E-3,2.5408090947439239E-3,0,0,9.0874816382557223E-3]
[2004,10,4,18,3.4168311303855972E-3,1.4602839195369242E-3,2.6490143028968134E-3,5.7192632316237987E-3,0,0,1.3245392584443134E-2,null,2.9504704228431621E-3,1.2278023311244218E-3,2.6677273855793275E-3,2.166940034074547E-3,0,0,9.012940173621458E-3]
[2004,10,4,21,3.279261819930125E-3,1.3021722334840943E-3,2.437589357293921E-3,6.2405244249354253E-3,1.552701846517056E-5,2.6469218609405376E-4,1.3539767040202788E-2,null,2.8316778439591147E-3,1.0948625006459499E-3,2.4548088985924242E-3,2.3644378064713138E-3,2.2815972321122192E-6,1.0671561844509171E-4,8.8547842653460065E-3]
[2004,10,4,24,2.8464808712286979E-3,1.0501145008836401E-3,2.0859830233669915E-3,7.146117622676933E-3,1.552701846517056E-5,2.6469218609405376E-4,1.3408915222715487E-2,null,2.4579668409896874E-3,8.8293311655541411E-4,2.1007187583714799E-3,2.7075530077302901E-3,2.2815972321122192E-6,1.0671561844509171E-4,8.2581689393240766E-3]
[2004,10,5,4,1.424926165969178E-3,1.4764418982802362E-3,1.9301047826470819E-3,6.0148353371395971E-3,1.552701846517056E-5,2.6469218609405376E-4,1.1126527388595318E-2,null,1.2304390667831782E-3,1.2413879110940954E-3,1.9437393675355416E-3,2.2789277154346937E-3,2.2815972321122192E-6,1.0671561844509171E-4,6.8034912765247138E-3]
[2004,10,5,7,1.8796595289021054E-3,1.5180674609618933E-3,2.7336033936893774E-3,6.5199672399624403E-3,1.552701846517056E-5,2.6469218609405376E-4,1.293151682807504E-2,null,1.623106215499479E-3,1.2763865591043477E-3,2.7529140279397742E-3,2.4703143501086672E-3,2.2815972321122192E-6,1.0671561844509171E-4,8.2317183683294735E-3]
[2004,10,5,8,2.0068069627658907E-3,1.4482378190580857E-3,3.0491543141084759E-3,7.9646627792887177E-3,9.0522520745777139E-6,1.5431554976695188E-4,1.4632229677062698E-2,null,1.732899391878427E-3,1.2176740060425657E-3,3.0706940531462228E-3,3.0176870578212667E-3,1.3301712317833411E-6,6.2215207679848267E-5,9.1024998878001129E-3]
[2004,10,5,11,2.3110894436593368E-3,1.4468038797591436E-3,3.2245847550736628E-3,7.7160833235053886E-3,0,0,1.4698561401997531E-2,null,1.9956505861302002E-3,1.216468354189267E-3,3.247363764259261E-3,2.9235041617784794E-3,0,0,9.3829868663572076E-3]
[2004,10,5,15,2.1800802085436607E-3,1.5293070733888234E-3,3.1145651544788691E-3,7.4202208611009249E-3,0,0,1.4244173297512278E-2,null,1.8825227028436515E-3,1.2858367914558044E-3,3.1365669666971363E-3,2.8114064687016589E-3,0,0,9.1163329296982502E-3]
[2004,10,5,19,2.8254739026626922E-3,1.3709193565982101E-3,2.5868609589670953E-3,7.444556752559929E-3,0,0,1.4227810970787926E-2,null,2.4398270977415036E-3,1.1526648751625274E-3,2.6051349799719585E-3,2.8206269601061852E-3,0,0,9.0182539129821746E-3]
[2004,10,5,22,3.1521729309496298E-3,1.2446526375336905E-3,2.2894409290063551E-3,8.0172338459358616E-3,1.552701846517056E-5,2.6469218609405376E-4,1.4983719547984761E-2,null,2.7219352217164308E-3,1.0465001972278338E-3,2.3056139248842475E-3,3.0376054186901638E-3,2.2815972321122192E-6,1.0671561844509171E-4,9.2206519781958818E-3]
[2004,10,6,1,1.9479991132150176E-3,1.2828106309267832E-3,2.0642018281703299E-3,7.3371689658054346E-3,1.552701846517056E-5,2.6469218609405376E-4,1.2912399742676788E-2,null,1.6821181814206305E-3,1.0785833234009455E-3,2.0787836971476728E-3,2.7799393951411246E-3,2.2815972321122192E-6,1.0671561844509171E-4,7.7284218127875769E-3]
[2004,10,6,5,1.4998662673550726E-3,1.4981300364507566E-3,2.0449836676766772E-3,6.1489708563705397E-3,1.552701846517056E-5,2.6469218609405376E-4,1.1472170032412269E-2,null,1.2951506501733114E-3,1.2596232324910178E-3,2.0594297763351986E-3,2.3297495809165491E-3,2.2815972321122192E-6,1.0671561844509171E-4,7.0529504555932807E-3]
[2004,10,6,8,1.9591779077294718E-3,1.4482378190580857E-3,3.128956259614213E-3,7.6800408429372321E-3,9.0522520745777139E-6,1.5431554976695188E-4,1.437978063118053E-2,null,1.691771190691304E-3,1.2176740060425657E-3,3.1510597330201891E-3,2.9098482255315449E-3,1.3301712317833411E-6,6.2215207679848267E-5,9.0338985341972353E-3]
[2004,10,6,12,2.3423669492250066E-3,1.5476586919963183E-3,3.2744231083357794E-3,6.5979153416090234E-3,0,0,1.3762364091166128E-2,null,2.0226590485183916E-3,1.3012667772309911E-3,3.2975541840331874E-3,2.499847675503473E-3,0,0,9.1213276852860417E-3]
[2004,10,6,13,2.0144254888951408E-3,1.4440039930615968E-3,3.3203936207920181E-3,7.5384395745760656E-3,0,0,1.4317262677324822E-2,null,1.7394780711143169E-3,1.214114217868145E-3,3.3438494399230913E-3,2.8561977036267454E-3,0,0,9.153639432532298E-3]
[2004,10,6,16,2.3469443568526101E-3,1.7026421652041122E-3,3.1069762673477347E-3,6.2917152305338366E-3,0,0,1.3448278019938293E-2,null,2.0266116892264552E-3,1.4315764157502126E-3,3.1289244703906201E-3,2.3838332078604946E-3,0,0,8.9709457832277822E-3]
[2004,10,6,20,3.0739987838658629E-3,1.3767595587470848E-3,2.5989929747121626E-3,7.4714430549044034E-3,1.552701846517056E-5,2.6469218609405376E-4,1.4801413576788738E-2,null,2.6544310050899524E-3,1.1575752995784177E-3,2.6173526983172325E-3,2.8308137625943672E-3,2.2815972321122192E-6,1.0671561844509171E-4,9.3691699812571746E-3]
[2004,10,6,23,2.7542947899325725E-3,1.3696843986373962E-3,2.2502430267705518E-3,7.031715182410218E-3,1.552701846517056E-5,2.6469218609405376E-4,1.3686156602309962E-2,null,2.3783631684981708E-3,1.1516265262203514E-3,2.2661391220727403E-3,2.6642076994676761E-3,2.2815972321122192E-6,1.0671561844509171E-4,8.5693337319361438E-3]
[2004,10,7,3,1.5494124797905649E-3,1.3739745010798434E-3,2.052101686763719E-3,6.5710776289250412E-3,1.552701846517056E-5,2.6469218609405376E-4,1.1826785501118391E-2,null,1.3379343373900474E-3,1.1552336314614125E-3,2.0665980783065442E-3,2.4896792828831876E-3,2.2815972321122192E-6,1.0671561844509171E-4,7.1584425457183959E-3]
[2004,10,7,5,1.51221185574007E-3,1.4981300364507566E-3,2.0901713461490873E-3,4.1723793667167025E-3,1.552701846517056E-5,2.6469218609405376E-4,9.5531118096158409E-3,null,1.3058111984979282E-3,1.2596232324910178E-3,2.104936668170315E-3,1.5808497565022979E-3,2.2815972321122192E-6,1.0671561844509171E-4,6.360218071338763E-3]
[2004,10,7,10,2.5038346408494797E-3,1.5243407568745276E-3,3.3881636351167236E-3,4.7578345843381767E-3,0,0,1.2174173617178909E-2,null,2.1620881365251509E-3,1.2816611274552806E-3,3.412098193030017E-3,1.802669647953877E-3,0,0,8.6585171049643264E-3]
[2004,10,7,11,2.2794099683611947E-3,1.4468038797591436E-3,3.4169814780647314E-3,5.636688834796128E-3,0,0,1.2779884160981199E-2,null,1.9682950185555713E-3,1.216468354189267E-3,3.4411196100686699E-3,2.1356538772692351E-3,0,0,8.7615368600827432E-3]
[2004,10,7,14,2.0247800585439669E-3,1.5440072630316473E-3,3.4412257936699475E-3,5.0069806188636637E-3,0,0,1.2016993734109225E-2,null,1.7484193533504932E-3,1.2981966667307125E-3,3.4655351915979715E-3,1.8970672118846623E-3,0,0,8.4092184235638398E-3]
[2004,10,7,17,2.7937319876483449E-3,1.7225118379352239E-3,2.987959685792014E-3,4.3815785840594455E-3,0,0,1.1885782095435029E-2,null,2.412417612800507E-3,1.4482827768705041E-3,3.0090671356804879E-3,1.6601120916664631E-3,0,0,8.5298796170179617E-3]
[2004,10,7,21,3.0636151989330155E-3,1.403732923751374E-3,2.5041570564399316E-3,5.5897644261174205E-3,1.552701846517056E-5,2.6469218609405376E-4,1.2841488809800966E-2,null,2.6454646678440172E-3,1.1802544238140927E-3,2.5218468431639661E-3,2.1178749474275501E-3,2.2815972321122192E-6,1.0671561844509171E-4,8.57443809792683E-3]
[2004,10,7,24,2.3992343567768321E-3,1.2958913885378867E-3,2.2167310847358746E-3,6.0863876657249833E-3,1.552701846517056E-5,2.6469218609405376E-4,1.22784637003348E-2,null,2.0717646664441141E-3,1.0895815850902749E-3,2.2323904460417759E-3,2.306037781725332E-3,2.2815972321122192E-6,1.0671561844509171E-4,7.8087716949787013E-3]
[2004,10,8,2,1.8526517503522216E-3,1.3585597676986729E-3,1.9983955414371438E-3,6.0039252109322276E-3,1.552701846517056E-5,2.6469218609405376E-4,1.149375147497949E-2,null,1.5997847083025058E-3,1.1422729699586383E-3,2.0125125437343329E-3,2.274794038018898E-3,2.2815972321122192E-6,1.0671561844509171E-4,7.1383614756915792E-3]
[2004,10,8,8,2.5496626239795506E-3,1.495197630121883E-3,3.1102450066936745E-3,5.980349267001259E-3,1.0356521625652041E-5,1.7654969339885241E-4,1.3322360742820871E-2,null,2.2016610927539158E-3,1.2571576740621224E-3,3.1322163006612036E-3,2.2658614789328548E-3,1.5218253992807674E-6,7.1179319629235965E-5,8.9295976914386139E-3]
[2004,10,8,11,2.690304343910507E-3,1.4509336173604143E-3,3.2611306281472873E-3,6.1410087313147335E-3,0,0,1.3543377320732942E-2,null,2.3231067302581752E-3,1.219940625153793E-3,3.2841678035284336E-3,2.3267328553627517E-3,0,0,9.1539480143031544E-3]
[2004,10,8,12,2.5594844043047398E-3,1.5553458397021096E-3,3.2022721557006433E-3,5.1423453387870639E-3,0,0,1.2459447738494556E-2,null,2.2101423056799588E-3,1.3077301079207251E-3,3.2248935449305954E-3,1.9483548024227925E-3,0,0,8.6911207609540724E-3]
[2004,10,8,15,2.275912663428384E-3,1.5278976805317554E-3,3.0237526842634456E-3,6.2310460381453728E-3,0,0,1.3058609066368958E-2,null,1.9652750581389861E-3,1.2846517781770668E-3,3.0451129819146208E-3,2.3608465928897744E-3,0,0,8.6558864111204482E-3]
[2004,10,8,19,3.1482627118576936E-3,1.4088518286520001E-3,2.6195047772188118E-3,6.1711324670638548E-3,1.2887428419924324E-6,2.1969456719924981E-5,1.3371009984354278E-2,null,2.7185587054833057E-3,1.1845583836712869E-3,2.6380093996475136E-3,2.3381462710995405E-3,1.8937261572723127E-7,8.8573984573023957E-6,8.8883195309746761E-3]
[2004,10,8,23,3.0017040655460044E-3,1.1253640750218286E-3,2.1679479851962314E-3,5.4876563168915005E-3,1.552701846517056E-5,2.6469218609405376E-4,1.206289164721479E-2,null,2.5920037384235869E-3,9.4620273235196861E-4,2.1832627344801452E-3,2.079187770299233E-3,2.2815972321122192E-6,1.0671561844509171E-4,7.9096541912321381E-3]
[2004,10,9,2,2.1229246575342701E-3,1.1270312794840931E-3,1.8804130526041325E-3,5.1606326872458549E-3,1.552701846517056E-5,2.6469218609405376E-4,1.0571220881427574E-2,null,1.833168269943867E-3,9.4760451285358404E-4,1.8936966067518695E-3,1.9552835948017325E-3,2.2815972321122192E-6,1.0671561844509171E-4,6.7387502000282569E-3]
[2004,10,9,6,1.8868945317206196E-3,1.1894743111133452E-3,2.0315157042427008E-3,5.1277959931288778E-3,1.552701846517056E-5,2.6469218609405376E-4,1.0515899744764768E-2,null,1.6293537182324586E-3,1.0001064261946444E-3,2.0458666729417929E-3,1.9428422812641257E-3,2.2815972321122192E-6,1.0671561844509171E-4,6.727166314310226E-3]
[2004,10,9,9,2.7179184110399709E-3,1.2959781586751979E-3,2.676940241534362E-3,4.9074547046707162E-3,0,0,1.1598291515920248E-2,null,2.346951774163138E-3,1.0896545411609659E-3,2.6958505977454257E-3,1.8593583883599696E-3,0,0,7.9918153014294988E-3]
[2004,10,9,12,3.7266041035347234E-3,1.1619969936170851E-3,2.6793627897774412E-3,4.8168731521653491E-3,0,0,1.2384837039094598E-2,null,3.2179627161978944E-3,9.7700358021819049E-4,2.6982902592768425E-3,1.8250384445974272E-3,0,0,8.7182950002903555E-3]
[2004,10,9,13,3.5268021025169011E-3,1.2778500169606443E-3,2.6212433119497578E-3,4.8103356978544268E-3,0,0,1.2236231129281731E-2,null,3.0454315398147536E-3,1.0744124540857749E-3,2.639760215680275E-3,1.8225615046676578E-3,0,0,8.5821657142484617E-3]
[2004,10,9,16,3.6229535657119616E-3,1.079163714295842E-3,2.5227769459064075E-3,4.8046103218212701E-3,0,0,1.2029504547735482E-2,null,3.1284593622164136E-3,9.0735760789415506E-4,2.5405982666620794E-3,1.8203922485879973E-3,0,0,8.396807485360645E-3]
[2004,10,9,21,3.8326621641575306E-3,1.139921129742169E-3,2.1411138020822383E-3,4.9987218601316302E-3,1.552701846517056E-5,2.6469218609405376E-4,1.2392638160672792E-2,null,3.3095449920057087E-3,9.5844226021419925E-4,2.1562389901822882E-3,1.8939380964368452E-3,2.2815972321122192E-6,1.0671561844509171E-4,8.4271615545162461E-3]
[2004,10,9,24,2.8178333883962809E-3,1.0706177043231075E-3,1.8499824018843355E-3,5.0409349068034374E-3,1.552701846517056E-5,2.6469218609405376E-4,1.1059587605966386E-2,null,2.433229431512733E-3,9.0017214839141436E-4,1.8630509887960032E-3,1.9099319643685764E-3,2.2815972321122192E-6,1.0671561844509171E-4,7.2153817487459306E-3]
[2004,10,10,3,1.8590714831961141E-3,1.2887630805582849E-3,1.8048674104479087E-3,5.0416862806158414E-3,1.552701846517056E-5,2.6469218609405376E-4,1.0274607459377373E-2,null,1.6053282166456652E-3,1.0835881251629045E-3,1.8176172974703202E-3,1.9102166482393328E-3,2.2815972321122192E-6,1.0671561844509171E-4,6.5257475031954273E-3]
[2004,10,10,7,1.9477735355358245E-3,1.3099514422827304E-3,2.2386572576599865E-3,4.9584154798527546E-3,1.552701846517056E-5,2.6469218609405376E-4,1.073501691989052E-2,null,1.6819233926689727E-3,1.1014032360258874E-3,2.25447150914009E-3,1.8786666347961245E-3,2.2815972321122192E-6,1.0671561844509171E-4,7.0254619883082783E-3]
[2004,10,10,10,2.5111327382213735E-3,1.3282758645985187E-3,2.5718051900533879E-3,4.8388854392819088E-3,0,0,1.1250099232155189E-2,null,2.1683901220834398E-3,1.116810355240737E-3,2.5899728545737944E-3,1.8333785583957694E-3,0,0,7.7085518902937408E-3]
[2004,10,10,13,2.889213662594078E-3,1.3512102336396955E-3,2.5588163921023378E-3,4.7481528061612075E-3,0,0,1.1547393094497319E-2,null,2.4948670658465279E-3,1.136093503808554E-3,2.5768923015688969E-3,1.799001372533942E-3,0,0,8.0068542437579208E-3]
[2004,10,10,17,3.8416781633848762E-3,1.2832790706236588E-3,2.4022650944881319E-3,4.7777300240099164E-3,0,0,1.2304952352506584E-2,null,3.3173304042890656E-3,1.0789771860903311E-3,2.419235099251532E-3,1.8102077211241809E-3,0,0,8.6257504107551102E-3]
[2004,10,10,18,3.5678863593070179E-3,1.3933754833692412E-3,2.2408956281068666E-3,4.9221241836430521E-3,0,0,1.2124281654426177E-2,null,3.0809082373388871E-3,1.171545919066812E-3,2.2567256918123706E-3,1.8649164261660288E-3,0,0,8.3740962743840981E-3]
[2004,10,10,22,3.8289536501528321E-3,1.105984918468209E-3,1.9510160995945579E-3,4.9330787780140634E-3,1.552701846517056E-5,2.6469218609405376E-4,1.2099252650788886E-2,null,3.3063426502843818E-3,9.2990879575962108E-4,1.9647984055438704E-3,1.8690669518785605E-3,2.2815972321122192E-6,1.0671561844509171E-4,8.1791140191436393E-3]
[2004,10,11,1,1.849101142784867E-3,1.2907732647964856E-3,1.9556175590385761E-3,4.9004375336904517E-3,1.552701846517056E-5,2.6469218609405376E-4,1.0276148704869604E-2,null,1.5967187204878196E-3,1.0852782820294094E-3,1.9694323704715104E-3,1.8566996912328635E-3,2.2815972321122192E-6,1.0671561844509171E-4,6.6171262798988065E-3]
[2004,10,11,4,1.5054486208199746E-3,1.2615067854412523E-3,1.9633864816933477E-3,5.0380669442946155E-3,1.552701846517056E-5,2.6469218609405376E-4,1.0048628036808413E-2,null,1.2999710724182322E-3,1.060671114138692E-3,1.9772561741028902E-3,1.9088453379055334E-3,2.2815972321122192E-6,1.0671561844509171E-4,6.3557409142425518E-3]
[2004,10,11,8,1.9901014558054127E-3,1.3908168288914225E-3,2.8861522219385859E-3,5.0649821916593334E-3,1.1645263848877921E-5,1.9851913957054032E-4,1.1542217101714172E-2,null,1.7184740069809508E-3,1.1693946100710902E-3,2.9065404867752074E-3,1.9190431072124495E-3,1.7111979240841645E-6,8.0036713833818787E-5,7.7952001227976006E-3]
[2004,10,11,10,2.3144069090095505E-3,1.5406088152591731E-3,3.0941805834272377E-3,4.8294372123514912E-3,0,0,1.1778633520047453E-2,null,1.9985152531333682E-3,1.2953392620565778E-3,3.1160383956062754E-3,1.8297987719167457E-3,0,0,8.2396916827129681E-3]
[2004,10,11,13,2.176514412365175E-3,1.5008597184388182E-3,3.08665528698457E-3,4.6044318444749422E-3,0,0,1.1368461262263506E-2,null,1.879443599499928E-3,1.2619183409033829E-3,3.1084599392035474E-3,1.7445477317412554E-3,0,0,7.9943696113481139E-3]
[2004,10,11,16,2.5556796156528025E-3,1.6353437342371802E-3,2.8976259907724914E-3,4.7621453683852778E-3,0,0,1.1850794709047752E-2,null,2.2068568297654838E-3,1.3749920972374004E-3,2.9180953082424015E-3,1.8043029370947341E-3,0,0,8.3042471723400197E-3]
[2004,10,11,19,2.9556535504085837E-3,1.4212176515952014E-3,2.6061865168930916E-3,4.6856095324749039E-3,3.8817546162926401E-6,6.617304652351344E-5,1.1738722052511587E-2,null,2.5522386234135518E-3,1.1949555304403541E-3,2.6245970568903056E-3,1.7753046972587853E-3,5.7039930802805479E-7,2.6678904611272928E-5,8.1743452119222987E-3]
[2004,10,11,23,2.7175821499420393E-3,1.2090925304526477E-3,2.1659179595513302E-3,6.5551380468882297E-3,1.552701846517056E-5,2.6469218609405376E-4,1.2927949891393471E-2,null,2.3466614090892025E-3,1.0166013660587664E-3,2.1812183683925751E-3,2.483640022747197E-3,2.2815972321122192E-6,1.0671561844509171E-4,8.1371183819649463E-3]
[2004,10,12,2,1.855153064925684E-3,1.247162305449416E-3,1.9519944510163409E-3,6.7792066249563925E-3,1.552701846517056E-5,2.6469218609405376E-4,1.2113735650907056E-2,null,1.6019446203337435E-3,1.0486103184693613E-3,1.9657836682046861E-3,2.5685361278100526E-3,2.2815972321122192E-6,1.0671561844509171E-4,7.2938719504950468E-3]
[2004,10,12,7,2.1544336591637356E-3,1.5180674609618933E-3,2.7074072555991618E-3,5.8204748639430204E-3,1.552701846517056E-5,2.6469218609405376E-4,1.2480602444227036E-2,null,1.8603766316724619E-3,1.2763865591043477E-3,2.7265328359230819E-3,2.2052875500227307E-3,2.2815972321122192E-6,1.0671561844509171E-4,8.1775807923998266E-3]
[2004,10,12,10,2.9167834024809713E-3,1.5243407568745276E-3,3.17645953896318E-3,6.2637320205773716E-3,0,0,1.388131571889605E-2,null,{"$f":"E6852*V$5","v":2.518673832700873E-3},{"$f":"F6852*W$5","v":1.2816611274552806E-3},{"$f":"G6852*X$5","v":3.1988985835260113E-3},{"$f":"H6852*Y$5","v":2.3732308041100798E-3},{"$f":"I6852*Z$5","v":0},{"$f":"J6852*AA$5","v":0},9.3724643477922451E-3]
[2004,10,12,13,2.2719042042273234E-3,1.4440039930615968E-3,3.2015220820646511E-3,6.2962493790203354E-3,0,0,1.3213679658373906E-2,null,1.9618137105152393E-3,1.214114217868145E-3,3.2241381726482526E-3,2.3855511263192052E-3,0,0,8.7856172273508421E-3]
[2004,10,12,14,2.2904886731528909E-3,1.5440072630316473E-3,3.2409727310116635E-3,6.1332303236838184E-3,0,0,1.320869899088002E-2,null,1.9778615992743619E-3,1.2981966667307125E-3,3.2638675076162565E-3,2.3237857374886202E-3,0,0,8.863711511109951E-3]
[2004,10,12,17,3.1853366597004839E-3,1.7225118379352239E-3,2.7712633492645686E-3,4.9673433532432323E-3,0,0,1.2646455200143509E-2,null,2.7505724581079016E-3,1.4482827768705041E-3,2.7908400197767282E-3,1.8820492673985204E-3,0,0,8.8717445221536545E-3]
[2004,10,12,20,3.6712059709277825E-3,1.3767595587470848E-3,2.5519294026276709E-3,6.4354113214255678E-3,1.552701846517056E-5,2.6469218609405376E-4,1.4315525458287329E-2,null,3.1701258329864387E-3,1.1575752995784177E-3,2.5699566612419748E-3,2.4382774254953069E-3,2.2815972321122192E-6,1.0671561844509171E-4,9.4449324349793421E-3]
[2004,10,12,24,2.7682003739704928E-3,1.2958913885378867E-3,2.0682126789281158E-3,6.4506275297755745E-3,1.552701846517056E-5,2.6469218609405376E-4,1.2863151175771295E-2,null,2.3903707898439799E-3,1.0895815850902749E-3,2.0828228812299616E-3,2.4440426105733657E-3,2.2815972321122192E-6,1.0671561844509171E-4,8.115815082414787E-3]
[2004,10,13,4,1.9585012453403241E-3,1.4764418982802362E-3,1.9248079919479252E-3,5.0048166148280223E-3,1.552701846517056E-5,2.6469218609405376E-4,1.0644786954955731E-2,null,1.6911868854420115E-3,1.2413879110940954E-3,1.9384051594158007E-3,1.8962473043565736E-3,2.2815972321122192E-6,1.0671561844509171E-4,6.8762244759856843E-3]
[2004,10,13,7,2.6134918806230622E-3,1.5180674609618933E-3,2.6909894333602149E-3,5.3113597422347484E-3,1.552701846517056E-5,2.6469218609405376E-4,1.2414127721739143E-2,null,2.2567783422322335E-3,1.2763865591043477E-3,2.7099990354258487E-3,2.0123917355614742E-3,2.2815972321122192E-6,1.0671561844509171E-4,8.3645528880011075E-3]
[2004,10,13,11,2.7573816572926506E-3,1.4468038797591436E-3,3.1766029450798483E-3,6.7968929805658296E-3,0,0,1.4177681462697472E-2,null,2.3810287116571979E-3,1.216468354189267E-3,3.1990430026876131E-3,2.5752372133301341E-3,0,0,9.3717772818642121E-3]
[2004,10,13,14,2.4591553298357717E-3,1.5440072630316473E-3,3.1540066814131642E-3,6.1513915342953397E-3,0,0,1.3308560808575924E-2,null,2.1235070710207285E-3,1.2981966667307125E-3,3.1762871152129909E-3,2.3306667381958026E-3,0,0,8.9286575911602349E-3]
[2004,10,13,15,2.5112934688659269E-3,1.5293070733888234E-3,3.0390564170193072E-3,6.3258740639227347E-3,0,0,1.3405531023196792E-2,null,2.1685289147233755E-3,1.2858367914558044E-3,3.0605248228132349E-3,2.3967754594390548E-3,0,0,8.9116659884314695E-3]
[2004,10,13,18,3.6562447742359153E-3,1.7213010871075531E-3,2.6073139155646735E-3,2.9739641311146521E-3,0,0,1.0958823908022795E-2,null,3.157206678762767E-3,1.4472647812131278E-3,2.6257324196957673E-3,1.126788831816784E-3,0,0,8.3569927114884451E-3]
[2004,10,13,21,3.453369147324201E-3,1.403732923751374E-3,2.3967519173814398E-3,5.0902362654137098E-3,1.552701846517056E-5,2.6469218609405376E-4,1.2624309458429949E-2,null,2.9820213933690384E-3,1.1802544238140927E-3,2.4136829761342697E-3,1.9286114836318527E-3,2.2815972321122192E-6,1.0671561844509171E-4,8.6135674926264595E-3]
[2004,10,14,2,2.1922738885387918E-3,1.247162305449416E-3,1.965954370411682E-3,5.6424480692312531E-3,1.552701846517056E-5,2.6469218609405376E-4,1.1328057838190367E-2,null,1.8930520766401225E-3,1.0486103184693613E-3,1.9798422028191299E-3,2.1378359617716734E-3,2.2815972321122192E-6,1.0671561844509171E-4,7.1683377753774908E-3]
[2004,10,14,5,2.0498656969420771E-3,1.4981300364507566E-3,1.9641097278957861E-3,4.2798246070511288E-3,1.552701846517056E-5,2.6469218609405376E-4,1.0072149272898972E-2,null,1.7700810718573163E-3,1.2596232324910178E-3,1.9779845294381755E-3,1.6215590897366988E-3,2.2815972321122192E-6,1.0671561844509171E-4,6.7382451392004128E-3]
[2004,10,14,9,2.802817241553937E-3,1.5036450795031201E-3,3.1926608558610443E-3,6.2859028326650735E-3,0,0,1.3785026009583175E-2,null,2.4202628272432369E-3,1.2642602641157246E-3,3.2152143492520089E-3,2.381630980558532E-3,0,0,9.2813684211695037E-3]
[2004,10,14,12,2.7117162583091933E-3,1.5476586919963183E-3,3.1286567535325871E-3,5.9772588376765419E-3,0,0,1.3365290541514641E-2,null,2.3415961485873287E-3,1.3012667772309911E-3,3.1507581111772168E-3,2.2646905632475655E-3,0,0,9.0583116002431012E-3]
[2004,10,14,15,2.5825814931462552E-3,1.5293070733888234E-3,3.0411920827194306E-3,6.523149932916722E-3,0,0,1.3676230582171231E-2,null,2.2300868902614575E-3,1.2858367914558044E-3,3.0626755752151493E-3,2.4715202230505989E-3,0,0,9.0501194799830105E-3]
[2004,10,14,18,3.7582725924576931E-3,1.7213010871075531E-3,2.6514997429517477E-3,3.3638590293158135E-3,0,0,1.1494932451832807E-2,null,3.2453087969194238E-3,1.4472647812131278E-3,2.6702303832009384E-3,1.2745139547525298E-3,0,0,8.6373179160860198E-3]
[2004,10,14,20,3.8538452037994559E-3,1.3767595587470848E-3,2.5795735067881032E-3,4.5256105506367552E-3,1.552701846517056E-5,2.6469218609405376E-4,1.2616008024530624E-2,null,3.3278367745212707E-3,1.1575752995784177E-3,2.5977960480047971E-3,1.7146835673833181E-3,2.2815972321122192E-6,1.0671561844509171E-4,8.9068889051650071E-3]
[2004,10,14,23,3.3312487133352548E-3,1.3696843986373962E-3,2.2185538178533869E-3,4.0763113774754389E-3,1.552701846517056E-5,2.6469218609405376E-4,1.1276017511860701E-2,null,2.8765690854381824E-3,1.1516265262203514E-3,2.2342260552526707E-3,1.5444510870497585E-3,2.2815972321122192E-6,1.0671561844509171E-4,7.9158699696381674E-3]
[2004,10,15,3,1.8869952915531406E-3,1.3701731076816964E-3,1.9398908116947827E-3,3.6336728178413265E-3,1.552701846517056E-5,2.6469218609405376E-4,9.1109512333301702E-3,null,1.6294407254313277E-3,1.152037431316138E-3,1.9535945267387506E-3,1.3767422097606945E-3,2.2815972321122192E-6,1.0671561844509171E-4,6.2208121089241146E-3]
[2004,10,15,6,2.0719209303132081E-3,1.6827437155350676E-3,2.1762129525349366E-3,3.3505396650386128E-3,1.552701846517056E-5,2.6469218609405376E-4,9.5616364679810481E-3,null,1.789126003036892E-3,1.4148458590669873E-3,2.1915860869385568E-3,1.2694674544408988E-3,2.2815972321122192E-6,1.0671561844509171E-4,6.774022619160539E-3]
[2004,10,15,10,3.0777017111492571E-3,1.5686452147574226E-3,3.2236999952246089E-3,4.8150143622745865E-3,0,0,1.2685061283405874E-2,null,2.6576285226173578E-3,1.3189121825001599E-3,3.2464727543177895E-3,1.8243341779696988E-3,0,0,9.0473476374050062E-3]
[2004,10,15,11,2.8538654386099775E-3,1.4509336173604143E-3,3.2335071894424782E-3,5.910468633998623E-3,0,0,1.3448774879411492E-2,null,2.4643434943309073E-3,1.219940625153793E-3,3.2563492282054896E-3,2.2393847921416982E-3,0,0,9.1800181398318872E-3]
[2004,10,15,17,3.24405542717101E-3,1.5310647064626008E-3,2.7143124534147679E-3,4.5288366229129786E-3,0,0,1.2018269209961359E-2,null,2.801276745231404E-3,1.2873146040622253E-3,2.7334868132177269E-3,1.7159058760767723E-3,0,0,8.5379840385881294E-3]
[2004,10,15,18,3.3775435913352861E-3,1.4736350607445648E-3,2.653375193064533E-3,4.4304272744783114E-3,0,0,1.1934981119622694E-2,null,2.9165452104077563E-3,1.2390279305291669E-3,2.6721190818088298E-3,1.6786201019807045E-3,0,0,8.506312324726456E-3]
[2004,10,15,21,3.7609092489284965E-3,1.3185678823384533E-3,2.3669819555487614E-3,4.5518147573498195E-3,1.552701846517056E-5,2.6469218609405376E-4,1.2278493048724753E-2,null,3.2475855781343693E-3,1.1086479129307494E-3,2.3837027142829688E-3,1.7246119344278233E-3,2.2815972321122192E-6,1.0671561844509171E-4,8.5735453554531167E-3]
[2004,10,16,1,2.4073585825148194E-3,1.1709570472871707E-3,1.9512856582315965E-3,4.8039339202601119E-3,1.552701846517056E-5,2.6469218609405376E-4,1.0613754412852923E-2,null,2.0787800227300207E-3,9.8453716641738634E-4,1.9650698683884695E-3,1.8201359705391257E-3,2.2815972321122192E-6,1.0671561844509171E-4,6.9575202437522068E-3]
[2004,10,16,4,1.8834914054532783E-3,1.0969056910732895E-3,1.8807660196277461E-3,4.8438486877939325E-3,1.552701846517056E-5,2.6469218609405376E-4,9.9852310085074714E-3,null,1.6264150821062248E-3,9.2227500865072398E-4,1.894052067193918E-3,1.8352590561914112E-3,2.2815972321122192E-6,1.0671561844509171E-4,6.3869984298194826E-3]
[2004,10,16,7,2.2134602260743914E-3,1.1815502391590911E-3,2.4283615227779576E-3,4.9035615379663519E-3,1.552701846517056E-5,2.6469218609405376E-4,1.1007152730537016E-2,null,1.9113467069223351E-3,9.9344389030880378E-4,2.4455158771010304E-3,1.8578833279458298E-3,2.2815972321122192E-6,1.0671561844509171E-4,7.3171870179552026E-3]
[2004,10,16,12,3.8701143336448006E-3,1.1619969936170851E-3,2.6810770285786278E-3,4.8013816668564949E-3,0,0,1.2514570022697008E-2,null,3.3418853430873933E-3,9.7700358021819049E-4,2.7000166077493087E-3,1.819168961353953E-3,0,0,8.8380744924088459E-3]
[2004,10,16,15,3.4578566671640788E-3,1.1660282167978004E-3,2.5825793883328843E-3,3.7597696806978566E-3,0,0,1.0966233952992621E-2,null,2.9858964150058227E-3,9.8039302055396758E-4,2.6008231636024935E-3,1.4245183531604525E-3,0,0,7.9916309523227359E-3]
[2004,10,16,18,3.556994004260009E-3,1.1872003742160056E-3,2.3269418205902003E-3,4.6590177490340679E-3,0,0,1.1730153948100282E-2,null,3.071502571628484E-3,9.9819450688496065E-4,2.3433797290750608E-3,1.7652294834101254E-3,0,0,8.1783062909986312E-3]
[2004,10,16,19,3.3896843188352325E-3,1.2513055347078473E-3,2.2769931777594432E-3,4.5652793102008826E-3,6.4747670093593998E-6,1.1037664687533894E-4,1.1600113755388105E-2,null,2.9270288591552287E-3,1.052093933178683E-3,2.2930782406284269E-3,1.7297134444357125E-3,9.5142609125271249E-7,4.4500415017963027E-5,8.0473663185072694E-3]
[2004,10,16,22,3.4901957990542782E-3,1.0938597801145662E-3,1.9536464558587248E-3,4.6960964057367717E-3,1.552701846517056E-5,2.6469218609405376E-4,1.1514017645323565E-2,null,3.0138216031410903E-3,9.1971401587015303E-4,1.9674473430871956E-3,1.7792780107054819E-3,2.2815972321122192E-6,1.0671561844509171E-4,7.7892581884811251E-3]
[2004,10,17,2,2.2143549443113157E-3,1.2560040046525683E-3,1.8282007225182834E-3,4.6802799041896952E-3,1.552701846517056E-5,2.6469218609405376E-4,1.0259058780231086E-2,null,1.9121193057409737E-3,1.0560443925884365E-3,1.8411154399825512E-3,1.7732853838559512E-3,2.2815972321122192E-6,1.0671561844509171E-4,6.6915617378451161E-3]
[2004,10,17,5,1.8194185871327376E-3,1.3020797714563999E-3,1.8713514522016507E-3,4.6032133704791301E-3,1.552701846517056E-5,2.6469218609405376E-4,9.8762823858291413E-3,null,1.5710875145007327E-3,1.0947847588509299E-3,1.8845709936797007E-3,1.7440860708637835E-3,2.2815972321122192E-6,1.0671561844509171E-4,6.4035265535723508E-3]
[2004,10,17,9,2.7551888542351206E-3,1.2669456483468153E-3,2.5137268834895627E-3,4.4587251091416083E-3,0,0,1.0994586495213107E-2,null,2.3791352026374438E-3,1.0652440937249043E-3,2.5314842730818194E-3,1.6893417121472837E-3,0,0,7.6652052815914503E-3]
[2004,10,17,13,3.0075182759783593E-3,1.3512102336396955E-3,2.5620089802733401E-3,4.9534900807985342E-3,0,0,1.187422757068993E-2,null,2.5970243716531001E-3,1.136093503808554E-3,2.5801074427198325E-3,1.8768004775723463E-3,0,0,8.1900257957538327E-3]
[2004,10,17,16,3.6191974837867791E-3,1.2795059007738481E-3,2.5001081117836414E-3,4.9784180022018456E-3,0,0,1.2377229498546114E-2,null,3.1252159450842428E-3,1.0758047162196809E-3,2.5177692960814649E-3,1.8862452799301777E-3,0,0,8.605035237315567E-3]
[2004,10,17,19,4.21734634091025E-3,1.2844437882124436E-3,2.2025008689867624E-3,5.0210376560689577E-3,6.4747670093593998E-6,1.1037664687533894E-4,1.2842180068063112E-2,null,3.6417239152048142E-3,1.0799564771387903E-3,2.2180597056546455E-3,1.9023932050147214E-3,9.5142609125271249E-7,4.4500415017963027E-5,8.8875851441221881E-3]
[2004,10,17,20,3.785331365668854E-3,1.2761364280374616E-3,2.2118679163753733E-3,4.9808992136328722E-3,1.552701846517056E-5,2.6469218609405376E-4,1.2534454128273786E-2,null,3.2686743385547637E-3,1.0729716736688133E-3,2.2274929234418392E-3,1.887185372415022E-3,2.2815972321122192E-6,1.0671561844509171E-4,8.5653215237576439E-3]
[2004,10,18,2,2.0168392573746349E-3,1.3384145237012722E-3,1.8433094320233414E-3,6.851390160274932E-3,1.552701846517056E-5,2.6469218609405376E-4,1.2330172577933405E-2,null,1.7415623861520152E-3,1.1253349093457937E-3,1.8563308799533092E-3,2.5958853485309823E-3,2.2815972321122192E-6,1.0671561844509171E-4,7.4281107396593051E-3]
[2004,10,18,4,1.9416114835312792E-3,1.2615067854412523E-3,1.8923156498832144E-3,6.8981595378005914E-3,1.552701846517056E-5,2.6469218609405376E-4,1.2273812661215562E-2,null,1.6766023945014746E-3,1.060671114138692E-3,1.905683285980519E-3,2.6136055394759836E-3,2.2815972321122192E-6,1.0671561844509171E-4,7.3655595497738729E-3]
[2004,10,18,7,2.3825748352935602E-3,1.3992473362185202E-3,2.6386424566290133E-3,5.8860656105866205E-3,1.552701846517056E-5,2.6469218609405376E-4,1.2586749443286938E-2,null,2.0573789905006948E-3,1.1764829552964862E-3,2.6572822708446236E-3,2.230138865482555E-3,2.2815972321122192E-6,1.0671561844509171E-4,8.2302802978015642E-3]
[2004,10,18,10,3.0003189469930318E-3,1.5406088152591731E-3,3.1566887271356741E-3,6.6094442290227469E-3,0,0,1.4307060718410626E-2,null,2.5908076736586841E-3,1.2953392620565778E-3,3.1789881073576885E-3,2.504215791932701E-3,0,0,9.5693508350056505E-3]
[2004,10,18,14,2.7392295078359336E-3,1.4868144729602998E-3,3.1209492384737243E-3,6.4986107311070466E-3,0,0,1.3845603950377004E-2,null,2.3653541354082311E-3,1.250109140713595E-3,3.1429961489353336E-3,2.4622227005110528E-3,0,0,9.220682125568213E-3]
[2004,10,18,17,3.8986686790326648E-3,1.6319993411316794E-3,2.7014768343603243E-3,5.0943352194186709E-3,0,0,1.3326480073943339E-2,null,3.366542327379454E-3,1.372180141564813E-3,2.720560521190931E-3,1.9301645136588792E-3,0,0,9.3894475037940781E-3]
[2004,10,18,19,3.7156178127259812E-3,1.4212176515952014E-3,2.6049024462730767E-3,6.8004431376916721E-3,6.4747670093593998E-6,1.1037664687533894E-4,1.4659032462170631E-2,null,3.2084759359471277E-3,1.1949555304403541E-3,2.6233039153794103E-3,2.5765823127409646E-3,9.5142609125271249E-7,4.4500415017963027E-5,9.648769535617073E-3]
[2004,10,18,22,3.6494087826715463E-3,1.2555886086433508E-3,2.2051177091905257E-3,7.0838157922498927E-3,1.552701846517056E-5,2.6469218609405376E-4,1.4474150097314538E-2,null,3.1513037265383766E-3,1.0556951288722279E-3,2.2206950316578425E-3,2.68394781155712E-3,2.2815972321122192E-6,1.0671561844509171E-4,9.2206389143027721E-3]
[2004,10,19,1,2.7704016861215511E-3,1.2828106309267832E-3,1.9917504981358147E-3,6.6625020675056277E-3,1.552701846517056E-5,2.6469218609405376E-4,1.2987684087249001E-2,null,2.392271646557496E-3,1.0785833234009455E-3,2.0058205587292193E-3,2.5243185830919343E-3,2.2815972321122192E-6,1.0671561844509171E-4,8.1099913274567999E-3]
[2004,10,19,5,2.1658519181798463E-3,1.4981300364507566E-3,1.9673815480158261E-3,6.450428619929215E-3,1.552701846517056E-5,2.6469218609405376E-4,1.2362011327134869E-2,null,1.8702364211153177E-3,1.2596232324910178E-3,1.9812794622459657E-3,2.4439672467211019E-3,2.2815972321122192E-6,1.0671561844509171E-4,7.6641035782506065E-3]
[2004,10,19,8,2.8557117050026629E-3,1.4482378190580857E-3,2.9872324129222691E-3,8.1954467833079761E-3,1.4238276241944682E-5,2.4272273992236585E-4,1.5743589736455305E-2,null,2.4659377652142015E-3,1.2176740060425657E-3,3.0083347252328409E-3,3.1051275335049443E-3,2.0922247073088223E-6,9.7858224240508903E-5,9.8970244789423709E-3]
[2004,10,19,11,2.9890275775969798E-3,1.4468038797591436E-3,3.1815172217690146E-3,8.3337649150024059E-3,0,0,1.5951113594127542E-2,null,2.5810574547672142E-3,1.216468354189267E-3,3.203991994654046E-3,3.1575341259047762E-3,0,0,1.0159051929515304E-2]
[2004,10,19,15,2.7021921489985071E-3,1.5293070733888234E-3,3.0334694930685092E-3,8.3632343775335606E-3,0,0,1.5628203092989401E-2,null,2.3333719777832145E-3,1.2858367914558044E-3,3.0548984318917536E-3,3.1686996476783368E-3,0,0,9.8428068488091089E-3]
[2004,10,19,16,3.04088407991046E-3,1.7026421652041122E-3,2.903828747450763E-3,6.7758715173027156E-3,0,0,1.4423226509868051E-2,null,2.6258361021365252E-3,1.4315764157502126E-3,2.9243418822373457E-3,2.5672725073051001E-3,0,0,9.5490269074291825E-3]
[2004,10,19,20,4.0812245831389361E-3,1.3767595587470848E-3,2.5579324784815449E-3,7.9172750094870584E-3,1.552701846517056E-5,2.6469218609405376E-4,1.6213410834413852E-2,null,3.524181313629313E-3,1.1575752995784177E-3,2.5760021438335852E-3,2.9997325676448159E-3,2.2815972321122192E-6,1.0671561844509171E-4,1.0366488540363338E-2]
[2004,10,19,23,3.5082303699541725E-3,1.3696843986373962E-3,2.2230172733253362E-3,7.6778278803107435E-3,1.552701846517056E-5,2.6469218609405376E-4,1.5058979126786871E-2,null,3.0293946490418987E-3,1.1516265262203514E-3,2.2387210413249664E-3,2.9090097683535758E-3,2.2815972321122192E-6,1.0671561844509171E-4,9.4377492006179967E-3]
[2004,10,20,2,2.4267901536364884E-3,1.247162305449416E-3,2.0089247957291211E-3,7.9542617309724326E-3,1.552701846517056E-5,2.6469218609405376E-4,1.3917358190346682E-2,null,2.0955593933445083E-3,1.0486103184693613E-3,2.0231161784499776E-3,3.0137462621138266E-3,2.2815972321122192E-6,1.0671561844509171E-4,8.2900293680548791E-3]
[2004,10,20,6,2.5456265684470434E-3,1.5196012291155891E-3,2.1400046375080737E-3,6.4259833015936473E-3,1.552701846517056E-5,2.6469218609405376E-4,1.2911434941223578E-2,null,2.1981759154012172E-3,1.2776761467587193E-3,2.1551219902829757E-3,2.4347052951721434E-3,2.2815972321122192E-6,1.0671561844509171E-4,8.1746765632922606E-3]
[2004,10,20,9,3.1369688778990147E-3,1.5036450795031201E-3,3.1939004978463323E-3,8.6233457668918063E-3,0,0,{"$f":"SUM(E7043:J7043)","v":1.6457860222140276E-2},null,2.7088063584155058E-3,1.2642602641157246E-3,3.2164627482768274E-3,3.2672518142935294E-3,0,0,{"$f":"SUM(M7043:R7043)","v":1.0456781185101587E-2}]
[2004,10,20,13,2.9109018077903754E-3,1.4440039930615968E-3,3.1560442798018438E-3,7.9877902373023148E-3,0,0,1.5498740317956131E-2,null,2.5135950124397744E-3,1.214114217868145E-3,3.1783391075394757E-3,3.0264496925569671E-3,0,0,9.9324980304043627E-3]
[2004,10,20,17,4.1113179810737671E-3,1.7225118379352239E-3,2.7624114933180182E-3,6.5998042328919357E-3,0,0,1.5196045545218945E-2,null,3.5501672863453683E-3,1.4482827768705041E-3,2.7819256328306128E-3,2.500563347081295E-3,0,0,1.028093904312778E-2]
[2004,10,20,20,4.3459139925672574E-3,1.3767595587470848E-3,2.4940476611591015E-3,7.9848318918905002E-3,1.552701846517056E-5,2.6469218609405376E-4,1.648177230892317E-2,null,3.752743464920048E-3,1.1575752995784177E-3,2.5116660334141565E-3,3.0253288214153774E-3,2.2815972321122192E-6,1.0671561844509171E-4,1.0556310835005205E-2]
[2004,10,20,21,3.9700830346447724E-3,1.403732923751374E-3,2.4334329186726485E-3,7.7750094341105412E-3,1.552701846517056E-5,2.6469218609405376E-4,1.5862477515738559E-2,null,3.4282093913809895E-3,1.1802544238140927E-3,2.4506230981894885E-3,2.9458303501267566E-3,2.2815972321122192E-6,1.0671561844509171E-4,1.0113914479188531E-2]
[2004,10,20,24,3.2266901895780164E-3,1.2958913885378867E-3,2.0838035074527681E-3,8.2328623460704731E-3,1.552701846517056E-5,2.6469218609405376E-4,1.5119466636198368E-2,null,2.7862816758385573E-3,1.0895815850902749E-3,2.0985238459901761E-3,3.1193037092751342E-3,2.2815972321122192E-6,1.0671561844509171E-4,9.2026880318713464E-3]
[2004,10,21,3,2.1416116378658152E-3,1.3739745010798434E-3,1.963197915284287E-3,7.3682049985614763E-3,1.552701846517056E-5,2.6469218609405376E-4,1.3127208257350646E-2,null,1.8493046784043734E-3,1.1552336314614125E-3,1.9770662756289936E-3,2.7916984660483787E-3,2.2815972321122192E-6,1.0671561844509171E-4,7.882300267220364E-3]
[2004,10,21,6,2.4821284434561053E-3,1.5196012291155891E-3,2.1546218958319895E-3,6.2794357409335201E-3,1.552701846517056E-5,2.6469218609405376E-4,1.2716006513896429E-2,null,2.1433446016656103E-3,1.2776761467587193E-3,2.1698425073787705E-3,2.3791806999175487E-3,2.2815972321122192E-6,1.0671561844509171E-4,8.0790411713978546E-3]
[2004,10,21,11,3.0874069746498721E-3,1.4468038797591436E-3,3.1919146166795556E-3,6.1363580085526878E-3,0,0,1.3862483479641259E-2,null,2.6660091220124566E-3,1.216468354189267E-3,3.2144628385114013E-3,2.3249707687211132E-3,0,0,9.4219110834342385E-3]
[2004,10,21,15,2.7832663177403492E-3,1.5293070733888234E-3,3.046999831763905E-3,5.7297227391918445E-3,0,0,1.3089295962084923E-2,null,2.4033803942958582E-3,1.2858367914558044E-3,3.0685243511759186E-3,2.1709029790847678E-3,0,0,8.9286445160123504E-3]
[2004,10,21,18,4.0454940344304118E-3,1.7213010871075531E-3,2.675636847427186E-3,4.2911821235811515E-3,0,0,1.2733614092546303E-2,null,3.4933276006029511E-3,1.4472647812131278E-3,2.6945379962430051E-3,1.6258622763990099E-3,0,0,9.2609926544580945E-3]
[2004,10,21,21,3.879048668717174E-3,1.403732923751374E-3,2.4745425804524566E-3,6.9791179311435398E-3,1.552701846517056E-5,2.6469218609405376E-4,1.5016661308623768E-2,null,3.3496002374947833E-3,1.1802544238140927E-3,2.492023165536037E-3,2.6442794176530122E-3,2.2815972321122192E-6,1.0671561844509171E-4,9.7751544601751301E-3]
[2004,10,21,22,3.9550007192222739E-3,1.2446526375336905E-3,2.3815443717816599E-3,7.3260679545151287E-3,1.552701846517056E-5,2.6469218609405376E-4,1.5187484887611976E-2,null,3.4151856498310078E-3,1.0465001972278338E-3,2.3983680018739894E-3,2.7757333943313231E-3,2.2815972321122192E-6,1.0671561844509171E-4,9.7447844589413583E-3]
[2004,10,22,1,2.2492281272631872E-3,1.3570223241444039E-3,2.0281861489049088E-3,7.3353670625930295E-3,1.552701846517056E-5,2.6469218609405376E-4,1.3250022867464753E-2,null,1.942232674217069E-3,1.1409802920385101E-3,2.0425135970649597E-3,2.7792566819925327E-3,2.2815972321122192E-6,1.0671561844509171E-4,8.0139804609902759E-3]
[2004,10,22,7,2.5950299236586656E-3,1.630486413286649E-3,2.7561601843148972E-3,5.8856599685450208E-3,1.552701846517056E-5,2.6469218609405376E-4,1.3147555694364457E-2,null,2.240836243868974E-3,1.3709080763793383E-3,2.7756301635290287E-3,2.2299851740114956E-3,2.2815972321122192E-6,1.0671561844509171E-4,8.7263568734660402E-3]
[2004,10,22,9,3.1663139166635762E-3,1.4894712335240114E-3,3.1993430027346947E-3,7.281547202327647E-3,0,0,1.5136675355249929E-2,null,2.7341461149408023E-3,1.2523429370115086E-3,3.2219436999353203E-3,2.7588651726120064E-3,0,0,9.9672979244996365E-3]
[2004,10,22,12,2.8453887425724548E-3,1.5553458397021096E-3,3.1781472702601E-3,6.3941851345634517E-3,0,0,1.3973066987098116E-2,null,2.4570237761511798E-3,1.3077301079207251E-3,3.2005982372407416E-3,2.4226574634222562E-3,0,0,9.3880095847349021E-3]
[2004,10,22,16,2.75014442371522E-3,1.6209467097015662E-3,2.8309536591941678E-3,6.2415420925425683E-3,0,0,1.3443586885153522E-2,null,2.3747792826399063E-3,1.3628871222735675E-3,2.8509519920974424E-3,2.3648233849260887E-3,0,0,8.9534417819370042E-3]
[2004,10,22,19,3.5350882670695189E-3,1.4088518286520001E-3,2.5975757071649923E-3,5.5813720986883485E-3,9.0522520745777139E-6,1.5431554976695188E-4,1.3286255703416388E-2,null,3.052586732008449E-3,1.1845583836712869E-3,2.6159254189536802E-3,2.1146952248743789E-3,1.3301712317833411E-6,6.2215207679848267E-5,9.0313111384194272E-3]
[2004,10,22,22,3.9128878599523041E-3,1.3157976145751751E-3,2.2497387024298376E-3,5.615489206364949E-3,1.552701846517056E-5,2.6469218609405376E-4,1.3374132587881489E-2,null,3.3788207430047873E-3,1.1063186801205502E-3,2.2656312351000403E-3,2.1276216672284349E-3,2.2815972321122192E-6,1.0671561844509171E-4,8.9873895411310186E-3]
[2004,10,22,24,2.8560726821314159E-3,1.0847720890868923E-3,2.061010107004393E-3,5.2696007833179775E-3,1.552701846517056E-5,2.6469218609405376E-4,1.1551674866099903E-2,null,2.4662494728465273E-3,9.1207311256427063E-4,2.0755694291264724E-3,1.9965699144293956E-3,2.2815972321122192E-6,1.0671561844509171E-4,7.5594591446438699E-3]
[2004,10,23,3,2.2517920265852859E-3,1.1409985280446636E-3,1.9544404689154373E-3,5.253814785858504E-3,1.552701846517056E-5,2.6469218609405376E-4,1.0881265013963115E-2,null,1.9444466288517385E-3,9.5934813346915636E-4,1.9682469651857186E-3,1.9905888451050135E-3,2.2815972321122192E-6,1.0671561844509171E-4,6.9716277882888311E-3]
[2004,10,23,7,2.4344803492681181E-3,1.1815502391590911E-3,2.4030337490731821E-3,5.2551317080388529E-3,1.552701846517056E-5,2.6469218609405376E-4,1.1554415250098468E-2,null,2.1021999599663771E-3,9.9344389030880378E-4,2.4200091837418827E-3,1.9910878064709776E-3,2.2815972321122192E-6,1.0671561844509171E-4,7.6157380561652456E-3]
[2004,10,23,10,3.4977478689073825E-3,1.2804873461099515E-3,2.6901684399647081E-3,4.8423453259964092E-3,0,0,1.2310748980978451E-2,null,3.0203428966679127E-3,1.0766299125088525E-3,2.7091722423948795E-3,1.8346894557493931E-3,0,0,8.6408345073210376E-3]
[2004,10,23,13,3.9711603867215468E-3,1.2778500169606443E-3,2.6190946799358669E-3,4.2256591747777354E-3,0,0,1.2093764258395793E-2,null,3.4291396964842304E-3,1.0744124540857749E-3,2.6375964053683707E-3,1.6010366484881177E-3,0,0,8.7421852044264944E-3]
[2004,10,23,17,3.821113664712474E-3,1.1609017673558906E-3,2.4308138912165302E-3,4.6632608612386783E-3,0,0,1.2076090184523573E-2,null,3.2995727385519611E-3,9.760827172691349E-4,2.4479855694828179E-3,1.7668371327406195E-3,0,0,8.4904781580445333E-3]
[2004,10,23,21,4.4094228548358216E-3,1.139921129742169E-3,2.0836986330059846E-3,4.7480551971326853E-3,1.552701846517056E-5,2.6469218609405376E-4,1.2661317019275883E-2,null,3.8075840504103449E-3,9.5844226021419925E-4,2.0984182306926571E-3,1.7989643899886342E-3,2.2815972321122192E-6,1.0671561844509171E-4,8.7724061469830403E-3]
[2004,10,23,24,3.1656881565907099E-3,1.0706177043231075E-3,1.9551965143570684E-3,5.1537512919678065E-3,1.552701846517056E-5,2.6469218609405376E-4,1.1625472871797915E-2,null,2.7336057643889797E-3,9.0017214839141436E-4,1.9690083514595398E-3,1.9526763409799736E-3,2.2815972321122192E-6,1.0671561844509171E-4,7.6644598208971118E-3]
[2004,10,24,1,2.8707243061564551E-3,1.2690187017415904E-3,1.9679873766078326E-3,5.1297477486111857E-3,1.552701846517056E-5,2.6469218609405376E-4,1.1517697337676288E-2,null,2.478901307743506E-3,1.0669871107893238E-3,1.9818895705130653E-3,1.943581771110991E-3,2.2815972321122192E-6,1.0671561844509171E-4,7.5803569758340896E-3]
[2004,10,24,4,2.3991283523940275E-3,1.2604573603352146E-3,1.8665583314327206E-3,5.1444643841743447E-3,1.552701846517056E-5,2.6469218609405376E-4,1.0950827632895531E-2,null,2.0716731305196793E-3,1.0597887606632512E-3,1.8797440134993065E-3,1.9491576758171015E-3,2.2815972321122192E-6,1.0671561844509171E-4,7.0693607961765425E-3]
[2004,10,24,8,3.1032267300903481E-3,1.2918108881036993E-3,2.4886325595531791E-3,5.0321518192913651E-3,1.552701846517056E-5,2.6469218609405376E-4,1.2196041201597814E-2,null,2.6796696509477774E-3,1.0861507125878656E-3,2.5062126786195007E-3,1.9066041888873828E-3,2.2815972321122192E-6,1.0671561844509171E-4,8.287634446719731E-3]
[2004,10,24,11,3.3482129412880585E-3,1.3668463166349018E-3,2.6426293545610902E-3,4.9003212046572651E-3,0,0,1.2258009817141317E-2,null,2.8912178786946021E-3,1.1492402754016133E-3,2.6612973328944134E-3,1.8566556159684583E-3,0,0,8.5584111029590876E-3]
[2004,10,24,14,3.0891771460243014E-3,1.3005560725545813E-3,2.6643301323791752E-3,5.0011151791156273E-3,0,0,1.2055178530073684E-2,null,2.6675376840292245E-3,1.0935036373932766E-3,2.683151408657753E-3,1.8948448878382373E-3,0,0,8.3390376179184912E-3]
[2004,10,24,19,4.2840983182637973E-3,1.2844437882124436E-3,2.2691126392677522E-3,5.0446757577940178E-3,9.0522520745777139E-6,1.5431554976695188E-4,1.3045698305379539E-2,null,3.6993649654447516E-3,1.0799564771387903E-3,2.2851420326870783E-3,1.9113493147238064E-3,1.3301712317833411E-6,6.2215207679848267E-5,9.0393581689060584E-3]
[2004,10,24,22,4.8506872015385318E-3,1.105984918468209E-3,2.0582755078466697E-3,5.334878615022182E-3,1.552701846517056E-5,2.6469218609405376E-4,1.3630045447434815E-2,null,4.1886205587772741E-3,9.2990879575962108E-4,2.0728155123002543E-3,2.0213026712773896E-3,2.2815972321122192E-6,1.0671561844509171E-4,9.3216447537917448E-3]
[2004,10,25,1,2.4749367678039737E-3,1.2907732647964856E-3,1.9449887092668906E-3,6.713184362114529E-3,1.552701846517056E-5,2.6469218609405376E-4,1.2704102308541102E-2,null,2.1371345124067066E-3,1.0852782820294094E-3,1.9587284367169333E-3,2.5435213175629629E-3,2.2815972321122192E-6,1.0671561844509171E-4,7.8336597643932169E-3]
[2004,10,25,2,2.1176715068481752E-3,1.3384145237012722E-3,1.8374669463005683E-3,7.2927006548305509E-3,1.552701846517056E-5,2.6469218609405376E-4,1.2866472836239791E-2,null,1.8286321178384185E-3,1.1253349093457937E-3,1.8504471219285021E-3,2.7630910425829941E-3,2.2815972321122192E-6,1.0671561844509171E-4,7.6765024073729123E-3]
[2004,10,25,5,1.9348793550087655E-3,1.3447482091371236E-3,1.9463991606090904E-3,7.2425340770776317E-3,1.552701846517056E-5,2.6469218609405376E-4,1.2748780006391834E-2,null,1.670789129130583E-3,1.1306602530263658E-3,1.9601488517246965E-3,2.7440837052210361E-3,2.2815972321122192E-6,1.0671561844509171E-4,7.6146791547798852E-3]
[2004,10,25,9,3.1340667675159176E-3,1.4240582922049774E-3,3.0952553536261022E-3,8.0198308982250485E-3,1.2887428419924324E-6,2.1969456719924981E-5,1.5696469511133963E-2,null,2.7063003548928244E-3,1.1973439325284054E-3,3.1171207581626348E-3,3.0385894014774758E-3,1.8937261572723127E-7,8.8573984573023957E-6,1.0068401218134371E-2]
[2004,10,25,11,2.9380357859416831E-3,1.5708712887084367E-3,3.1792605828655923E-3,8.1028679902884881E-3,0,0,1.5791035647804201E-2,null,2.5370254943496229E-3,1.3207838587884102E-3,3.201719414473773E-3,3.0700508663232392E-3,0,0,1.0129579633935046E-2]
[2004,10,25,16,3.3480706029930182E-3,1.6353437342371802E-3,2.8995513302657221E-3,7.3016437544075998E-3,0,0,1.5184609421903521E-2,null,2.8910949680462472E-3,1.3749920972374004E-3,2.9200342486577144E-3,2.7664794441510611E-3,0,0,9.9526007580924229E-3]
[2004,10,25,20,3.9489418508391484E-3,1.3497072266718652E-3,2.5106175777259939E-3,7.9016293389341918E-3,1.552701846517056E-5,2.6469218609405376E-4,1.5991115198730425E-2,null,3.4099537518301561E-3,1.1348297800668151E-3,2.5283530026592544E-3,2.9938046660064571E-3,2.2815972321122192E-6,1.0671561844509171E-4,1.0175938416239887E-2]
[2004,10,25,23,3.7336267592273497E-3,1.2090925304526477E-3,2.0847043576555885E-3,7.5550371283731772E-3,1.552701846517056E-5,2.6469218609405376E-4,1.4862679980267987E-2,null,3.2240268549042655E-3,1.0166013660587664E-3,2.0994310599503803E-3,2.8624862590462268E-3,2.2815972321122192E-6,1.0671561844509171E-4,9.3115427556368438E-3]
[2004,10,25,24,3.5265077302909899E-3,1.0501145008836401E-3,2.0451264500765502E-3,7.7803111409966994E-3,1.552701846517056E-5,2.6469218609405376E-4,1.4682279026807103E-2,null,3.0451773462322456E-3,8.8293311655541411E-4,2.0595735673739645E-3,2.9478390845450327E-3,2.2815972321122192E-6,1.0671561844509171E-4,9.044520330383863E-3]
[2004,10,26,3,2.0863117381915335E-3,1.3739745010798434E-3,1.9579111529233147E-3,6.5362047087232965E-3,1.552701846517056E-5,2.6469218609405376E-4,1.2234621305477212E-2,null,1.801552620386584E-3,1.1552336314614125E-3,1.971742166689305E-3,2.476466474899039E-3,2.2815972321122192E-6,1.0671561844509171E-4,7.5139921091135443E-3]
[2004,10,26,8,2.8760258362768307E-3,1.4482378190580857E-3,3.0011818443308556E-3,7.2843359788557849E-3,1.552701846517056E-5,2.6469218609405376E-4,1.4890000683080782E-2,null,2.4834792360106882E-3,1.2176740060425657E-3,3.0223826977716275E-3,2.7599217967365082E-3,2.2815972321122192E-6,1.0671561844509171E-4,9.5924549522385938E-3]
[2004,10,26,11,3.0077026892760942E-3,1.4468038797591436E-3,3.1869134975759986E-3,8.0851356209540905E-3,0,0,1.5726555687565327E-2,null,2.5971836145187214E-3,1.216468354189267E-3,3.2094263906611528E-3,3.0633323469172365E-3,0,0,1.0086410706286377E-2]
[2004,10,26,14,2.6697867176396122E-3,1.5440072630316473E-3,3.1628815470956177E-3,6.9566008068774185E-3,0,0,1.4333276334644297E-2,null,2.3053895393437989E-3,1.2981966667307125E-3,3.1852246744396547E-3,2.6357480288974303E-3,0,0,9.4245589094115959E-3]
[2004,10,26,17,3.9095893331141402E-3,1.7225118379352239E-3,2.7462991116004739E-3,6.1623673796451029E-3,0,0,1.4540767662294941E-2,null,3.3759724296104233E-3,1.4482827768705041E-3,2.7656994305380106E-3,2.3348253155742143E-3,0,0,9.9247799525931518E-3]
[2004,10,26,21,3.7762428973648586E-3,1.403732923751374E-3,2.4184032563122704E-3,7.4357844255096058E-3,1.552701846517056E-5,2.6469218609405376E-4,1.5314382707497331E-2,null,3.2608263484444479E-3,1.1802544238140927E-3,2.4354872637657385E-3,2.817303261596868E-3,2.2815972321122192E-6,1.0671561844509171E-4,9.802868513298351E-3]
[2004,10,26,24,3.0718286191549174E-3,1.2958913885378867E-3,2.0671175913110078E-3,7.0785109155145493E-3,1.552701846517056E-5,2.6469218609405376E-4,1.3793567719077585E-2,null,2.6525570445259075E-3,1.0895815850902749E-3,2.0817200577296986E-3,2.6819378761322064E-3,2.2815972321122192E-6,1.0671561844509171E-4,8.6147937791552914E-3]
[2004,10,27,1,2.5935904619055631E-3,1.2828106309267832E-3,1.9787647669299033E-3,5.5238145258261675E-3,1.552701846517056E-5,2.6469218609405376E-4,1.1659199590147641E-2,null,2.2395932531663974E-3,1.0785833234009455E-3,1.9927430941334644E-3,2.0928875542272959E-3,2.2815972321122192E-6,1.0671561844509171E-4,7.5128044406053071E-3]
[2004,10,27,5,2.0201732696593609E-3,1.4981300364507566E-3,1.9632559525766292E-3,4.2213608812188778E-3,1.552701846517056E-5,2.6469218609405376E-4,9.9831393444648493E-3,null,1.7444413416110665E-3,1.2596232324910178E-3,1.9771247229065322E-3,1.5994080917993135E-3,2.2815972321122192E-6,1.0671561844509171E-4,6.6895946044851331E-3]
[2004,10,27,8,2.6574147365074283E-3,1.4482378190580857E-3,3.0051884166744595E-3,6.4760483602984515E-3,1.552701846517056E-5,2.6469218609405376E-4,1.3867108537097649E-2,null,2.294706200598181E-3,1.2176740060425657E-3,3.0264175732162969E-3,2.4536741685430813E-3,2.2815972321122192E-6,1.0671561844509171E-4,9.1014691640773308E-3]
[2004,10,27,12,2.6764649894090256E-3,1.5476586919963183E-3,3.1102707942908489E-3,5.1353344963088283E-3,0,0,1.2469728972005021E-2,null,2.3111562988292582E-3,1.3012667772309911E-3,3.1322422704263028E-3,1.9456985030668411E-3,0,0,8.6903638495533925E-3]
[2004,10,27,15,2.5519611235912754E-3,1.5293070733888234E-3,3.0384175805603418E-3,5.8248603188412159E-3,0,0,1.2944546096381657E-2,null,2.2036458718847898E-3,1.2858367914558044E-3,3.0598814735060512E-3,2.2069491307896349E-3,0,0,8.7563132676362794E-3]
[2004,10,27,19,3.8769946721270241E-3,1.3709193565982101E-3,2.5905692934594859E-3,5.5202031625538987E-3,1.1645263848877921E-5,1.9851913957054032E-4,1.3568850888158037E-2,null,3.347826589352221E-3,1.1526648751625274E-3,2.6088695107630605E-3,2.0915192647579469E-3,1.7111979240841645E-6,8.0036713833818787E-5,9.2826281517936586E-3]
[2004,10,27,22,3.6048928016930836E-3,1.2446526375336905E-3,2.2317530636368202E-3,5.7582657494218408E-3,1.552701846517056E-5,2.6469218609405376E-4,1.3119783456844659E-2,null,3.1128636982757038E-3,1.0465001972278338E-3,2.2475185427288432E-3,2.1817174824666692E-3,2.2815972321122192E-6,1.0671561844509171E-4,8.6975971363762554E-3]
[2004,10,28,2,2.2265179994552368E-3,1.247162305449416E-3,1.9579898628623543E-3,7.2042359092518811E-3,1.552701846517056E-5,2.6469218609405376E-4,1.291612528157811E-2,null,1.9226222346491108E-3,1.0486103184693613E-3,1.9718214326485952E-3,2.7295731240968022E-3,2.2815972321122192E-6,1.0671561844509171E-4,7.7816243255410733E-3]
[2004,10,28,3,2.004475129781122E-3,1.3739745010798434E-3,1.9403747765482759E-3,6.4653731643831399E-3,1.552701846517056E-5,2.6469218609405376E-4,1.2064416776351604E-2,null,1.7308858290214901E-3,1.1552336314614125E-3,1.954081910401387E-3,2.4496295025671264E-3,2.2815972321122192E-6,1.0671561844509171E-4,7.3988280891286199E-3]
[2004,10,28,6,2.3042995854330207E-3,1.5196012291155891E-3,2.1244196200657117E-3,6.2802314771709363E-3,1.552701846517056E-5,2.6469218609405376E-4,1.2508771116344483E-2,null,1.9897874705392979E-3,1.2776761467587193E-3,2.1394268776555145E-3,2.3794821920223161E-3,2.2815972321122192E-6,1.0671561844509171E-4,7.8953699026530523E-3]
[2004,10,28,9,2.8516100219166591E-3,1.5036450795031201E-3,3.1597638266854938E-3,8.0879578599417617E-3,2.5930123930667593E-6,4.4203600351825494E-5,{"$f":"SUM(E7235:J7235)","v":1.5649773400791926E-2},null,2.4623959177633549E-3,1.2642602641157246E-3,3.1820849299280555E-3,3.0644016494480756E-3,3.8102678322465764E-7,1.7821510406690099E-5,{"$f":"SUM(M7235:R7235)","v":9.991345298445125E-3}]
[2004,10,28,13,2.6768899998050287E-3,1.4440039930615968E-3,3.1485958804465708E-3,8.4164212537681492E-3,0,0,1.5685911127081346E-2,null,2.3115232998764147E-3,1.214114217868145E-3,3.1708380914381041E-3,3.1888513292380916E-3,0,0,9.8853269384207559E-3]
[2004,10,28,16,2.9493225797940308E-3,1.7026421652041122E-3,2.931415251379319E-3,6.7460020527760527E-3,0,0,1.4329382049153514E-2,null,2.5467717622099022E-3,1.4315764157502126E-3,2.9521232618705635E-3,2.5559554309863698E-3,0,0,9.4864268708170479E-3]
[2004,10,28,19,3.9949381006892243E-3,1.3709193565982101E-3,2.6353504192260049E-3,7.5780907367423295E-3,1.1645263848877921E-5,1.9851913957054032E-4,1.5789463016675186E-2,null,3.4496720081810452E-3,1.1526648751625274E-3,2.6539669779355769E-3,2.8712209132983283E-3,1.7111979240841645E-6,8.0036713833818787E-5,1.0209272686335381E-2]
[2004,10,28,24,2.9502826011510949E-3,1.2958913885378867E-3,2.0637289481557864E-3,7.8981988269474744E-3,1.552701846517056E-5,2.6469218609405376E-4,1.4488320969351466E-2,null,2.5476007509749967E-3,1.0895815850902749E-3,2.0783074766291534E-3,2.9925048982810819E-3,2.2815972321122192E-6,1.0671561844509171E-4,8.8169919266527109E-3]
[2004,10,29,3,1.8353496825899581E-3,1.3701731076816964E-3,1.944477366694952E-3,6.8621767380766053E-3,1.552701846517056E-5,2.6469218609405376E-4,1.2292396099602436E-2,null,1.58484418673777E-3,1.152037431316138E-3,1.958213481935043E-3,2.5999722153742261E-3,2.2815972321122192E-6,1.0671561844509171E-4,7.4040645310403811E-3]
[2004,10,29,4,1.7049857333922532E-3,1.5692781107336711E-3,1.9259600006915597E-3,6.0823407232250834E-3,1.552701846517056E-5,2.6469218609405376E-4,1.156278377260179E-2,null,1.4722735147802565E-3,1.3194443195350208E-3,1.939565306143004E-3,2.3045044580499779E-3,2.2815972321122192E-6,1.0671561844509171E-4,7.1447848141854634E-3]
[2004,10,29,7,2.3703682039868694E-3,1.630486413286649E-3,2.7805202228154509E-3,5.9559376631206033E-3,1.552701846517056E-5,2.6469218609405376E-4,1.3017531707768796E-2,null,2.0468384331074241E-3,1.3709080763793383E-3,2.8001622854396686E-3,2.2566123012673703E-3,2.2815972321122192E-6,1.0671561844509171E-4,8.5835183118710065E-3]
[2004,10,29,10,2.993013106042006E-3,1.5686452147574226E-3,3.2263922623430113E-3,7.3629294492827731E-3,0,0,1.5150980032425213E-2,null,2.5844990014365467E-3,1.3189121825001599E-3,3.2491840400640393E-3,2.7896996423414119E-3,0,0,9.9422948663421586E-3]
[2004,10,29,16,2.559586223247934E-3,1.6209467097015662E-3,2.8453800265249925E-3,6.3913173970379291E-3,0,0,1.3417230356512422E-2,null,2.2102302274322832E-3,1.3628871222735675E-3,2.8654802697140572E-3,2.4215709222018922E-3,0,0,8.8601685416218011E-3]
[2004,10,29,18,3.2988075647481419E-3,1.4736350607445648E-3,2.6664820190083639E-3,6.1390762110241966E-3,1.1645263848877921E-5,1.9851913957054032E-4,1.3788165258944685E-2,null,2.8485558047881272E-3,1.2390279305291669E-3,2.6853184965761048E-3,2.3260006534313784E-3,1.7111979240841645E-6,8.0036713833818787E-5,9.1806507970826814E-3]
[2004,10,29,22,3.6158146917826236E-3,1.3157976145751751E-3,2.258568352080765E-3,5.6650085593132763E-3,1.552701846517056E-5,2.6469218609405376E-4,1.3135408422311064E-2,null,3.1222948678129277E-3,1.1063186801205502E-3,2.2745232588815244E-3,2.1463837811615495E-3,2.2815972321122192E-6,1.0671561844509171E-4,8.7585178036537568E-3]
[2004,10,30,1,2.2133570713380717E-3,1.1709570472871707E-3,1.9689684254620447E-3,5.1616171488321717E-3,1.552701846517056E-5,2.6469218609405376E-4,1.0795118897478683E-2,null,1.9112576316982828E-3,9.8453716641738634E-4,1.9828775496614267E-3,1.9556565920108137E-3,2.2815972321122192E-6,1.0671561844509171E-4,6.9433261554651135E-3]
[2004,10,30,4,1.7370501323967519E-3,1.0969056910732895E-3,1.8960882177313104E-3,5.2976115501864656E-3,1.552701846517056E-5,2.6469218609405376E-4,1.0307874795947041E-2,null,1.4999614681144731E-3,9.2227500865072398E-4,1.9094825038825577E-3,2.0071827590658932E-3,2.2815972321122192E-6,1.0671561844509171E-4,6.447898955390852E-3]
[2004,10,30,5,1.7255589732382188E-3,1.1512467390950261E-3,1.9423375291547794E-3,5.1578769255203475E-3,1.552701846517056E-5,2.6469218609405376E-4,1.0257239371567596E-2,null,1.4900387286147282E-3,9.6796479852253887E-4,1.9560585282224993E-3,1.9542394794733182E-3,2.2815972321122192E-6,1.0671561844509171E-4,6.4772987505102896E-3]
[2004,10,30,9,2.5793570215144968E-3,1.2959781586751979E-3,2.7052306365542549E-3,2.5535365120047527E-3,0,0,9.1341023287487017E-3,null,2.2273025243341525E-3,1.0896545411609659E-3,2.7243408408750662E-3,9.6749533501768218E-4,0,0,7.0087932413878673E-3]
[2004,10,30,13,3.3715858022275945E-3,1.2778500169606443E-3,2.6378852964534395E-3,2.4702671578173746E-3,0,0,9.7575882734590516E-3,null,2.9114005954481645E-3,1.0744124540857749E-3,2.6565197619621912E-3,9.3594586965954846E-4,0,0,7.5782786811556778E-3]
[2004,10,30,16,3.4523442138011478E-3,1.079163714295842E-3,2.5385955777840852E-3,2.4843107011722917E-3,0,0,9.5544142070533664E-3,null,2.9811363522506008E-3,9.0735760789415506E-4,2.5565286440165287E-3,9.4126675017922187E-4,0,0,7.3862893543405073E-3]
[2004,10,30,19,3.1274474074982398E-3,1.2513055347078473E-3,2.3090081013541789E-3,2.5112731051278345E-3,1.552701846517056E-5,2.6469218609405376E-4,9.4792533532473237E-3,null,2.7005844663384767E-3,1.052093933178683E-3,2.3253193230293452E-3,9.5148238638618967E-4,2.2815972321122192E-6,1.0671561844509171E-4,7.1384773246098987E-3]
[2004,10,30,23,2.8815961754883866E-3,1.1243147511398176E-3,1.9049463691318115E-3,2.5409952010875376E-3,1.552701846517056E-5,2.6469218609405376E-4,8.7320717014067774E-3,null,2.4882892838186538E-3,9.4532046398538531E-4,1.9184032307547694E-3,9.6274362704312658E-4,2.2815972321122192E-6,1.0671561844509171E-4,6.4237538212791392E-3]
[2004,10,31,2,2.2260347016871281E-3,1.2560040046525683E-3,1.8341436492771337E-3,2.7601552440819576E-3,1.552701846517056E-5,2.6469218609405376E-4,8.356556804258012E-3,null,{"$f":"E7300*V$5","v":1.9222049018293673E-3},{"$f":"F7300*W$5","v":1.0560443925884365E-3},{"$f":"G7300*X$5","v":1.8471003485758116E-3},{"$f":"H7300*Y$5","v":1.0457799643825557E-3},{"$f":"I7300*Z$5","v":2.2815972321122192E-6},{"$f":"J7300*AA$5","v":1.0671561844509171E-4},5.9801268230533751E-3]
[2004,10,31,5,1.8285601449386448E-3,1.3020797714563999E-3,1.8736386043503308E-3,2.4486194934354223E-3,1.552701846517056E-5,2.6469218609405376E-4,7.7331172187400229E-3,null,1.5789813479668297E-3,1.0947847588509299E-3,1.8868743026559294E-3,9.2774390575376341E-4,2.2815972321122192E-6,1.0671561844509171E-4,5.5973815309046564E-3]
[2004,10,31,6,1.8556225181730825E-3,1.3238633813857457E-3,1.9191669687530959E-3,2.4519527990890734E-3,1.552701846517056E-5,2.6469218609405376E-4,7.8308248719602229E-3,null,1.6023499982609811E-3,1.1131003526157624E-3,1.9327242870841271E-3,9.2900684350888624E-4,2.2815972321122192E-6,1.0671561844509171E-4,5.6861786971469618E-3]
[2004,10,31,10,2.6509148538768059E-3,1.3282758645985187E-3,2.5903235623579227E-3,2.3685431179950906E-3,0,0,8.9380573988283377E-3,null,2.2890934820523163E-3,1.116810355240737E-3,2.6086220437756564E-3,8.9740421046473004E-4,0,0,6.9119300915334398E-3]
[2004,10,31,14,3.2259315484514097E-3,1.3005560725545813E-3,2.6020858736842869E-3,2.3154345233646649E-3,0,0,9.4440080180549432E-3,null,2.7856265810679375E-3,1.0935036373932766E-3,2.620467446048018E-3,8.7728218858929485E-4,0,0,7.376879853098527E-3]
[2004,10,31,17,4.0671404208299554E-3,1.2832790706236588E-3,2.4443753302881874E-3,2.363640778672666E-3,0,0,1.0158435600414469E-2,null,3.5120194880261611E-3,1.0789771860903311E-3,2.4616428088415345E-3,8.9554679021527537E-4,0,0,7.9481862731733011E-3]
[2004,10,31,20,3.8057181498592479E-3,1.2761364280374616E-3,2.2274911032852274E-3,2.5874311866305602E-3,1.552701846517056E-5,2.6469218609405376E-4,1.0176996072371722E-2,null,3.2862785459256607E-3,1.0729716736688133E-3,2.2432264751723321E-3,9.8033750094256474E-4,2.2815972321122192E-6,1.0671561844509171E-4,7.6918114113865748E-3]
[2004,10,31,24,2.8414395580287737E-3,1.1454084009673473E-3,1.9421158901738584E-3,3.7941326973585441E-3,1.552701846517056E-5,2.6469218609405376E-4,1.0003315751087748E-2,null,2.4536136128314708E-3,9.6305594137006826E-4,1.9558353235465302E-3,1.437537966610291E-3,2.2815972321122192E-6,1.0671561844509171E-4,6.9190400600355638E-3]
[2004,11,1,3,2.1987562038112557E-3,1.5417650798004686E-3,1.9696424693109254E-3,4.9635006703729195E-3,1.554403721631171E-5,2.6518398312492451E-4,1.0954392443636805E-2,null,1.8986496255833129E-3,1.2963114458081112E-3,1.9835563550694509E-3,1.8805933345252279E-3,2.2840980300332597E-6,1.0691389564047587E-4,7.1683087546566115E-3]
[2004,11,1,7,2.5643435048795554E-3,1.6033252768466507E-3,2.5350757207485458E-3,6.1212858574504836E-3,1.554403721631171E-5,2.6518398312492451E-4,1.310475838026647E-2,null,2.2143381912770317E-3,1.3480710744848069E-3,2.5529839221187403E-3,2.3192601646974346E-3,2.2840980300332597E-6,1.0691389564047587E-4,8.5438513462485228E-3]
[2004,11,1,8,2.8437125523862153E-3,1.65365222409754E-3,2.9213026341636276E-3,5.9369212724314346E-3,5.1761647025198476E-6,8.830627166051989E-5,1.3449071119441857E-2,null,2.4555763679010092E-3,1.3903858204916059E-3,2.9419392074256029E-3,2.2494072861073558E-3,7.6060468947838815E-7,3.560232937697724E-5,9.0736716159920301E-3]
[2004,11,1,11,3.0511156606555078E-3,1.7601788733525928E-3,3.181465275053706E-3,7.4716752105895177E-3,0,0,1.5464435019651324E-2,null,2.6346711821317692E-3,1.4799531070530465E-3,3.2039396809784015E-3,2.8309017227787195E-3,0,0,1.0149465692941936E-2]
[2004,11,1,15,2.9100280061931882E-3,1.6433032513707058E-3,3.0768911598650405E-3,8.3521152775746146E-3,0,0,1.5982337695003547E-2,null,2.5128404753644688E-3,1.3816844353234533E-3,3.0986268366474147E-3,3.1644867933528545E-3,0,0,1.0157638540688192E-2]
[2004,11,1,18,4.2327186509884714E-3,1.4151221150719298E-3,2.734056936397299E-3,7.0923215330972967E-3,1.2948183310675703E-5,2.2089826322298215E-4,1.5708065682088653E-2,null,3.6549980702583734E-3,1.1898304216497978E-3,2.7533707745496846E-3,2.6871705046934997E-3,1.9026537044950179E-6,8.9059277197215176E-5,1.0376331702053066E-2]
[2004,11,1,20,3.9794626825029062E-3,1.3958474138755755E-3,2.5916107992320471E-3,8.3646299987133396E-3,1.554403721631171E-5,2.6518398312492451E-4,1.6612278914665105E-2,null,3.4363088181674061E-3,1.1736243108079313E-3,2.6099183739076129E-3,3.1692284268732065E-3,2.2840980300332597E-6,1.0691389564047587E-4,1.0498277923426665E-2]
[2004,11,2,2,2.415183391664519E-3,1.5305493388733783E-3,2.0611595246912487E-3,7.1755151276234972E-3,1.554403721631171E-5,2.6518398312492451E-4,1.3463135403193877E-2,null,2.0855368295722649E-3,1.2868812845419815E-3,2.0757199023250048E-3,2.718691265892352E-3,2.2840980300332597E-6,1.0691389564047587E-4,8.2760272760021118E-3]
[2004,11,2,5,2.2448975185656349E-3,1.7319868110744095E-3,2.0718111853289065E-3,5.9030698439884281E-3,1.554403721631171E-5,2.6518398312492451E-4,1.2232493379298614E-2,null,1.9384931470389749E-3,1.4562493058118912E-3,2.0864468080853487E-3,2.2365815054896428E-3,2.2840980300332597E-6,1.0691389564047587E-4,7.8269687600963662E-3]
[2004,11,2,6,2.4685327539976758E-3,1.7285372846101469E-3,2.1781083943723844E-3,5.7519298291953203E-3,1.554403721631171E-5,2.6518398312492451E-4,1.2407836282516762E-2,null,2.1316045776215392E-3,1.4533489543272018E-3,2.1934949184960165E-3,2.179316900672211E-3,2.2840980300332597E-6,1.0691389564047587E-4,8.066963344787478E-3]
[2004,11,2,9,3.0629156309091971E-3,1.7110590233488463E-3,3.1663697899660323E-3,8.1543957559315153E-3,0,0,1.609474020015559E-2,null,2.6448605833328787E-3,1.4386532847840956E-3,3.1887375588445371E-3,3.0895739366412645E-3,0,0,1.0361825363602776E-2]
[2004,11,2,12,2.970937619400804E-3,1.6272659591542921E-3,3.1448201713734072E-3,7.9620137145114123E-3,0,0,1.5705037464439915E-2,null,2.5654365813404779E-3,1.3682003282229106E-3,3.1670357101208552E-3,3.0166833683098171E-3,0,0,1.0117355987994061E-2]
[2004,11,2,16,3.1895378804291021E-3,1.6425984289110157E-3,2.9809689150160357E-3,7.9066600103240431E-3,0,0,1.5719765234680196E-2,null,2.7542002573834909E-3,1.3810918227174674E-3,3.0020269809236822E-3,2.9957107092836166E-3,0,0,1.0133029770308256E-2]
[2004,11,2,21,3.8839976780401936E-3,1.492106886775598E-3,2.5431952740119089E-3,7.9555666455017274E-3,1.554403721631171E-5,2.6518398312492451E-4,1.6155594504670665E-2,null,3.3538737602627337E-3,1.2545589863448192E-3,2.5611608332723182E-3,3.0142406739672519E-3,2.2840980300332597E-6,1.0691389564047587E-4,1.0293032247517632E-2]
[2004,11,2,23,3.6346619361461319E-3,1.4103045352289261E-3,2.2240915497571253E-3,8.2070304009842707E-3,1.554403721631171E-5,2.6518398312492451E-4,1.5756816442457692E-2,null,3.1385696659883802E-3,1.1857798149955152E-3,2.2398029066261968E-3,3.1095163863808502E-3,2.2840980300332597E-6,1.0691389564047587E-4,9.7828667676614512E-3]
[2004,11,3,3,2.1676663849085833E-3,1.5326715751002324E-3,2.0481880623831536E-3,7.5576393036930253E-3,1.554403721631171E-5,2.6518398312492451E-4,1.3586893346426229E-2,null,1.8718032326468456E-3,1.2886656543838095E-3,2.0626568074249606E-3,2.8634721828703098E-3,2.2840980300332597E-6,1.0691389564047587E-4,8.1957958709964335E-3]
[2004,11,3,6,2.4578309861382919E-3,1.7285372846101469E-3,2.1781120930175635E-3,5.8579564368956127E-3,1.554403721631171E-5,2.6518398312492451E-4,1.250316482100285E-2,null,2.1223634859970663E-3,1.4533489543272018E-3,2.1934986432690473E-3,2.2194887360289916E-3,2.2840980300332597E-6,1.0691389564047587E-4,8.0978978132928165E-3]
[2004,11,3,7,2.9171889010109731E-3,1.7151120161014595E-3,2.6211388233895292E-3,5.970358790133262E-3,1.554403721631171E-5,2.6518398312492451E-4,1.350452655097646E-2,null,2.519023985041923E-3,1.4420610289105028E-3,2.6396549889952784E-3,2.2620762423721289E-3,2.2840980300332597E-6,1.0691389564047587E-4,8.9720142389903418E-3]
[2004,11,3,10,3.2508256088067968E-3,1.6571462898366796E-3,3.2050759017060188E-3,8.6096073373718059E-3,0,0,1.6722655137721303E-2,null,2.8071228698747985E-3,1.393323620464763E-3,3.2277170970694304E-3,3.2620465366683294E-3,0,0,1.0690210124077322E-2]
[2004,11,3,14,2.7695133410833325E-3,1.6044195697626415E-3,3.1878065606490164E-3,8.8391436332986954E-3,0,0,1.6400883104793686E-2,null,2.3915045510644714E-3,1.3489911526800202E-3,3.2103257624819595E-3,3.3490142751292748E-3,0,0,1.0299835741355725E-2]
[2004,11,3,18,4.08121573301013E-3,1.7275686568418154E-3,2.7784065336789337E-3,7.1507331746517933E-3,1.4253882436845885E-5,2.431737178054758E-4,1.5995351698424989E-2,null,3.5241736714479222E-3,1.4525345350104937E-3,2.7980336648475027E-3,2.7093017687067691E-3,2.0945179390178118E-6,9.8040044431015145E-5,1.058417820238272E-2]
[2004,11,3,21,3.8686550274145675E-3,1.492106886775598E-3,2.5345886709554851E-3,7.8141778021019719E-3,1.554403721631171E-5,2.6518398312492451E-4,1.599025640758886E-2,null,3.3406252164654236E-3,1.2545589863448192E-3,2.5524934317240045E-3,2.9606706365819576E-3,2.2840980300332597E-6,1.0691389564047587E-4,1.0217546264786714E-2]
[2004,11,4,1,2.935049202410024E-3,1.4019455611654721E-3,2.0738647820109347E-3,7.5227790684175349E-3,1.554403721631171E-5,2.6518398312492451E-4,1.4214366634345202E-2,null,2.5344465473548039E-3,1.1787516147232203E-3,2.0885149117198178E-3,2.8502641810077564E-3,2.2840980300332597E-6,1.0691389564047587E-4,8.7611752484761073E-3]
[2004,11,4,4,2.2659455366686974E-3,1.5796859948833469E-3,2.0362936177407234E-3,6.3268957973373193E-3,1.554403721631171E-5,2.6518398312492451E-4,1.248954896697132E-2,null,1.9566683370038198E-3,1.3281952372504588E-3,2.0506783384245594E-3,2.3971625783651383E-3,2.2840980300332597E-6,1.0691389564047587E-4,7.8419024847144851E-3]
[2004,11,4,7,3.0017530802712339E-3,1.7151120161014595E-3,2.6235710981081127E-3,5.5871212912294872E-3,1.554403721631171E-5,2.6518398312492451E-4,1.3208285506051529E-2,null,2.5920460631658863E-3,1.4420610289105028E-3,2.6421044457116587E-3,2.1168735046591088E-3,2.2840980300332597E-6,1.0691389564047587E-4,8.9022830361176648E-3]
[2004,11,4,11,3.1645890176187274E-3,1.7504626085029017E-3,3.212536155612756E-3,5.7089889662177212E-3,0,0,1.3836576747952106E-2,null,2.7326566460674482E-3,1.4717837007665923E-3,3.235230051464812E-3,2.1630472744431956E-3,0,0,9.602717672742048E-3]
[2004,11,4,12,3.0289760998819283E-3,1.6272659591542921E-3,3.1531072554620313E-3,6.2144162781695485E-3,0,0,1.4023765592667801E-2,null,2.6155534333333922E-3,1.3682003282229106E-3,3.1753813355656275E-3,2.354545835049252E-3,0,0,9.5136809321711823E-3]
[2004,11,4,15,2.8908247388204703E-3,1.712391288541151E-3,3.0998275466085782E-3,5.9890030553025339E-3,0,0,1.3692046629272734E-2,null,2.496258247492189E-3,1.4397734493540831E-3,3.1217252498855243E-3,2.2691402649507378E-3,0,0,9.3268972116825333E-3]
[2004,11,4,19,4.3330376313433349E-3,1.697107598776508E-3,2.6669269728079713E-3,3.8204977985430758E-3,1.554403721631171E-5,2.6518398312492451E-4,1.2798298021812125E-2,null,3.7416245885415304E-3,1.4269229689302749E-3,2.6857665936042079E-3,1.4475272940717876E-3,2.2840980300332597E-6,1.0691389564047587E-4,9.4110394388183111E-3]
[2004,11,4,22,4.0657582063487628E-3,1.3651321438272117E-3,2.3985135205164725E-3,6.7323210238866161E-3,1.554403721631171E-5,2.6518398312492451E-4,1.4842452914920298E-2,null,3.5108259309584683E-3,1.1477990040563125E-3,2.4154570235302049E-3,2.5507719015688169E-3,2.2840980300332597E-6,1.0691389564047587E-4,9.7340518537843111E-3]
[2004,11,5,2,2.1967524111469287E-3,1.5095294367630492E-3,2.0214059103295726E-3,6.7065879797599537E-3,1.554403721631171E-5,2.6518398312492451E-4,1.2715003758340738E-2,null,1.8969193290705496E-3,1.2692078140162954E-3,2.0356854617436795E-3,2.5410220507124433E-3,2.2840980300332597E-6,1.0691389564047587E-4,7.8520326492134765E-3]
[2004,11,5,4,1.9585848191329492E-3,1.5094971722716122E-3,1.9730163239856501E-3,6.2923021773139591E-3,1.554403721631171E-5,2.6518398312492451E-4,1.2014128513045405E-2,null,1.6912590523106262E-3,1.2691806861288559E-3,1.9869540432211857E-3,2.3840555928818178E-3,2.2840980300332597E-6,1.0691389564047587E-4,7.4406473682129947E-3]
[2004,11,5,9,3.2889874213713529E-3,1.4731714628657439E-3,3.1867762575770024E-3,7.9580962063184549E-3,0,0,{"$f":"SUM(E7427:J7427)","v":1.5907031348132553E-2},null,2.8400760053846302E-3,1.2386381388258512E-3,3.2092881811757153E-3,3.0151990852836058E-3,0,0,{"$f":"SUM(M7427:R7427)","v":1.0303201410669802E-2}]
[2004,11,5,10,3.3879597085266474E-3,1.5395120788446583E-3,3.227792809048253E-3,7.9039520073710175E-3,0,0,1.6059216603790574E-2,null,{"$f":"E7428*V$5","v":2.9255396396087427E-3},{"$f":"F7428*W$5","v":1.2944171293751488E-3},{"$f":"G7428*X$5","v":3.2505944804668225E-3},{"$f":"H7428*Y$5","v":2.9946846890125342E-3},{"$f":"I7428*Z$5","v":0},{"$f":"J7428*AA$5","v":0},1.0465235938463248E-2]
[2004,11,5,13,2.8233876844675552E-3,1.6044135500336619E-3,3.2224366205547824E-3,7.410020336638316E-3,0,0,1.5060258191694317E-2,null,2.4380256258965506E-3,1.3489860913099845E-3,3.245200454956756E-3,2.8075416483687946E-3,0,0,9.8397538205320864E-3]
[2004,11,5,16,2.906362932575686E-3,1.5063987976631451E-3,2.936361372719088E-3,8.0934324891664324E-3,0,0,1.5442555592124351E-2,null,2.5096756448846078E-3,1.2665755820692433E-3,2.9571043234435687E-3,3.0664759014554072E-3,0,0,9.7998314518528279E-3]
[2004,11,5,20,3.7302752631202928E-3,1.5527351562501222E-3,2.6558602148900046E-3,6.3212000480775896E-3,1.554403721631171E-5,2.6518398312492451E-4,1.4540798702679244E-2,null,3.2211328019766251E-3,1.305535053119879E-3,2.6746216582465344E-3,2.3950045474099074E-3,2.2840980300332597E-6,1.0691389564047587E-4,9.7054920544234549E-3]
[2004,11,5,23,3.5234392779899676E-3,1.1543536643930127E-3,2.2756449206223503E-3,6.3384533074998415E-3,1.554403721631171E-5,2.6518398312492451E-4,1.3572619190846407E-2,null,3.0425277046747332E-3,9.7057709197620305E-4,2.2917204591760987E-3,2.4015415395094537E-3,2.2840980300332597E-6,1.0691389564047587E-4,8.8155647890069966E-3]
[2004,11,6,1,2.710635383278362E-3,1.4536834992327063E-3,2.163665065590706E-3,5.8494378226134347E-3,1.554403721631171E-5,2.6518398312492451E-4,1.2458149791056443E-2,null,2.3406628013753765E-3,1.2222527175681146E-3,2.1789495596100058E-3,2.2162611653480649E-3,2.2840980300332597E-6,1.0691389564047587E-4,8.0673242375720704E-3]
[2004,11,6,7,2.4942671170552428E-3,1.5051096757631979E-3,2.4318759178235502E-3,5.518294776920619E-3,1.554403721631171E-5,2.6518398312492451E-4,1.2230275507903845E-2,null,2.1538264768476479E-3,1.2654916922498166E-3,2.449055098424456E-3,2.0907962070734641E-3,2.2840980300332597E-6,1.0691389564047587E-4,8.0683674682658947E-3]
[2004,11,6,10,3.5198469371940494E-3,1.7083136501517696E-3,2.7962905368769829E-3,2.9132420764407235E-3,0,0,1.0937693200663524E-2,null,3.0394256797684179E-3,1.4363449832503457E-3,2.8160440036527901E-3,1.1037821881469067E-3,0,0,8.3955968548184608E-3]
[2004,11,6,11,3.9319307832147102E-3,1.6307276970378866E-3,2.8022712144388819E-3,2.9227387971907841E-3,0,0,1.1287668491882261E-2,null,3.3952645120136058E-3,1.3711109470322766E-3,2.8220669297271232E-3,1.1073803481812176E-3,0,0,8.695822736954224E-3]
[2004,11,6,14,3.9936319083587139E-3,1.4794414039344286E-3,2.7466243639804495E-3,2.7726048186753178E-3,0,0,1.0992302494948911E-2,null,3.4485440970579454E-3,1.2439098864340734E-3,2.7660269805555161E-3,1.050496914888415E-3,0,0,8.5089778789359492E-3]
[2004,11,6,18,3.9649399986405546E-3,1.5054742814700447E-3,2.4711305606242278E-3,2.8602391906122262E-3,1.554403721631171E-5,2.6518398312492451E-4,1.1082512051688288E-2,null,3.4237683244874228E-3,1.2657982516324259E-3,2.4885870426257332E-3,1.0837002176951561E-3,2.2840980300332597E-6,1.0691389564047587E-4,8.371051830111248E-3]
[2004,11,6,22,3.9248557599482221E-3,1.4337166945071951E-3,2.1744902263224914E-3,2.7120858136985794E-3,1.554403721631171E-5,2.6518398312492451E-4,1.0525876514817721E-2,null,3.3891551533440875E-3,1.2054646881588316E-3,2.1898511910983303E-3,1.027567203596001E-3,2.2840980300332597E-6,1.0691389564047587E-4,7.9212362298677584E-3]
[2004,11,7,1,2.8938915237436171E-3,1.6764795960463193E-3,2.016138495479831E-3,2.9161160920633607E-3,1.554403721631171E-5,2.6518398312492451E-4,9.7833537276743633E-3,null,2.4989064492509762E-3,1.409579006225681E-3,2.030380836989296E-3,1.1048711080407861E-3,2.2840980300332597E-6,1.0691389564047587E-4,7.1529353941772482E-3]
[2004,11,7,5,2.3570880383027722E-3,1.7270527513005996E-3,2.0312301849594425E-3,2.6278489320115225E-3,1.554403721631171E-5,2.6518398312492451E-4,9.0239479269155713E-3,null,2.0353708672353693E-3,1.4521007631818307E-3,2.0455791367022845E-3,9.9565115709127332E-4,2.2840980300332597E-6,1.0691389564047587E-4,6.6378999178812667E-3]
[2004,11,7,8,3.0508337699456057E-3,1.6194041396526309E-3,2.5058593554072106E-3,2.6076175497306859E-3,7.7720186081558549E-6,1.3259199156246226E-4,9.9240788249067517E-3,null,2.6344277664725507E-3,1.3615901340121299E-3,2.5235611674575297E-3,9.8798580048264526E-4,1.1420490150166299E-6,5.3456947820237936E-5,7.5621638652601103E-3]
[2004,11,7,11,3.3257260032411614E-3,1.8039163210646599E-3,2.7461296395636953E-3,2.5168691399339526E-3,0,0,1.0392641103803469E-2,null,2.8718001658853101E-3,1.5167274216502638E-3,2.7655287613222537E-3,9.5360263708323774E-4,0,0,8.1076589859410651E-3]
[2004,11,7,12,3.2124135240637433E-3,1.8847711392016729E-3,2.7115084143411244E-3,2.4909082256733325E-3,0,0,1.0299601303279872E-2,null,2.7739536216476162E-3,1.584709909756239E-3,2.7306629659403403E-3,9.4376644977130274E-4,0,0,8.0330929471154975E-3]
[2004,11,7,15,3.4515478661681157E-3,1.6701181787519704E-3,2.702397646324536E-3,2.5525454554075015E-3,0,0,1.0376609146652125E-2,null,2.9804486975062187E-3,1.4042303456818235E-3,2.7214878379257673E-3,9.671198390613599E-4,0,0,8.0732867201751685E-3]
[2004,11,7,20,4.4550727453403563E-3,1.6635278058975494E-3,2.3881787114187923E-3,2.6883921692407329E-3,1.554403721631171E-5,2.6518398312492451E-4,1.1475899452238666E-2,null,3.8470032217418995E-3,1.3986891799911108E-3,2.4050492076024216E-3,1.0185900496078888E-3,2.2840980300332597E-6,1.0691389564047587E-4,8.7785296526138295E-3]
[2004,11,7,23,4.1456918779363841E-3,1.6031323077672294E-3,2.0997875046494421E-3,3.1094622693069382E-3,1.554403721631171E-5,2.6518398312492451E-4,1.1238801980001229E-2,null,3.579849515914486E-3,1.3479088266627371E-3,2.1146207568320543E-3,1.1781269724653771E-3,2.2840980300332597E-6,1.0691389564047587E-4,8.3297040655451633E-3]
[2004,11,8,2,2.2974641750288407E-3,1.747867423935148E-3,1.9554222370463973E-3,4.2996705552167322E-3,1.554403721631171E-5,2.6518398312492451E-4,1.0581152411568354E-2,null,{"$f":"E7492*V$5","v":1.9838850201529803E-3},{"$f":"F7492*W$5","v":1.4696016773810326E-3},{"$f":"G7492*X$5","v":1.9692356686919197E-3},{"$f":"H7492*Y$5","v":1.629078411343794E-3},{"$f":"I7492*Z$5","v":2.2840980300332597E-6},{"$f":"J7492*AA$5","v":1.0691389564047587E-4},7.1609987712402358E-3]
[2004,11,8,6,2.369555033225338E-3,1.6321263750106257E-3,2.1775346459259452E-3,5.1485270412466068E-3,1.554403721631171E-5,2.6518398312492451E-4,1.160847111574975E-2,null,2.046136251410681E-3,1.3722869512684708E-3,2.1929171169940294E-3,1.9506969534999195E-3,2.2840980300332597E-6,1.0691389564047587E-4,7.6712352668436099E-3]
[2004,11,8,9,3.326901209015666E-3,1.5066084162614626E-3,3.096854223661078E-3,7.81878806137201E-3,0,0,1.5749151910310219E-2,null,2.8728149687087786E-3,1.2667518287567661E-3,3.1187309228845172E-3,2.9624173922347609E-3,0,0,1.0220715112584823E-2]
[2004,11,8,10,3.368718896490739E-3,1.5649550533831697E-3,3.1999008764537571E-3,8.0835330817494201E-3,0,0,1.6217107908077087E-2,null,2.9089249915160739E-3,1.315809505906303E-3,3.2225055145681859E-3,3.0627251696956018E-3,0,0,1.0509965181686164E-2]
[2004,11,8,16,3.5986454731623957E-3,1.6017563990897955E-3,2.9596599685067504E-3,7.4074533435135731E-3,0,0,1.5567515184272514E-2,null,3.107469062910889E-3,1.3467519667816098E-3,2.9805675044314258E-3,2.8065690545321545E-3,0,0,1.024135758865608E-2]
[2004,11,8,17,4.371497538010605E-3,1.5664022183919763E-3,2.8182803561711536E-3,6.639569164999734E-3,1.2901553984419201E-6,2.2010275879288761E-5,1.5419049708851199E-2,null,3.7748351315145113E-3,1.3170262778967102E-3,2.8381891627298288E-3,2.515629662417192E-3,1.8958018197007325E-7,8.8738554668582687E-6,1.0454743670207071E-2]
[2004,11,8,21,4.3321786184445524E-3,1.3058057240900112E-3,2.5479034137245588E-3,5.5678976793078743E-3,1.554403721631171E-5,2.6518398312492451E-4,1.4034513455908232E-2,null,3.7408828216663227E-3,1.0979175286280961E-3,2.5659022320759541E-3,2.1095899765916958E-3,2.2840980300332597E-6,1.0691389564047587E-4,9.623490552632577E-3]
[2004,11,8,24,3.7536590524935246E-3,1.3046082401497649E-3,2.1313129516875519E-3,5.2051592613530945E-3,1.554403721631171E-5,2.6518398312492451E-4,1.2675467526025171E-2,null,3.2413249555501992E-3,1.0969106877297969E-3,2.146368904931605E-3,1.972154022356047E-3,2.2840980300332597E-6,1.0691389564047587E-4,8.5659565642381558E-3]
[2004,11,9,3,2.3521551602417286E-3,1.5326715751002324E-3,2.0763851814408134E-3,5.4307966932870509E-3,1.554403721631171E-5,2.6518398312492451E-4,1.167273663041106E-2,null,2.0311112739855972E-3,1.2886656543838095E-3,2.0910531156752787E-3,2.0576445417886768E-3,2.2840980300332597E-6,1.0691389564047587E-4,7.5776725795038708E-3]
[2004,11,9,7,3.2249228428413755E-3,1.7151120161014595E-3,2.6121796439182278E-3,6.0252847683220749E-3,1.554403721631171E-5,2.6518398312492451E-4,1.3858227291524373E-2,null,2.7847555529268934E-3,1.4420610289105028E-3,2.6306325203729782E-3,2.2828868426588815E-3,2.2840980300332597E-6,1.0691389564047587E-4,9.249533938539764E-3]
[2004,11,9,9,3.3331426268447088E-3,1.7110590233488463E-3,3.2009492871339544E-3,7.9512565913000162E-3,0,0,1.6196407528627527E-2,null,2.8782045001191641E-3,1.4386532847840956E-3,3.2235613313978035E-3,3.0126076613534807E-3,0,0,1.0553026777654545E-2]
[2004,11,9,12,3.2119252592535501E-3,1.6272659591542921E-3,3.1810697700963724E-3,8.5454846151336878E-3,0,0,1.6565745603637903E-2,null,2.7735319997336211E-3,1.3682003282229106E-3,3.203541382107513E-3,3.2377514328613714E-3,0,0,1.0583025142925417E-2]
[2004,11,9,15,3.0497399597464972E-3,1.712391288541151E-3,3.1332923827293068E-3,7.8734235173889972E-3,0,0,1.5768847148405953E-2,null,2.6334832496036969E-3,1.4397734493540831E-3,3.1554264872384395E-3,2.9831179181816171E-3,0,0,1.0211801104377836E-2]
[2004,11,9,18,4.3948386547892661E-3,1.7275686568418154E-3,2.8178849346175562E-3,6.9450359166975811E-3,1.554403721631171E-5,2.6518398312492451E-4,1.6166056183287456E-2,null,3.7949904368438079E-3,1.4525345350104937E-3,2.8377909478518545E-3,2.6313662715791455E-3,2.2840980300332597E-6,1.0691389564047587E-4,1.0825880184955811E-2]
[2004,11,9,22,4.3062952884845591E-3,1.3651321438272117E-3,2.487560212086814E-3,8.1097022344665988E-3,1.554403721631171E-5,2.6518398312492451E-4,1.6549417899206421E-2,null,3.7185322879181031E-3,1.1477990040563125E-3,2.5051327559102309E-3,3.0726402553253583E-3,2.2840980300332597E-6,1.0691389564047587E-4,1.0553302296880514E-2]
[2004,11,10,1,3.2012473471938006E-3,1.4019455611654721E-3,2.1044824112298717E-3,7.7595497411995602E-3,1.554403721631171E-5,2.6518398312492451E-4,1.4747953081129939E-2,null,2.7643115078486579E-3,1.1787516147232203E-3,2.1193488290223977E-3,2.9399729125291884E-3,2.2840980300332597E-6,1.0691389564047587E-4,9.111582857793973E-3]
[2004,11,10,6,2.7704978706161103E-3,1.7285372846101469E-3,2.2006098926271268E-3,5.7410760658165392E-3,1.554403721631171E-5,2.6518398312492451E-4,1.2721449134011157E-2,null,2.3923547029028355E-3,1.4533489543272018E-3,2.2161553711198844E-3,2.1752045782570078E-3,2.2840980300332597E-6,1.0691389564047587E-4,8.3462616002774395E-3]
[2004,11,10,9,3.4199764440091978E-3,1.7110590233488463E-3,3.2046681335516762E-3,8.0054690063531102E-3,0,0,1.6341172607262831E-2,null,2.9531864349792232E-3,1.4386532847840956E-3,3.2273064483722461E-3,3.0331479036477776E-3,0,0,1.0652294071783343E-2]
[2004,11,10,12,3.2893633337315771E-3,1.6272659591542921E-3,3.1902556811322664E-3,8.3274827535134172E-3,0,0,1.6434367727531554E-2,null,2.8404006097499318E-3,1.3682003282229106E-3,3.2127921839643215E-3,3.1551539124612441E-3,0,0,1.0576547034398408E-2]
[2004,11,10,13,3.1811119177611357E-3,1.7362929994370021E-3,3.2116410647729612E-3,7.4537277548511064E-3,0,0,1.5582773736822205E-2,null,2.7469243480139197E-3,1.4598699360462697E-3,3.2343286375527427E-3,2.8241017104739348E-3,0,0,1.0265224632086865E-2]
[2004,11,10,16,3.4990873401910148E-3,1.6425984289110157E-3,3.0197773586428823E-3,8.4759941825752819E-3,0,0,1.6637457310320194E-2,null,3.0214995445248878E-3,1.3810918227174674E-3,3.0411095739250999E-3,3.2114225869597961E-3,0,0,1.0655123528127253E-2]
[2004,11,10,19,4.7229460349460795E-3,1.697107598776508E-3,2.7650139520108176E-3,6.1194319446885425E-3,1.554403721631171E-5,2.6518398312492451E-4,1.5585227550763182E-2,null,4.0783146878026156E-3,1.4269229689302749E-3,2.784546475729433E-3,2.3185577459380884E-3,2.2840980300332597E-6,1.0691389564047587E-4,1.0717539872070921E-2]
[2004,11,10,23,4.0439238498800132E-3,1.4103045352289261E-3,2.3179570748230152E-3,8.0413118767175672E-3,1.554403721631171E-5,2.6518398312492451E-4,1.609422535699076E-2,null,3.4919717293592253E-3,1.1857798149955152E-3,2.3343315135522617E-3,3.0467282106879266E-3,2.2840980300332597E-6,1.0691389564047587E-4,1.0168009262265437E-2]
[2004,11,11,3,2.3422704566168455E-3,1.5326715751002324E-3,2.0739116683394254E-3,7.3696857916417504E-3,1.554403721631171E-5,2.6518398312492451E-4,1.3599267512039487E-2,null,2.0225757261136436E-3,1.2886656543838095E-3,2.0885621292612206E-3,2.7922595155538614E-3,2.2840980300332597E-6,1.0691389564047587E-4,8.3012610189830451E-3]
[2004,11,11,7,3.208434709042252E-3,1.7151120161014595E-3,2.6056143882545449E-3,5.9760546113469797E-3,1.554403721631171E-5,2.6518398312492451E-4,1.3785943745086472E-2,null,2.7705178720916967E-3,1.4420610289105028E-3,2.6240208866388061E-3,2.2642343005896087E-3,2.2840980300332597E-6,1.0691389564047587E-4,9.210032081901123E-3]
[2004,11,11,10,3.5286157396879408E-3,1.6571462898366796E-3,3.2359846004662487E-3,7.0607608955690513E-3,0,0,1.5482507525559921E-2,null,3.0469976350142895E-3,1.393323620464763E-3,3.2588441400775098E-3,2.6752126691837234E-3,0,0,1.0374378064740286E-2]
[2004,11,11,13,3.0974737446333089E-3,1.7362929994370021E-3,3.2068305740254807E-3,5.9043800112592538E-3,0,0,1.3944977329355047E-2,null,2.6747018861428117E-3,1.4598699360462697E-3,3.2294841646893476E-3,2.2370779075252738E-3,0,0,9.6011338944037034E-3]
[2004,11,11,14,2.9812702223651266E-3,1.6044195697626415E-3,3.2031343061049837E-3,6.6968457801226183E-3,0,0,1.4485669878355371E-2,null,2.5743588951083743E-3,1.3489911526800202E-3,3.2257617857104326E-3,2.5373308825393545E-3,0,0,9.6864427160381818E-3]
[2004,11,11,17,4.3162438563923043E-3,1.6277698610676213E-3,2.8607956725047708E-3,5.8349579637256965E-3,1.2901553984419201E-6,2.2010275879288761E-5,1.4663067784968124E-2,null,3.7271229832850517E-3,1.3686240074373198E-3,2.8810048144104292E-3,2.2107749716477826E-3,1.8958018197007325E-7,8.8738554668582687E-6,1.0196590212429411E-2]
[2004,11,11,20,4.534810971058097E-3,1.4860378633653356E-3,2.7142079901883681E-3,6.1948416724024631E-3,1.554403721631171E-5,2.6518398312492451E-4,1.5210626517355498E-2,null,3.9158580370876129E-3,1.249456169700004E-3,2.7333816120455219E-3,2.347129320863756E-3,2.2840980300332597E-6,1.0691389564047587E-4,1.0355023133367404E-2]
[2004,11,12,1,2.5968741860697602E-3,1.3457652487984613E-3,2.0991531710600302E-3,7.1430729153504962E-3,1.554403721631171E-5,2.6518398312492451E-4,1.3465593541619983E-2,null,2.2424287842926155E-3,1.1315153769172269E-3,2.113981942203452E-3,2.7063994154002124E-3,2.2840980300332597E-6,1.0691389564047587E-4,8.3035235124840154E-3]
[2004,11,12,4,2.134210055797572E-3,1.5094971722716122E-3,2.0208949038472653E-3,6.3202693466832853E-3,1.554403721631171E-5,2.6518398312492451E-4,1.2265599498940969E-2,null,1.8429133326979986E-3,1.2691806861288559E-3,2.0351708454256143E-3,2.3946519191028318E-3,2.2840980300332597E-6,1.0691389564047587E-4,7.6511147770258088E-3]
[2004,11,12,8,3.336715808045918E-3,1.7201448540914172E-3,3.0256448062379805E-3,5.7108561155254757E-3,9.062174006597775E-6,1.54602267441751E-4,1.3957026025349142E-2,null,2.8812899805094219E-3,1.446292623967854E-3,3.0470184701570976E-3,2.1637547083242239E-3,1.3316291969867031E-6,6.2330803287096205E-5,9.6020182154426797E-3]
[2004,11,12,11,3.4093469047203014E-3,1.5903113035790829E-3,3.223207982959319E-3,6.7024719285125487E-3,0,0,1.4925338119771252E-2,null,2.9440077135020519E-3,1.3371289648708234E-3,3.2459772663950858E-3,2.539462542805728E-3,0,0,1.0066576487573689E-2]
[2004,11,12,14,2.9869250647328047E-3,1.5319161641448647E-3,3.1588924670216843E-3,6.9532047540057955E-3,0,0,1.4630938449905149E-2,null,2.5792419123003276E-3,1.2880305071226855E-3,3.181207414832991E-3,2.6344613171957092E-3,0,0,9.6829411514517127E-3]
[2004,11,12,17,3.8766412097474582E-3,1.4769159185878836E-3,2.7832276738321707E-3,6.5219586710104959E-3,2.5958545246121039E-6,4.4285730461782418E-5,1.4705625058164404E-2,null,3.3475213707866258E-3,1.2417864659442471E-3,2.8028888623458483E-3,2.4710688724113427E-3,3.8144441649286707E-7,1.7854622700658241E-5,9.8815016386052147E-3]
[2004,11,12,19,4.0361148399359467E-3,1.4607390005513025E-3,2.7186726814480374E-3,5.7476261826308033E-3,1.554403721631171E-5,2.6518398312492451E-4,1.4243880724907324E-2,null,3.4852285653009371E-3,1.2281849618737087E-3,2.7378778426353501E-3,2.1776863158126797E-3,2.2840980300332597E-6,1.0691389564047587E-4,9.7381756792931842E-3]
[2004,11,12,22,4.4718492020223502E-3,1.3106010081227024E-3,2.3626091552359568E-3,5.1812606067552303E-3,1.554403721631171E-5,2.6518398312492451E-4,1.3607047992477474E-2,null,3.8614898724868385E-3,1.1019493890320707E-3,2.3792990237731133E-3,1.9630991932091239E-3,2.2840980300332597E-6,1.0691389564047587E-4,9.4150354721716546E-3]
[2004,11,13,2,2.9044069162909537E-3,1.4465761288617986E-3,2.0154082669838966E-3,5.1519361538840038E-3,1.554403721631171E-5,2.6518398312492451E-4,1.1799055486361888E-2,null,2.507986603789372E-3,1.2162768619192127E-3,2.0296454500364192E-3,1.9519886133441103E-3,2.2840980300332597E-6,1.0691389564047587E-4,7.8150955227596231E-3]
[2004,11,13,5,2.5020998366804426E-3,1.4817619780580868E-3,2.0565940616652347E-3,5.3824585895532948E-3,1.554403721631171E-5,2.6518398312492451E-4,1.1703642486298294E-2,null,2.1605901144705489E-3,1.2458610181834923E-3,2.0711221881001217E-3,2.0393299848414205E-3,2.2840980300332597E-6,1.0691389564047587E-4,7.6261012992660917E-3]
[2004,11,13,9,3.73876415411694E-3,1.7309306220498926E-3,2.7672057687082507E-3,5.0732746547678407E-3,0,0,{"$f":"SUM(E7619:J7619)","v":1.3310175199642924E-2},null,3.2284630506346913E-3,1.4553612652541202E-3,2.7867537757887487E-3,1.9221849927251763E-3,0,0,{"$f":"SUM(M7619:R7619)","v":9.3927630844027367E-3}]
[2004,11,13,10,4.1944122983504379E-3,1.7083136501517696E-3,2.7855262209691861E-3,4.8182078441685238E-3,0,0,1.3506460013639917E-2,null,{"$f":"E7620*V$5","v":3.6219201228408307E-3},{"$f":"F7620*W$5","v":1.4363449832503457E-3},{"$f":"G7620*X$5","v":2.8052036468065268E-3},{"$f":"H7620*Y$5","v":1.8255441386733435E-3},{"$f":"I7620*Z$5","v":0},{"$f":"J7620*AA$5","v":0},9.6890128915710482E-3]
[2004,11,13,16,4.9113240671427756E-3,1.363577875133164E-3,2.6484379768849224E-3,5.0882836722738935E-3,0,0,1.4011623591434756E-2,null,4.2409811442648713E-3,1.146492179609221E-3,2.6671469883035323E-3,1.9278716764095638E-3,0,0,9.9824919885871891E-3]
[2004,11,13,17,4.5403595619462186E-3,1.4887533873526174E-3,2.5793307115010459E-3,4.7485417879979865E-3,2.5958545246121039E-6,4.4285730461782418E-5,1.3403867033784263E-2,null,3.9206493049844292E-3,1.2517393741078606E-3,2.597551537570986E-3,1.7991487517120823E-3,3.8144441649286707E-7,1.7854622700658241E-5,9.5873250354925072E-3]
[2004,11,13,20,5.0785814419340193E-3,1.4957806454207927E-3,2.4130222580568406E-3,4.8791419048039618E-3,1.554403721631171E-5,2.6518398312492451E-4,1.4147254270556847E-2,null,4.3854096859435665E-3,1.2576478715733772E-3,2.4300682532333805E-3,1.8486311081101687E-3,2.2840980300332597E-6,1.0691389564047587E-4,1.0030954912531002E-2]
[2004,11,13,24,3.7885006917963092E-3,1.4642412352418623E-3,1.9991933394081177E-3,4.7518485879559516E-3,1.554403721631171E-5,2.6518398312492451E-4,1.2284511874743475E-2,null,3.2714110857461139E-3,1.231129630276671E-3,2.013315977484388E-3,1.8004016468706702E-3,2.2840980300332597E-6,1.0691389564047587E-4,8.4254563340483511E-3]
[2004,11,14,3,2.5955429615160202E-3,1.7319332319817671E-3,1.9955638384862163E-3,4.9910333453099991E-3,1.554403721631171E-5,2.6518398312492451E-4,1.1594801397635237E-2,null,2.2412792575755812E-3,1.4562042566718125E-3,2.0096608371573794E-3,1.8910250375523642E-3,2.2840980300332597E-6,1.0691389564047587E-4,7.7073673826276454E-3]
[2004,11,14,6,2.9431009066246375E-3,1.7015191962182182E-3,2.0962670482928148E-3,4.8142891555943319E-3,1.554403721631171E-5,2.6518398312492451E-4,1.1835904327071238E-2,null,2.5413992805254416E-3,1.4306322268016016E-3,2.111075431379473E-3,1.8240594084190103E-3,2.2840980300332597E-6,1.0691389564047587E-4,8.0163643407960353E-3]
[2004,11,14,11,3.8290647019538354E-3,1.8039163210646599E-3,2.788662444299496E-3,4.5541759531497984E-3,0,0,1.2975819420467789E-2,null,3.3064385447087066E-3,1.5167274216502638E-3,2.8083620249460526E-3,1.7255065548535753E-3,0,0,9.3570345461585977E-3]
[2004,11,14,14,3.5513094649514284E-3,1.8084790924900113E-3,2.7884848182365119E-3,4.9562352083720321E-3,0,0,1.3104508584049983E-2,null,3.0665939108087247E-3,1.5205637861527305E-3,2.8081831441026774E-3,1.8778405637856828E-3,0,0,9.2731814048498153E-3]
[2004,11,14,17,4.3465140510099108E-3,1.8017175937093206E-3,2.6591601288825165E-3,4.9378441769745447E-3,2.5958545246121039E-6,4.4285730461782418E-5,1.3792117535562688E-2,null,3.7532616218378077E-3,1.5148787382974753E-3,2.677944883386638E-3,1.8708724875511811E-3,3.8144441649286707E-7,1.7854622700658241E-5,9.8351937981902508E-3]
[2004,11,14,18,4.7525055795106961E-3,1.8162140231756739E-3,2.5577647311892612E-3,4.9583689719053595E-3,1.554403721631171E-5,2.6518398312492451E-4,1.4365581326122225E-2,null,4.1038396723928764E-3,1.5270672926283439E-3,2.5758332115462081E-3,1.8786490136569966E-3,2.2840980300332597E-6,1.0691389564047587E-4,1.0194587183894934E-2]
[2004,11,14,21,5.104226726190003E-3,1.6560341095008637E-3,2.299193143383854E-3,4.9786863594434147E-3,1.554403721631171E-5,2.6518398312492451E-4,1.431886835885937E-2,null,4.4075546646666283E-3,1.3923885025807158E-3,2.3154350305447358E-3,1.8863469563221602E-3,2.2840980300332597E-6,1.0691389564047587E-4,1.0110923147784751E-2]
[2004,11,15,1,2.7524104140685887E-3,1.578298191836951E-3,1.9552137455114155E-3,6.7518096733923611E-3,1.554403721631171E-5,2.6518398312492451E-4,1.3318460045150552E-2,null,2.3767359896766128E-3,1.3270283766196528E-3,1.9690257043376599E-3,2.5581558482615546E-3,2.2840980300332597E-6,1.0691389564047587E-4,8.3401439125659893E-3]
[2004,11,15,4,2.2812241072735465E-3,1.6865428113142272E-3,1.9792847152357886E-3,6.1588495190885864E-3,1.554403721631171E-5,2.6518398312492451E-4,1.2386629173253384E-2,null,1.9698615470141257E-3,1.4180401273811221E-3,1.9932667154416539E-3,2.3334924528320244E-3,2.2840980300332597E-6,1.0691389564047587E-4,7.8238588363394347E-3]
[2004,11,15,8,3.10376792528602E-3,1.65365222409754E-3,2.8979346790178294E-3,6.7066958565071754E-3,1.036787313276796E-5,1.7687772202424471E-4,1.4549296280065578E-2,null,2.6801369788188021E-3,1.3903858204916059E-3,2.9184061771134356E-3,2.5410629235369372E-3,1.523493431509497E-6,7.1311570520896187E-5,9.6028269639131855E-3]
[2004,11,15,12,3.5853277929863312E-3,1.4721623066789667E-3,3.1274500371592136E-3,7.1870261847261042E-3,0,0,1.5371966321550617E-2,null,3.0959691028716206E-3,1.2377896433367092E-3,3.1495428703563742E-3,2.7230526266935535E-3,0,0,1.0206354243258256E-2]
[2004,11,15,15,3.1195721404487448E-3,1.6433032513707058E-3,3.0661385335401152E-3,7.0473130528251717E-3,0,0,1.4876326978184737E-2,null,2.6937840885571775E-3,1.3816844353234533E-3,3.0877982519612029E-3,2.6701174903759838E-3,0,0,9.8333842662178175E-3]
[2004,11,15,16,3.7027938674643046E-3,1.6017563990897955E-3,2.9507908482482147E-3,6.9750849774070636E-3,0,0,1.5230426092209377E-2,null,3.1974023213156471E-3,1.3467519667816098E-3,2.9716357312153212E-3,2.6427513941029127E-3,0,0,1.0158541413415491E-2]
[2004,11,15,19,4.2897811678799837E-3,1.6154206516132339E-3,2.7459671892627571E-3,5.654889667673418E-3,1.554403721631171E-5,2.6518398312492451E-4,1.4586786696770628E-2,null,3.7042721671969583E-3,1.3582408292397204E-3,2.7653651634450605E-3,2.1425498902376923E-3,2.2840980300332597E-6,1.0691389564047587E-4,1.0079626043789942E-2]
[2004,11,16,1,3.03139986392649E-3,1.4019455611654721E-3,2.1038437821910387E-3,6.9208883035702263E-3,1.554403721631171E-5,2.6518398312492451E-4,{"$f":"SUM(E7683:J7683)","v":1.3738805531194461E-2},null,2.6176463796490105E-3,1.1787516147232203E-3,2.1187056886005969E-3,2.6222171159110377E-3,2.2840980300332597E-6,1.0691389564047587E-4,{"$f":"SUM(M7683:R7683)","v":8.6465187925543734E-3}]
[2004,11,16,3,2.2872869035542196E-3,1.5326715751002324E-3,2.0570925172732359E-3,6.9668697120501529E-3,1.554403721631171E-5,2.6518398312492451E-4,1.3124648728319076E-2,null,1.9750968367967469E-3,1.2886656543838095E-3,2.0716241648823935E-3,2.6396387576195974E-3,2.2840980300332597E-6,1.0691389564047587E-4,8.0842234073530556E-3]
[2004,11,16,6,2.6129464675778988E-3,1.7285372846101469E-3,2.1891722058556104E-3,5.6605695307823597E-3,1.554403721631171E-5,2.6518398312492451E-4,1.2471953509167251E-2,null,2.2563073722028175E-3,1.4533489543272018E-3,2.2046368866048384E-3,2.144701902177058E-3,2.2840980300332597E-6,1.0691389564047587E-4,8.1681931089824245E-3]
[2004,11,16,9,3.2336785537865568E-3,1.7110590233488463E-3,3.1685951954969977E-3,6.7540352586029319E-3,0,0,1.4867368031235333E-2,null,2.792316203479678E-3,1.4386532847840956E-3,3.1909786850145556E-3,2.5589990879406384E-3,0,0,9.980947261218967E-3]
[2004,11,16,13,3.0283362521674583E-3,1.7362929994370021E-3,3.1868410526076276E-3,5.3207426766959396E-3,0,0,1.3272212980908027E-2,null,2.6150009179515582E-3,1.4598699360462697E-3,3.2093534339293376E-3,2.0159467837377199E-3,0,0,9.3001710716648853E-3]
[2004,11,16,16,3.33757863172874E-3,1.6425984289110157E-3,3.0053765258181786E-3,5.8915276527441848E-3,0,0,1.3877081239202119E-2,null,2.8820350380376254E-3,1.3810918227174674E-3,3.026607011194653E-3,2.2322083484456025E-3,0,0,9.5219422203953498E-3]
[2004,11,16,17,4.2098663016325154E-3,1.6277698610676213E-3,2.8565742451747904E-3,5.3007590485786935E-3,3.8860093040779275E-6,6.6295995781231128E-5,1.406515146153893E-2,null,3.6352648208543802E-3,1.3686240074373198E-3,2.8767535662076139E-3,2.0083752973347373E-3,5.7102450750831493E-7,2.6728473910118968E-5,9.9163171902516799E-3]
[2004,11,16,22,4.1896722502466734E-3,1.3651321438272117E-3,2.4720170061910537E-3,7.7011171551575061E-3,1.554403721631171E-5,2.6518398312492451E-4,1.6008666575763681E-2,null,3.6178270403327017E-3,1.1477990040563125E-3,2.4894797501931708E-3,2.9178337129747932E-3,2.2840980300332597E-6,1.0691389564047587E-4,1.0282137501227487E-2]
[2004,11,16,24,3.3418652335250329E-3,1.5481217990766713E-3,2.1941440485981523E-3,7.4299862120942705E-3,1.554403721631171E-5,2.6518398312492451E-4,1.4794845313635362E-2,null,2.8857365647832686E-3,1.3016561562724297E-3,2.2096438512809327E-3,2.8151064085640636E-3,2.2840980300332597E-6,1.0691389564047587E-4,9.3213409745712041E-3]
[2004,11,17,4,2.2912409044523394E-3,1.5796859948833469E-3,2.041825126092339E-3,6.370145584787032E-3,1.554403721631171E-5,2.6518398312492451E-4,1.2563625630556291E-2,null,1.9785111590903044E-3,1.3281952372504588E-3,2.0562489222817433E-3,2.4135492512798924E-3,2.2840980300332597E-6,1.0691389564047587E-4,7.8857025635729067E-3]
[2004,11,17,7,3.039774223507226E-3,1.7151120161014595E-3,2.6298961346423967E-3,5.4108159076786339E-3,1.554403721631171E-5,2.6518398312492451E-4,1.3076326302270951E-2,null,2.6248777291978621E-3,1.4420610289105028E-3,2.6484741633680891E-3,2.0500741323681532E-3,2.2840980300332597E-6,1.0691389564047587E-4,8.8746850475151171E-3]
[2004,11,17,10,3.3677475007638617E-3,1.6571462898366796E-3,3.2166576428795677E-3,7.1362027323963765E-3,0,0,1.5377754165876487E-2,null,2.9080861808603352E-3,1.393323620464763E-3,3.2393806536110395E-3,2.7037964097538936E-3,0,0,1.0244586864690031E-2]
[2004,11,17,14,2.8586417920648901E-3,1.6044195697626415E-3,3.1929792629927629E-3,8.1004832331195813E-3,0,0,1.5756523857939873E-2,null,2.4684679269001497E-3,1.3489911526800202E-3,3.2155350056652719E-3,3.0691473188606436E-3,0,0,1.0102141404106086E-2]
[2004,11,17,15,2.9178989348042682E-3,1.712391288541151E-3,3.1131539456553847E-3,7.683415659026172E-3,0,0,1.5426859828026974E-2,null,2.5196371068575449E-3,1.4397734493540831E-3,3.1351457888571135E-3,2.9111268909460556E-3,0,0,1.0005683236014796E-2]
[2004,11,17,19,4.3797103815755457E-3,1.697107598776508E-3,2.7452141465923903E-3,6.4431735893945696E-3,1.554403721631171E-5,2.6518398312492451E-4,1.5545933736680249E-2,null,3.7819270102469145E-3,1.4269229689302749E-3,2.7646068011545851E-3,2.441218428302144E-3,2.2840980300332597E-6,1.0691389564047587E-4,1.0523873202304428E-2]
[2004,11,17,22,4.1067380510056584E-3,1.3651321438272117E-3,2.3298074325481559E-3,7.7228196715476254E-3,1.554403721631171E-5,2.6518398312492451E-4,1.5805225319269887E-2,null,3.5462124674828046E-3,1.1477990040563125E-3,2.3462655841979727E-3,2.9260564594547726E-3,2.2840980300332597E-6,1.0691389564047587E-4,1.0075531508862371E-2]
[2004,11,18,1,3.0860964975782919E-3,1.4019455611654721E-3,2.0900085633258556E-3,7.5982213265162859E-3,1.554403721631171E-5,2.6518398312492451E-4,1.445699996892714E-2,null,2.6648775109693688E-3,1.1787516147232203E-3,2.104772735421835E-3,2.8788480811911292E-3,2.2840980300332597E-6,1.0691389564047587E-4,8.9364479359760607E-3]
[2004,11,18,5,2.4182352459247262E-3,1.7319868110744095E-3,2.0894491946131292E-3,5.5940137909296968E-3,1.554403721631171E-5,2.6518398312492451E-4,1.2114413062883196E-2,null,2.0881721385430517E-3,1.4562493058118912E-3,2.1042094152344186E-3,2.1194849657740033E-3,2.2840980300332597E-6,1.0691389564047587E-4,7.8773138190338741E-3]
[2004,11,18,8,3.1631212631311224E-3,1.840625062990451E-3,2.9891010479372979E-3,5.9208751095173231E-3,1.1658027912233782E-5,1.988879873436934E-4,1.4124268498832122E-2,null,2.7313892242843926E-3,1.5475920215449362E-3,3.0102165605999788E-3,2.2433276441318636E-3,1.7130735225249447E-6,8.0185421730356914E-5,9.6144239458140542E-3]
[2004,11,18,12,3.1767261590863629E-3,1.6272659591542921E-3,3.1483484750439621E-3,7.8157679775843255E-3,0,0,1.5768108570868945E-2,null,2.7431371982374587E-3,1.3682003282229106E-3,3.1705889383221099E-3,2.9612731293811806E-3,0,0,1.0243199594163661E-2]
[2004,11,18,16,3.3895899407862958E-3,1.6425984289110157E-3,2.9995746540862496E-3,8.0501253968581262E-3,0,0,1.6081888420641687E-2,null,2.9269473626951088E-3,1.3810918227174674E-3,3.020764154064754E-3,3.0500675166195189E-3,0,0,1.0378870856096848E-2]
[2004,11,18,19,4.5542811905326872E-3,1.697107598776508E-3,2.7678251990430566E-3,5.771159209567632E-3,1.554403721631171E-5,2.6518398312492451E-4,1.5071101218261119E-2,null,3.9326707809704394E-3,1.4269229689302749E-3,2.7873775818836473E-3,2.1866026143160257E-3,2.2840980300332597E-6,1.0691389564047587E-4,1.0442771939770897E-2]
[2004,11,18,20,4.4990072944614701E-3,1.4860378633653356E-3,2.7083545979503226E-3,7.3126272177952353E-3,1.554403721631171E-5,2.6518398312492451E-4,1.6286754993913601E-2,null,3.8849411773435177E-3,1.249456169700004E-3,2.7274868704599835E-3,2.7706409078857353E-3,2.2840980300332597E-6,1.0691389564047587E-4,1.0741723119059748E-2]
[2004,11,18,23,3.8991550981415284E-3,1.4103045352289261E-3,2.3281030995964958E-3,6.8333359619697992E-3,1.554403721631171E-5,2.6518398312492451E-4,1.4751626715277985E-2,null,3.3669623555105037E-3,1.1857798149955152E-3,2.34454921155162E-3,2.5890448931250847E-3,2.2840980300332597E-6,1.0691389564047587E-4,9.5955342688532324E-3]
[2004,11,19,2,2.4085627412958653E-3,1.5095294367630492E-3,2.0710221922168189E-3,6.4570775102447469E-3,1.554403721631171E-5,2.6518398312492451E-4,1.2726919900861717E-2,null,2.0798198267859744E-3,1.2692078140162954E-3,2.085652241393184E-3,2.446486408022724E-3,2.2840980300332597E-6,1.0691389564047587E-4,7.9903642838886867E-3]
[2004,11,19,5,2.2361396176515998E-3,1.6557117966353137E-3,2.0751927039152625E-3,5.6153637472854028E-3,1.554403721631171E-5,2.6518398312492451E-4,1.1863135885828815E-2,null,1.930930605424536E-3,1.3921175028919711E-3,2.0898522142878758E-3,2.1275741327312285E-3,2.2840980300332597E-6,1.0691389564047587E-4,7.6496724490061202E-3]
[2004,11,19,10,3.7184685793936224E-3,1.5395120788446583E-3,3.2147062922072873E-3,7.0678823133555318E-3,0,0,1.55405692638011E-2,null,3.2109376036194054E-3,1.2944171293751488E-3,3.237415518269332E-3,2.6779108638070388E-3,0,0,1.0420681115070924E-2]
[2004,11,19,14,3.0092544713084713E-3,1.5319161641448647E-3,3.1481116358405429E-3,7.0359424987932679E-3,0,0,1.4725224770087147E-2,null,2.5985235949902499E-3,1.2880305071226855E-3,3.1703504260467141E-3,2.6658093640066468E-3,0,0,9.7227138921662966E-3]
[2004,11,19,17,3.90620785747309E-3,1.4769159185878836E-3,2.7697741765108823E-3,6.7784204257872981E-3,3.8860093040779275E-6,6.6295995781231128E-5,1.5001500383444463E-2,null,3.3730524890328048E-3,1.2417864659442471E-3,2.7893403272561844E-3,2.568238249152388E-3,5.7102450750831493E-7,2.6728473910118968E-5,9.9997170298032519E-3]
[2004,11,19,20,4.137087261752952E-3,1.5527351562501222E-3,2.6358730528153185E-3,6.1428350429899E-3,1.554403721631171E-5,2.6518398312492451E-4,1.4749258534149526E-2,null,3.5724193373132189E-3,1.305535053119879E-3,2.6544933034964887E-3,2.3274248164988878E-3,2.2840980300332597E-6,1.0691389564047587E-4,9.9690705040989831E-3]
[2004,11,19,21,4.568067606433357E-3,1.3709608853934348E-3,2.5037245766077769E-3,6.4186183386811977E-3,1.554403721631171E-5,2.6518398312492451E-4,1.5142099427457001E-2,null,3.9445754993482985E-3,1.1526997924487506E-3,2.5214113082215202E-3,2.4319148250821821E-3,2.2840980300332597E-6,1.0691389564047587E-4,1.015979941877126E-2]
[2004,11,19,24,3.3052155009048899E-3,1.160840632031033E-3,2.1390509808048262E-3,6.0835948198166775E-3,1.554403721631171E-5,2.6518398312492451E-4,1.2969429953898661E-2,null,2.8540891265650859E-3,9.7603131487171749E-4,2.1541615967883418E-3,2.3049796157758708E-3,2.2840980300332597E-6,1.0691389564047587E-4,8.3984596476715245E-3]
[2004,11,20,6,2.7379301023144932E-3,1.5412110805395115E-3,2.1165042180584996E-3,5.5866836894305719E-3,1.554403721631171E-5,2.6518398312492451E-4,1.2263057110684311E-2,null,2.3642320847677431E-3,1.2958456448943683E-3,2.1314555599169062E-3,2.1167077041322493E-3,2.2840980300332597E-6,1.0691389564047587E-4,8.0174389873817753E-3]
[2004,11,20,8,3.3345971909005197E-3,1.6530589127225232E-3,2.6717873122736394E-3,5.3377177954437201E-3,1.2948183310675703E-5,2.2089826322298215E-4,1.323100765787406E-2,null,2.8794605318225269E-3,1.3898869660705017E-3,2.690661267325522E-3,2.0223783926544671E-3,1.9026537044950179E-6,8.9059277197215176E-5,9.0733490887747285E-3]
[2004,11,20,11,4.8824841015007794E-3,1.6307276970378866E-3,2.7910182598534024E-3,5.3621396723165663E-3,0,0,1.4666369730708635E-2,null,4.2160775238120453E-3,1.3711109470322766E-3,2.8107344823773538E-3,2.0316314625971814E-3,0,0,1.0429554415818857E-2]
[2004,11,20,15,4.6285752574603302E-3,1.4620955360176641E-3,2.7184973245728368E-3,5.2545722326719849E-3,0,0,1.4063740350722817E-2,null,3.9968245066589565E-3,1.2293255328171867E-3,2.7377012470096822E-3,1.9908758299415812E-3,0,0,9.9547271164274059E-3]
[2004,11,20,18,4.8903952590329588E-3,1.5054742814700447E-3,2.5278771824318409E-3,5.0830741582372158E-3,1.554403721631171E-5,2.6518398312492451E-4,1.4287548901513293E-2,null,4.2229088934110795E-3,1.2657982516324259E-3,2.5457345321163475E-3,1.9258978724304549E-3,2.2840980300332597E-6,1.0691389564047587E-4,1.0069537543260816E-2]
[2004,11,20,21,5.1521992621952218E-3,1.4672316621090319E-3,2.2300050700896448E-3,5.2420814309585648E-3,1.554403721631171E-5,2.6518398312492451E-4,1.4372245445693698E-2,null,4.4489794653638183E-3,1.2336439721998035E-3,2.2457582010611838E-3,1.9861432591200749E-3,2.2840980300332597E-6,1.0691389564047587E-4,1.002372289141539E-2]
[2004,11,20,23,4.1830918300629445E-3,1.4606490312084556E-3,2.0639746546856842E-3,5.3439154846524903E-3,1.554403721631171E-5,2.6518398312492451E-4,1.3332359020950811E-2,null,3.6121447767436957E-3,1.2281093159206176E-3,2.0785549188713139E-3,2.0247266008626462E-3,2.2840980300332597E-6,1.0691389564047587E-4,9.0527336060687823E-3]
[2004,11,21,2,2.721350855373375E-3,1.6514777850432307E-3,1.9860748892055738E-3,5.6781349669779236E-3,1.554403721631171E-5,2.6518398312492451E-4,1.2317766516941338E-2,null,2.3499157267546792E-3,1.3885575586693325E-3,2.0001048563426807E-3,2.1513571732087681E-3,2.2840980300332597E-6,1.0691389564047587E-4,7.9991333086459684E-3]
[2004,11,21,6,2.7726276387300417E-3,1.7015191962182182E-3,2.0727043979138471E-3,5.2052533123904407E-3,1.554403721631171E-5,2.6518398312492451E-4,1.2032832565593782E-2,null,2.394193780570967E-3,1.4306322268016016E-3,2.0873463304742555E-3,1.9721896568337441E-3,2.2840980300332597E-6,1.0691389564047587E-4,7.9935599883510771E-3]
[2004,11,21,9,3.7435003254067518E-3,1.6502335301480716E-3,2.6732336096377614E-3,5.0648610267547316E-3,0,0,{"$f":"SUM(E7811:J7811)","v":1.3131828491947318E-2},null,3.2325527854722837E-3,1.3875113928926979E-3,2.6921177815775366E-3,1.9189971997114526E-3,0,0,{"$f":"SUM(M7811:R7811)","v":9.2311791596539714E-3}]
[2004,11,21,12,3.4812928750532404E-3,1.8847711392016729E-3,2.7218958137015291E-3,5.0599790938957957E-3,0,0,1.3147938921852238E-2,null,3.0061338325315669E-3,1.584709909756239E-3,2.7411237436373117E-3,1.9171475111541578E-3,0,0,9.249114997079276E-3]
[2004,11,21,16,3.9486086832648242E-3,1.8109207830770933E-3,2.6770652306868144E-3,4.6653355721278066E-3,0,0,1.3101930269156539E-2,null,3.4096660580471209E-3,1.5226167522606191E-3,2.6959764698422785E-3,1.7676232084819711E-3,0,0,9.3958824886319885E-3]
[2004,11,21,20,4.8288402524130254E-3,1.6635278058975494E-3,2.410220952167536E-3,5.3168421026060829E-3,1.554403721631171E-5,2.6518398312492451E-4,1.4500159133425427E-2,null,4.1697554832835111E-3,1.3986891799911108E-3,2.4272471584480069E-3,2.0144689167802335E-3,2.2840980300332597E-6,1.0691389564047587E-4,1.0119358732173371E-2]
[2004,11,21,23,4.4581059023770979E-3,1.6031323077672294E-3,2.192203797881119E-3,5.7588258940238961E-3,1.554403721631171E-5,2.6518398312492451E-4,1.4292995922390578E-2,null,3.8496223854591694E-3,1.3479088266627371E-3,2.2076898943064233E-3,2.1819297125588869E-3,2.2840980300332597E-6,1.0691389564047587E-4,9.6963488126577263E-3]
[2004,11,21,24,3.8026192043996779E-3,1.5416529232665441E-3,2.0798523284781567E-3,7.1213253911395396E-3,1.554403721631171E-5,2.6518398312492451E-4,1.4826177867625153E-2,null,3.2836025731978443E-3,1.2962171449314385E-3,2.0945447552225761E-3,2.6981596161557652E-3,2.2840980300332597E-6,1.0691389564047587E-4,9.4817220831781325E-3]
[2004,11,22,3,2.6640298398307406E-3,1.5417650798004686E-3,1.9484119181919089E-3,6.6635150567785394E-3,1.554403721631171E-5,2.6518398312492451E-4,1.3098449914942892E-2,null,2.3004184134511711E-3,1.2963114458081112E-3,1.9621758277656889E-3,2.5247023889985102E-3,2.2840980300332597E-6,1.0691389564047587E-4,8.1928060696939906E-3]
[2004,11,22,7,3.1372615059570663E-3,1.6033252768466507E-3,2.5247145055805405E-3,7.0751093680766321E-3,1.554403721631171E-5,2.6518398312492451E-4,1.4621138676802125E-2,null,2.7090590458903117E-3,1.3480710744848069E-3,2.5425495135837084E-3,2.6806490826246318E-3,2.2840980300332597E-6,1.0691389564047587E-4,9.3895267102539672E-3]
[2004,11,22,10,3.9051262710230296E-3,1.5649550533831697E-3,3.192467452503899E-3,7.7725667630838182E-3,0,0,1.6435115539993918E-2,null,3.3721185275026981E-3,1.315809505906303E-3,3.2150195796610123E-3,2.9449048600026771E-3,0,0,1.084785247307269E-2]
[2004,11,22,13,3.5920395160254459E-3,1.7324183281032092E-3,3.1350028395202381E-3,6.7419304628321486E-3,0,0,1.5201391146481041E-2,null,3.1017647478881736E-3,1.456612124032918E-3,3.157149026983894E-3,2.5544127687771893E-3,0,0,1.0269938667682176E-2]
[2004,11,22,17,5.0258685012764901E-3,1.5664022183919763E-3,2.7920379088917169E-3,7.6009351823796032E-3,5.1761647025198476E-6,8.830627166051989E-5,1.707872624730283E-2,null,4.3398914948547442E-3,1.3170262778967102E-3,2.8117613343880115E-3,2.8798763190390417E-3,7.6060468947838815E-7,3.560232937697724E-5,1.1384918360244963E-2]
[2004,11,22,21,5.082642904066511E-3,1.3058057240900112E-3,2.4809513534343347E-3,7.6412224077887416E-3,1.554403721631171E-5,2.6518398312492451E-4,1.6791350409720837E-2,null,4.3889168021685526E-3,1.0979175286280961E-3,2.4984772111684142E-3,2.8951405231970417E-3,2.2840980300332597E-6,1.0691389564047587E-4,1.0989650058832613E-2]
[2004,11,22,22,4.6727000313502073E-3,1.3559890505817618E-3,2.292831508735293E-3,7.6137772917922158E-3,1.554403721631171E-5,2.6518398312492451E-4,1.6216025902800715E-2,null,4.0349267233939206E-3,1.1401115187322181E-3,2.3090284562387918E-3,2.8847419948929325E-3,2.2840980300332597E-6,1.0691389564047587E-4,1.0478006686928372E-2]
[2004,11,23,1,3.020172655825942E-3,1.4019455611654721E-3,2.0749427155520549E-3,7.9138115257788959E-3,1.554403721631171E-5,2.6518398312492451E-4,1.4691600478663599E-2,null,2.6079515647261455E-3,1.1787516147232203E-3,2.0896004599648146E-3,2.9984203074461448E-3,2.2840980300332597E-6,1.0691389564047587E-4,8.9839219405308344E-3]
[2004,11,23,4,2.3335203562095275E-3,1.5796859948833469E-3,2.0406747859205384E-3,6.3243972611914138E-3,1.554403721631171E-5,2.6518398312492451E-4,1.2559006418546062E-2,null,2.0150199203206351E-3,1.3281952372504588E-3,2.0550904559134462E-3,2.3962159218148316E-3,2.2840980300332597E-6,1.0691389564047587E-4,7.9037195289698801E-3]
[2004,11,23,8,3.0891864943493608E-3,1.840625062990451E-3,2.9739192491940554E-3,4.9143970937934461E-3,1.4253882436845885E-5,2.431737178054758E-4,1.3075555500569635E-2,null,2.6675457564084375E-3,1.5475920215449362E-3,2.9949275150763619E-3,1.8619887518024117E-3,2.0945179390178118E-6,9.8040044431015145E-5,9.1721886072021804E-3]
[2004,11,23,10,3.4283609961553285E-3,1.6571462898366796E-3,3.2116764044680473E-3,6.2830202580446779E-3,0,0,1.4580203948504733E-2,null,2.9604265859178953E-3,1.393323620464763E-3,3.2343642268933804E-3,2.3805388177932994E-3,0,0,9.9686532510693381E-3]
[2004,11,23,15,2.9631514271891237E-3,1.712391288541151E-3,3.0934295884985771E-3,6.1880173888079126E-3,0,0,1.3956989693036765E-2,null,2.5587131206394683E-3,1.4397734493540831E-3,3.1152820955230981E-3,2.3445437057720876E-3,0,0,9.4583123712887376E-3]
[2004,11,23,19,4.4577204461095686E-3,1.697107598776508E-3,2.7379831359081713E-3,5.0137237230184883E-3,1.554403721631171E-5,2.6518398312492451E-4,1.4187262924153971E-2,null,3.8492895398272824E-3,1.4269229689302749E-3,2.7573247093944111E-3,1.8996220693471113E-3,2.2840980300332597E-6,1.0691389564047587E-4,1.0042357281169589E-2]
[2004,11,23,22,4.1752331349839715E-3,1.3651321438272117E-3,2.4598082200859954E-3,6.2137696433405502E-3,1.554403721631171E-5,2.6518398312492451E-4,1.4494671162578963E-2,null,3.6053587090371431E-3,1.1477990040563125E-3,2.4771847191691677E-3,2.3543008351530003E-3,2.2840980300332597E-6,1.0691389564047587E-4,9.6938412610861335E-3]
[2004,11,23,23,3.8162750241453338E-3,1.4103045352289261E-3,2.2969603162124115E-3,6.0610594215543172E-3,1.554403721631171E-5,2.6518398312492451E-4,1.3865327317482223E-2,null,3.2953945203915264E-3,1.1857798149955152E-3,2.3131864303065227E-3,2.2964413032868585E-3,2.2840980300332597E-6,1.0691389564047587E-4,9.2000000626509329E-3]
[2004,11,24,2,2.5305970816455305E-3,1.5305493388733783E-3,2.0648494876100414E-3,6.0409916192266395E-3,1.554403721631171E-5,2.6518398312492451E-4,1.2447715547696825E-2,null,{"$f":"E7876*V$5","v":2.1851977919335316E-3},{"$f":"F7876*W$5","v":1.2868812845419815E-3},{"$f":"G7876*X$5","v":2.0794359317626229E-3},{"$f":"H7876*Y$5","v":2.2888379245825366E-3},{"$f":"I7876*Z$5","v":2.2840980300332597E-6},{"$f":"J7876*AA$5","v":1.0691389564047587E-4},7.9495509264911821E-3]
[2004,11,24,7,3.1098503027303138E-3,1.7151120161014595E-3,2.5891627546972269E-3,5.8790203152409787E-3,1.554403721631171E-5,2.6518398312492451E-4,1.3573873409111216E-2,null,2.6853891771467693E-3,1.4420610289105028E-3,2.6074530359743615E-3,2.2274695124701017E-3,2.2840980300332597E-6,1.0691389564047587E-4,9.0715707481722439E-3]
[2004,11,24,10,3.4345859855036626E-3,1.6571462898366796E-3,3.2272012236135832E-3,6.5490626679353525E-3,0,0,1.4867996166889278E-2,null,2.965801931158531E-3,1.393323620464763E-3,3.2499987159731194E-3,2.4813381559958348E-3,0,0,1.009046242359225E-2]
[2004,11,24,13,3.0231574387189399E-3,1.7362929994370021E-3,3.1950120815130373E-3,6.7069524385188093E-3,0,0,1.4661414958187791E-2,null,2.6105289568501178E-3,1.4598699360462697E-3,3.2175821843575571E-3,2.541160138477134E-3,0,0,9.8291412157310784E-3]
[2004,11,24,16,3.3321038504391331E-3,1.6425984289110157E-3,2.9889493357628206E-3,7.0888732175800311E-3,0,0,1.5052524832693001E-2,null,2.8773075055228132E-3,1.3810918227174674E-3,3.0100637767051784E-3,2.6858639914868394E-3,0,0,9.9543270964322986E-3]
[2004,11,24,20,4.4013608285903214E-3,1.4860378633653356E-3,2.6383545528519425E-3,6.3353311279212409E-3,1.554403721631171E-5,2.6518398312492451E-4,1.5141812393070076E-2,null,3.8006224040550421E-3,1.249456169700004E-3,2.6569923332668373E-3,2.400358594145962E-3,2.2840980300332597E-6,1.0691389564047587E-4,1.0216627494838355E-2]
[2004,11,24,23,3.8231513651971649E-3,1.4103045352289261E-3,2.3277635195972906E-3,6.6340161356652008E-3,1.554403721631171E-5,2.6518398312492451E-4,1.4475963576029817E-2,null,3.3013323148322251E-3,1.1857798149955152E-3,2.3442072327021727E-3,2.5135257058255711E-3,2.2840980300332597E-6,1.0691389564047587E-4,9.4540430620259925E-3]
[2004,11,24,24,3.3357481489621928E-3,1.5481217990766713E-3,2.1808635373306217E-3,6.6173342251844907E-3,1.554403721631171E-5,2.6518398312492451E-4,1.3962795730895211E-2,null,2.8804543964852255E-3,1.3016561562724297E-3,2.1962695242476117E-3,2.5072051889685012E-3,2.2840980300332597E-6,1.0691389564047587E-4,8.9947832596442758E-3]
[2004,11,25,4,2.7331685541146381E-3,1.5796859948833469E-3,2.0253293344271615E-3,6.3576211682461947E-3,1.554403721631171E-5,2.6518398312492451E-4,1.2976533072012577E-2,null,2.3601204366954461E-3,1.3281952372504588E-3,2.0396366015691361E-3,2.408803944322223E-3,2.2840980300332597E-6,1.0691389564047587E-4,8.2459542135077737E-3]
[2004,11,25,7,3.3257426042176789E-3,1.7151120161014595E-3,2.3554899412905513E-3,5.8819845394091448E-3,1.554403721631171E-5,2.6518398312492451E-4,1.3559057121360069E-2,null,2.8718145010070461E-3,1.4420610289105028E-3,2.3721295185027236E-3,2.228592610981192E-3,2.2840980300332597E-6,1.0691389564047587E-4,9.0237956530719744E-3]
[2004,11,25,11,3.7928243408979559E-3,1.7504626085029017E-3,2.8468122132680488E-3,5.1074098963973663E-3,0,0,1.3497509059066274E-2,null,3.2751446032383059E-3,1.4717837007665923E-3,2.8669225736652048E-3,1.9351183057524255E-3,0,0,9.5489691834225281E-3]
[2004,11,25,14,3.5234976866255511E-3,1.6044195697626415E-3,2.851689140205942E-3,5.0017705229902726E-3,0,0,1.2981376919584408E-2,null,3.0425781411596376E-3,1.3489911526800202E-3,2.8718339520354386E-3,1.895093187456657E-3,0,0,9.1584964333317528E-3]
[2004,11,25,18,4.7127094108201572E-3,1.7275686568418154E-3,2.617815735728269E-3,6.6438324522878102E-3,1.554403721631171E-5,2.6518398312492451E-4,1.598265427601929E-2,null,4.069475252793755E-3,1.4525345350104937E-3,2.636308426483732E-3,2.5172449557735481E-3,2.2840980300332597E-6,1.0691389564047587E-4,1.0784761163732039E-2]
[2004,11,25,21,5.0594123912646744E-3,1.492106886775598E-3,2.4176995835103335E-3,6.5210045434162985E-3,1.554403721631171E-5,2.6518398312492451E-4,1.5770951425308141E-2,null,4.3688570045625867E-3,1.2545589863448192E-3,2.4347786201007488E-3,2.4707073682808719E-3,2.2840980300332597E-6,1.0691389564047587E-4,1.0638099972959536E-2]
[2004,11,26,1,2.913354080986994E-3,1.3457652487984613E-3,2.0116815096898589E-3,6.483749373499827E-3,1.554403721631171E-5,2.6518398312492451E-4,1.3035278233316376E-2,null,2.5157125767147574E-3,1.1315153769172269E-3,2.0258923663018995E-3,2.4565919628695824E-3,2.2840980300332597E-6,1.0691389564047587E-4,8.2389102764739743E-3]
[2004,11,26,2,2.5423116249271563E-3,1.5095294367630492E-3,1.9963891730988502E-3,6.3716899933387401E-3,1.554403721631171E-5,2.6518398312492451E-4,1.270064824846903E-2,null,2.1953134260256539E-3,1.2692078140162954E-3,2.0104920020725639E-3,2.4141344036997282E-3,2.2840980300332597E-6,1.0691389564047587E-4,7.9983456394847503E-3]
[2004,11,26,5,2.3738282204857869E-3,1.6557117966353137E-3,2.0378031958786921E-3,5.8477962556577109E-3,1.554403721631171E-5,2.6518398312492451E-4,1.2195867488998738E-2,null,2.0498261945603741E-3,1.3921175028919711E-3,2.0521985804764532E-3,2.2156392011175494E-3,2.2840980300332597E-6,1.0691389564047587E-4,7.8189794727168572E-3]
[2004,11,26,8,3.0750529005993191E-3,1.7201448540914172E-3,2.5747314902957769E-3,6.5209081201374284E-3,1.554403721631171E-5,2.6518398312492451E-4,1.4171565385465176E-2,null,2.6553412462243849E-3,1.446292623967854E-3,2.5929198266933908E-3,2.4706708349976955E-3,2.2840980300332597E-6,1.0691389564047587E-4,9.274422525553834E-3]
[2004,11,26,12,3.2349675932426668E-3,1.5518394352601616E-3,2.7756344898459346E-3,6.7711098350157067E-3,0,0,1.433355135336447E-2,null,2.7934293029112851E-3,1.3047819336033267E-3,2.7952420388305229E-3,2.5654683798223485E-3,0,0,9.4589216551674831E-3]
[2004,11,26,15,3.4719048802829217E-3,1.6199242047583871E-3,2.7661084407365729E-3,6.8495378999301228E-3,0,0,1.4707475425708005E-2,null,2.9980271980967229E-3,1.3620274031901584E-3,2.7856486961076741E-3,2.59518355584683E-3,0,0,9.7408868532413862E-3]
[2004,11,26,18,4.2268435616214543E-3,1.5215723226609278E-3,2.5010633293327342E-3,6.2544082484028681E-3,1.554403721631171E-5,2.6518398312492451E-4,1.4784615482359218E-2,null,{"$f":"E7940*V$5","v":3.6499248674141381E-3},{"$f":"F7940*W$5","v":1.2793334362881407E-3},{"$f":"G7940*X$5","v":2.5187312614480223E-3},{"$f":"H7940*Y$5","v":2.3696981716056329E-3},{"$f":"I7940*Z$5","v":2.2840980300332597E-6},{"$f":"J7940*AA$5","v":1.0691389564047587E-4},9.9268857304264432E-3]
[2004,11,26,23,4.1718976350434171E-3,1.1543536643930127E-3,2.1815501110060633E-3,6.344087596581993E-3,1.554403721631171E-5,2.6518398312492451E-4,1.4132617027365719E-2,null,3.6024784689712873E-3,9.7057709197620305E-4,2.1969609479949997E-3,2.4036762841577078E-3,2.2840980300332597E-6,1.0691389564047587E-4,9.2828907867707061E-3]
[2004,11,27,2,2.5885247878544384E-3,1.4465761288617986E-3,2.0043533330980265E-3,5.6078463997866019E-3,1.554403721631171E-5,2.6518398312492451E-4,1.19280286699421E-2,null,2.2352189891512129E-3,1.2162768619192127E-3,2.0185124222377943E-3,2.1247259264876111E-3,2.2840980300332597E-6,1.0691389564047587E-4,7.7039321934663403E-3]
[2004,11,27,3,2.4182581556287156E-3,1.4724022332005848E-3,2.0019171734940522E-3,5.5711375154954036E-3,1.554403721631171E-5,2.6518398312492451E-4,1.1744443098159991E-2,null,2.0881919213187983E-3,1.2379913728350624E-3,2.0160590531925395E-3,2.1108175002174283E-3,2.2840980300332597E-6,1.0691389564047587E-4,7.5622578412343376E-3]
[2004,11,27,6,2.3146933840476358E-3,1.5412110805395115E-3,2.1329231319831988E-3,5.6976375631434132E-3,1.554403721631171E-5,2.6518398312492451E-4,1.1967193180054994E-2,null,1.9987626274092685E-3,1.2958456448943683E-3,2.1479904598117427E-3,2.15874640407433E-3,2.2840980300332597E-6,1.0691389564047587E-4,7.7105431298602183E-3]
[2004,11,27,10,3.6896915646444993E-3,1.7083136501517696E-3,2.8071860581685812E-3,5.0390146617363702E-3,0,0,1.3244205934701219E-2,null,3.1860883419394968E-3,1.4363449832503457E-3,2.8270164927397591E-3,1.9092044133287756E-3,0,0,9.3586542312583763E-3]
[2004,11,27,15,4.0204178891978942E-3,1.4620955360176641E-3,2.726632704337859E-3,4.8629849141895417E-3,0,0,1.3072131043742958E-2,null,3.4716740795466988E-3,1.2293255328171867E-3,2.7458940964659893E-3,1.8425094752398778E-3,0,0,9.2894031840697524E-3]
[2004,11,27,17,4.0865610640226473E-3,1.4887533873526174E-3,2.596246879816624E-3,5.1082906171202183E-3,6.4818638286900314E-6,1.1058172624301355E-4,1.3396915538383812E-2,null,3.5287894222564668E-3,1.2517393741078606E-3,2.6145872045453726E-3,1.9354519971591499E-3,9.5246892400118195E-7,4.4583096610777216E-5,9.3761035636036293E-3]
[2004,11,27,21,4.6564546607436672E-3,1.4672316621090319E-3,2.3389487084015475E-3,5.1627960475365284E-3,1.554403721631171E-5,2.6518398312492451E-4,1.3906159099132011E-2,null,4.0208986711859924E-3,1.2336439721998035E-3,2.3554714355618405E-3,1.9561032584248486E-3,2.2840980300332597E-6,1.0691389564047587E-4,9.6753153310429937E-3]
[2004,11,27,24,3.4034772982095641E-3,1.4642412352418623E-3,2.0244954649486363E-3,4.3135066687270702E-3,1.554403721631171E-5,2.6518398312492451E-4,1.1486448687468368E-2,null,2.9389392451631721E-3,1.231129630276671E-3,2.0387968414963317E-3,1.63432069991617E-3,2.2840980300332597E-6,1.0691389564047587E-4,7.9523844105228534E-3]
[2004,11,28,3,2.3619545778129393E-3,1.7319332319817671E-3,1.9700302489633848E-3,4.3505169989427649E-3,1.554403721631171E-5,2.6518398312492451E-4,1.0695163078042091E-2,null,2.0395731764331097E-3,1.4562042566718125E-3,1.9839468740626121E-3,1.6483433393665206E-3,2.2840980300332597E-6,1.0691389564047587E-4,7.2372656402045644E-3]
[2004,11,28,4,2.4897220559447096E-3,1.6863795041419704E-3,1.9951782782266837E-3,4.4268998227571235E-3,1.554403721631171E-5,2.6518398312492451E-4,1.0878907681411721E-2,null,2.1499017677049019E-3,1.4179028192014566E-3,2.0092725532353099E-3,1.6772836052951451E-3,2.2840980300332597E-6,1.0691389564047587E-4,7.3635587391073232E-3]
[2004,11,28,7,3.0058680889015563E-3,1.6473001488888283E-3,2.3038191848480279E-3,4.9654276406887674E-3,1.554403721631171E-5,2.6518398312492451E-4,1.2203143083668414E-2,null,2.5955994173675438E-3,1.3850450147452774E-3,2.3200937511440567E-3,1.8813234336573672E-3,2.2840980300332597E-6,1.0691389564047587E-4,8.2912596105847551E-3]
[2004,11,28,12,3.325183614437907E-3,1.8847711392016729E-3,2.7140557122663799E-3,5.3098828195336841E-3,0,0,1.3233893285439644E-2,null,2.8713318073213027E-3,1.584709909756239E-3,2.7332282584066748E-3,2.0118321524825781E-3,0,0,9.2011021279667943E-3]
[2004,11,28,15,3.5533327112829199E-3,1.6701181787519704E-3,2.7296693588045053E-3,5.4801074478651578E-3,0,0,1.3433227696704554E-2,null,3.0683410057722733E-3,1.4042303456818235E-3,2.7489522023706478E-3,2.0763276210382722E-3,0,0,9.2978511748630158E-3]
[2004,11,28,18,4.3350934049458233E-3,1.8162140231756739E-3,2.4755404704777982E-3,5.5142195541904053E-3,1.554403721631171E-5,2.6518398312492451E-4,1.4421795473130937E-2,null,3.7433997711533557E-3,1.5270672926283439E-3,2.4930281048243935E-3,2.0892521684579579E-3,2.2840980300332597E-6,1.0691389564047587E-4,9.9619453307345594E-3]
[2004,11,28,22,4.9983339123475653E-3,1.4665508509532205E-3,2.2868721989360774E-3,5.3319354872264253E-3,1.554403721631171E-5,2.6518398312492451E-4,1.4364420469804523E-2,null,4.3161150812305888E-3,1.2330715482259602E-3,2.3030270488726126E-3,2.0201875658542364E-3,2.2840980300332597E-6,1.0691389564047587E-4,9.9815992378539057E-3]
[2004,11,29,1,2.8688359951164703E-3,1.578298191836951E-3,1.9705859689617185E-3,5.3467204166154029E-3,1.554403721631171E-5,2.6518398312492451E-4,1.2045168592871778E-2,null,2.4772707308551556E-3,1.3270283766196528E-3,1.9845065197605033E-3,2.0257893460305346E-3,2.2840980300332597E-6,1.0691389564047587E-4,7.9237929669363546E-3]
[2004,11,29,4,2.3821267604988076E-3,1.6865428113142272E-3,1.9911164240965784E-3,5.5400545137097371E-3,1.554403721631171E-5,2.6518398312492451E-4,1.1880568529960585E-2,null,2.0569920730972029E-3,1.4180401273811221E-3,2.0051820054842991E-3,2.0990406334741489E-3,2.2840980300332597E-6,1.0691389564047587E-4,7.6884528331072821E-3]
[2004,11,29,5,2.2552489651387385E-3,1.5963297169046297E-3,2.0536102949702123E-3,5.5948062050812392E-3,1.554403721631171E-5,2.6518398312492451E-4,1.1780723202436056E-2,null,1.9474317324656818E-3,1.3421892287085021E-3,2.068117343575203E-3,2.1197851991920161E-3,2.2840980300332597E-6,1.0691389564047587E-4,7.5867214976119111E-3]
[2004,11,29,9,3.608714464384208E-3,1.5066084162614626E-3,3.081929792716126E-3,6.4895280926040941E-3,0,0,{"$f":"SUM(E8003:J8003)","v":1.468678076596589E-2},null,3.1161637451044663E-3,1.2667518287567661E-3,3.1037010632486155E-3,2.4587814298106156E-3,0,0,{"$f":"SUM(M8003:R8003)","v":9.9453980669204634E-3}]
[2004,11,29,13,3.360869618407503E-3,1.7324183281032092E-3,3.1348968021644992E-3,6.2219547390750972E-3,0,0,1.445013948775031E-2,null,2.902147055486603E-3,1.456612124032918E-3,3.1570422405624355E-3,2.3574020408348531E-3,0,0,9.8732034609168087E-3]
[2004,11,29,16,3.8502041445847603E-3,1.6017563990897955E-3,2.949714362689974E-3,6.329765838039219E-3,0,0,1.4731440744403749E-2,null,3.3246926807364639E-3,1.3467519667816098E-3,2.9705516411819982E-3,2.39824999222327E-3,0,0,1.0040246280923343E-2]
[2004,11,29,19,4.465592769140699E-3,1.6154206516132339E-3,2.7499470457704339E-3,6.1985976725622274E-3,1.554403721631171E-5,2.6518398312492451E-4,1.531028615942783E-2,null,3.8560873754170662E-3,1.3582408292397204E-3,2.7693731343286436E-3,2.3485524110039651E-3,2.2840980300332597E-6,1.0691389564047587E-4,1.0441451743659905E-2]
[2004,11,29,23,4.296026353610643E-3,1.3142690409008275E-3,2.1979266065364116E-3,6.0989692480952502E-3,1.554403721631171E-5,2.6518398312492451E-4,1.4187919269484367E-2,null,3.7096649522309066E-3,1.1050334599688042E-3,2.2134531298448122E-3,2.3108047479281444E-3,2.2840980300332597E-6,1.0691389564047587E-4,9.4481542836431769E-3]
[2004,11,30,2,2.7125369953385327E-3,1.5305493388733783E-3,2.0790948153286844E-3,5.2302728538563192E-3,1.554403721631171E-5,2.6518398312492451E-4,1.183318202373815E-2,null,2.3423048638376853E-3,1.2868812845419815E-3,2.0937818908727786E-3,1.9816691726106755E-3,2.2840980300332597E-6,1.0691389564047587E-4,7.8138352055336299E-3]
[2004,11,30,4,2.5254854496557354E-3,1.5796859948833469E-3,2.0613620107343919E-3,5.3275486174385826E-3,1.554403721631171E-5,2.6518398312492451E-4,1.1774810093053291E-2,null,2.1807838427441123E-3,1.3281952372504588E-3,2.0759238187636211E-3,2.0185254490076143E-3,2.2840980300332597E-6,1.0691389564047587E-4,7.7126263414363152E-3]
[2004,11,30,7,3.3918634352178845E-3,1.7151120161014595E-3,2.6113254514830713E-3,5.6876109121596187E-3,1.554403721631171E-5,2.6518398312492451E-4,1.368663983530327E-2,null,2.9289105495840504E-3,1.4420610289105028E-3,2.6297722937787581E-3,2.1549474617028126E-3,2.2840980300332597E-6,1.0691389564047587E-4,9.2648893276466322E-3]
[2004,11,30,10,3.7035699195127267E-3,1.6571462898366796E-3,3.2468144584445148E-3,6.6748944856012569E-3,0,0,1.5282425153395177E-2,null,3.1980724506044766E-3,1.393323620464763E-3,3.2697505019944543E-3,2.529013877888286E-3,0,0,1.0390160450951981E-2]
[2004,11,30,14,3.1146362084191982E-3,1.6044195697626415E-3,3.2291613833521893E-3,6.9156572663344289E-3,0,0,1.4863874427868459E-2,null,2.6895218581727632E-3,1.3489911526800202E-3,3.2519727226098787E-3,2.6202351571259783E-3,0,0,9.9107208905886406E-3]
[2004,11,30,17,4.5289987554832708E-3,1.6277698610676213E-3,2.8754881026025114E-3,6.7232807410127901E-3,6.4818638286900314E-6,1.1058172624301355E-4,1.5872601050237897E-2,null,3.9108391264390269E-3,1.3686240074373198E-3,2.8958010343061052E-3,2.5473466787585895E-3,9.5246892400118195E-7,4.4583096610777216E-5,1.076814641247582E-2]
[2004,11,30,19,4.8119166945307674E-3,1.697107598776508E-3,2.7785028974641234E-3,6.5078182565612257E-3,1.554403721631171E-5,2.6518398312492451E-4,1.6076073467673861E-2,null,4.1551418090703396E-3,1.4269229689302749E-3,2.7981307093626825E-3,2.4657112889381596E-3,2.2840980300332597E-6,1.0691389564047587E-4,1.0955104769971965E-2]
[2004,12,1,1,4.1847966559266335E-3,2.0749644864221412E-3,2.4606583502376181E-3,5.7518609117180449E-3,1.4094786666402542E-5,2.4045801961764481E-4,1.4726833210588486E-2,null,3.6136169122092682E-3,1.7446239045331587E-3,2.4780408547831999E-3,2.1792907889101698E-3,2.0711398210424553E-6,9.6945159780655193E-5,1.0114588760037495E-2]
[2004,12,1,4,3.3842179079088619E-3,2.1418167015407599E-3,2.4090027648772691E-3,5.1098774793637619E-3,1.4094786666402542E-5,2.4045801961764481E-4,1.3299467659974702E-2,null,2.9223085545390789E-3,1.80083304610167E-3,2.4260203656777846E-3,1.9360532346236335E-3,2.0711398210424553E-6,9.6945159780655193E-5,9.1842315005438643E-3]
[2004,12,1,5,3.5704818713833139E-3,2.1471288191970278E-3,2.4229982343468744E-3,4.9967366506876061E-3,1.4094786666402542E-5,2.4045801961764481E-4,1.3391898381898869E-2,null,3.0831494899267431E-3,1.8052994586631678E-3,2.4401147014981974E-3,1.8931859314033333E-3,2.0711398210424553E-6,9.6945159780655193E-5,9.3207658810931394E-3]
[2004,12,1,8,4.4065864758823219E-3,2.0869162832612442E-3,3.2832646592987403E-3,5.7656603946842728E-3,1.4094786666402542E-5,2.4045801961764481E-4,1.5796980619410626E-2,null,3.8051348066839418E-3,1.7546729393981249E-3,3.3064581931995752E-3,2.1845191987381538E-3,2.0711398210424553E-6,9.6945159780655193E-5,1.1149801437621494E-2]
[2004,12,1,11,4.4696279430162314E-3,2.1443746295661823E-3,3.4926657773563523E-3,6.2411161492668199E-3,0,0,1.6347784499205587E-2,null,3.8595717914494863E-3,1.8029837442984E-3,3.5173385559829472E-3,2.364662001632632E-3,0,0,1.1544556093363465E-2]
[2004,12,1,15,4.1839688696658035E-3,2.140068798477389E-3,3.4092276383016328E-3,6.2786190965044434E-3,0,0,1.6011884402949268E-2,null,3.6129021098717175E-3,1.7993634144587583E-3,3.4333109958770472E-3,2.3788712860236074E-3,0,0,1.1224447806231131E-2]
[2004,12,1,20,6.2783898948496151E-3,2.0687641018744926E-3,3.0626435656996645E-3,5.5520925405622302E-3,1.4094786666402542E-5,2.4045801961764481E-4,1.7216442909270047E-2,null,5.4214571867766499E-3,1.7394106398387938E-3,3.0842785950799647E-3,2.1036016549311949E-3,2.0711398210424553E-6,9.6945159780655193E-5,1.24477643762283E-2]
[2004,12,1,22,5.7397020381998402E-3,2.0706364956799769E-3,2.7801353269565603E-3,5.5202523080088101E-3,1.4094786666402542E-5,2.4045801961764481E-4,1.6365278975129231E-2,null,4.9562944299591733E-3,1.7409849429235566E-3,2.7997746706116796E-3,2.0915378852077197E-3,2.0711398210424553E-6,9.6945159780655193E-5,1.1687608228303829E-2]
[2004,12,2,2,3.740098836805616E-3,2.0983044538070541E-3,2.3883196775052783E-3,5.0394662717968145E-3,1.4094786666402542E-5,2.4045801961764481E-4,1.3520742046198811E-2,null,{"$f":"E8068*V$5","v":3.2296155634884286E-3},{"$f":"F8068*W$5","v":1.7642480789694913E-3},{"$f":"G8068*X$5","v":2.4051911694970571E-3},{"$f":"H8068*Y$5","v":1.909375521368419E-3},{"$f":"I8068*Z$5","v":2.0711398210424553E-6},{"$f":"J8068*AA$5","v":9.6945159780655193E-5},9.4074466329250941E-3]
[2004,12,2,5,3.4448571421701723E-3,2.1471288191970278E-3,2.3787718614956366E-3,4.823171169787299E-3,1.4094786666402542E-5,2.4045801961764481E-4,1.3048481798934183E-2,null,2.9746711853875234E-3,1.8052994586631678E-3,2.3955759061088829E-3,1.8274246656835363E-3,2.0711398210424553E-6,9.6945159780655193E-5,9.1019875154448072E-3]
[2004,12,2,6,3.8215194517838879E-3,2.0290643247960339E-3,2.4320967617203273E-3,4.9472110119918693E-3,1.4094786666402542E-5,2.4045801961764481E-4,1.3484444356576166E-2,null,3.2999231400516233E-3,1.7060311865763702E-3,2.4492775023996728E-3,1.8744214358981256E-3,2.0711398210424553E-6,9.6945159780655193E-5,9.4286695645274896E-3]
[2004,12,2,9,4.7829333094482149E-3,2.101446254937508E-3,3.5034801936097595E-3,4.7640878163626435E-3,1.1698675739442965E-6,1.995802041588064E-5,1.5173075462347951E-2,null,4.1301143443883805E-3,1.7668896959182857E-3,3.5282293670920906E-3,1.8050389004724968E-3,1.7190464638375271E-7,8.0464501920115998E-6,1.123849066270965E-2]
[2004,12,2,13,3.7917380093810613E-3,2.2067398984560167E-3,3.4434740426217726E-3,4.5552930362344037E-3,0,0,1.3997244986693254E-2,null,3.2742065442919635E-3,1.8554202749618495E-3,3.467799322558618E-3,1.7259298002891123E-3,0,0,1.0323355942101544E-2]
[2004,12,2,17,4.8528014653321993E-3,2.2619389865696812E-3,3.2226310891282674E-3,4.3289790571856513E-3,5.8775263205227454E-6,1.0027099896817401E-4,1.4772499123504495E-2,null,4.1904462482981377E-3,1.9018315023643889E-3,3.2453962972889597E-3,1.6401829476595971E-3,8.6366534661193277E-7,4.042613355875044E-5,1.1019146794516446E-2]
[2004,12,2,20,6.0900693249154939E-3,2.0687641018744926E-3,3.0542625775263213E-3,4.8521227132300943E-3,1.4094786666402542E-5,2.4045801961764481E-4,1.6319771523830445E-2,null,5.2588403495960291E-3,1.7394106398387938E-3,3.0758384021962212E-3,1.8383939559563727E-3,2.0711398210424553E-6,9.6945159780655193E-5,1.2011499647189115E-2]
[2004,12,2,24,4.8446577767767033E-3,2.0695022539820064E-3,2.5481477378181757E-3,5.3912255335457565E-3,1.4094786666402542E-5,2.4045801961764481E-4,1.510808610840669E-2,null,4.183414085660025E-3,1.7400312759125083E-3,2.5661482821160713E-3,2.042651643793698E-3,2.0711398210424553E-6,9.6945159780655193E-5,1.0631261587084001E-2]
[2004,12,3,3,3.5463894027089526E-3,2.0604756366139846E-3,2.4008638039666654E-3,5.3079197201545188E-3,1.4094786666402542E-5,2.4045801961764481E-4,1.357020136972817E-2,null,3.0623453841560969E-3,1.7324417231561239E-3,2.4178239097780809E-3,2.0110883646093326E-3,2.0711398210424553E-6,9.6945159780655193E-5,9.3227156813013336E-3]
[2004,12,3,6,4.1262923870654467E-3,1.8410285704977046E-3,2.5071595512123042E-3,5.0912529605713118E-3,1.4094786666402542E-5,2.4045801961764481E-4,1.3820286275630814E-2,null,3.5630978469414695E-3,1.5479312894444207E-3,2.5248705480645241E-3,1.9289966936405958E-3,2.0711398210424553E-6,9.6945159780655193E-5,9.6639126776927077E-3]
[2004,12,3,10,4.6703712394040612E-3,2.107532915502842E-3,3.5218808338800542E-3,4.6199672514862719E-3,0,0,1.491975224027323E-2,null,4.032915786506535E-3,1.7720073418300822E-3,3.5467599925808166E-3,1.7504338562358147E-3,0,0,1.1102116977153248E-2]
[2004,12,3,11,4.4714854612779471E-3,2.1941356300492782E-3,3.4684344898529215E-3,4.4030933135292133E-3,0,0,1.453714889470936E-2,null,3.8611757784426815E-3,1.8448226439636126E-3,3.4929360945881336E-3,1.6682636885981341E-3,0,0,1.0867198205592564E-2]
[2004,12,3,14,3.9143545920658166E-3,2.2453174330145011E-3,3.3970103033161107E-3,4.4710223290048692E-3,0,0,1.4027704657401299E-2,null,3.3800872819568202E-3,1.8878561500860244E-3,3.4210073555818502E-3,1.6940009378115571E-3,0,0,1.0382951725436252E-2]
[2004,12,3,18,4.95041119526395E-3,2.1664174352450933E-3,3.0628494560178553E-3,4.2919401895440534E-3,1.4094786666402542E-5,2.4045801961764481E-4,1.4726171082354999E-2,null,4.2747332997079149E-3,1.8215172690705362E-3,3.0844859398420003E-3,1.6261494958216794E-3,2.0711398210424553E-6,9.6945159780655193E-5,1.0905902304043829E-2]
[2004,12,3,21,5.2656562320521176E-3,1.9111973918650587E-3,2.9576950652941167E-3,5.4368062357625759E-3,1.4094786666402542E-5,2.4045801961764481E-4,1.5825907731257916E-2,null,4.546950778856973E-3,1.6069290235798557E-3,2.97858872081194E-3,2.0599214641210295E-3,2.0711398210424553E-6,9.6945159780655193E-5,1.1291406286971496E-2]
[2004,12,4,1,4.1118529253688415E-3,1.4506891459006663E-3,2.5014674473656335E-3,5.0871658606910066E-3,1.4094786666402542E-5,2.4045801961764481E-4,1.3405728185610196E-2,null,3.5506292164965104E-3,1.2197350742851189E-3,2.5191382342386911E-3,1.9274481549573395E-3,2.0711398210424553E-6,9.6945159780655193E-5,9.315966979579357E-3]
[2004,12,4,4,3.2874090772163364E-3,1.5849660259890396E-3,2.3900895466105673E-3,5.0241549069209336E-3,1.4094786666402542E-5,2.4045801961764481E-4,1.2541172363020926E-2,null,2.8387130882345751E-3,1.3326346715366588E-3,2.4069735412554534E-3,1.9035742829602248E-3,2.0711398210424553E-6,9.6945159780655193E-5,8.5809118835886104E-3]
[2004,12,4,7,3.7404225402902858E-3,1.6232283974005274E-3,2.6470100105685105E-3,4.8639874195894068E-3,1.4094786666402542E-5,2.4045801961764481E-4,1.3129201174132779E-2,null,3.2298950849282784E-3,1.3648055584339622E-3,2.665708934592833E-3,1.8428893089697423E-3,2.0711398210424553E-6,9.6945159780655193E-5,9.2023151865265138E-3]
[2004,12,4,9,4.2269314838335242E-3,1.7010300531206267E-3,3.1245318519838939E-3,4.9414471608113433E-3,2.3538296539221098E-6,4.0156494063762802E-5,1.4036450873467074E-2,null,3.6500007891897023E-3,1.4302209567551118E-3,3.1466040706300464E-3,1.8722376021825401E-3,3.4588039135131895E-7,1.6189843613586635E-5,1.0115599142762338E-2]
[2004,12,4,12,4.9141535245901128E-3,1.760649552720057E-3,3.0466188888055301E-3,4.949743948855747E-3,0,0,1.4671165914971446E-2,null,4.2434244111962749E-3,1.4803488528507321E-3,3.0681407171723992E-3,1.8753811263463238E-3,0,0,1.0667295107565731E-2]
[2004,12,4,16,4.4691195358845916E-3,1.6776072891042475E-3,2.9834967014490902E-3,4.8265305811624817E-3,0,0,1.3956754107600411E-2,null,3.8591327764243288E-3,1.4105271671598617E-3,3.0045726240653524E-3,1.8286974944911978E-3,0,0,1.010293006214074E-2]
[2004,12,4,19,5.8038417075713371E-3,1.4864938332229927E-3,2.8188978641495821E-3,5.0139853006542397E-3,1.4094786666402542E-5,2.4045801961764481E-4,1.53777715118822E-2,null,5.0116797241660264E-3,1.2498395477860487E-3,2.8388110328885006E-3,1.8997211770517182E-3,2.0711398210424553E-6,9.6945159780655193E-5,1.1099067781493993E-2]
[2004,12,4,22,4.96368854782437E-3,1.606587526641982E-3,2.5602510027913036E-3,4.7987666064569084E-3,1.4094786666402542E-5,2.4045801961764481E-4,1.4183846489998613E-2,null,4.2861984364174254E-3,1.3508139643090599E-3,2.5783370465891158E-3,1.818178155573227E-3,2.0711398210424553E-6,9.6945159780655193E-5,1.0132543902490526E-2]
[2004,12,4,24,4.9894924759417555E-3,1.4455333338802662E-3,2.3437019069140852E-3,5.0081459269064954E-3,1.4094786666402542E-5,2.4045801961764481E-4,1.4041426449926651E-2,null,4.308480405820732E-3,1.2154000830325313E-3,2.3602582114683069E-3,1.8975087290080707E-3,2.0711398210424553E-6,9.6945159780655193E-5,9.8806637289313385E-3]
[2004,12,5,6,3.7640784885123188E-3,1.9132753550371597E-3,2.3724466357582883E-3,3.8965168021211478E-3,1.4094786666402542E-5,2.4045801961764481E-4,1.2200870087712963E-2,null,3.250322250594362E-3,1.608676168770296E-3,2.3892059979128259E-3,1.4763297141620079E-3,2.0711398210424553E-6,9.6945159780655193E-5,8.82355043104119E-3]
[2004,12,5,9,4.5074140321465592E-3,1.9026207781361281E-3,2.9028214994149546E-3,3.096534659139677E-3,2.3538296539221098E-6,4.0156494063762802E-5,1.2451901292555004E-2,null,3.8922004857336449E-3,1.5997178325308753E-3,2.9233275188319616E-3,1.1732289017031413E-3,3.4588039135131895E-7,1.6189843613586635E-5,9.6050104628045592E-3]
[2004,12,5,10,4.8692882056120598E-3,1.8433130988153169E-3,2.9606897346351763E-3,3.1044897700820582E-3,0,0,1.2777780809144611E-2,null,4.2046827258144662E-3,1.5498521139884406E-3,2.9816045450010214E-3,1.1762429697182719E-3,0,0,9.9123823545222006E-3]
[2004,12,5,13,4.4619895484347425E-3,2.0273581631797492E-3,2.942813083559496E-3,2.9039756775357025E-3,0,0,1.233613647270969E-2,null,3.8529759555914395E-3,1.704596651016728E-3,2.9636016102547323E-3,1.100271293483418E-3,0,0,9.6214455103463183E-3]
[2004,12,5,17,5.1669856982641633E-3,1.9236596896687168E-3,2.8868340434888189E-3,2.4491455526254977E-3,7.047393333201271E-6,1.202290098088224E-4,1.2553901387189217E-2,null,4.4617477119103625E-3,1.6174072861216704E-3,2.907227124827575E-3,9.279432214126343E-4,1.0355699105212276E-6,4.8472579890327596E-5,9.9638334940730898E-3]
[2004,12,5,21,5.4875697011342707E-3,2.0660910622666714E-3,2.581422615414494E-3,2.7233181369372872E-3,1.4094786666402542E-5,2.4045801961764481E-4,1.311295432203677E-2,null,4.7385754456819688E-3,1.7371631561695141E-3,2.5996582190456023E-3,1.0318229564641396E-3,2.0711398210424553E-6,9.6945159780655193E-5,1.0206236076962923E-2]
[2004,12,5,24,4.6308553325633845E-3,2.1200273053117356E-3,2.3614207216055109E-3,4.3621415059327999E-3,1.4094786666402542E-5,2.4045801961764481E-4,1.3728997671697479E-2,null,3.9987933760284719E-3,1.7825125872334565E-3,2.3781021948475704E-3,1.6527476845685047E-3,2.0711398210424553E-6,9.6945159780655193E-5,9.9111721422797013E-3]
[2004,12,6,4,3.713420655804915E-3,2.2571197446896729E-3,2.3514758341234196E-3,3.9758780599588291E-3,1.4094786666402542E-5,2.4045801961764481E-4,1.2552447100860883E-2,null,3.2065786673193919E-3,1.8977794982743877E-3,2.3680870550072653E-3,1.5063984624952016E-3,2.0711398210424553E-6,9.6945159780655193E-5,9.0778599826979445E-3]
[2004,12,6,7,4.6084091699262197E-3,2.1638222929449987E-3,2.7131007984357914E-3,4.8091499873587516E-3,1.4094786666402542E-5,2.4045801961764481E-4,1.454903505494981E-2,null,3.9794108732239481E-3,1.8193352812234974E-3,2.7322665989041408E-3,1.822112257371661E-3,2.0711398210424553E-6,9.6945159780655193E-5,1.0452141310324946E-2]
[2004,12,6,10,5.2099541316886124E-3,2.2798802034539123E-3,3.5857628505981008E-3,5.2569271284418663E-3,0,0,1.6332524314182494E-2,null,4.4988514162191077E-3,1.9169164236039881E-3,3.6110932826119075E-3,1.991768063383751E-3,0,0,1.2018629185818754E-2]
[2004,12,6,11,5.1528371713495582E-3,2.3699168539576538E-3,3.5682493244857442E-3,4.8361858647573306E-3,0,0,1.5927189214550289E-2,null,4.4495303067781308E-3,1.9926189687708108E-3,3.5934560380047717E-3,1.8323557315253552E-3,0,0,1.1867961045079069E-2]
[2004,12,6,14,4.2551747066718985E-3,2.4390891489832391E-3,3.5267101591146834E-3,4.9513360914547645E-3,0,0,1.5172310106224586E-2,null,3.674389115814726E-3,2.0507788265528319E-3,3.5516234329813464E-3,1.875984364455507E-3,0,0,1.1152775739804411E-2]
[2004,12,6,19,6.2260386742793716E-3,2.2928593442424505E-3,3.1283437749060881E-3,3.6003969572695861E-3,1.4094786666402542E-5,2.4045801961764481E-4,1.5502191556981543E-2,null,5.3762513448728354E-3,1.9278292461742815E-3,3.1504429216170473E-3,1.364134502872422E-3,2.0711398210424553E-6,9.6945159780655193E-5,1.1917674315138285E-2]
[2004,12,6,22,5.6269425550835722E-3,2.2807036234282403E-3,2.8487662222374359E-3,5.0664570809201039E-3,1.4094786666402542E-5,2.4045801961764481E-4,1.6077422287953398E-2,null,4.8589254037667414E-3,1.9176087526438744E-3,2.8688903860826769E-3,1.9196019198523919E-3,2.0711398210424553E-6,9.6945159780655193E-5,1.1664042761947383E-2]
[2004,12,7,1,4.4031517790660609E-3,2.0749644864221412E-3,2.4831182998018503E-3,4.7768906784662118E-3,1.4094786666402542E-5,2.4045801961764481E-4,1.3992678050040314E-2,null,3.8021689090492325E-3,1.7446239045331587E-3,2.5006594652096184E-3,1.8098897061303929E-3,2.0711398210424553E-6,9.6945159780655193E-5,9.9563582845240989E-3]
[2004,12,7,5,4.2129751654413888E-3,2.1471288191970278E-3,2.455312511240993E-3,3.891661906594659E-3,1.4094786666402542E-5,2.4045801961764481E-4,1.2961631208758116E-2,null,3.6379493581834735E-3,1.8052994586631678E-3,2.472657251880566E-3,1.4744902696301621E-3,2.0711398210424553E-6,9.6945159780655193E-5,9.4894126379590667E-3]
[2004,12,7,8,5.0175910045349627E-3,2.0869162832612442E-3,3.3007303491430834E-3,5.6187820068570949E-3,1.4094786666402542E-5,2.4045801961764481E-4,1.6278572450080429E-2,null,4.3327437874091318E-3,1.7546729393981249E-3,3.3240472636152526E-3,2.1288692582067969E-3,2.0711398210424553E-6,9.6945159780655193E-5,1.1639349548231004E-2]
[2004,12,7,9,5.2338119731311344E-3,2.101446254937508E-3,3.542910596133229E-3,7.1860906972070924E-3,2.3538296539221098E-6,4.0156494063762802E-5,{"$f":"SUM(E8195:J8195)","v":1.8106769845126647E-2},null,4.5194529188520753E-3,1.7668896959182857E-3,3.56793831261241E-3,2.7226981849981413E-3,3.4588039135131895E-7,1.6189843613586635E-5,{"$f":"SUM(M8195:R8195)","v":1.259351483638585E-2}]
[2004,12,7,15,4.0141094672284418E-3,2.140068798477389E-3,3.4374695966246614E-3,7.2263358407532582E-3,0,0,1.6817983703083749E-2,null,3.4662266893405627E-3,1.7993634144587583E-3,3.4617524601448482E-3,2.7379464449916761E-3,0,0,1.1465289008935845E-2]
[2004,12,7,16,4.279729549681365E-3,2.1717903840328496E-3,3.3312326799023596E-3,7.4265670837106315E-3,0,0,1.7209319697327207E-2,null,3.6955924867957237E-3,1.8260348282645807E-3,3.3547650679704561E-3,2.8138109539091387E-3,0,0,1.1690203336939899E-2]
[2004,12,7,20,6.5705979532422101E-3,2.0687641018744926E-3,3.083135285704221E-3,5.9321500092438867E-3,1.4094786666402542E-5,2.4045801961764481E-4,1.7909200156348854E-2,null,5.6737819873606586E-3,1.7394106398387938E-3,3.1049150720419798E-3,2.247599528570155E-3,2.0711398210424553E-6,9.6945159780655193E-5,1.2864723527413285E-2]
[2004,12,7,23,5.7557436762296511E-3,2.0320036282719302E-3,2.6416988197418547E-3,6.7496891449386719E-3,1.4094786666402542E-5,2.4045801961764481E-4,1.7433688075466153E-2,null,4.970146556896325E-3,1.7085025441057552E-3,2.6603602246206698E-3,2.5573524129564114E-3,2.0711398210424553E-6,9.6945159780655193E-5,1.1995378038180859E-2]
[2004,12,8,2,3.9384271873743101E-3,2.0983044538070541E-3,2.4595195500655589E-3,5.8576935555708096E-3,1.4094786666402542E-5,2.4045801961764481E-4,1.4608497553101781E-2,null,3.4008742268623379E-3,1.7642480789694913E-3,2.4768940099351437E-3,2.219389134376846E-3,2.0711398210424553E-6,9.6945159780655193E-5,9.9604217497455162E-3]
[2004,12,8,6,4.4401637214072261E-3,2.0290643247960339E-3,2.5137887065821178E-3,4.7383702995773564E-3,1.4094786666402542E-5,2.4045801961764481E-4,1.3975939858646784E-2,null,3.8341291192564198E-3,1.7060311865763702E-3,2.5315465329031005E-3,1.7952949326846739E-3,2.0711398210424553E-6,9.6945159780655193E-5,9.9660180710222628E-3]
[2004,12,8,8,4.9680269040759152E-3,2.0869162832612442E-3,3.3038777889053419E-3,6.3315683811663763E-3,1.4094786666402542E-5,2.4045801961764481E-4,1.6944942163692921E-2,null,4.2899446536917027E-3,1.7546729393981249E-3,3.3272169374214894E-3,2.3989329478256252E-3,2.0711398210424553E-6,9.6945159780655193E-5,1.1869783777938641E-2]
[2004,12,8,11,4.7693558714703181E-3,2.1443746295661823E-3,3.5379227296953373E-3,7.3722860787341681E-3,0,0,1.7823939309466005E-2,null,4.1183900806940109E-3,1.8029837442984E-3,3.562915211046886E-3,2.79324472395789E-3,0,0,1.2277533759997187E-2]
[2004,12,8,14,4.2399177866114645E-3,2.2069810735852844E-3,3.4434988775163657E-3,7.6546082057833394E-3,0,0,1.7545005943496454E-2,null,3.6612146012823341E-3,1.8556230542857621E-3,3.4678243328910845E-3,2.9002121942126617E-3,0,0,1.1884874182671843E-2]
[2004,12,8,17,5.0296792734963822E-3,2.2619389865696812E-3,3.2307943035706659E-3,6.6002823911911193E-3,7.047393333201271E-6,1.202290098088224E-4,1.7249971357969875E-2,null,4.3431821376444905E-3,1.9018315023643889E-3,3.2536171780514871E-3,2.5007445138363758E-3,1.0355699105212276E-6,4.8472579890327596E-5,1.2048883481697591E-2]
[2004,12,8,21,5.6866846324944952E-3,2.1507842850988414E-3,3.0131548572937101E-3,5.6454707908103162E-3,1.4094786666402542E-5,2.4045801961764481E-4,1.6750647371981408E-2,null,4.910513330027599E-3,1.808372963408064E-3,3.0344402901122856E-3,2.1389812240434495E-3,2.0711398210424553E-6,9.6945159780655193E-5,1.1991324107193096E-2]
[2004,12,8,24,5.2639285406538491E-3,2.0695022539820064E-3,2.5202487173207602E-3,6.6465969043541023E-3,1.4094786666402542E-5,2.4045801961764481E-4,1.6754829222594764E-2,null,4.5454588987564144E-3,1.7400312759125083E-3,2.5380521782443761E-3,2.5182923637371481E-3,2.0711398210424553E-6,9.6945159780655193E-5,1.1440851016252146E-2]
[2004,12,9,5,4.2845155119646478E-3,2.1471288191970278E-3,2.457173421675144E-3,5.0590475180575826E-3,1.4094786666402542E-5,2.4045801961764481E-4,1.4202418077178449E-2,null,3.6997252166915892E-3,1.8052994586631678E-3,2.4745313080990869E-3,1.9167945515338629E-3,2.0711398210424553E-6,9.6945159780655193E-5,9.9953668345894049E-3]
[2004,12,9,8,5.1048518872406339E-3,2.0869162832612442E-3,3.3120976887106423E-3,5.8198861583088147E-3,1.4094786666402542E-5,2.4045801961764481E-4,1.657830482380538E-2,null,4.4080944979563094E-3,1.7546729393981249E-3,3.3354949039818577E-3,2.2050644985989053E-3,2.0711398210424553E-6,9.6945159780655193E-5,1.1802343139536896E-2]
[2004,12,9,11,4.8827476467376086E-3,2.1443746295661823E-3,3.540836551607196E-3,7.3034845914425467E-3,0,0,1.7871443419353532E-2,null,4.2163050979579933E-3,1.8029837442984E-3,3.5658496166869258E-3,2.7671769087204792E-3,0,0,1.2352315367663798E-2]
[2004,12,9,12,4.5229850032030604E-3,2.2228544542335794E-3,3.5098418227612776E-3,7.7358990561620438E-3,0,0,1.7991580336359961E-2,null,3.9056461866781834E-3,1.868969345032415E-3,3.5346359358621594E-3,2.9310120351983978E-3,0,0,1.2240263502771156E-2]
[2004,12,9,15,4.067566737171591E-3,2.140068798477389E-3,3.4401347900790582E-3,5.6890181904875716E-3,0,0,1.5336788516215609E-2,null,3.5123876167714144E-3,1.7993634144587583E-3,3.4644364809741754E-3,2.1554806576101217E-3,0,0,1.093166816981447E-2]
[2004,12,9,18,5.7487647447224208E-3,2.1995788252802484E-3,3.1661008008016388E-3,4.3647704508997069E-3,1.4094786666402542E-5,2.4045801961764481E-4,1.5733767627988064E-2,null,4.9641201744942175E-3,1.8493992661560079E-3,3.188466669495434E-3,1.6537437509961995E-3,2.0711398210424553E-6,9.6945159780655193E-5,1.1754746160743557E-2]
[2004,12,9,22,6.0957275257440477E-3,2.0706364956799769E-3,2.8806384410330586E-3,5.5677450158249818E-3,1.4094786666402542E-5,2.4045801961764481E-4,1.6869300284566111E-2,null,5.2637262668550622E-3,1.7409849429235566E-3,2.9009877555937736E-3,2.1095321347684706E-3,2.0711398210424553E-6,9.6945159780655193E-5,1.211424739974256E-2]
[2004,12,10,2,3.9250695340530776E-3,2.0340255227367671E-3,2.4387960675380052E-3,5.1277664963299613E-3,1.4094786666402542E-5,2.4045801961764481E-4,1.3780210426941858E-2,null,{"$f":"E8260*V$5","v":3.3893397495823791E-3},{"$f":"F8260*W$5","v":1.7102025468956248E-3},{"$f":"G8260*X$5","v":2.4560241332406791E-3},{"$f":"H8260*Y$5","v":1.9428311053850201E-3},{"$f":"I8260*Z$5","v":2.0711398210424553E-6},{"$f":"J8260*AA$5","v":9.6945159780655193E-5},9.5974138347054011E-3]
[2004,12,10,6,4.5592221006156789E-3,1.8410285704977046E-3,2.513083163786743E-3,5.3449766114161724E-3,1.4094786666402542E-5,2.4045801961764481E-4,1.4512863252600348E-2,null,3.9369373099575333E-3,1.5479312894444207E-3,2.5308360060347251E-3,2.0251286453170326E-3,2.0711398210424553E-6,9.6945159780655193E-5,1.013984955035541E-2]
[2004,12,10,9,5.0800901525950223E-3,2.1047109064947834E-3,3.5404239093710568E-3,8.0902036947925176E-3,3.5236966666006355E-6,6.0114504904411202E-5,1.8879066864824389E-2,null,4.3867124738227598E-3,1.7696346051367634E-3,3.5654340594766113E-3,3.0652525614014046E-3,5.1778495526061382E-7,2.4236289945163798E-5,1.2811787774737963E-2]
[2004,12,10,12,4.8018060370696256E-3,2.2255087761723948E-3,3.3512702647247056E-3,7.7847109421148334E-3,0,0,1.816329602008156E-2,null,4.1464111476310576E-3,1.8712010909418446E-3,3.3749442016629341E-3,2.9495061008719147E-3,0,0,1.2342062541107751E-2]
[2004,12,10,13,4.4668778482236477E-3,2.249634558657137E-3,3.3451275939619706E-3,7.0213834577579929E-3,0,0,1.708302345860075E-2,null,3.8571970550238623E-3,1.8914859763525945E-3,3.368758138040542E-3,2.6602931694201431E-3,0,0,1.177773433883714E-2]
[2004,12,10,16,4.2650034823640739E-3,2.2150709898468117E-3,3.3120834231545821E-3,7.9995492735298497E-3,0,0,1.7791707168895318E-2,null,3.6828763693153841E-3,1.8624250315667653E-3,3.3354805376515097E-3,3.0309050087981718E-3,0,0,1.1911686947331832E-2]
[2004,12,10,19,5.8166803839272314E-3,2.0650327540814748E-3,3.0954921461889113E-3,5.9570490785857194E-3,1.4094786666402542E-5,2.4045801961764481E-4,1.7188807169067382E-2,null,5.0227660592557701E-3,1.7362733338278119E-3,3.1173592234679435E-3,2.2570333993298854E-3,2.0711398210424553E-6,9.6945159780655193E-5,1.2232448315483108E-2]
[2004,12,10,24,5.2984075490092077E-3,1.5719054962790024E-3,2.4755470177361604E-3,5.8890325929565942E-3,1.4094786666402542E-5,2.4045801961764481E-4,1.5489445462265014E-2,null,4.5752318932297956E-3,1.3216534174057576E-3,2.4930346983336902E-3,2.231263009033483E-3,2.0711398210424553E-6,9.6945159780655193E-5,1.0720199317604425E-2]
[2004,12,11,3,3.3084937166905611E-3,1.5183831884130513E-3,2.4049096022586759E-3,5.4102782984408442E-3,1.4094786666402542E-5,2.4045801961764481E-4,1.289661761208718E-2,null,2.8569199011472144E-3,1.2766520217964623E-3,2.4218982882698559E-3,2.049870440575544E-3,2.0711398210424553E-6,9.6945159780655193E-5,8.7043569513907751E-3]
[2004,12,11,7,3.5705933510831798E-3,1.6232283974005274E-3,2.6811102833062838E-3,5.2781866032166466E-3,1.4094786666402542E-5,2.4045801961764481E-4,1.3407671441290684E-2,null,3.083245753846337E-3,1.3648055584339622E-3,2.7000500973939556E-3,1.9998229482748931E-3,2.0711398210424553E-6,9.6945159780655193E-5,9.2469406575508457E-3]
[2004,12,11,10,4.7650379935561087E-3,1.719246433205916E-3,3.1228149706148305E-3,5.1146246700091427E-3,0,0,1.4721724067385998E-2,null,4.1146615466842295E-3,1.4455372343872448E-3,3.1448750609221589E-3,1.9378518714483874E-3,0,0,1.0642925713442022E-2]
[2004,12,11,13,4.3668547764332318E-3,1.7334834774746489E-3,3.0740421331854487E-3,5.0608402892568108E-3,0,0,1.4235220676350139E-2,null,3.7708260569680597E-3,1.4575076984234543E-3,3.0957576839640631E-3,1.917473804704457E-3,0,0,1.0241565244060034E-2]
[2004,12,11,16,4.3065003101761985E-3,1.6776072891042475E-3,2.975399480412633E-3,4.9552104200934555E-3,0,0,1.3914717499786535E-2,null,3.7187093263534666E-3,1.4105271671598617E-3,2.9964182028972882E-3,1.8774522874190664E-3,0,0,1.0003106983829682E-2]
[2004,12,11,18,5.4908637625317742E-3,1.5946125633928816E-3,2.8902219719134257E-3,5.1417359213270257E-3,1.4094786666402542E-5,2.4045801961764481E-4,1.5371987025449157E-2,null,4.7414199031203044E-3,1.3407454511961871E-3,2.9106389861485284E-3,1.9481239036097569E-3,2.0711398210424553E-6,9.6945159780655193E-5,1.1039944543676475E-2]
[2004,12,11,22,4.7886066101385282E-3,1.606587526641982E-3,2.4916508742909302E-3,5.0806558700527051E-3,1.4094786666402542E-5,2.4045801961764481E-4,1.4222053687408193E-2,null,4.1350133005404145E-3,1.3508139643090599E-3,2.5092523152403343E-3,1.9249816205866911E-3,2.0711398210424553E-6,9.6945159780655193E-5,1.0019077500278197E-2]
[2004,12,12,1,4.6561164540554582E-3,1.851465380359562E-3,2.3592503635532533E-3,5.3055207524455358E-3,1.4094786666402542E-5,2.4045801961764481E-4,1.4426905756697857E-2,null,4.0206066260739309E-3,1.5567065278117339E-3,2.3759165050209097E-3,2.0101794329937528E-3,2.0711398210424553E-6,9.6945159780655193E-5,1.0062425391502025E-2]
[2004,12,12,4,4.3082219606597966E-3,1.8793491316584985E-3,2.3157557614336692E-3,5.0796765294901054E-3,1.4094786666402542E-5,2.4045801961764481E-4,1.3837556189526118E-2,null,3.7201959900592481E-3,1.5801511021080697E-3,2.3321146497148038E-3,1.9246105636539805E-3,2.0711398210424553E-6,9.6945159780655193E-5,9.6560886051378012E-3]
[2004,12,12,8,5.1180911832090555E-3,1.8453543357279992E-3,2.8036397773719838E-3,5.0270141915404014E-3,1.4094786666402542E-5,2.4045801961764481E-4,1.5048652294133488E-2,null,4.4195267723893998E-3,1.5515683798503308E-3,2.8234451604190192E-3,1.904657621505735E-3,2.0711398210424553E-6,9.6945159780655193E-5,1.0798214233766182E-2]
[2004,12,12,9,5.2412379604860771E-3,1.9026207781361281E-3,2.9048831062829031E-3,5.1528109156977883E-3,3.5236966666006355E-6,6.0114504904411202E-5,1.526519096217391E-2,null,4.5258653387859494E-3,1.5997178325308753E-3,2.9254036892376518E-3,1.9523200470127143E-3,5.1778495526061382E-7,2.4236289945163798E-5,1.1028060982467615E-2]
[2004,12,12,13,5.0324110475407227E-3,2.0273581631797492E-3,2.9613151464040828E-3,4.9466389209535406E-3,0,0,1.4967723278078096E-2,null,4.3455410539070009E-3,1.704596651016728E-3,2.9822343747838774E-3,1.8742046794866993E-3,0,0,1.0906576759194306E-2]
[2004,12,12,14,4.4870876559210317E-3,2.0446635419396563E-3,2.9539248986716268E-3,4.9369714946368671E-3,0,0,1.4422647591169183E-2,null,3.8746484412899873E-3,1.7191469614722063E-3,2.9747919210981692E-3,1.8705418417637855E-3,0,0,1.0439129165624148E-2]
[2004,12,12,15,4.2530774447456111E-3,2.0302856514322026E-3,2.9679149730131851E-3,4.9808489768787441E-3,0,0,1.4232127046069742E-2,null,3.672578107589169E-3,1.7070580743417493E-3,2.9888808236784433E-3,1.8871663384889212E-3,0,0,1.0255683344098284E-2]
[2004,12,12,16,4.8148051238407338E-3,1.9543644348888911E-3,2.9242761313849875E-3,4.9665820511674581E-3,0,0,1.4660027741282071E-2,null,4.1576359988392576E-3,1.6432237436293765E-3,2.9449337099315695E-3,1.8817608218629316E-3,0,0,1.0627554274263134E-2]
[2004,12,12,17,5.8133516868599409E-3,1.9236596896687168E-3,2.9068155877667902E-3,5.0372355831150902E-3,7.047393333201271E-6,1.202290098088224E-4,{"$f":"SUM(E8323:J8323)","v":1.5808338950552562E-2},null,5.0198916935441304E-3,1.6174072861216704E-3,2.9273498220958451E-3,1.9085303480633579E-3,1.0355699105212276E-6,4.8472579890327596E-5,{"$f":"SUM(M8323:R8323)","v":1.1522687299625852E-2}]
[2004,12,12,18,6.0914103474648349E-3,1.8996163236334525E-3,2.8530555544631991E-3,5.115134811928209E-3,1.4094786666402542E-5,2.4045801961764481E-4,1.6213769843773741E-2,null,{"$f":"E8324*V$5","v":5.2599983369876237E-3},{"$f":"F8324*W$5","v":1.5971916962139649E-3},{"$f":"G8324*X$5","v":2.8732100188728822E-3},{"$f":"H8324*Y$5","v":1.9380451563004242E-3},{"$f":"I8324*Z$5","v":2.0711398210424553E-6},{"$f":"J8324*AA$5","v":9.6945159780655193E-5},1.1767461507976591E-2]
[2004,12,12,19,6.7221459065670459E-3,1.8625761542047905E-3,2.7590528589006317E-3,4.8693802356644129E-3,1.4094786666402542E-5,2.4045801961764481E-4,1.6467707961620927E-2,null,5.8046452746770803E-3,1.5660484330708795E-3,2.7785432724546748E-3,1.8449325632449985E-3,2.0711398210424553E-6,9.6945159780655193E-5,1.2093185843049331E-2]
[2004,12,12,20,6.3955655208228499E-3,1.915023737583111E-3,2.6919124263498849E-3,4.9950477752767099E-3,1.4094786666402542E-5,2.4045801961764481E-4,1.6252102266316598E-2,null,5.5226395998135931E-3,1.6101462035607202E-3,2.7109285485932741E-3,1.892546042733723E-3,2.0711398210424553E-6,9.6945159780655193E-5,1.1835276694303008E-2]
[2004,12,12,21,6.1435428913773496E-3,2.0660910622666714E-3,2.5032098682614655E-3,4.7036423162884634E-3,1.4094786666402542E-5,2.4045801961764481E-4,1.5671038944477998E-2,null,5.3050153492460225E-3,1.7371631561695141E-3,2.5208929638888605E-3,1.7821370390463339E-3,2.0711398210424553E-6,9.6945159780655193E-5,1.1444224807952428E-2]
[2004,12,12,22,6.4127541028257129E-3,1.9032461195982958E-3,2.428972878170327E-3,4.944534834049324E-3,1.4094786666402542E-5,2.4045801961764481E-4,1.5944060740927704E-2,null,5.5374821252047552E-3,1.6002436177529997E-3,2.4461315512107405E-3,1.8734074736293594E-3,2.0711398210424553E-6,9.6945159780655193E-5,1.1556281067399553E-2]
[2004,12,12,23,6.0812860098972011E-3,1.9278945047302826E-3,2.3997094148181615E-3,5.4327161536586012E-3,1.4094786666402542E-5,2.4045801961764481E-4,1.6096158889388291E-2,null,5.2512558626292812E-3,1.6209679058990355E-3,2.4166613658304277E-3,2.0583717955195307E-3,2.0711398210424553E-6,9.6945159780655193E-5,1.1446273229479973E-2]
[2004,12,12,24,5.2075902347454503E-3,2.1200273053117356E-3,2.3753808143865537E-3,6.5047414495378606E-3,1.4094786666402542E-5,2.4045801961764481E-4,1.6462292610265643E-2,null,4.4968101657893098E-3,1.7825125872334565E-3,2.3921609040725416E-3,2.4645455345313357E-3,2.0711398210424553E-6,9.6945159780655193E-5,1.1235045491228342E-2]
[2004,12,13,1,3.8585473871473293E-3,2.1673060632476891E-3,2.2745984854959686E-3,6.6860254213736729E-3,1.4094786666402542E-5,2.4045801961764481E-4,1.5241030163548708E-2,null,3.3318971604055212E-3,1.8222644248246278E-3,2.2906666318559415E-3,2.5332312166197143E-3,2.0711398210424553E-6,9.6945159780655193E-5,1.0077075733307503E-2]
[2004,12,13,2,3.6186268345870746E-3,2.2687338332647365E-3,2.2645416582154957E-3,5.6576841886001837E-3,1.4094786666402542E-5,2.4045801961764481E-4,1.4064139320951539E-2,null,3.1247231833640122E-3,1.9075445890458251E-3,2.2805387614556871E-3,2.1436086908256397E-3,2.0711398210424553E-6,9.6945159780655193E-5,9.5554315242928622E-3]
[2004,12,13,3,3.2685361593691618E-3,2.361864417050209E-3,2.2820885187112053E-3,5.5306740587643885E-3,1.4094786666402542E-5,2.4045801961764481E-4,1.3697715960179014E-2,null,2.8224161207299056E-3,1.9858485040180874E-3,2.298209575925868E-3,2.0954865247479557E-3,2.0711398210424553E-6,9.6945159780655193E-5,9.3009770250235147E-3]
[2004,12,13,4,3.3728467477731339E-3,2.2571197446896729E-3,2.3234674532067118E-3,5.3442309179021425E-3,1.4094786666402542E-5,2.4045801961764481E-4,1.3552217669855707E-2,null,2.9124894354858955E-3,1.8977794982743877E-3,2.3398808181758785E-3,2.0248461136231307E-3,2.0711398210424553E-6,9.6945159780655193E-5,9.2740121651609907E-3]
[2004,12,13,5,3.467983581959125E-3,2.3036537147310505E-3,2.3585341472613141E-3,6.0425840106304177E-3,1.4094786666402542E-5,2.4045801961764481E-4,1.4427308260865954E-2,null,2.9946411148277494E-3,1.9369051204420245E-3,2.3751952292565943E-3,2.2894412569599808E-3,2.0711398210424553E-6,9.6945159780655193E-5,9.6951990210880478E-3]
[2004,12,13,6,3.6759456577592641E-3,2.2656082094284651E-3,2.4186122855788727E-3,5.967993866487129E-3,1.4094786666402542E-5,2.4045801961764481E-4,1.4582712825537778E-2,null,3.1742186035320663E-3,1.9049165739173637E-3,2.4356977696502456E-3,2.2611802095233524E-3,2.0711398210424553E-6,9.6945159780655193E-5,9.8750294562247251E-3]
[2004,12,13,7,4.1572717624962195E-3,2.1638222929449987E-3,2.6725734605275776E-3,6.5809439338659313E-3,1.4094786666402542E-5,2.4045801961764481E-4,1.5829164256118775E-2,null,3.5898488707523345E-3,1.8193352812234974E-3,2.6914529690629809E-3,2.4934174726287807E-3,2.0711398210424553E-6,9.6945159780655193E-5,1.0693070893269293E-2]
[2004,12,13,8,4.3535859455959922E-3,2.2282931279844461E-3,3.2274509669098761E-3,6.6860139661384047E-3,1.4094786666402542E-5,2.4045801961764481E-4,1.6749896812912765E-2,null,3.7593682788581513E-3,1.8735421655779272E-3,3.2502502234980717E-3,2.5332268764089393E-3,2.0711398210424553E-6,9.6945159780655193E-5,1.1515403843944788E-2]
[2004,12,13,9,4.8928926450389704E-3,2.2531029800719241E-3,3.4843939540103517E-3,7.5144707521040471E-3,4.6935642405449312E-6,8.0072525320291826E-5,1.8229626420786127E-2,null,4.225065413082079E-3,1.8944022146549023E-3,3.5090082990852519E-3,2.8471162889618191E-3,6.8968960164436646E-7,3.2282740137175391E-5,1.2508564645522871E-2]
[2004,12,13,10,4.812747274797264E-3,2.2798802034539123E-3,3.5747396596876434E-3,7.5891315784517299E-3,0,0,1.8256498716390551E-2,null,4.1558590240618276E-3,1.9169164236039881E-3,3.5999922220264144E-3,2.8754041167881926E-3,0,0,1.2548171786480423E-2]
[2004,12,13,11,4.7237012313206209E-3,2.3699168539576538E-3,3.565082871525304E-3,7.4152439676904835E-3,0,0,1.8073944924494063E-2,null,4.0789668079927845E-3,1.9926189687708108E-3,3.5902672166879231E-3,2.809520801065874E-3,0,0,1.2471373794517392E-2]
[2004,12,13,12,4.4865311902046153E-3,2.4180785099449905E-3,3.5434068654404531E-3,7.5684047565300477E-3,0,0,1.8016421322120106E-2,null,3.874167927160093E-3,2.0331131443903135E-3,3.568438087649508E-3,2.8675510457924595E-3,0,0,1.2343270204992374E-2]
[2004,12,13,13,3.9664511663166785E-3,2.4607012378860186E-3,3.4747921401742459E-3,6.8847735829750982E-3,0,0,1.6786718127352041E-2,null,3.4250732340255943E-3,2.06895020595398E-3,3.4993386564208832E-3,2.608533809039572E-3,0,0,1.1601895905440029E-2]
[2004,12,13,14,3.9093303084812101E-3,2.4390891489832391E-3,3.4866904851016413E-3,7.3651054154522874E-3,0,0,1.7200215358018377E-2,null,3.3757487590545532E-3,2.0507788265528319E-3,3.5113210532585182E-3,2.790524082136286E-3,0,0,1.1728372721002189E-2]
[2004,12,13,15,3.882714460450013E-3,2.4116863698807316E-3,3.453685285542912E-3,6.8334332753489163E-3,0,0,1.6581519391222575E-2,null,3.35276568807496E-3,2.0277386522338436E-3,3.4780826994176019E-3,2.5890817636534235E-3,0,0,1.1447668803379829E-2]
[2004,12,13,16,4.4820869205812533E-3,2.3775213586695811E-3,3.3436815552810211E-3,7.2121414367743719E-3,0,0,1.7415431271306226E-2,null,3.8703302525503473E-3,1.9990128134796613E-3,3.3673018842990815E-3,2.7325684057240302E-3,0,0,1.196921335605312E-2]
[2004,12,13,17,5.0122052647240452E-3,2.3987170881314907E-3,3.2094700905162653E-3,6.9218667257973784E-3,7.047393333201271E-6,1.202290098088224E-4,1.7669535572311205E-2,null,4.3280931431686461E-3,2.0168341191141629E-3,3.2321423271686723E-3,2.6225878249007063E-3,1.0355699105212276E-6,4.8472579890327596E-5,1.2249165564153036E-2]
[2004,12,13,18,5.2015949741694763E-3,2.4135466920217515E-3,3.1167574143562892E-3,6.6278892633396015E-3,1.4094786666402542E-5,2.4045801961764481E-4,1.7614341150171162E-2,null,4.491633193813919E-3,2.0293028054994022E-3,3.1387747130671374E-3,2.5112043290348345E-3,2.0711398210424553E-6,9.6945159780655193E-5,1.226993134101699E-2]
[2004,12,13,19,5.7459618204893509E-3,2.2928593442424505E-3,3.0920689521908686E-3,6.2642285048320825E-3,1.4094786666402542E-5,2.4045801961764481E-4,1.7649671428038798E-2,null,4.9616998192786492E-3,1.9278292461742815E-3,3.1139118474516106E-3,2.373418914285158E-3,2.0711398210424553E-6,9.6945159780655193E-5,1.2475876126791397E-2]
[2004,12,13,20,5.5885049773365149E-3,2.3338832675366765E-3,2.9904547126429252E-3,7.6053346000704439E-3,1.4094786666402542E-5,2.4045801961764481E-4,1.8772730363870605E-2,null,4.8257341420564715E-3,1.9623220375956192E-3,3.011579787820815E-3,2.8815431900912755E-3,2.0711398210424553E-6,9.6945159780655193E-5,1.2780195457165879E-2]
[2004,12,13,21,5.5800838158285614E-3,2.3073934573134159E-3,2.9547718923378717E-3,7.2579014458406975E-3,1.4094786666402542E-5,2.4045801961764481E-4,1.8354703417604593E-2,null,4.8184623785401991E-3,1.9400494847666618E-3,2.9756448980701633E-3,2.7499061626324989E-3,2.0711398210424553E-6,9.6945159780655193E-5,1.2583079223611222E-2]
[2004,12,13,22,5.211404385391482E-3,2.2807036234282403E-3,2.6874891970331285E-3,7.2232566869341137E-3,1.4094786666402542E-5,2.4045801961764481E-4,1.765740669907101E-2,null,4.5001037258863563E-3,1.9176087526438744E-3,2.7064740728404992E-3,2.7367798014203706E-3,2.0711398210424553E-6,9.6945159780655193E-5,1.1959982652392799E-2]
[2004,12,13,23,4.8817496233522287E-3,2.2102817158306865E-3,2.5029106822171934E-3,7.6113380720926674E-3,1.4094786666402542E-5,2.4045801961764481E-4,1.7460832899776818E-2,null,4.2154432940328061E-3,1.8583982243666581E-3,2.5205916643440394E-3,2.8838178124231295E-3,2.0711398210424553E-6,9.6945159780655193E-5,1.157726729476833E-2]
[2004,12,13,24,4.4669768901077368E-3,2.2278341403347592E-3,2.3993422518690738E-3,6.9570371046173774E-3,1.4094786666402542E-5,2.4045801961764481E-4,1.6305743193212992E-2,null,3.8572825787557873E-3,1.873156250141413E-3,2.4162916091804995E-3,2.6359133353365998E-3,2.0711398210424553E-6,9.6945159780655193E-5,1.0881660073015997E-2]
[2004,12,14,1,3.6262724427603785E-3,2.0749644864221412E-3,2.3843991032891682E-3,7.4681102695129198E-3,1.4094786666402542E-5,2.4045801961764481E-4,1.5808299108268656E-2,null,3.1313252482361603E-3,1.7446239045331587E-3,2.4012428996851216E-3,2.8295510219585015E-3,2.0711398210424553E-6,9.6945159780655193E-5,1.020575937401464E-2]
[2004,12,14,2,3.3502841066051494E-3,2.0983044538070541E-3,2.3648545920854484E-3,7.0561981308189031E-3,1.4094786666402542E-5,2.4045801961764481E-4,1.5124194089600602E-2,null,2.8930063522174961E-3,1.7642480789694913E-3,2.3815603227662621E-3,2.6734839084670472E-3,2.0711398210424553E-6,9.6945159780655193E-5,9.8113149620219949E-3]
[2004,12,14,3,2.9453718674452849E-3,2.1902358781178567E-3,2.3514353880496378E-3,6.814739430794455E-3,1.4094786666402542E-5,2.4045801961764481E-4,1.4556335370691283E-2,null,2.5433602796140911E-3,1.8415437442591465E-3,2.3680463232156139E-3,2.5819989562155979E-3,2.0711398210424553E-6,9.6945159780655193E-5,9.4339656029061476E-3]
[2004,12,14,4,2.9282104747391808E-3,2.1418167015407599E-3,2.3562126579154382E-3,6.1621628099092409E-3,1.4094786666402542E-5,2.4045801961764481E-4,1.3842955450388668E-2,null,2.5285412324730513E-3,1.80083304610167E-3,2.372857340519432E-3,2.3347478072776998E-3,2.0711398210424553E-6,9.6945159780655193E-5,9.1359957259735513E-3]
[2004,12,14,5,3.0768502102734682E-3,2.1471288191970278E-3,2.3556043211442222E-3,5.3870626881665704E-3,1.4094786666402542E-5,2.4045801961764481E-4,1.3221198845065337E-2,null,2.6568932424547833E-3,1.8052994586631678E-3,2.3722447063549233E-3,2.0410744063170346E-3,2.0711398210424553E-6,9.6945159780655193E-5,8.9745281133916076E-3]
[2004,12,14,6,3.3923476683236069E-3,2.0290643247960339E-3,2.4000852211293368E-3,5.4180010072709959E-3,1.4094786666402542E-5,2.4045801961764481E-4,1.3494051027804023E-2,null,2.9293286900778813E-3,1.7060311865763702E-3,2.4170398269006076E-3,2.0527964550389149E-3,2.0711398210424553E-6,9.6945159780655193E-5,9.2042124581954727E-3]
[2004,12,14,7,3.8622345042974614E-3,1.9797572937393813E-3,2.6513669174379082E-3,5.6289745700015634E-3,1.4094786666402542E-5,2.4045801961764481E-4,1.4376886091760363E-2,null,3.3350810257128461E-3,1.6645739830406495E-3,2.6700966193853237E-3,2.1327310621198354E-3,2.0711398210424553E-6,9.6945159780655193E-5,9.9014989898603533E-3]
[2004,12,14,8,3.7670590866495579E-3,2.0869162832612442E-3,3.2119839105511443E-3,6.3310001549738487E-3,1.4094786666402542E-5,2.4045801961764481E-4,1.5651512241719845E-2,null,3.2528960291367368E-3,1.7546729393981249E-3,3.2346739052511804E-3,2.3987176557442626E-3,2.0711398210424553E-6,9.6945159780655193E-5,1.0739976829132003E-2]
[2004,12,14,9,4.2713551859689522E-3,2.101446254937508E-3,3.4527070967623964E-3,7.6380352453475336E-3,4.6935642405449312E-6,8.0072525320291826E-5,1.7548309872577224E-2,null,3.6883611336791249E-3,1.7668896959182857E-3,3.4770976005469791E-3,2.8939329568359123E-3,6.8968960164436646E-7,3.2282740137175391E-5,1.1859253816719123E-2]
[2004,12,14,10,4.3843123060363018E-3,2.0750389009759397E-3,3.4994151514779201E-3,8.0006759522943637E-3,0,0,1.7959442310784526E-2,null,3.7859008215040389E-3,1.7446864720663631E-3,3.5241356088187652E-3,3.0313318898878318E-3,0,0,1.2086054792277E-2]
[2004,12,14,11,3.9037449260934396E-3,2.1443746295661823E-3,3.4948189368742772E-3,7.6677797989095292E-3,0,0,1.7210718291443428E-2,null,3.3709257213021646E-3,1.8029837442984E-3,3.5195069257819354E-3,2.9052027063296531E-3,0,0,1.1598619097712154E-2]
[2004,12,14,12,3.6633792728601707E-3,2.2228544542335794E-3,3.4623199595728762E-3,7.948113385133234E-3,0,0,1.7296667071799859E-2,null,3.1633673950432657E-3,1.868969345032415E-3,3.4867783702375353E-3,3.0114167493422118E-3,0,0,1.1530531859655427E-2]
[2004,12,14,13,3.4340215465874973E-3,2.2067398984560167E-3,3.3863896428750618E-3,7.0716956124718877E-3,0,0,1.6098846700390464E-2,null,2.9653145320849162E-3,1.8554202749618495E-3,3.4103116690087196E-3,2.6793556636322056E-3,0,0,1.0910402139687692E-2]
[2004,12,14,14,3.5288654029735234E-3,2.2069810735852844E-3,3.4081368468178441E-3,7.901245649951814E-3,0,0,1.7045228973328466E-2,null,3.0472132219460609E-3,1.8556230542857621E-3,3.4322124988587117E-3,2.9936592922086662E-3,0,0,1.1328708067299201E-2]
[2004,12,14,15,3.6742408073503511E-3,2.140068798477389E-3,3.381870750589361E-3,7.6711319636787343E-3,0,0,1.6867312320095838E-2,null,3.1727464468714289E-3,1.7993634144587583E-3,3.4057608545076936E-3,2.9064727895108293E-3,0,0,1.128434350534871E-2]
[2004,12,14,16,3.8313142953766781E-3,2.1717903840328496E-3,3.2842201050523106E-3,7.7669047593402164E-3,0,0,1.7054229543802056E-2,null,3.3083810928195849E-3,1.8260348282645807E-3,3.3074203883826847E-3,2.9427596146995318E-3,0,0,1.1384595924166381E-2]
[2004,12,14,17,4.3988010679153755E-3,2.2619389865696812E-3,3.178214890442772E-3,6.864074010109588E-3,7.047393333201271E-6,1.202290098088224E-4,1.6830305358179445E-2,null,3.7984120231866927E-3,1.9018315023643889E-3,3.2006663351037599E-3,2.60069106228812E-3,1.0355699105212276E-6,4.8472579890327596E-5,1.155110907274381E-2]
[2004,12,14,18,4.872561148839257E-3,2.1995788252802484E-3,3.112079565768588E-3,6.1507407127473351E-3,1.4094786666402542E-5,2.4045801961764481E-4,1.6589513058919474E-2,null,4.2075089474856555E-3,1.8493992661560079E-3,3.1340638193700526E-3,2.3304201520167275E-3,2.0711398210424553E-6,9.6945159780655193E-5,1.162040848463014E-2]
[2004,12,14,19,4.9719776934081302E-3,2.18809527486716E-3,3.0825501934412724E-3,6.1938942505584864E-3,1.4094786666402542E-5,2.4045801961764481E-4,1.6691070218559093E-2,null,4.2933562027635671E-3,1.8397439314788678E-3,3.1043258465888548E-3,2.3467703574379219E-3,2.0711398210424553E-6,9.6945159780655193E-5,1.1683212637870911E-2]
[2004,12,14,20,5.5383999306741075E-3,2.0687641018744926E-3,2.9892570706851057E-3,7.4179914781821055E-3,1.4094786666402542E-5,2.4045801961764481E-4,1.8268965387699856E-2,null,4.7824678954755569E-3,1.7394106398387938E-3,3.0103736855187249E-3,2.8105617901298878E-3,2.0711398210424553E-6,9.6945159780655193E-5,1.2441830310564662E-2]
[2004,12,14,21,5.2610275511638036E-3,2.1507842850988414E-3,2.9331812871383972E-3,7.5427842605066868E-3,1.4094786666402542E-5,2.4045801961764481E-4,1.8142330190191774E-2,null,4.5429538631369358E-3,1.808372963408064E-3,2.9539017732033461E-3,2.8578438376648655E-3,2.0711398210424553E-6,9.6945159780655193E-5,1.226208873701491E-2]
[2004,12,14,22,5.0712738938726715E-3,2.0706364956799769E-3,2.7954886554112154E-3,7.2394986636524399E-3,1.4094786666402542E-5,2.4045801961764481E-4,1.7431450514900349E-2,null,4.3790995396133089E-3,1.7409849429235566E-3,2.8152364575614471E-3,2.7429336342058319E-3,2.0711398210424553E-6,9.6945159780655193E-5,1.1777270873905843E-2]
[2004,12,14,23,4.7469136887080135E-3,2.0320036282719302E-3,2.6000399133025323E-3,7.6747000027650473E-3,1.4094786666402542E-5,2.4045801961764481E-4,1.7308210039331567E-2,null,4.0990110145542255E-3,1.7085025441057552E-3,2.618407032657932E-3,2.9078246641188249E-3,2.0711398210424553E-6,9.6945159780655193E-5,1.1432761555038435E-2]
[2004,12,14,24,4.4068951247997687E-3,2.0695022539820064E-3,2.4479088967765605E-3,6.9307308481468171E-3,1.4094786666402542E-5,2.4045801961764481E-4,1.6109589929989197E-2,null,3.8054013283431104E-3,1.7400312759125083E-3,2.4652013370380374E-3,2.6259463032235306E-3,2.0711398210424553E-6,9.6945159780655193E-5,1.0735596544118885E-2]
[2004,12,15,1,3.8291695051093804E-3,2.0749644864221412E-3,2.3989830254878678E-3,7.1175023806935942E-3,1.4094786666402542E-5,2.4045801961764481E-4,1.5675172203997032E-2,null,3.3065290433604857E-3,1.7446239045331587E-3,2.4159298451637036E-3,2.6967111368586074E-3,2.0711398210424553E-6,9.6945159780655193E-5,1.0262810229517654E-2]
[2004,12,15,2,3.5402338505115699E-3,2.0983044538070541E-3,2.3765525493846629E-3,6.568470346069024E-3,1.4094786666402542E-5,2.4045801961764481E-4,1.483811400605636E-2,null,3.057029998641977E-3,1.7642480789694913E-3,2.3933409164037999E-3,2.4886914238929562E-3,2.0711398210424553E-6,9.6945159780655193E-5,9.8023267175099231E-3]
[2004,12,15,3,3.1148914937937488E-3,2.1902358781178567E-3,2.3623710531505949E-3,6.6632969589988204E-3,1.4094786666402542E-5,2.4045801961764481E-4,1.4585348190345069E-2,null,2.6897422998388141E-3,1.8415437442591465E-3,2.3790592396945643E-3,2.5246197551362318E-3,2.0711398210424553E-6,9.6945159780655193E-5,9.5339813385304541E-3]
[2004,12,15,4,3.0938657863841179E-3,2.1418167015407599E-3,2.3647437483309657E-3,5.6486604274137257E-3,1.4094786666402542E-5,2.4045801961764481E-4,1.3503639469953617E-2,null,2.6715863753976579E-3,1.80083304610167E-3,2.3814486959928506E-3,2.1401897278262197E-3,2.0711398210424553E-6,9.6945159780655193E-5,9.0930741449200964E-3]
[2004,12,15,5,3.2561734569996215E-3,2.1471288191970278E-3,2.3677916835332458E-3,5.1263694451359901E-3,1.4094786666402542E-5,2.4045801961764481E-4,1.3152016211149933E-2,null,2.8117407942956064E-3,1.8052994586631678E-3,2.3845181623221574E-3,1.9423017843799772E-3,2.0711398210424553E-6,9.6945159780655193E-5,9.0428764992626053E-3]
[2004,12,15,6,3.6014755956554241E-3,2.0290643247960339E-3,2.4135976803878398E-3,5.2753921477798529E-3,1.4094786666402542E-5,2.4045801961764481E-4,1.3574082554903199E-2,null,3.1099129041163983E-3,1.7060311865763702E-3,2.4306477404445301E-3,1.9987641725000794E-3,2.0711398210424553E-6,9.6945159780655193E-5,9.3443723032390763E-3]
[2004,12,15,7,4.1194042501023747E-3,1.9797572937393813E-3,2.6568946926561125E-3,5.3827381971632993E-3,1.4094786666402542E-5,2.4045801961764481E-4,1.4393347239945216E-2,null,3.557149866604571E-3,1.6645739830406495E-3,2.6756634437376135E-3,2.0394359238233161E-3,2.0711398210424553E-6,9.6945159780655193E-5,1.0035839516807848E-2]
[2004,12,15,8,3.9993823295159841E-3,2.0869162832612442E-3,3.2314093168583666E-3,6.087816903958391E-3,1.4094786666402542E-5,2.4045801961764481E-4,1.5660077639878034E-2,null,3.4535096475624867E-3,1.7546729393981249E-3,3.2542365358965162E-3,2.3065792978998411E-3,2.0711398210424553E-6,9.6945159780655193E-5,1.0868014720358667E-2]
[2004,12,15,9,4.5206381820973116E-3,2.101446254937508E-3,3.4870598195825254E-3,7.611591071246749E-3,4.6935642405449312E-6,8.0072525320291826E-5,{"$f":"SUM(E8387:J8387)","v":1.7805501417424929E-2},null,3.9036196814176104E-3,1.7668896959182857E-3,3.5116929967803088E-3,2.8839136698742317E-3,6.8968960164436646E-7,3.2282740137175391E-5,{"$f":"SUM(M8387:R8387)","v":1.2099088473729255E-2}]
[2004,12,15,10,4.6121889666588048E-3,2.0750389009759397E-3,3.52435704126406E-3,7.5326568517172336E-3,0,0,1.7744241760616036E-2,null,{"$f":"E8388*V$5","v":3.9826747683473201E-3},{"$f":"F8388*W$5","v":1.7446864720663631E-3},{"$f":"G8388*X$5","v":3.5492536923103584E-3},{"$f":"H8388*Y$5","v":2.8540067197252747E-3},{"$f":"I8388*Z$5","v":0},{"$f":"J8388*AA$5","v":0},1.2130621652449316E-2]
[2004,12,15,11,4.1093151882786458E-3,2.1443746295661823E-3,3.5236100694417032E-3,6.9888865533415502E-3,0,0,1.6766186440628082E-2,null,3.5484378532304162E-3,1.8029837442984E-3,3.5485014437533842E-3,2.6479805969240717E-3,0,0,1.1547903638206273E-2]
[2004,12,15,12,3.8579088416473011E-3,2.2228544542335794E-3,3.4939101718597775E-3,7.6205038015449388E-3,0,0,1.7195177269285596E-2,null,3.3313457694998608E-3,1.868969345032415E-3,3.5185917410984905E-3,2.8872905649940904E-3,0,0,1.1606197420624857E-2]
[2004,12,15,13,3.6083305427716877E-3,2.2067398984560167E-3,3.4185196078597197E-3,6.4936357499865791E-3,0,0,1.5727225799074002E-2,null,3.115832224663682E-3,1.8554202749618495E-3,3.4426686054712915E-3,2.4603377574122466E-3,0,0,1.0874258862509069E-2]
[2004,12,15,14,3.6869302706410102E-3,2.2069810735852844E-3,3.4222920917183538E-3,7.5346259010546368E-3,0,0,1.6850829336999287E-2,null,3.183703934874829E-3,1.8556230542857621E-3,3.4464677387905525E-3,2.8547527619453101E-3,0,0,1.1340547489896453E-2]
[2004,12,15,15,3.8594115580125837E-3,2.140068798477389E-3,3.3790915914134172E-3,7.3021785500755046E-3,0,0,1.6680750497978895E-2,null,3.3326433812402422E-3,1.7993634144587583E-3,3.40296206288379E-3,2.7666820699257279E-3,0,0,1.1301650928508518E-2]
[2004,12,15,16,4.0300097546965268E-3,2.1717903840328496E-3,3.2906094461510617E-3,7.7234044903979216E-3,0,0,1.7215814075278359E-2,null,3.4799567585476979E-3,1.8260348282645807E-3,3.3138548648618438E-3,2.9262780382365255E-3,0,0,1.1546124489910648E-2]
[2004,12,15,17,4.6200274299408942E-3,2.2619389865696812E-3,3.1923260336459546E-3,7.0465859179776411E-3,7.047393333201271E-6,1.202290098088224E-4,1.7248154771276197E-2,null,3.9894433656797075E-3,1.9018315023643889E-3,3.2148771617964643E-3,2.6698419902726539E-3,1.0355699105212276E-6,4.8472579890327596E-5,1.1825502169914064E-2]
[2004,12,15,18,5.0912983727769198E-3,2.1995788252802484E-3,3.1226358089058957E-3,5.9721068589812226E-3,1.4094786666402542E-5,2.4045801961764481E-4,1.664017267222833E-2,null,4.3963908924736896E-3,1.8493992661560079E-3,3.1446946335847714E-3,2.2627385585159321E-3,2.0711398210424553E-6,9.6945159780655193E-5,1.1752239650332098E-2]
[2004,12,15,19,5.2091720913278279E-3,2.18809527486716E-3,3.1009849999490001E-3,5.2867981351334562E-3,1.4094786666402542E-5,2.4045801961764481E-4,1.603960330756149E-2,null,4.4981761159581602E-3,1.8397439314788678E-3,3.1228908796710627E-3,2.0030857240048269E-3,2.0711398210424553E-6,9.6945159780655193E-5,1.1562912950714615E-2]
[2004,12,15,20,5.8072187261981141E-3,2.0687641018744926E-3,2.9536812226656135E-3,6.9090270919056904E-3,1.4094786666402542E-5,2.4045801961764481E-4,1.7993243948927956E-2,null,5.0145958160638937E-3,1.7394106398387938E-3,2.9745465237238553E-3,2.6177230869832563E-3,2.0711398210424553E-6,9.6945159780655193E-5,1.2445292366211497E-2]
[2004,12,15,21,5.5460903279027415E-3,2.1507842850988414E-3,2.8631570798202167E-3,7.2921493234352121E-3,1.4094786666402542E-5,2.4045801961764481E-4,1.8106733822541056E-2,null,4.7891086361786066E-3,1.808372963408064E-3,2.8833829031044136E-3,2.7628821516779566E-3,2.0711398210424553E-6,9.6945159780655193E-5,1.2342762953970739E-2]
[2004,12,15,22,5.3140961524185733E-3,2.0706364956799769E-3,2.7209707081383458E-3,6.8310119546996055E-3,1.4094786666402542E-5,2.4045801961764481E-4,1.7191268117220548E-2,null,4.5887791709759533E-3,1.7409849429235566E-3,2.7401921029727985E-3,2.5881643628558331E-3,2.0711398210424553E-6,9.6945159780655193E-5,1.1757136879329839E-2]
[2004,12,15,23,4.9716723636083829E-3,2.0320036282719302E-3,2.6182133935360829E-3,6.7929233429756966E-3,1.4094786666402542E-5,2.4045801961764481E-4,1.6669365534676139E-2,null,4.2930925471982235E-3,1.7085025441057552E-3,2.6367088934131991E-3,2.5737331792847584E-3,2.0711398210424553E-6,9.6945159780655193E-5,1.1311053463603634E-2]
[2004,12,15,24,4.6202092866757926E-3,2.0695022539820064E-3,2.5215039588151137E-3,6.112760837174578E-3,1.4094786666402542E-5,2.4045801961764481E-4,1.5578529142931539E-2,null,3.9896004009258284E-3,1.7400312759125083E-3,2.5393162869758166E-3,2.3160301668849522E-3,2.0711398210424553E-6,9.6945159780655193E-5,1.0683994430300804E-2]
[2004,12,16,1,3.842547501201444E-3,2.0749644864221412E-3,2.4602617650161104E-3,6.3814157502669645E-3,1.4094786666402542E-5,2.4045801961764481E-4,1.5013742309190708E-2,null,3.3180810868418064E-3,1.7446239045331587E-3,2.4776414680169694E-3,2.417819341985645E-3,2.0711398210424553E-6,9.6945159780655193E-5,1.0057182100979277E-2]
[2004,12,16,2,3.5527582328311645E-3,2.0983044538070541E-3,2.3648796145748895E-3,6.2273449652379548E-3,1.4094786666402542E-5,2.4045801961764481E-4,1.4497840072735111E-2,null,3.0678449374517197E-3,1.7642480789694913E-3,2.3815855220187783E-3,2.3594443138326105E-3,2.0711398210424553E-6,9.6945159780655193E-5,9.6721391518742976E-3]
[2004,12,16,3,3.1260688014025199E-3,2.1902358781178567E-3,2.3528431913171699E-3,6.457531591310673E-3,1.4094786666402542E-5,2.4045801961764481E-4,1.4381232268432267E-2,null,2.6993940251504416E-3,1.8415437442591465E-3,2.3694640714422644E-3,2.4466584522879762E-3,2.0711398210424553E-6,9.6945159780655193E-5,9.4560765927415268E-3]
[2004,12,16,4,3.104788212825625E-3,2.1418167015407599E-3,2.3559144832701199E-3,5.8161887117457456E-3,1.4094786666402542E-5,2.4045801961764481E-4,1.3673260915666299E-2,null,2.6810180080805734E-3,1.80083304610167E-3,2.372557059518257E-3,2.2036635935073082E-3,2.0711398210424553E-6,9.6945159780655193E-5,9.1570880068095051E-3]
[2004,12,16,5,3.2679970756861612E-3,2.1471288191970278E-3,2.3598378057942617E-3,5.1132809834972138E-3,1.4094786666402542E-5,2.4045801961764481E-4,1.3142797490458713E-2,null,2.8219506161727779E-3,1.8052994586631678E-3,2.3765080970527346E-3,1.9373427694927641E-3,2.0711398210424553E-6,9.6945159780655193E-5,9.0401172409831435E-3]
[2004,12,16,6,3.6152644000245261E-3,2.0290643247960339E-3,2.4126546607799735E-3,5.1546831672049289E-3,1.4094786666402542E-5,2.4045801961764481E-4,1.3466219359089511E-2,null,3.1218196849624315E-3,1.7060311865763702E-3,2.4296980591875083E-3,1.9530294140378665E-3,2.0711398210424553E-6,9.6945159780655193E-5,9.3095946443658741E-3]
[2004,12,16,7,4.1363607463584459E-3,1.9797572937393813E-3,2.6464438852985906E-3,5.2123874650987371E-3,1.4094786666402542E-5,2.4045801961764481E-4,1.4229502196779202E-2,null,3.5717919834577219E-3,1.6645739830406495E-3,2.6651388101187664E-3,1.9748926765211978E-3,2.0711398210424553E-6,9.6945159780655193E-5,9.9754137527400342E-3]
[2004,12,16,8,4.0147005518235794E-3,2.0869162832612442E-3,3.218529101404282E-3,6.2162065816760157E-3,1.4094786666402542E-5,2.4045801961764481E-4,1.579090532444917E-2,null,3.4667370972444951E-3,1.7546729393981249E-3,3.2412653324336098E-3,2.3552241532493754E-3,2.0711398210424553E-6,9.6945159780655193E-5,1.0916915821927303E-2]
[2004,12,16,9,4.5370744739598604E-3,2.101446254937508E-3,3.4759213210056672E-3,7.7615073351798335E-3,4.6935642405449312E-6,8.0072525320291826E-5,1.7960715474643701E-2,null,3.9178125961831095E-3,1.7668896959182857E-3,3.500475813975661E-3,2.940714614492277E-3,6.8968960164436646E-7,3.2282740137175391E-5,1.2158865150308153E-2]
[2004,12,16,10,4.6272137311015671E-3,2.0750389009759397E-3,3.523932763382902E-3,7.6159019237836793E-3,0,0,1.7842087319244089E-2,null,3.995648814007444E-3,1.7446864720663631E-3,3.5488264172588708E-3,2.8855469849648216E-3,0,0,1.2174708688297498E-2]
[2004,12,16,11,4.1228695045925634E-3,2.1443746295661823E-3,3.5266994732315884E-3,7.4102097374379779E-3,0,0,1.7204153344828312E-2,null,3.5601421511193086E-3,1.8029837442984E-3,3.5516126716113755E-3,2.8076134093909144E-3,0,0,1.1722351976419998E-2]
[2004,12,16,12,3.8707351598670876E-3,2.2228544542335794E-3,3.4911097897362274E-3,7.7000016391816058E-3,0,0,1.7284701043018501E-2,null,3.3424214332061861E-3,1.868969345032415E-3,3.5157715766045081E-3,2.9174110612924121E-3,0,0,1.1644573416135522E-2]
[2004,12,16,13,3.6198235180792339E-3,2.2067398984560167E-3,3.4299105508720372E-3,7.1215561554839246E-3,0,0,1.6378030122891213E-2,null,3.1257565324276288E-3,1.8554202749618495E-3,3.4541400160213601E-3,2.6982470491827186E-3,0,0,1.1133563872593556E-2]
[2004,12,16,14,3.6973523620614391E-3,2.2069810735852844E-3,3.4227446843683035E-3,8.0831418199670164E-3,0,0,1.7410219939982041E-2,null,3.1927035228868569E-3,1.8556230542857621E-3,3.4469235286311217E-3,3.062576926681466E-3,0,0,1.1557827032485205E-2]
[2004,12,16,15,3.8716206490712673E-3,2.140068798477389E-3,3.3957934240408643E-3,7.5503197655366703E-3,0,0,1.6957802637126193E-2,null,3.3431860626558082E-3,1.7993634144587583E-3,3.4197818800666864E-3,2.8606989235151112E-3,0,0,1.1423030280696364E-2]
[2004,12,16,16,4.0431105288524756E-3,2.1717903840328496E-3,3.3113839450882362E-3,7.6579217127487591E-3,0,0,1.7184206570722321E-2,null,3.4912694179061701E-3,1.8260348282645807E-3,3.3347761183544294E-3,2.9014676305522328E-3,0,0,1.1553547995077414E-2]
[2004,12,16,17,4.6346139061425873E-3,2.2619389865696812E-3,3.2041100930233152E-3,6.9356821605782108E-3,7.047393333201271E-6,1.202290098088224E-4,1.7163621549455822E-2,null,4.002038944730682E-3,1.9018315023643889E-3,3.2267444657517129E-3,2.6278222786235562E-3,1.0355699105212276E-6,4.8472579890327596E-5,1.180794534127119E-2]
[2004,12,16,18,5.1057207711707525E-3,2.1995788252802484E-3,3.1370888583605707E-3,6.5344800199609466E-3,1.4094786666402542E-5,2.4045801961764481E-4,1.7231421281056564E-2,null,4.40884478857322E-3,1.8493992661560079E-3,3.159249781812248E-3,2.4758130171066454E-3,2.0711398210424553E-6,9.6945159780655193E-5,1.1992323153249818E-2]
[2004,12,16,19,5.224811464233513E-3,2.18809527486716E-3,3.1114545315763225E-3,6.2566834398478559E-3,1.4094786666402542E-5,2.4045801961764481E-4,1.7035597516808897E-2,null,4.5116808826350056E-3,1.8397439314788678E-3,3.1334343698311024E-3,2.3705602063166893E-3,2.0711398210424553E-6,9.6945159780655193E-5,1.1954435689863364E-2]
[2004,12,16,20,5.8249431720624294E-3,2.0687641018744926E-3,3.0439820413782374E-3,7.4340485644485274E-3,1.4094786666402542E-5,2.4045801961764481E-4,1.8626290686047733E-2,null,5.029901065661653E-3,1.7394106398387938E-3,3.0654852426112802E-3,2.8166455707939611E-3,2.0711398210424553E-6,9.6945159780655193E-5,1.2750458818507386E-2]
[2004,12,16,21,5.5648856576541745E-3,2.1507842850988414E-3,2.9713145879037123E-3,7.0449673624569231E-3,1.4094786666402542E-5,2.4045801961764481E-4,1.7986504699397696E-2,null,4.8053386055282856E-3,1.808372963408064E-3,2.9923044540204782E-3,2.6692287447175581E-3,2.0711398210424553E-6,9.6945159780655193E-5,1.2374261067276083E-2]
[2004,12,16,22,5.3301066439570017E-3,2.0706364956799769E-3,2.8105878700005228E-3,7.1924503766851704E-3,1.4094786666402542E-5,2.4045801961764481E-4,1.7658334192606717E-2,null,4.6026044025828721E-3,1.7409849429235566E-3,2.8304423355427722E-3,2.725107768804099E-3,2.0711398210424553E-6,9.6945159780655193E-5,1.1998155749455E-2]
[2004,12,16,23,4.9864915929777164E-3,2.0320036282719302E-3,2.6489102589037877E-3,7.7236663898961984E-3,1.4094786666402542E-5,2.4045801961764481E-4,1.7645624676333679E-2,null,4.3058891111122889E-3,1.7085025441057552E-3,2.6676226066020318E-3,2.9263772678898457E-3,2.0711398210424553E-6,9.6945159780655193E-5,1.1707407829311619E-2]
[2004,12,16,24,4.6342740527325101E-3,2.0695022539820064E-3,2.4616505154304033E-3,7.079911944691355E-3,1.4094786666402542E-5,2.4045801961764481E-4,1.6499891573120318E-2,null,4.0017454776565802E-3,1.7400312759125083E-3,2.4790400287978201E-3,2.6824687043331781E-3,2.0711398210424553E-6,9.6945159780655193E-5,1.1002301786301787E-2]
[2004,12,17,1,3.6419683970475708E-3,2.0980716889616381E-3,2.4564448793663865E-3,7.060177646589505E-3,1.4094786666402542E-5,2.4045801961764481E-4,1.5511215418249149E-2,null,3.144878873544366E-3,1.7640523709869667E-3,2.4737976192448965E-3,2.6749916852016214E-3,2.0711398210424553E-6,9.6945159780655193E-5,1.0156736848579548E-2]
[2004,12,17,2,3.2975674196336026E-3,2.0340255227367671E-3,2.4295577918496893E-3,6.404712708253664E-3,1.4094786666402542E-5,2.4045801961764481E-4,1.4420416248757771E-2,null,2.8474849261462356E-3,1.7102025468956248E-3,2.4467205968187345E-3,2.4266461976292868E-3,2.0711398210424553E-6,9.6945159780655193E-5,9.5300705670915802E-3]
[2004,12,17,3,3.2339648961630511E-3,2.0604756366139846E-3,2.3984481671720133E-3,6.7240368196502739E-3,1.4094786666402542E-5,2.4045801961764481E-4,1.4671478325883371E-2,null,2.7925634632008679E-3,1.7324417231561239E-3,2.415391208518726E-3,2.5476331452145154E-3,2.0711398210424553E-6,9.6945159780655193E-5,9.5870458396919312E-3]
[2004,12,17,4,3.2065170993009874E-3,1.9530121084728297E-3,2.4057411617267863E-3,6.2913226337631863E-3,1.4094786666402542E-5,2.4045801961764481E-4,1.4111145809547837E-2,null,2.7688619954597373E-3,1.6420867116427422E-3,2.4227357220139431E-3,2.3836844590400404E-3,2.0711398210424553E-6,9.6945159780655193E-5,9.3163851877581614E-3]
[2004,12,17,5,3.3750562077369296E-3,1.8713216887334834E-3,2.4144027345874095E-3,5.5033598841091793E-3,1.4094786666402542E-5,2.4045801961764481E-4,1.341869332145105E-2,null,2.9143973279233248E-3,1.5734016522206619E-3,2.4314584816824006E-3,2.0851376080849135E-3,2.0711398210424553E-6,9.6945159780655193E-5,9.1034113695129988E-3]
[2004,12,17,6,3.7317796959626098E-3,1.8410285704977046E-3,2.5015806504147938E-3,5.3776515219927552E-3,1.4094786666402542E-5,2.4045801961764481E-4,1.3706593245151912E-2,null,3.222431895913383E-3,1.5479312894444207E-3,2.5192522369732349E-3,2.0375086615832361E-3,2.0711398210424553E-6,9.6945159780655193E-5,9.426140383515972E-3]
[2004,12,17,7,4.0514897841683337E-3,1.8036026158072783E-3,2.7118984831757541E-3,5.694241315420334E-3,1.4094786666402542E-5,2.4045801961764481E-4,1.4515785004855748E-2,null,3.498504994974944E-3,1.5164636592125995E-3,2.7310557902868395E-3,2.1574596185464177E-3,2.0711398210424553E-6,9.6945159780655193E-5,1.0002500362622499E-2]
[2004,12,17,8,4.0797934539387936E-3,1.9134175703790206E-3,3.2606262917588822E-3,6.4833765088660681E-3,1.4094786666402542E-5,2.4045801961764481E-4,1.5991766631226811E-2,null,3.5229455181758191E-3,1.6087957430023494E-3,3.2836599044229358E-3,2.4564506902494108E-3,2.0711398210424553E-6,9.6945159780655193E-5,1.0970868155452212E-2]
[2004,12,17,9,4.2333749313110645E-3,2.1047109064947834E-3,3.4629641063652133E-3,7.5244241217394172E-3,4.6935642405449312E-6,8.0072525320291826E-5,1.7410240155471313E-2,null,3.6555647753740241E-3,1.7696346051367634E-3,3.487427067391179E-3,2.8508874661682757E-3,6.8968960164436646E-7,3.2282740137175391E-5,1.1796486343809061E-2]
[2004,12,17,10,4.3163973545823665E-3,2.107532915502842E-3,3.4978274919542814E-3,6.7976739060354712E-3,0,0,1.6719431668074963E-2,null,3.7272555306227619E-3,1.7720073418300822E-3,3.5225367338011576E-3,2.5755330938649619E-3,0,0,1.1597332700118965E-2]
[2004,12,17,11,4.1235422583300449E-3,2.1941356300492782E-3,3.4463938137511184E-3,6.3459596231834206E-3,0,0,1.6110031325313863E-2,null,3.5607230812058572E-3,1.8448226439636126E-3,3.470739719442418E-3,2.4043855659695774E-3,0,0,1.1280671010581465E-2]
[2004,12,17,12,4.0927767778114882E-3,2.2255087761723948E-3,3.395273021501252E-3,6.4781356669548632E-3,0,0,1.6191694242439998E-2,null,3.5341567579517384E-3,1.8712010909418446E-3,3.4192578013159864E-3,2.4544650166250788E-3,0,0,1.1279080666834649E-2]
[2004,12,17,13,3.8168519343173184E-3,2.249634558657137E-3,3.4015281616211427E-3,5.3340749965090266E-3,0,0,1.4802089651104626E-2,null,3.2958926885286463E-3,1.8914859763525945E-3,3.4255571287979936E-3,2.0209981927007343E-3,0,0,1.0633933986379969E-2]
[2004,12,17,14,3.6472779837074549E-3,2.2453174330145011E-3,3.3667636924684104E-3,6.2651516099145902E-3,0,0,1.5524510719104958E-2,null,3.1494637587200472E-3,1.8878561500860244E-3,3.3905470775866982E-3,2.3737686644676437E-3,0,0,1.0801635650860413E-2]
[2004,12,17,15,3.5337252392609918E-3,2.2343983370413092E-3,3.3324300610482849E-3,5.8742186605628046E-3,0,0,1.4974772297913391E-2,null,3.0514097428389203E-3,1.8786754070056597E-3,3.355970907618233E-3,2.2256502400689986E-3,0,0,1.0511706297531811E-2]
[2004,12,17,16,3.6639114628328334E-3,2.2150709898468117E-3,3.2523857054006706E-3,6.3603811058260918E-3,0,0,1.5491749263906406E-2,null,3.1638269468073875E-3,1.8624250315667653E-3,3.275361105176366E-3,2.4098496418170257E-3,0,0,1.0711462725367545E-2]
[2004,12,17,17,4.2025672603218543E-3,2.3240476191021013E-3,3.1150905688536296E-3,5.2701767153968153E-3,7.047393333201271E-6,1.202290098088224E-4,1.5039158566816424E-2,null,3.6289620201948153E-3,1.954052253949764E-3,3.1370960926874313E-3,1.9967881261514302E-3,1.0355699105212276E-6,4.8472579890327596E-5,1.076640664278429E-2]
[2004,12,17,18,4.6192797727639279E-3,2.1664174352450933E-3,3.0372435594344786E-3,4.5659871568607202E-3,1.4094786666402542E-5,2.4045801961764481E-4,1.4643480730588267E-2,null,3.9887977556677156E-3,1.8215172690705362E-3,3.0586991588974479E-3,1.7299816365442182E-3,2.0711398210424553E-6,9.6945159780655193E-5,1.0698012119781615E-2]
[2004,12,17,19,5.0277494221578223E-3,2.0650327540814748E-3,3.0578489720618314E-3,4.2844803371180542E-3,1.4094786666402542E-5,2.4045801961764481E-4,1.4689664291703231E-2,null,4.3415156902616306E-3,1.7362733338278119E-3,3.0794501316260734E-3,1.6233230735684067E-3,2.0711398210424553E-6,9.6945159780655193E-5,1.087957852888562E-2]
[2004,12,17,20,5.5096505626397322E-3,1.8490123159735203E-3,3.0217348716951413E-3,4.4753403445182477E-3,1.4094786666402542E-5,2.4045801961764481E-4,1.5110290901110691E-2,null,4.7576425070311222E-3,1.5546439986478605E-3,3.0430809151788746E-3,1.6956369668427018E-3,2.0711398210424553E-6,9.6945159780655193E-5,1.1150020687302257E-2]
[2004,12,17,21,4.8855549571776196E-3,1.9111973918650587E-3,2.9515424838477871E-3,5.4966927630372749E-3,1.4094786666402542E-5,2.4045801961764481E-4,1.5499540402211789E-2,null,4.2187292407104204E-3,1.6069290235798557E-3,2.9723926764952174E-3,2.0826115394327752E-3,2.0711398210424553E-6,9.6945159780655193E-5,1.0979678779819965E-2]
[2004,12,17,22,4.5814547272784029E-3,1.9729113597471998E-3,2.7901302150107445E-3,5.3250798129446178E-3,1.4094786666402542E-5,2.4045801961764481E-4,1.4924128921265014E-2,null,3.9561354221519397E-3,1.6588179423133163E-3,2.8098401642365303E-3,2.0175900573185775E-3,2.0711398210424553E-6,9.6945159780655193E-5,1.0541399885622062E-2]
[2004,12,17,23,4.4942758683086618E-3,1.8858902909225988E-3,2.6258179130439251E-3,5.4648720498484292E-3,1.4094786666402542E-5,2.4045801961764481E-4,1.4725408928407662E-2,null,3.8808555399827529E-3,1.5856508891599365E-3,2.6443671325261618E-3,2.0705551652934551E-3,2.0711398210424553E-6,9.6945159780655193E-5,1.0280445026564004E-2]
[2004,12,17,24,4.4903623327837289E-3,1.5719054962790024E-3,2.5026445105493637E-3,5.4563407136025976E-3,1.4094786666402542E-5,2.4045801961764481E-4,1.427580585949874E-2,null,3.877476159974073E-3,1.3216534174057576E-3,2.52032361239477E-3,2.0673227744580371E-3,2.0711398210424553E-6,9.6945159780655193E-5,9.8857922638343355E-3]
[2004,12,18,1,4.790886469989061E-3,1.4506891459006663E-3,2.4311164058451154E-3,5.2675497028528079E-3,1.4094786666402542E-5,2.4045801961764481E-4,{"$f":"SUM(E8451:J8451)","v":1.4194794530871697E-2},null,4.1369819840370633E-3,1.2197350742851189E-3,2.4482902211256318E-3,1.9957927918887669E-3,2.0711398210424553E-6,9.6945159780655193E-5,{"$f":"SUM(M8451:R8451)","v":9.8998163709382789E-3}]
[2004,12,18,2,4.155836634735505E-3,1.5609372707431994E-3,2.3855893592706458E-3,5.2379444047522773E-3,1.4094786666402542E-5,2.4045801961764481E-4,1.3594860475785675E-2,null,{"$f":"E8452*V$5","v":3.588609622498789E-3},{"$f":"F8452*W$5","v":1.3124313663367931E-3},{"$f":"G8452*X$5","v":2.4024415638350905E-3},{"$f":"H8452*Y$5","v":1.9845758041271218E-3},{"$f":"I8452*Z$5","v":2.0711398210424553E-6},{"$f":"J8452*AA$5","v":9.6945159780655193E-5},9.3870746563994925E-3]
[2004,12,18,3,4.1093568258192201E-3,1.5183831884130513E-3,2.3777368195824801E-3,5.1565045531680774E-3,1.4094786666402542E-5,2.4045801961764481E-4,1.3416534193266876E-2,null,3.5484738076944373E-3,1.2766520217964623E-3,2.3945335524855255E-3,1.9537195088982018E-3,2.0711398210424553E-6,9.6945159780655193E-5,9.2723951904763249E-3]
[2004,12,18,4,3.8738447013044702E-3,1.5849660259890396E-3,2.3780144234174286E-3,4.4824820713116609E-3,1.4094786666402542E-5,2.4045801961764481E-4,1.2573860028306648E-2,null,3.345106555674784E-3,1.3326346715366588E-3,2.3948131173606659E-3,1.6983428562334015E-3,2.0711398210424553E-6,9.6945159780655193E-5,8.8699135004072088E-3]
[2004,12,18,5,4.0578793415186679E-3,1.6093974248355134E-3,2.41085699552788E-3,3.8979402383603097E-3,1.4094786666402542E-5,2.4045801961764481E-4,1.223062680652642E-2,null,3.5040224464549337E-3,1.3531765182659193E-3,2.4278876949256505E-3,1.4768690320509867E-3,2.0711398210424553E-6,9.6945159780655193E-5,8.860971991299189E-3]
[2004,12,18,6,4.2687758144169972E-3,1.6126852602301183E-3,2.4560333144373349E-3,3.8376041247015439E-3,1.4094786666402542E-5,2.4045801961764481E-4,1.2429651320070043E-2,null,3.6861338186075991E-3,1.3559409203851519E-3,2.4733831469519484E-3,1.4540086154391548E-3,2.0711398210424553E-6,9.6945159780655193E-5,9.0684828009855514E-3]
[2004,12,18,7,4.4318203829369646E-3,1.6232283974005274E-3,2.6499343871587157E-3,3.7346271979182776E-3,1.4094786666402542E-5,2.4045801961764481E-4,1.2694163171698533E-2,null,3.8269245567700383E-3,1.3648055584339622E-3,2.6686539694712429E-3,1.4149922568286999E-3,2.0711398210424553E-6,9.6945159780655193E-5,9.3743926411056413E-3]
[2004,12,18,8,4.6217634233538807E-3,1.6385834217339838E-3,3.0507284680378463E-3,3.3605938261772076E-3,1.4094786666402542E-5,2.4045801961764481E-4,1.2926221945586968E-2,null,3.9909424146592487E-3,1.3777160167488551E-3,3.072279327163772E-3,1.2732768199829132E-3,2.0711398210424553E-6,9.6945159780655193E-5,9.8132308781564877E-3]
[2004,12,18,9,4.9987943273369258E-3,1.7010300531206267E-3,3.1209364504263511E-3,3.2355357812053156E-3,4.6935642405449312E-6,8.0072525320291826E-5,1.3141062701650056E-2,null,4.3165126545248213E-3,1.4302209567551118E-3,3.1429832705510423E-3,1.2258942685496673E-3,6.8968960164436646E-7,3.2282740137175391E-5,1.0148583580119462E-2]
[2004,12,18,10,5.905127052195089E-3,1.719246433205916E-3,3.1017099259866756E-3,3.1240484403904146E-3,0,0,1.3850131851778096E-2,null,5.0991407083868451E-3,1.4455372343872448E-3,3.1236209267082237E-3,1.1836534462058893E-3,0,0,1.0851952315688205E-2]
[2004,12,18,11,6.2103204698886975E-3,1.7628558075471167E-3,3.0718947162197956E-3,3.0183741532964501E-3,0,0,1.4063445146952059E-2,null,5.3626785063610139E-3,1.4822038652791217E-3,3.0935950972837021E-3,1.1436150996562788E-3,0,0,1.1082092568580117E-2]
[2004,12,18,12,5.6744349953555193E-3,1.760649552720057E-3,3.0400287803515175E-3,3.0167281535839869E-3,0,0,1.3491841482011081E-2,null,4.8999356366357018E-3,1.4803488528507321E-3,3.0615040550836057E-3,1.1429914559230633E-3,0,0,1.0584780000493102E-2]
[2004,12,18,13,5.295847350483926E-3,1.7334834774746489E-3,3.0571733895648069E-3,3.0641103972270417E-3,0,0,1.3150614614750424E-2,null,4.573021134272973E-3,1.4575076984234543E-3,3.078769776700636E-3,1.1609438523238246E-3,0,0,1.027024246172089E-2]
[2004,12,18,14,5.2384542080633912E-3,1.6549921604894716E-3,3.0219748541423816E-3,3.066513824373486E-3,0,0,1.2981935047068731E-2,null,4.5234615386348055E-3,1.3915124349831861E-3,3.0433225929024947E-3,1.161854473551016E-3,0,0,1.0120151040071503E-2]
[2004,12,18,15,5.3067029363159865E-3,1.6040470909221044E-3,3.000991326012743E-3,3.0205072080134402E-3,0,0,1.2932248561264273E-2,null,4.5823950493708828E-3,1.3486779735902641E-3,3.0221908336000645E-3,1.1444232809680883E-3,0,0,1.00976871375293E-2]
[2004,12,18,16,5.1311633758824408E-3,1.6776072891042475E-3,2.9642582071020833E-3,2.9920105836685165E-3,0,0,1.2765039455757288E-2,null,4.4308147513303364E-3,1.4105271671598617E-3,2.9851982257577633E-3,1.1336263524777963E-3,0,0,9.9601664967257572E-3]
[2004,12,18,17,5.563942416328088E-3,1.6127171079994911E-3,2.9262029773554849E-3,2.9040520083608821E-3,7.047393333201271E-6,1.202290098088224E-4,1.3134190913185968E-2,null,4.8045241065003781E-3,1.3559676978939321E-3,2.9468741674661581E-3,1.1003002140478715E-3,1.0355699105212276E-6,4.8472579890327596E-5,1.0257174335709189E-2]
[2004,12,18,18,6.4850732962428289E-3,1.5946125633928816E-3,2.8638368530299863E-3,2.900649423991433E-3,1.4094786666402542E-5,2.4045801961764481E-4,1.409872494294118E-2,null,5.5999305263807874E-3,1.3407454511961871E-3,2.8840674783464962E-3,1.09901102766304E-3,2.0711398210424553E-6,9.6945159780655193E-5,1.102277078318821E-2]
[2004,12,18,19,6.6544084119377379E-3,1.4864938332229927E-3,2.772562837780337E-3,3.0214148258362388E-3,1.4094786666402542E-5,2.4045801961764481E-4,1.4189432715061356E-2,null,5.7461532196720917E-3,1.2498395477860487E-3,2.7921486880979865E-3,1.1447671632683445E-3,2.0711398210424553E-6,9.6945159780655193E-5,1.1031924918426169E-2]
[2004,12,18,20,6.4758590454255631E-3,1.5115262523891116E-3,2.8009149699396467E-3,3.1183255603619339E-3,1.4094786666402542E-5,2.4045801961764481E-4,1.4161178634400305E-2,null,5.5919739217177022E-3,1.2708867305938898E-3,2.8207011044885824E-3,1.1814851358236446E-3,2.0711398210424553E-6,9.6945159780655193E-5,1.0964063192225518E-2]
[2004,12,18,21,6.2003386721163085E-3,1.5608992476154665E-3,2.6297805385203758E-3,2.9303821228620708E-3,1.4094786666402542E-5,2.4045801961764481E-4,1.3575953387398268E-2,null,5.35405911664862E-3,1.3123993966052618E-3,2.6483577506556154E-3,1.1102762855982962E-3,2.0711398210424553E-6,9.6945159780655193E-5,1.0524108849109492E-2]
[2004,12,18,22,5.6764702542731436E-3,1.606587526641982E-3,2.4669559392731244E-3,3.0944084701033051E-3,1.4094786666402542E-5,2.4045801961764481E-4,1.3098974996575604E-2,null,4.9016931045965488E-3,1.3508139643090599E-3,2.4843829310471038E-3,1.1724233216911129E-3,2.0711398210424553E-6,9.6945159780655193E-5,1.0008329621245524E-2]
[2004,12,18,23,6.0225549540009957E-3,1.4504246468180176E-3,2.3388570744812725E-3,3.1031385675448302E-3,1.4094786666402542E-5,2.4045801961764481E-4,1.3169528049129164E-2,null,5.2005409643180655E-3,1.2195126842512961E-3,2.3553791543241367E-3,1.1757310200573659E-3,2.0711398210424553E-6,9.6945159780655193E-5,1.0050180122552562E-2]
[2004,12,18,24,5.7972202568471881E-3,1.4455333338802662E-3,2.3240019253691993E-3,2.9105678798974138E-3,1.4094786666402542E-5,2.4045801961764481E-4,1.2731876202278114E-2,null,5.0059620302641593E-3,1.2154000830325313E-3,2.3404190659396364E-3,1.1027689765995452E-3,2.0711398210424553E-6,9.6945159780655193E-5,9.7635664554375709E-3]
[2004,12,19,1,4.8369850927790043E-3,1.851465380359562E-3,2.3406607715607524E-3,3.2067736619356352E-3,1.4094786666402542E-5,2.4045801961764481E-4,1.2490437712919002E-2,null,4.1767886405223607E-3,1.5567065278117339E-3,2.3571955930232246E-3,1.2149967481547891E-3,2.0711398210424553E-6,9.6945159780655193E-5,9.4047038091138058E-3]
[2004,12,19,2,4.6062473540113809E-3,1.8448980770873042E-3,2.3275495173675637E-3,3.5964631415078109E-3,1.4094786666402542E-5,2.4045801961764481E-4,1.2629710896258108E-2,null,3.9775441219351178E-3,1.5511847589563758E-3,2.3439917187246932E-3,1.362644041161597E-3,2.0711398210424553E-6,9.6945159780655193E-5,9.3343809403794806E-3]
[2004,12,19,3,4.2163835137630779E-3,1.919590111981653E-3,2.3363543652646142E-3,3.1425131159449112E-3,1.4094786666402542E-5,2.4045801961764481E-4,1.1869393913238305E-2,null,3.6408925036097899E-3,1.6139855974322179E-3,2.3528587655485384E-3,1.190649425067991E-3,2.0711398210424553E-6,9.6945159780655193E-5,8.8974025912602357E-3]
[2004,12,19,4,4.4963110213079131E-3,1.8793491316584985E-3,2.3389606455428095E-3,2.8984913220604911E-3,1.4094786666402542E-5,2.4045801961764481E-4,1.186766492685376E-2,null,3.882612916481946E-3,1.5801511021080697E-3,2.3554834570290767E-3,1.0981933563507784E-3,2.0711398210424553E-6,9.6945159780655193E-5,9.0154571315715689E-3]
[2004,12,19,5,4.3459553712558389E-3,1.8941338207697994E-3,2.363942495472616E-3,3.0567346239289686E-3,1.4094786666402542E-5,2.4045801961764481E-4,1.1915319117711272E-2,null,3.75277919586259E-3,1.5925820242821368E-3,2.3806417829495136E-3,1.1581492863466062E-3,2.0711398210424553E-6,9.6945159780655193E-5,8.9831685890425454E-3]
[2004,12,19,6,4.5804514759216469E-3,1.9132753550371597E-3,2.403724239007221E-3,3.0271549676340512E-3,1.4094786666402542E-5,2.4045801961764481E-4,1.2179158843884128E-2,null,3.9552691038172516E-3,1.608676168770296E-3,2.4207045514129774E-3,1.1469420138669614E-3,2.0711398210424553E-6,9.6945159780655193E-5,9.2306081374691849E-3]
[2004,12,19,7,4.8002733585579185E-3,1.9035765119959395E-3,2.5506633684108816E-3,2.8392145309690067E-3,1.4094786666402542E-5,2.4045801961764481E-4,1.2348280576217794E-2,null,4.1450876632550503E-3,1.6005214106880484E-3,2.5686816835464913E-3,1.075734300611331E-3,2.0711398210424553E-6,9.6945159780655193E-5,9.4890413577026194E-3]
[2004,12,19,8,5.3503177961126275E-3,1.8453543357279992E-3,2.8118593157887509E-3,2.8059982251888325E-3,1.4094786666402542E-5,2.4045801961764481E-4,1.306808247910226E-2,null,4.6200569498031467E-3,1.5515683798503308E-3,2.8317227630379454E-3,1.0631491581088613E-3,2.0711398210424553E-6,9.6945159780655193E-5,1.0165513550401982E-2]
[2004,12,19,9,5.469075406103331E-3,1.9026207781361281E-3,2.9043163396991869E-3,2.989537988673342E-3,4.6935642405449312E-6,8.0072525320291826E-5,1.3350316602172825E-2,null,4.7226054230505125E-3,1.5997178325308753E-3,2.9248329189194406E-3,1.132689524626707E-3,6.8968960164436646E-7,3.2282740137175391E-5,1.0412818128866356E-2]
[2004,12,19,10,5.8875263409855667E-3,1.8433130988153169E-3,2.9700908791472696E-3,2.8736843216921417E-3,0,0,1.3574614640640295E-2,null,5.0839423049940389E-3,1.5498521139884406E-3,2.9910721007795141E-3,1.0887943690955238E-3,0,0,1.0713660888857517E-2]
[2004,12,19,11,5.887158294087552E-3,1.9305583721786835E-3,2.9953588638122349E-3,2.785899051564377E-3,0,0,1.3598974581642848E-2,null,5.0836244925399334E-3,1.6232076776442385E-3,3.016518582739016E-3,1.0555338933073001E-3,0,0,1.0778884646230488E-2]
[2004,12,19,12,5.2148992433325462E-3,2.0719723301362031E-3,2.9723032732450697E-3,2.817708829825869E-3,0,0,1.307688367653969E-2,null,4.503121573299255E-3,1.7421081085199229E-3,2.9933001236014146E-3,1.0675861243724352E-3,0,0,1.0306115929793028E-2]
[2004,12,19,13,5.2095153730975039E-3,2.0273581631797492E-3,2.9682558107666187E-3,2.9015126517601326E-3,0,0,1.3106641998804004E-2,null,4.4984725434576416E-3,1.704596651016728E-3,2.9892240691671065E-3,1.0993380912610535E-3,0,0,1.029163135490253E-2]
[2004,12,19,14,4.6443627405841955E-3,2.0446635419396563E-3,2.952395514722715E-3,2.9218592595474176E-3,0,0,1.2563281056793985E-2,null,4.0104571681018539E-3,1.7191469614722063E-3,2.9732517333237521E-3,1.1070471050249405E-3,0,0,9.8099029679227512E-3]
[2004,12,19,15,4.3978905703070531E-3,2.0302856514322026E-3,2.9835639475991873E-3,2.8888492681301116E-3,0,0,1.2300589437468555E-2,null,3.7976257987111738E-3,1.7070580743417493E-3,3.0046403452535664E-3,1.0945401318310684E-3,0,0,9.603864350137558E-3]
[2004,12,19,16,4.9850299001417053E-3,1.9543644348888911E-3,2.9243373806484754E-3,2.9131168614707896E-3,0,0,1.2776848577149861E-2,null,4.3046269236305659E-3,1.6432237436293765E-3,2.9449953918701584E-3,1.1037347461390419E-3,0,0,9.9965808052691427E-3]
[2004,12,19,17,6.0140350654359302E-3,1.9236596896687168E-3,2.8850496366000641E-3,2.8673537586747515E-3,7.047393333201271E-6,1.202290098088224E-4,1.3817374553521486E-2,null,5.1931839489263477E-3,1.6174072861216704E-3,2.9054301125883649E-3,1.0863958170644226E-3,1.0355699105212276E-6,4.8472579890327596E-5,1.0851925314501656E-2]
[2004,12,19,18,6.2880931735644664E-3,1.8996163236334525E-3,2.8042017151826315E-3,2.9975023994160081E-3,1.4094786666402542E-5,2.4045801961764481E-4,1.4243966418080607E-2,null,5.4298360722878991E-3,1.5971916962139649E-3,2.8240110678528969E-3,1.1357071161917653E-3,2.0711398210424553E-6,9.6945159780655193E-5,1.1085762252148225E-2]
[2004,12,19,19,6.9374789374383287E-3,1.8625761542047905E-3,2.7540221416948486E-3,2.9501348626512127E-3,1.4094786666402542E-5,2.4045801961764481E-4,1.4758764902273229E-2,null,5.9905876623464393E-3,1.5660484330708795E-3,2.7734770174162268E-3,1.1177602919988192E-3,2.0711398210424553E-6,9.6945159780655193E-5,1.1546889704434063E-2]
[2004,12,19,20,6.6064764379113339E-3,1.915023737583111E-3,2.6877088084118214E-3,2.9313361189148893E-3,1.4094786666402542E-5,2.4045801961764481E-4,1.4395097909105205E-2,null,5.7047634446797781E-3,1.6101462035607202E-3,2.7066952355909164E-3,1.110637739889781E-3,2.0711398210424553E-6,9.6945159780655193E-5,1.1231258923322893E-2]
[2004,12,19,21,6.3472093927191865E-3,2.0660910622666714E-3,2.5832021462499242E-3,2.9992204191641053E-3,1.4094786666402542E-5,2.4045801961764481E-4,1.4250275826683935E-2,null,5.4808835632145668E-3,1.7371631561695141E-3,2.6014503207862265E-3,1.13635804719821E-3,2.0711398210424553E-6,9.6945159780655193E-5,1.1054871386970215E-2]
[2004,12,19,22,6.6356959249285717E-3,1.9032461195982958E-3,2.5193703336282508E-3,3.1972080503364763E-3,1.4094786666402542E-5,2.4045801961764481E-4,1.4510073234775643E-2,null,5.7299947859211818E-3,1.6002436177529997E-3,2.5371675895016913E-3,1.2113724864474397E-3,2.0711398210424553E-6,9.6945159780655193E-5,1.1177794779225012E-2]
[2004,12,19,23,6.2997440315082504E-3,1.9278945047302826E-3,2.4967011854108022E-3,3.4360438999585462E-3,1.4094786666402542E-5,2.4045801961764481E-4,1.441493642789193E-2,null,5.4398967134059754E-3,1.6209679058990355E-3,2.5143383026075767E-3,1.3018636814070624E-3,2.0711398210424553E-6,9.6945159780655193E-5,1.0976082902921349E-2]
[2004,12,19,24,5.3866547540913877E-3,2.1200273053117356E-3,2.4636269162630329E-3,4.2690830071790047E-3,1.4094786666402542E-5,2.4045801961764481E-4,1.4493944789129208E-2,null,4.6514343037551776E-3,1.7825125872334565E-3,2.4810303912584236E-3,1.6174892643325781E-3,2.0711398210424553E-6,9.6945159780655193E-5,1.0631482846181333E-2]
[2004,12,20,1,4.2962890731719572E-3,2.1673060632476891E-3,2.3483195671672322E-3,3.9140887432555314E-3,1.4094786666402542E-5,2.4045801961764481E-4,1.2980556253126458E-2,null,3.7098918133971689E-3,1.8222644248246278E-3,2.3649084916503166E-3,1.4829874498140329E-3,2.0711398210424553E-6,9.6945159780655193E-5,9.479068479287844E-3]
[2004,12,20,2,4.0271699540667394E-3,2.2687338332647365E-3,2.3445542822023869E-3,3.9811447852184569E-3,1.4094786666402542E-5,2.4045801961764481E-4,1.2876155661036368E-2,null,3.4775045601670267E-3,1.9075445890458251E-3,2.3611166080790415E-3,1.5083939429183539E-3,2.0711398210424553E-6,9.6945159780655193E-5,9.3535759998119444E-3]
[2004,12,20,3,3.6474931286063121E-3,2.361864417050209E-3,2.3463522662166185E-3,4.5432798954651689E-3,1.4094786666402542E-5,2.4045801961764481E-4,1.3153542513622357E-2,null,3.1496495386536994E-3,1.9858485040180874E-3,2.3629272933548265E-3,1.7213782077826003E-3,2.0711398210424553E-6,9.6945159780655193E-5,9.3188198434109113E-3]
[2004,12,20,4,3.7906173249302264E-3,2.2571197446896729E-3,2.3690818314235098E-3,4.0029216299071356E-3,1.4094786666402542E-5,2.4045801961764481E-4,1.2674293337234594E-2,null,3.2732388212177608E-3,1.8977794982743877E-3,2.3858174240341612E-3,1.5166448512365436E-3,2.0711398210424553E-6,9.6945159780655193E-5,9.1724968943645516E-3]
[2004,12,20,5,3.9002357564557888E-3,2.3036537147310505E-3,2.4236368635584832E-3,4.3026747146072651E-3,1.4094786666402542E-5,2.4045801961764481E-4,1.3184753855636635E-2,null,3.3678955155853666E-3,1.9369051204420245E-3,2.4407578420939948E-3,1.6302166406905554E-3,2.0711398210424553E-6,9.6945159780655193E-5,9.4747914184136386E-3]
[2004,12,20,6,4.1416985107395766E-3,2.2656082094284651E-3,2.4943076359344781E-3,3.9833809088546676E-3,1.4094786666402542E-5,2.4045801961764481E-4,1.3139548071241236E-2,null,3.5764012003986988E-3,1.9049165739173637E-3,2.5119278446950823E-3,1.5092411754432798E-3,2.0711398210424553E-6,9.6945159780655193E-5,9.6015030940561213E-3]
[2004,12,20,7,4.7106668461047146E-3,2.1638222929449987E-3,2.7371106899747562E-3,4.7052922737416221E-3,1.4094786666402542E-5,2.4045801961764481E-4,1.457144490905014E-2,null,4.0677114761979308E-3,1.8193352812234974E-3,2.7564461003561497E-3,1.7827621823060461E-3,2.0711398210424553E-6,9.6945159780655193E-5,1.0525271339685321E-2]
[2004,12,20,8,4.9267643119450394E-3,2.2282931279844461E-3,3.3389847024703494E-3,4.3153148440636816E-3,1.4094786666402542E-5,2.4045801961764481E-4,1.5063909792747566E-2,null,4.2543139616831541E-3,1.8735421655779272E-3,3.362571852129998E-3,1.6350057894752349E-3,2.0711398210424553E-6,9.6945159780655193E-5,1.1224450068468013E-2]
[2004,12,20,9,5.5195897225372211E-3,2.2531029800719241E-3,3.5450954993867939E-3,4.6605773913264486E-3,5.8775263205227454E-6,1.0027099896817401E-4,1.6084514118611087E-2,null,4.7662250784800487E-3,1.8944022146549023E-3,3.5701386503901268E-3,1.7658204076577641E-3,8.6366534661193277E-7,4.042613355875044E-5,1.2037876150088203E-2]
[2004,12,20,10,5.2999876265601596E-3,2.2798802034539123E-3,3.5824121798165233E-3,5.1239222689343457E-3,0,0,1.6286202278764941E-2,null,4.5765963071858805E-3,1.9169164236039881E-3,3.6077189421282415E-3,1.9413745873150727E-3,0,0,1.2042606260233183E-2]
[2004,12,20,11,5.2501080769501206E-3,2.3699168539576538E-3,3.5712367231645944E-3,4.3352598788239886E-3,0,0,1.5526521532896357E-2,null,4.5335247797344928E-3,1.9926189687708108E-3,3.5964645401704632E-3,1.6425626534545218E-3,0,0,1.1765170942130289E-2]
[2004,12,20,12,4.9856670930196901E-3,2.4180785099449905E-3,3.5594233059345498E-3,4.8632702664751313E-3,0,0,1.5826439175374362E-2,null,4.3051771465325477E-3,2.0331131443903135E-3,3.58456767097372E-3,1.8426175907901535E-3,0,0,1.1765475552686736E-2]
[2004,12,20,13,4.409094466127788E-3,2.4607012378860186E-3,3.5058700937310441E-3,3.9103594952235154E-3,0,0,1.4286025292968367E-2,null,3.8073004832297392E-3,2.06895020595398E-3,3.530636149869888E-3,1.4815744956396409E-3,0,0,1.0888461334693249E-2]
[2004,12,20,14,4.3335661404751199E-3,2.4390891489832391E-3,3.5186906376446368E-3,4.9199631343873427E-3,0,0,1.5211309061490338E-2,null,3.7420809618599737E-3,2.0507788265528319E-3,3.5435472602625018E-3,1.8640976381581766E-3,0,0,1.1200504686833484E-2]
[2004,12,20,15,4.2753182678811636E-3,2.4116863698807316E-3,3.4709942009565906E-3,4.42289870263733E-3,0,0,1.4580897541355815E-2,null,3.6917832975260005E-3,2.0277386522338436E-3,3.4955138879216624E-3,1.675767643008118E-3,0,0,1.0890803480689625E-2]
[2004,12,20,16,4.955574164104617E-3,2.3775213586695811E-3,3.3667063297869717E-3,4.8707291433841057E-3,0,0,1.5570530995945275E-2,null,4.2791915788200968E-3,1.9990128134796613E-3,3.3904893096856278E-3,1.8454436434351728E-3,0,0,1.1514137345420557E-2]
[2004,12,20,17,5.5553623186604603E-3,2.3987170881314907E-3,3.2534759592126924E-3,4.7104323228595721E-3,7.047393333201271E-6,1.202290098088224E-4,{"$f":"SUM(E8515:J8515)","v":1.6045264092006239E-2},null,4.7971150999011605E-3,2.0168341191141629E-3,3.2764590607247306E-3,1.7847096671060477E-3,1.0355699105212276E-6,4.8472579890327596E-5,{"$f":"SUM(M8515:R8515)","v":1.192462609664695E-2}]
[2004,12,20,18,5.7212074273346181E-3,2.4135466920217515E-3,3.1696431517638174E-3,4.0633117771233527E-3,1.4094786666402542E-5,2.4045801961764481E-4,1.5622261854527586E-2,null,{"$f":"E8516*V$5","v":4.940324134601418E-3},{"$f":"F8516*W$5","v":2.0293028054994022E-3},{"$f":"G8516*X$5","v":3.1920340442207432E-3},{"$f":"H8516*Y$5","v":1.5395257403243016E-3},{"$f":"I8516*Z$5","v":2.0711398210424553E-6},{"$f":"J8516*AA$5","v":9.6945159780655193E-5},1.1800203024247563E-2]
[2004,12,20,19,6.3348559929972213E-3,2.2928593442424505E-3,3.137889618555005E-3,3.8268605413808586E-3,1.4094786666402542E-5,2.4045801961764481E-4,1.5847018303459581E-2,null,5.4702162697164818E-3,1.9278292461742815E-3,3.1600561987114089E-3,1.4499380385371717E-3,2.0711398210424553E-6,9.6945159780655193E-5,1.2107056052741042E-2]
[2004,12,20,20,6.1513509099440818E-3,2.3338832675366765E-3,3.0822697941689861E-3,5.2761391883904838E-3,1.4094786666402542E-5,2.4045801961764481E-4,1.7098195966324274E-2,null,5.3117576572393223E-3,1.9623220375956192E-3,3.1040434665289373E-3,1.9990472145879666E-3,2.0711398210424553E-6,9.6945159780655193E-5,1.2476186675553544E-2]
[2004,12,20,21,6.1111805043960717E-3,2.3073934573134159E-3,3.0156648661704283E-3,5.036107371383762E-3,1.4094786666402542E-5,2.4045801961764481E-4,1.6724899005547723E-2,null,5.2770700800895427E-3,1.9400494847666618E-3,3.0369680301139709E-3,1.9081028861563749E-3,2.0711398210424553E-6,9.6945159780655193E-5,1.226120678072825E-2]
[2004,12,20,22,5.721131187458435E-3,2.2807036234282403E-3,2.7821210322411089E-3,4.7664551963493978E-3,1.4094786666402542E-5,2.4045801961764481E-4,1.580496384576123E-2,null,4.9402583006485142E-3,1.9176087526438744E-3,2.8017744032524158E-3,1.8059358639905946E-3,2.0711398210424553E-6,9.6945159780655193E-5,1.1564593620137098E-2]
[2004,12,20,23,5.3867983338892547E-3,2.2102817158306865E-3,2.5682899787991295E-3,5.1129691753608207E-3,1.4094786666402542E-5,2.4045801961764481E-4,1.5532892010163939E-2,null,4.6515582864545728E-3,1.8583982243666581E-3,2.5864328112758677E-3,1.9372246302314052E-3,2.0711398210424553E-6,9.6945159780655193E-5,1.1132630251930202E-2]
[2004,12,20,24,4.9211631005273183E-3,2.2278341403347592E-3,2.474659697197372E-3,4.4487338559179683E-3,1.4094786666402542E-5,2.4045801961764481E-4,1.4326943600261466E-2,null,4.2494772553931916E-3,1.873156250141413E-3,2.4921411096133408E-3,1.6855561814374592E-3,2.0711398210424553E-6,9.6945159780655193E-5,1.0399347096187103E-2]
[2004,12,21,1,4.225487804974417E-3,2.0749644864221412E-3,2.4533264561366363E-3,4.9845173998760185E-3,1.4094786666402542E-5,2.4045801961764481E-4,1.399284895369326E-2,null,3.6487541569707438E-3,1.7446239045331587E-3,2.4706571669488356E-3,1.8885562470020946E-3,2.0711398210424553E-6,9.6945159780655193E-5,9.8516077750565312E-3]
[2004,12,21,2,3.911262629173462E-3,2.0983044538070541E-3,2.4226210358069336E-3,4.636265760980523E-3,1.4094786666402542E-5,2.4045801961764481E-4,1.3323006686052019E-2,null,3.3774173387508795E-3,1.7642480789694913E-3,2.439734838364314E-3,1.7566091084122754E-3,2.0711398210424553E-6,9.6945159780655193E-5,9.4370256640986579E-3]
[2004,12,21,3,3.4460136853826846E-3,2.1902358781178567E-3,2.4139677003778399E-3,4.4532030930902093E-3,1.4094786666402542E-5,2.4045801961764481E-4,1.2757973163252639E-2,null,2.9756698728880294E-3,1.8415437442591465E-3,2.4310203743179884E-3,1.6872495060070915E-3,2.0711398210424553E-6,9.6945159780655193E-5,9.0344997970739551E-3]
[2004,12,21,4,3.417440120574761E-3,2.1418167015407599E-3,2.4087894763830152E-3,3.8383865993494772E-3,1.4094786666402542E-5,2.4045801961764481E-4,1.2060985704132061E-2,null,2.9509962924200782E-3,1.80083304610167E-3,2.4258055704777255E-3,1.4543050829335831E-3,2.0711398210424553E-6,9.6945159780655193E-5,8.7309562915347545E-3]
[2004,12,21,5,3.6064452063694708E-3,2.1471288191970278E-3,2.420446689358746E-3,3.0893487745696124E-3,1.4094786666402542E-5,2.4045801961764481E-4,1.1517922295778905E-2,null,3.1142042164070305E-3,1.8052994586631678E-3,2.4375451319670234E-3,1.1705062816165168E-3,2.0711398210424553E-6,9.6945159780655193E-5,8.626571388255436E-3]
[2004,12,21,6,4.0099643935147108E-3,2.0290643247960339E-3,2.4739951922860331E-3,3.0760265451108596E-3,1.4094786666402542E-5,2.4045801961764481E-4,1.1843603261991685E-2,null,3.4626473736160865E-3,1.7060311865763702E-3,2.4914719105275178E-3,1.1654586957320842E-3,2.0711398210424553E-6,9.6945159780655193E-5,8.9246254660537566E-3]
[2004,12,21,7,4.6217335571471767E-3,1.9797572937393813E-3,2.7074493874532568E-3,3.2076898641956522E-3,1.4094786666402542E-5,2.4045801961764481E-4,1.2771182908819515E-2,null,3.9909166248686036E-3,1.6645739830406495E-3,2.7265752654036818E-3,1.2153438829650147E-3,2.0711398210424553E-6,9.6945159780655193E-5,9.6964260558796474E-3]
[2004,12,21,8,4.4531789431137879E-3,2.0869162832612442E-3,3.2836121938597702E-3,3.8931402311368911E-3,1.4094786666402542E-5,2.4045801961764481E-4,1.3971400457655742E-2,null,3.8453679031548861E-3,1.7546729393981249E-3,3.3068081828032106E-3,1.47505038384491E-3,2.0711398210424553E-6,9.6945159780655193E-5,1.0480915708802829E-2]
[2004,12,21,9,5.0075621132857047E-3,2.101446254937508E-3,3.506969762611487E-3,5.4278231576976961E-3,5.8775263205227454E-6,1.0027099896817401E-4,1.6149949813821094E-2,null,4.3240837319730571E-3,1.7668896959182857E-3,3.5317435869963009E-3,2.0565179153246788E-3,8.6366534661193277E-7,4.042613355875044E-5,1.1720524729117682E-2]
[2004,12,21,10,5.0572994238599189E-3,2.0750389009759397E-3,3.5036460853118991E-3,5.4414709916724624E-3,0,0,1.607745540182022E-2,null,4.3670324344874892E-3,1.7446864720663631E-3,3.5283964306811223E-3,2.0616888677044889E-3,0,0,1.1701804204939463E-2]
[2004,12,21,11,4.510855270516435E-3,2.1443746295661823E-3,3.4935030214148484E-3,5.11803535564977E-3,0,0,1.5266768277147236E-2,null,3.8951720320702433E-3,1.8029837442984E-3,3.518181714474323E-3,1.9391441272790778E-3,0,0,1.1155481618122043E-2]
[2004,12,21,12,4.2378832569618255E-3,2.2228544542335794E-3,3.4626222825133142E-3,5.3926667703928901E-3,0,0,1.5316026764101608E-2,null,3.6594577630522343E-3,1.868969345032415E-3,3.4870828288380848E-3,2.0431977060566425E-3,0,0,1.1058707642979377E-2]
[2004,12,21,13,3.948807804473751E-3,2.2067398984560167E-3,3.3975877199068621E-3,4.6498672817436538E-3,0,0,1.4203002704580282E-2,null,3.4098380013522127E-3,1.8554202749618495E-3,3.4215888511405384E-3,1.761762513435313E-3,0,0,1.0448609640889913E-2]
[2004,12,21,14,3.9956782558766418E-3,2.2069810735852844E-3,3.4178224315012688E-3,5.4144505086386975E-3,0,0,1.5034932269601894E-2,null,3.4503111401443928E-3,1.8556230542857621E-3,3.4419665041417577E-3,2.0514512262365904E-3,0,0,1.0799351924808503E-2]
[2004,12,21,15,4.221104988632019E-3,2.140068798477389E-3,3.3848297645441166E-3,5.051019959666548E-3,0,0,1.4797023511320073E-2,null,3.6449695479299276E-3,1.7993634144587583E-3,3.4087407714348244E-3,1.9137530343053466E-3,0,0,1.0766826768128856E-2]
[2004,12,21,16,4.4181211362987367E-3,2.1717903840328496E-3,3.3041750262405908E-3,5.4588409849865441E-3,0,0,1.535292753155872E-2,null,3.8150951099876441E-3,1.8260348282645807E-3,3.3275162744912791E-3,2.0682700884630941E-3,0,0,1.1036916301206599E-2]
[2004,12,21,17,5.0521487513628584E-3,2.2619389865696812E-3,3.2055882244225488E-3,4.7485800315158399E-3,5.8775263205227454E-6,1.0027099896817401E-4,1.5374404519159625E-2,null,4.3625847734002372E-3,1.9018315023643889E-3,3.2282330389198184E-3,1.7991632415871805E-3,8.6366534661193277E-7,4.042613355875044E-5,1.1333102355176986E-2]
[2004,12,21,18,5.5185572790507897E-3,2.1995788252802484E-3,3.1210922558496373E-3,4.0413511661477053E-3,1.4094786666402542E-5,2.4045801961764481E-4,1.513513233261243E-2,null,4.765333552427478E-3,1.8493992661560079E-3,3.1431401766100499E-3,1.531205205813363E-3,2.0711398210424553E-6,9.6945159780655193E-5,1.1388094500608598E-2]
[2004,12,21,19,5.6724837447638494E-3,2.18809527486716E-3,3.1203909715989387E-3,4.1577205307738634E-3,1.4094786666402542E-5,2.4045801961764481E-4,1.539324332828786E-2,null,4.898250710767672E-3,1.8397439314788678E-3,3.1424339383694265E-3,1.5752957511748582E-3,2.0711398210424553E-6,9.6945159780655193E-5,1.1554740631392521E-2]
[2004,12,21,20,6.3323017053294132E-3,2.0687641018744926E-3,3.0669245124644489E-3,4.9858380644917898E-3,1.4094786666402542E-5,2.4045801961764481E-4,1.670838119044419E-2,null,5.4680106148486483E-3,1.7394106398387938E-3,3.0885897831728843E-3,1.8890566263187302E-3,2.0711398210424553E-6,9.6945159780655193E-5,1.2284083963780754E-2]
[2004,12,21,21,6.1029025998673367E-3,2.1507842850988414E-3,2.9521259363397123E-3,5.024343197663747E-3,1.4094786666402542E-5,2.4045801961764481E-4,1.6484708825253682E-2,null,5.2699220205152915E-3,1.808372963408064E-3,2.9729802505937004E-3,1.9036456233990408E-3,2.0711398210424553E-6,9.6945159780655193E-5,1.2053937157517796E-2]
[2004,12,21,22,5.7884002988392901E-3,2.0706364956799769E-3,2.8470783524363079E-3,4.8071054804725115E-3,1.4094786666402542E-5,2.4045801961764481E-4,1.5767773433712134E-2,null,4.9983459016818598E-3,1.7409849429235566E-3,2.8671905928853215E-3,1.8213376254580191E-3,2.0711398210424553E-6,9.6945159780655193E-5,1.1526875362550456E-2]
[2004,12,21,23,5.4106924489840565E-3,2.0320036282719302E-3,2.6685493139340754E-3,5.0016158315773235E-3,1.4094786666402542E-5,2.4045801961764481E-4,1.5367414029051434E-2,null,4.6721911117763408E-3,1.7085025441057552E-3,2.6874003952209549E-3,1.8950345772822219E-3,2.0711398210424553E-6,9.6945159780655193E-5,1.1062144927986971E-2]
[2004,12,21,24,5.0368750187037414E-3,2.0695022539820064E-3,2.5030771618808662E-3,4.4842129955518853E-3,1.4094786666402542E-5,2.4045801961764481E-4,1.4348220236402547E-2,null,4.3493957410080941E-3,1.7400312759125083E-3,2.5207593200480636E-3,1.698998676551542E-3,2.0711398210424553E-6,9.6945159780655193E-5,1.0408201313121907E-2]
[2004,12,22,1,4.0844629536680895E-3,2.0749644864221412E-3,2.4423793888308687E-3,4.8021435025330864E-3,1.4094786666402542E-5,2.4045801961764481E-4,1.3658503137738233E-2,null,3.5269776814039755E-3,1.7446239045331587E-3,2.4596327677179819E-3,1.8194576090626061E-3,2.0711398210424553E-6,9.6945159780655193E-5,9.6497082623194213E-3]
[2004,12,22,2,3.77923685232951E-3,2.0983044538070541E-3,2.4117940046029318E-3,4.5207918621899762E-3,1.4094786666402542E-5,2.4045801961764481E-4,1.3064679979213518E-2,null,3.2634116607509213E-3,1.7642480789694913E-3,2.4288313231904429E-3,1.7128578411517781E-3,2.0711398210424553E-6,9.6945159780655193E-5,9.2683652036643326E-3]
[2004,12,22,3,3.3281881758594192E-3,2.1902358781178567E-3,2.4048342084462735E-3,4.4818619111632214E-3,1.4094786666402542E-5,2.4045801961764481E-4,1.2659672979870818E-2,null,2.8739262784173284E-3,1.8415437442591465E-3,2.4218223618628792E-3,1.6981078871825348E-3,2.0711398210424553E-6,9.6945159780655193E-5,8.9344165713235862E-3]
[2004,12,22,4,3.302300413372693E-3,2.1418167015407599E-3,2.3963913073755459E-3,3.953525891119556E-3,1.4094786666402542E-5,2.4045801961764481E-4,1.2048587119692603E-2,null,2.8515719171346115E-3,1.80083304610167E-3,2.4133198187186286E-3,1.4979295727895494E-3,2.0711398210424553E-6,9.6945159780655193E-5,8.6626706543461562E-3]
[2004,12,22,5,3.4818054677431313E-3,2.1471288191970278E-3,2.4143462931327901E-3,3.2053010231560619E-3,1.4094786666402542E-5,2.4045801961764481E-4,1.1503134409513061E-2,null,3.0065764618312824E-3,1.8052994586631678E-3,2.4314016415158506E-3,1.2144387881872284E-3,2.0711398210424553E-6,9.6945159780655193E-5,8.5567326497992275E-3]
[2004,12,22,6,3.8646088373589411E-3,2.0290643247960339E-3,2.4658688927358409E-3,3.1630449393564432E-3,1.4094786666402542E-5,2.4045801961764481E-4,1.1777139800531309E-2,null,3.3371312878430334E-3,1.7060311865763702E-3,2.483288205430206E-3,1.1984286141560174E-3,2.0711398210424553E-6,9.6945159780655193E-5,8.8238955936073248E-3]
[2004,12,22,7,4.442986211251468E-3,1.9797572937393813E-3,2.6934494800897363E-3,3.462896076088543E-3,1.4094786666402542E-5,2.4045801961764481E-4,1.2833641867453177E-2,null,3.8365663695876266E-3,1.6645739830406495E-3,2.7124764603393245E-3,1.3120375540024651E-3,2.0711398210424553E-6,9.6945159780655193E-5,9.6246706665717649E-3]
[2004,12,22,8,4.2917012734096536E-3,2.0869162832612442E-3,3.2652197751233724E-3,4.0096845639464975E-3,1.4094786666402542E-5,2.4045801961764481E-4,1.3908074702024816E-2,null,3.7059301989690436E-3,1.7546729393981249E-3,3.28828583692668E-3,1.5192072219343403E-3,2.0711398210424553E-6,9.6945159780655193E-5,1.0367112496829888E-2]
[2004,12,22,9,4.8342965373914647E-3,2.101446254937508E-3,3.4909613608131401E-3,5.2251728609516174E-3,5.8775263205227454E-6,1.0027099896817401E-4,1.575802553938243E-2,null,4.1744670440347362E-3,1.7668896959182857E-3,3.5156220991545378E-3,1.9797368644879111E-3,8.6366534661193277E-7,4.042613355875044E-5,1.1478005502500832E-2]
[2004,12,22,10,4.8989125217837066E-3,2.0750389009759397E-3,3.503368222494386E-3,4.8863875645634739E-3,0,0,1.5363707209817504E-2,null,4.2302636413838971E-3,1.7446864720663631E-3,3.5281166049939213E-3,1.8513763760879308E-3,0,0,1.1354443094532114E-2]
[2004,12,22,11,4.3679723710168487E-3,2.1443746295661823E-3,3.4828294683517014E-3,5.0398696471295043E-3,0,0,1.5035046116064238E-2,null,3.7717911119086937E-3,1.8029837442984E-3,3.5074327616367133E-3,1.9095283540186685E-3,0,0,1.0991735971862477E-2]
[2004,12,22,12,4.1026743215447784E-3,2.2228544542335794E-3,3.4429305166428586E-3,5.4494271431502518E-3,0,0,1.5217886435571468E-2,null,3.5427033933953735E-3,1.868969345032415E-3,3.467251957020751E-3,2.0647033299623289E-3,0,0,1.0943628025410868E-2]
[2004,12,22,13,3.8276534058236541E-3,2.2067398984560167E-3,3.3881363889842189E-3,4.7166661437997191E-3,0,0,1.413919583706361E-2,null,3.3052198753243923E-3,1.8554202749618495E-3,3.4120707544262486E-3,1.7870715650662194E-3,0,0,1.0359782469778709E-2]
[2004,12,22,14,3.8858142925967069E-3,2.2069810735852844E-3,3.4079285197867893E-3,5.2588203950580973E-3,0,0,1.4759544281026878E-2,null,3.3554424264666421E-3,1.8556230542857621E-3,3.4320027001704624E-3,1.9924853927074312E-3,0,0,1.0635553573630298E-2]
[2004,12,22,15,4.092400997696085E-3,2.140068798477389E-3,3.3850397357274914E-3,4.6725938488374787E-3,0,0,1.4290103380738443E-2,null,3.5338322677812613E-3,1.7993634144587583E-3,3.4089522258899619E-3,1.7703732568262423E-3,0,0,1.0512521164956224E-2]
[2004,12,22,16,4.2800167390374287E-3,2.1717903840328496E-3,3.2933817331469457E-3,5.160099209496608E-3,0,0,1.4905288065713833E-2,null,3.6958404778928799E-3,1.8260348282645807E-3,3.3166467357594515E-3,1.955081468365981E-3,0,0,1.0793603510282893E-2]
[2004,12,22,17,4.8983839825098323E-3,2.2619389865696812E-3,3.1996031396004003E-3,4.28057263698215E-3,5.8775263205227454E-6,1.0027099896817401E-4,1.4746647270950762E-2,null,4.2298072420374356E-3,1.9018315023643889E-3,3.2222056744516084E-3,1.6218425066627205E-3,8.6366534661193277E-7,4.042613355875044E-5,1.1016976724421515E-2]
[2004,12,22,18,5.3665227168192327E-3,2.1995788252802484E-3,3.1176228794284888E-3,3.7969921267222147E-3,1.4094786666402542E-5,2.4045801961764481E-4,1.4735269354534234E-2,null,4.6340500730875159E-3,1.8493992661560079E-3,3.1396462919302051E-3,1.4386213599971321E-3,2.0711398210424553E-6,9.6945159780655193E-5,1.116073329077256E-2]
[2004,12,22,19,5.5076203601823713E-3,2.18809527486716E-3,3.1265584831958065E-3,4.107716096338478E-3,1.4094786666402542E-5,2.4045801961764481E-4,1.5184543020867863E-2,null,4.7558894053780854E-3,1.8397439314788678E-3,3.1486450183057825E-3,1.5563498473982753E-3,2.0711398210424553E-6,9.6945159780655193E-5,1.1399644502162708E-2]
[2004,12,22,20,6.1454578356660424E-3,2.0687641018744926E-3,3.0740949154713791E-3,5.2616307744329837E-3,1.4094786666402542E-5,2.4045801961764481E-4,1.6804500433728942E-2,null,5.3066689242310247E-3,1.7394106398387938E-3,3.0958108391129406E-3,1.9935502018151334E-3,2.0711398210424553E-6,9.6945159780655193E-5,1.2234456904599591E-2]
[2004,12,22,21,5.9047682948338035E-3,2.1507842850988414E-3,2.995576591578359E-3,5.0966194658848742E-3,1.4094786666402542E-5,2.4045801961764481E-4,1.640230144367992E-2,null,5.0988309175475973E-3,1.808372963408064E-3,3.0167378485707087E-3,1.9310299791768747E-3,2.0711398210424553E-6,9.6945159780655193E-5,1.1953988008304942E-2]
[2004,12,22,22,5.6196252502178114E-3,2.0706364956799769E-3,2.8456396912776589E-3,4.8502643974851264E-3,1.4094786666402542E-5,2.4045801961764481E-4,1.5640718640944622E-2,null,4.8526068323309574E-3,1.7409849429235566E-3,2.86574176878222E-3,1.8376898689751238E-3,2.0711398210424553E-6,9.6945159780655193E-5,1.1396039712613557E-2]
[2004,12,22,23,5.2544727651550188E-3,2.0320036282719302E-3,2.684575288198657E-3,5.1557729254529889E-3,1.4094786666402542E-5,2.4045801961764481E-4,1.5381377413362644E-2,null,4.537293734933643E-3,1.7085025441057552E-3,2.7035395796638105E-3,1.9534423065171156E-3,2.0711398210424553E-6,9.6945159780655193E-5,1.1001794464822022E-2]
[2004,12,22,24,4.8886100070353097E-3,2.0695022539820064E-3,2.5104625849805585E-3,4.5853982195478409E-3,1.4094786666402542E-5,2.4045801961764481E-4,1.4308525871829764E-2,null,4.2213673091139967E-3,1.7400312759125083E-3,2.5281969150189906E-3,1.7373361867960887E-3,2.0711398210424553E-6,9.6945159780655193E-5,1.0325947986443281E-2]
[2004,12,23,1,4.111776106623808E-3,2.0749644864221412E-3,2.4547827920644387E-3,4.4336101129094901E-3,1.4094786666402542E-5,2.4045801961764481E-4,1.3329686304303926E-2,null,3.5505628826841291E-3,1.7446239045331587E-3,2.4721237906786329E-3,1.6798260300415735E-3,2.0711398210424553E-6,9.6945159780655193E-5,9.5461529075391936E-3]
[2004,12,23,2,3.8048070816107211E-3,2.0983044538070541E-3,2.4234782017056779E-3,4.4746985467925479E-3,1.4094786666402542E-5,2.4045801961764481E-4,1.3055841090200049E-2,null,3.2854918286961887E-3,1.7642480789694913E-3,2.4405980594271693E-3,1.6953937996497831E-3,2.0711398210424553E-6,9.6945159780655193E-5,9.28474806634433E-3]
[2004,12,23,3,3.3510081501104691E-3,2.1902358781178567E-3,2.4158360134702321E-3,4.5890095152579524E-3,1.4094786666402542E-5,2.4045801961764481E-4,1.2800642363240558E-2,null,2.8936315715701005E-3,1.8415437442591465E-3,2.4329018854883735E-3,1.7387044506671852E-3,2.0711398210424553E-6,9.6945159780655193E-5,9.0057979515865035E-3]
[2004,12,23,4,3.324600199597085E-3,2.1418167015407599E-3,2.4074287509800304E-3,4.0212619612793642E-3,1.4094786666402542E-5,2.4045801961764481E-4,1.2149660419681286E-2,null,2.8708280223326953E-3,1.80083304610167E-3,2.4244352326815775E-3,1.5235937180187063E-3,2.0711398210424553E-6,9.6945159780655193E-5,8.718706318736346E-3]
[2004,12,23,5,3.505945184042748E-3,2.1471288191970278E-3,2.4230414164979246E-3,3.248959593104137E-3,1.4094786666402542E-5,2.4045801961764481E-4,1.1579627819125887E-2,null,3.0274213664343982E-3,1.8052994586631678E-3,2.4401581886952274E-3,1.2309803424433467E-3,2.0711398210424553E-6,9.6945159780655193E-5,8.6028756558378383E-3]
[2004,12,23,6,3.892760857543E-3,2.0290643247960339E-3,2.4746970821458406E-3,3.2712006753021212E-3,1.4094786666402542E-5,2.4045801961764481E-4,1.1922275746071045E-2,null,3.3614408599953382E-3,1.7060311865763702E-3,2.4921787586553749E-3,1.2394071431454838E-3,2.0711398210424553E-6,9.6945159780655193E-5,8.898074247974265E-3]
[2004,12,23,7,4.477605450295981E-3,1.9797572937393813E-3,2.7958426582908305E-3,3.3233541812874847E-3,1.4094786666402542E-5,2.4045801961764481E-4,1.2831112389897727E-2,null,3.8664604547690171E-3,1.6645739830406495E-3,2.8155929611769579E-3,1.2591672967631981E-3,2.0711398210424553E-6,9.6945159780655193E-5,9.7048109953515194E-3]
[2004,12,23,8,4.3229757802033435E-3,2.0869162832612442E-3,3.2795734736166134E-3,4.0087340425487544E-3,1.4094786666402542E-5,2.4045801961764481E-4,1.3952752385914004E-2,null,3.732936071885384E-3,1.7546729393981249E-3,3.3027409323608172E-3,1.5188470841357117E-3,2.0711398210424553E-6,9.6945159780655193E-5,1.0408213327381736E-2]
[2004,12,23,9,4.8678538943238555E-3,2.101446254937508E-3,3.5021828377461415E-3,5.4410694743985055E-3,5.8775263205227454E-6,1.0027099896817401E-4,{"$f":"SUM(E8579:J8579)","v":1.6018700986694709E-2},null,4.2034441825937133E-3,1.7668896959182857E-3,3.5269228464883963E-3,2.0615367390438427E-3,8.6366534661193277E-7,4.042613355875044E-5,{"$f":"SUM(M8579:R8579)","v":1.16000832629496E-2}]
[2004,12,23,10,4.9295883941733731E-3,2.0750389009759397E-3,3.4972230620412392E-3,5.2162221231943267E-3,0,0,1.5718072480384877E-2,null,{"$f":"E8580*V$5","v":4.2567525870551483E-3},{"$f":"F8580*W$5","v":1.7446864720663631E-3},{"$f":"G8580*X$5","v":3.5219280340935254E-3},{"$f":"H8580*Y$5","v":1.9763455689319502E-3},{"$f":"I8580*Z$5","v":0},{"$f":"J8580*AA$5","v":0},1.1499712662146989E-2]
[2004,12,23,11,4.3956453985699983E-3,2.1443746295661823E-3,3.4769332174042263E-3,5.1426095637151668E-3,0,0,1.5159562809255574E-2,null,3.7956870687735206E-3,1.8029837442984E-3,3.5014948585806119E-3,1.948454913145366E-3,0,0,1.1048620584797898E-2]
[2004,12,23,12,4.1288611560462742E-3,2.2228544542335794E-3,3.4455309520987436E-3,5.5865250484546936E-3,0,0,1.5383771610833291E-2,null,3.5653160065788154E-3,1.868969345032415E-3,3.4698707623901709E-3,2.1166475975297459E-3,0,0,1.1020803711531147E-2]
[2004,12,23,13,3.8511180871998374E-3,2.2067398984560167E-3,3.3887956994325301E-3,4.7521298611923092E-3,0,0,1.4198783546280694E-2,null,3.3254818800123602E-3,1.8554202749618495E-3,3.4127347223544833E-3,1.8005082169325283E-3,0,0,1.0394145094261223E-2]
[2004,12,23,14,3.9070922627911352E-3,2.2069810735852844E-3,3.406566781006965E-3,5.5714176845934179E-3,0,0,1.5092057801976803E-2,null,3.3738161825350946E-3,1.8556230542857621E-3,3.4306313418388107E-3,2.1109236519384123E-3,0,0,1.077099423059808E-2]
[2004,12,23,15,4.1173278946687085E-3,2.140068798477389E-3,3.3823467391242857E-3,4.91190165639509E-3,0,0,1.4551645088665473E-2,null,3.5553569113602039E-3,1.7993634144587583E-3,3.4062402055057054E-3,1.8610432693194365E-3,0,0,1.0622003800644104E-2]
[2004,12,23,16,4.3067642368193326E-3,2.1717903840328496E-3,3.2957397629720326E-3,5.2732111261130114E-3,0,0,1.5047505509937227E-2,null,3.7189372298478598E-3,1.8260348282645807E-3,3.319021423103917E-3,1.9979378172557656E-3,0,0,1.0861931298472124E-2]
[2004,12,23,17,4.9281645547253738E-3,2.2619389865696812E-3,3.2066284520416593E-3,4.7327591471890626E-3,5.8775263205227454E-6,1.0027099896817401E-4,1.5235639665814473E-2,null,4.2555230863810176E-3,1.9018315023643889E-3,3.2292806148818292E-3,1.7931689541704737E-3,8.6366534661193277E-7,4.042613355875044E-5,1.1221093956703071E-2]
[2004,12,23,18,5.395968128401419E-3,2.1995788252802484E-3,3.1238051940608354E-3,4.3943957793269404E-3,1.4094786666402542E-5,2.4045801961764481E-4,1.5368300733353492E-2,null,4.6594765026201574E-3,1.8493992661560079E-3,3.145872279473173E-3,1.6649683279376165E-3,2.0711398210424553E-6,9.6945159780655193E-5,1.1418732675788652E-2]
[2004,12,23,19,5.5395504416986419E-3,2.18809527486716E-3,3.1351751945290149E-3,4.1144002747787777E-3,1.4094786666402542E-5,2.4045801961764481E-4,1.5231773992157641E-2,null,4.7834613741168791E-3,1.8397439314788678E-3,3.1573225995374485E-3,1.5588823788224447E-3,2.0711398210424553E-6,9.6945159780655193E-5,1.1438426583557338E-2]
[2004,12,23,20,6.1816449384117077E-3,2.0687641018744926E-3,3.0854395450035377E-3,4.3057278178189242E-3,1.4094786666402542E-5,2.4045801961764481E-4,1.5896129209392706E-2,null,5.3379168765778596E-3,1.7394106398387938E-3,3.1072356090166352E-3,1.6313734140911786E-3,2.0711398210424553E-6,9.6945159780655193E-5,1.1914952839126166E-2]
[2004,12,23,21,5.9431421087612233E-3,2.1507842850988414E-3,3.012844793346561E-3,4.0879694697250136E-3,1.4094786666402542E-5,2.4045801961764481E-4,1.5449293463215687E-2,null,5.1319671185139481E-3,1.808372963408064E-3,3.0341280358212514E-3,1.5488681571850958E-3,2.0711398210424553E-6,9.6945159780655193E-5,1.1622352574530058E-2]
[2004,12,23,22,5.6523130356856965E-3,2.0706364956799769E-3,2.8505783432614526E-3,4.2378132398022076E-3,1.4094786666402542E-5,2.4045801961764481E-4,1.5065893920713383E-2,null,4.8808330865796863E-3,1.7409849429235566E-3,2.8707153082344625E-3,1.605641635006774E-3,2.0711398210424553E-6,9.6945159780655193E-5,1.1197191272346179E-2]
[2004,12,23,23,5.2847288274926523E-3,2.0320036282719302E-3,2.6897323378145921E-3,3.7386524136977057E-3,1.4094786666402542E-5,2.4045801961764481E-4,1.3999670013560929E-2,null,4.5634201701106759E-3,1.7085025441057552E-3,2.7087330595458093E-3,1.4165173485870233E-3,2.0711398210424553E-6,9.6945159780655193E-5,1.0496189421950962E-2]
[2004,12,23,24,4.9173254401328661E-3,2.0695022539820064E-3,2.5834926700959121E-3,3.4116791557387512E-3,1.4094786666402542E-5,2.4045801961764481E-4,1.3236552326233584E-2,null,4.2461633943755798E-3,1.7400312759125083E-3,2.6017428969415377E-3,1.2926322581394765E-3,2.0711398210424553E-6,9.6945159780655193E-5,9.9795861249708014E-3]
[2004,12,24,1,4.374943165796002E-3,2.0980716889616381E-3,2.4212525372302274E-3,3.2386223581548678E-3,1.4094786666402542E-5,2.4045801961764481E-4,1.2387442556426785E-2,null,3.7778104681586121E-3,1.7640523709869667E-3,2.4383566724834379E-3,1.2270637246298234E-3,2.0711398210424553E-6,9.6945159780655193E-5,9.3062995358605387E-3]
[2004,12,24,2,4.0290882074073674E-3,2.0340255227367671E-3,2.3743023381352082E-3,3.1782035868289462E-3,1.4094786666402542E-5,2.4045801961764481E-4,1.1870172461392338E-2,null,3.4791609925539572E-3,1.7102025468956248E-3,2.3910748092835234E-3,1.204171990311352E-3,2.0711398210424553E-6,9.6945159780655193E-5,8.8836266386461554E-3]
[2004,12,24,3,3.5985376190323676E-3,2.0604756366139846E-3,2.3587787966186484E-3,3.0785440318568998E-3,1.4094786666402542E-5,2.4045801961764481E-4,1.1350888890405949E-2,null,3.1073759297098364E-3,1.7324417231561239E-3,2.3754416068581465E-3,1.1664125323705313E-3,2.0711398210424553E-6,9.6945159780655193E-5,8.4806880916963364E-3]
[2004,12,24,4,3.6355631511349254E-3,1.9530121084728297E-3,2.3664248438283781E-3,3.0674909352173567E-3,1.4094786666402542E-5,2.4045801961764481E-4,1.1277043844937537E-2,null,3.1393478748221186E-3,1.6420867116427422E-3,2.3831416670316691E-3,1.1622246856779215E-3,2.0711398210424553E-6,9.6945159780655193E-5,8.4258172387761503E-3]
[2004,12,24,5,3.6324773596081153E-3,1.8713216887334834E-3,2.4984312985606738E-3,3.0439678740838945E-3,1.4094786666402542E-5,2.4045801961764481E-4,1.1300751027270215E-2,null,3.1366832606566871E-3,1.5734016522206619E-3,2.516080637567798E-3,1.1533121630627296E-3,2.0711398210424553E-6,9.6945159780655193E-5,8.4784940131095755E-3]
[2004,12,24,6,3.7938497859322491E-3,1.8410285704977046E-3,2.5909881692227055E-3,3.0198926314674028E-3,1.4094786666402542E-5,2.4045801961764481E-4,1.1500311963404109E-2,null,3.2760300860521997E-3,1.5479312894444207E-3,2.6092913455351397E-3,1.1441904274574737E-3,2.0711398210424553E-6,9.6945159780655193E-5,8.6764594480909316E-3]
[2004,12,24,7,3.9186738344666539E-3,1.8036026158072783E-3,2.75644585194753E-3,2.877586410349135E-3,1.4094786666402542E-5,2.4045801961764481E-4,1.1610861518854645E-2,null,3.3838169942154773E-3,1.5164636592125995E-3,2.7759178491658766E-3,1.0902728098989814E-3,2.0711398210424553E-6,9.6945159780655193E-5,8.8654876120946337E-3]
[2004,12,24,8,4.1230810136238588E-3,1.9134175703790206E-3,3.1366709798948626E-3,2.9165143360580952E-3,1.4094786666402542E-5,2.4045801961764481E-4,1.2344236706239886E-2,null,3.560324791442224E-3,1.6087957430023494E-3,3.158828951382758E-3,1.10502199650676E-3,2.0711398210424553E-6,9.6945159780655193E-5,9.5319877819357891E-3]
[2004,12,24,9,4.9017952975630354E-3,2.1047109064947834E-3,3.2745133234928841E-3,2.8414845835522183E-3,5.8775263205227454E-6,1.0027099896817401E-4,1.3228652636391619E-2,null,4.2327529492683169E-3,1.7696346051367634E-3,3.2976450364853387E-3,1.0765943882874527E-3,8.6366534661193277E-7,4.042613355875044E-5,1.0417916778083234E-2]
[2004,12,24,10,5.6698577553307532E-3,2.107532915502842E-3,3.2738551508330518E-3,2.8169432917749264E-3,0,0,1.3868189113441573E-2,null,4.8959831406544902E-3,1.7720073418300822E-3,3.2969822143831123E-3,1.0672960738916282E-3,0,0,1.1032268770759312E-2]
[2004,12,24,11,5.4918811335542324E-3,2.1941356300492782E-3,3.2485759375122944E-3,2.7955672211206267E-3,0,0,1.3730159922236432E-2,null,4.7422984139381579E-3,1.8448226439636126E-3,3.2715244244467048E-3,1.0591970126321488E-3,0,0,1.0917842494980625E-2]
[2004,12,24,12,5.923845172260956E-3,2.2255087761723948E-3,3.2097259051976769E-3,2.65220726103748E-3,0,0,1.4011287114668508E-2,null,5.1153040063427893E-3,1.8712010909418446E-3,3.2323999489680291E-3,1.0048801497415244E-3,0,0,1.1223785195994188E-2]
[2004,12,24,13,4.7710564275506052E-3,2.249634558657137E-3,3.2064151448002662E-3,2.5528247026326972E-3,0,0,1.2779930833640705E-2,null,4.1198585291557016E-3,1.8914859763525945E-3,3.2290658008021977E-3,9.6722564149904718E-4,0,0,1.0207635947809541E-2]
[2004,12,24,14,5.2332511169686652E-3,2.2453174330145011E-3,3.2194412106734162E-3,2.4703261509493885E-3,0,0,1.3168335911605971E-2,null,4.518968613524803E-3,1.8878561500860244E-3,3.2421838849960665E-3,9.3596822124126795E-4,0,0,1.0584976869848162E-2]
[2004,12,24,15,5.1854971620559302E-3,2.2343983370413092E-3,3.1843744003270513E-3,2.4535708828292589E-3,0,0,1.3057840782253551E-2,null,4.4777325599514124E-3,1.8786754070056597E-3,3.2068693568020833E-3,9.2961991031366377E-4,0,0,1.0492897234072819E-2]
[2004,12,24,16,5.4981392813342952E-3,2.2150709898468117E-3,3.1351854505652526E-3,2.4684496815475963E-3,0,0,1.3316845403293955E-2,null,4.7477023918411493E-3,1.8624250315667653E-3,3.1573329280240514E-3,9.3525725612132445E-4,0,0,1.0702717607553289E-2]
[2004,12,24,17,4.8334719680490123E-3,2.3240476191021013E-3,2.9815642249832758E-3,2.4572822558891366E-3,5.8775263205227454E-6,1.0027099896817401E-4,1.2702514593312222E-2,null,4.1737550195407964E-3,1.954052253949764E-3,3.0026264962606805E-3,9.3102609193866149E-4,8.6366534661193277E-7,4.042613355875044E-5,1.0102749660595265E-2]
[2004,12,24,18,5.6725394009404743E-3,2.1664174352450933E-3,2.9340028458373453E-3,2.5268946189263108E-3,1.4094786666402542E-5,2.4045801961764481E-4,1.3554407107233272E-2,null,4.8982987704746673E-3,1.8215172690705362E-3,2.9547291355311554E-3,9.5740113540539781E-4,2.0711398210424553E-6,9.6945159780655193E-5,1.0730962610083454E-2]
[2004,12,24,19,5.9878839440433793E-3,2.0650327540814748E-3,2.892376694008512E-3,2.5311983735051766E-3,1.4094786666402542E-5,2.4045801961764481E-4,1.373104457192259E-2,null,5.1706021743965092E-3,1.7362733338278119E-3,2.9128089295629859E-3,9.5903176118988852E-4,2.0711398210424553E-6,9.6945159780655193E-5,1.0877732498578893E-2]
[2004,12,24,20,6.3482584804026489E-3,1.8490123159735203E-3,2.8476292348787371E-3,2.5597850228946408E-3,1.4094786666402542E-5,2.4045801961764481E-4,1.3859237860433596E-2,null,5.4817894617102516E-3,1.5546439986478605E-3,2.8677453668539995E-3,9.6986279877171624E-4,2.0711398210424553E-6,9.6945159780655193E-5,1.0973057925585524E-2]
[2004,12,24,21,5.8497201425374654E-3,1.9111973918650587E-3,2.8065786226572778E-3,2.5361966866347587E-3,1.4094786666402542E-5,2.4045801961764481E-4,1.3358245649978609E-2,null,5.051296246097744E-3,1.6069290235798557E-3,2.826404766201814E-3,9.6092554442466665E-4,2.0711398210424553E-6,9.6945159780655193E-5,1.0544571879905779E-2]
[2004,12,24,22,5.433674023991187E-3,1.9729113597471998E-3,2.6445476262373906E-3,2.570545078257424E-3,1.4094786666402542E-5,2.4045801961764481E-4,1.2876230894517249E-2,null,4.6920359489197082E-3,1.6588179423133163E-3,2.6632291555645483E-3,9.7393961667468479E-4,2.0711398210424553E-6,9.6945159780655193E-5,1.0087038963073957E-2]
[2004,12,24,23,5.3980143714481262E-3,1.8858902909225988E-3,2.4866418982960534E-3,2.5516437115456255E-3,1.4094786666402542E-5,2.4045801961764481E-4,1.2576743078496452E-2,null,4.661243455494582E-3,1.5856508891599365E-3,2.5042079549963633E-3,9.6677818231369079E-4,2.0711398210424553E-6,9.6945159780655193E-5,9.8168967815662721E-3]
[2004,12,24,24,4.8365704808910753E-3,1.5719054962790024E-3,2.4331212530663694E-3,2.5738913900049069E-3,1.4094786666402542E-5,2.4045801961764481E-4,1.1670041426525403E-2,null,4.1764306186987434E-3,1.3216534174057576E-3,2.4503092309249349E-3,9.7520748223681175E-4,2.0711398210424553E-6,9.6945159780655193E-5,9.0226170488679446E-3]
[2004,12,25,1,4.8034483160594981E-3,1.851465380359562E-3,2.4250888871054522E-3,2.5499797068242532E-3,1.4094786666402542E-5,2.4045801961764481E-4,1.1884535096632813E-2,null,4.147829273198512E-3,1.5567065278117339E-3,2.442220122979575E-3,9.6614771676216784E-4,2.0711398210424553E-6,9.6945159780655193E-5,9.2119199403536862E-3]
[2004,12,25,2,4.1670091795869609E-3,1.8448980770873042E-3,2.3771899815506416E-3,2.5662920405746343E-3,1.4094786666402542E-5,2.4045801961764481E-4,1.120994208508359E-2,null,3.59825723511826E-3,1.5511847589563758E-3,2.3939828514978351E-3,9.7232820673462362E-4,2.0711398210424553E-6,9.6945159780655193E-5,8.6147693519087933E-3]
[2004,12,25,3,4.1212511166229017E-3,1.919590111981653E-3,2.370430291625307E-3,2.5492314305426418E-3,1.4094786666402542E-5,2.4045801961764481E-4,1.1215055757056551E-2,null,3.5587446557047097E-3,1.6139855974322179E-3,2.387175409985677E-3,9.6586420649773263E-4,2.0711398210424553E-6,9.6945159780655193E-5,8.6247861692220346E-3]
[2004,12,25,4,3.8846935914277009E-3,1.8793491316584985E-3,2.3668616181351052E-3,2.5612967282798694E-3,1.4094786666402542E-5,2.4045801961764481E-4,1.0946753875785222E-2,null,3.3544746889561188E-3,1.5801511021080697E-3,2.3835815267855783E-3,9.7043556046956308E-4,2.0711398210424553E-6,9.6945159780655193E-5,8.387659177921029E-3]
[2004,12,25,5,4.0694085203285563E-3,1.8941338207697994E-3,2.4046433285021393E-3,2.5394472689638948E-3,1.4094786666402542E-5,2.4045801961764481E-4,1.1162185744848438E-2,null,3.5139780163324554E-3,1.5925820242821368E-3,2.4216301335107074E-3,9.6215713959659594E-4,2.0711398210424553E-6,9.6945159780655193E-5,8.5893636133235942E-3]
[2004,12,25,6,4.2811488523486329E-3,1.9132753550371597E-3,2.4476012716455834E-3,2.5576423710815355E-3,1.4094786666402542E-5,2.4045801961764481E-4,1.145422065639696E-2,null,3.6968180699109079E-3,1.608676168770296E-3,2.4648915387913833E-3,9.6905098126920516E-4,2.0711398210424553E-6,9.6945159780655193E-5,8.8384530583434911E-3]
[2004,12,25,7,4.4446109886603167E-3,1.9035765119959395E-3,2.6279084599016996E-3,2.5531644194353078E-3,1.4094786666402542E-5,2.4045801961764481E-4,1.1783813186277312E-2,null,3.83796938235167E-3,1.6005214106880484E-3,2.6464724473586349E-3,9.6735435492069106E-4,2.0711398210424553E-6,9.6945159780655193E-5,9.1513338949207428E-3]
[2004,12,25,8,4.6350717293406202E-3,1.8453543357279992E-3,2.9388673963713021E-3,2.569066976646855E-3,1.4094786666402542E-5,2.4045801961764481E-4,1.2242913244370825E-2,null,4.0024342799852329E-3,1.5515683798503308E-3,2.959628050068453E-3,9.7337958692528248E-4,2.0711398210424553E-6,9.6945159780655193E-5,9.5860265964309976E-3]
[2004,12,25,9,5.0130733847391119E-3,1.9026207781361281E-3,2.9951829767276526E-3,2.5034261674112355E-3,5.8775263205227454E-6,1.0027099896817401E-4,1.2520451832302826E-2,null,4.3288427741366951E-3,1.5997178325308753E-3,3.0163414531584787E-3,9.4850930352667596E-4,8.6366534661193277E-7,4.042613355875044E-5,9.9347011622580878E-3]
[2004,12,25,10,5.9220590799900375E-3,1.8433130988153169E-3,2.978591789085808E-3,2.4625176349693449E-3,0,0,1.3206481602860507E-2,null,5.113761696460703E-3,1.5498521139884406E-3,2.9996330625759768E-3,9.3300969578115139E-4,0,0,1.0596256568806273E-2]
[2004,12,25,11,6.2280968478113027E-3,1.9305583721786835E-3,2.9702871918567998E-3,2.4694997043145923E-3,0,0,1.3598442116161378E-2,null,5.3780285998495415E-3,1.6232076776442385E-3,2.9912698002750502E-3,9.3565509344378101E-4,0,0,1.0928161171212611E-2]
[2004,12,25,12,5.6884997777791003E-3,2.0719723301362031E-3,2.9223161572043822E-3,2.4991488257540715E-3,0,0,1.3181937090873758E-2,null,4.9120807274994158E-3,1.7421081085199229E-3,2.9429598901636236E-3,9.468886851880981E-4,0,0,1.0544037411371061E-2]
[2004,12,25,13,5.309644403752296E-3,2.0273581631797492E-3,2.9499884453435691E-3,2.4377376421143575E-3,0,0,1.272472865438997E-2,null,4.5849350381322266E-3,1.704596651016728E-3,2.9708276600015678E-3,9.2362094125335737E-4,0,0,1.018398029040388E-2]
[2004,12,25,14,5.2505413005205989E-3,2.0446635419396563E-3,2.9197821514327475E-3,2.4394050936142938E-3,0,0,1.2654392087507297E-2,null,4.5338988729461266E-3,1.7191469614722063E-3,2.940407983748919E-3,9.2425271273575927E-4,0,0,1.0117706530903011E-2]
[2004,12,25,15,5.3196985861068587E-3,2.0302856514322026E-3,2.8918152312143049E-3,2.4182679005621153E-3,0,0,1.2660067369315482E-2,null,4.5936169327096916E-3,1.7070580743417493E-3,2.912243500501145E-3,9.1624415849061341E-4,0,0,1.01291626660432E-2]
[2004,12,25,16,5.1434110436386939E-3,1.9543644348888911E-3,2.8600474184306648E-3,2.4505870775030983E-3,0,0,1.2408409974461347E-2,null,4.4413907441390758E-3,1.6432237436293765E-3,2.8802512745436637E-3,9.2848939280585068E-4,0,0,9.8933551551179683E-3]
[2004,12,25,17,5.5776006131254456E-3,1.9236596896687168E-3,2.8301924397512368E-3,2.4558125621913598E-3,5.8775263205227454E-6,1.0027099896817401E-4,1.2893413830025454E-2,null,4.8163181063037653E-3,1.6174072861216704E-3,2.8501853952723056E-3,9.3046924781686453E-4,8.6366534661193277E-7,4.042613355875044E-5,1.0255669834419967E-2]
[2004,12,25,18,6.4998388422994654E-3,1.8996163236334525E-3,2.7896251097038515E-3,2.5275800263246584E-3,1.4094786666402542E-5,2.4045801961764481E-4,1.3971213108245478E-2,null,5.6126807341770734E-3,1.5971916962139649E-3,2.8093314907807749E-3,9.5766082562614475E-4,2.0711398210424553E-6,9.6945159780655193E-5,1.1075881046399656E-2]
[2004,12,25,19,6.670143432794459E-3,1.8625761542047905E-3,2.7503956320342922E-3,2.514575142117041E-3,1.4094786666402542E-5,2.4045801961764481E-4,1.4052243167434631E-2,null,5.7597405793831753E-3,1.5660484330708795E-3,2.769824889481336E-3,9.5273347692987058E-4,2.0711398210424553E-6,9.6945159780655193E-5,1.114736367846696E-2]
[2004,12,25,20,6.4920311106417185E-3,1.915023737583111E-3,2.7188663851805718E-3,2.5497196747304909E-3,1.4094786666402542E-5,2.4045801961764481E-4,1.393019371441994E-2,null,5.6059386739327676E-3,1.6101462035607202E-3,2.7380729147236378E-3,9.6604919463942271E-4,2.0711398210424553E-6,9.6945159780655193E-5,1.1019223286458246E-2]
[2004,12,25,21,6.2157143257483699E-3,2.0660910622666714E-3,2.5997759829387498E-3,2.5383817960790639E-3,1.4094786666402542E-5,2.4045801961764481E-4,1.3674515973316904E-2,null,5.3673361588968734E-3,1.7371631561695141E-3,2.6181412378456586E-3,9.6175344846438941E-4,2.0711398210424553E-6,9.6945159780655193E-5,1.0783410300978133E-2]
[2004,12,25,22,5.6896564470903625E-3,1.9032461195982958E-3,2.4682647679917053E-3,2.5680939350497208E-3,1.4094786666402542E-5,2.4045801961764481E-4,1.2883814076014131E-2,null,4.9130795238875487E-3,1.6002436177529997E-3,2.485701005551939E-3,9.7301091657278128E-4,2.0711398210424553E-6,9.6945159780655193E-5,1.0071051363366966E-2]
[2004,12,25,23,6.0371723963086711E-3,1.9278945047302826E-3,2.3406973154609838E-3,2.5481060896093643E-3,1.4094786666402542E-5,2.4045801961764481E-4,1.3108423112393351E-2,null,5.2131632829345385E-3,1.6209679058990355E-3,2.3572323950757147E-3,9.6543783229155542E-4,2.0711398210424553E-6,9.6945159780655193E-5,1.0255817715802541E-2]
[2004,12,25,24,5.812162876001406E-3,2.1200273053117356E-3,2.3228079000613545E-3,2.5632930824264675E-3,1.4094786666402542E-5,2.4045801961764481E-4,1.3072843970085013E-2,null,5.0188651425843037E-3,1.7825125872334565E-3,2.339216605836145E-3,9.71191948057834E-4,2.0711398210424553E-6,9.6945159780655193E-5,1.0210802583313437E-2]
[2004,12,26,1,4.6840739376984462E-3,1.851465380359562E-3,2.3212942587317277E-3,2.5489769541747693E-3,1.4094786666402542E-5,2.4045801961764481E-4,{"$f":"SUM(E8643:J8643)","v":1.1660363337248552E-2},null,4.0447482138311376E-3,1.5567065278117339E-3,2.3376922718895236E-3,9.6576778935326198E-4,2.0711398210424553E-6,9.6945159780655193E-5,{"$f":"SUM(M8643:R8643)","v":9.0039311024873551E-3}]
[2004,12,26,2,4.4582877643850943E-3,1.8448980770873042E-3,2.3093569001413788E-3,2.5712993562086715E-3,1.4094786666402542E-5,2.4045801961764481E-4,1.1438394904106496E-2,null,{"$f":"E8644*V$5","v":3.8497794252586666E-3},{"$f":"F8644*W$5","v":1.5511847589563758E-3},{"$f":"G8644*X$5","v":2.3256705857898565E-3},{"$f":"H8644*Y$5","v":9.7422540087855572E-4},{"$f":"I8644*Z$5","v":2.0711398210424553E-6},{"$f":"J8644*AA$5","v":9.6945159780655193E-5},8.7998764704851525E-3]
[2004,12,26,3,4.0769899641213223E-3,1.919590111981653E-3,2.3192854293626699E-3,2.5580069864501826E-3,1.4094786666402542E-5,2.4045801961764481E-4,1.1128425298199875E-2,null,3.520524674572039E-3,1.6139855974322179E-3,2.3356692518118551E-3,9.6918912837091434E-4,2.0711398210424553E-6,9.6945159780655193E-5,8.5383849517887255E-3]
[2004,12,26,4,4.3372952715974213E-3,1.8793491316584985E-3,2.316487571382109E-3,2.5760912063274707E-3,1.4094786666402542E-5,2.4045801961764481E-4,1.1363775987249549E-2,null,3.74530110668405E-3,1.5801511021080697E-3,2.3328516292918326E-3,9.7604095848434947E-4,2.0711398210424553E-6,9.6945159780655193E-5,8.7333610961699993E-3]
[2004,12,26,5,4.1890851209644905E-3,1.8941338207697994E-3,2.3410144716184871E-3,2.5566301699838515E-3,1.4094786666402542E-5,2.4045801961764481E-4,1.1235416389620678E-2,null,3.6173200478840377E-3,1.5925820242821368E-3,2.3575517916776703E-3,9.6866747398998473E-4,2.0711398210424553E-6,9.6945159780655193E-5,8.635137637435529E-3]
[2004,12,26,6,4.4169324327847648E-3,1.9132753550371597E-3,2.3838918677755558E-3,2.5767856162302728E-3,1.4094786666402542E-5,2.4045801961764481E-4,1.1545438078111802E-2,null,3.8140686517210017E-3,1.608676168770296E-3,2.4007320809745084E-3,9.7630405961425016E-4,2.0711398210424553E-6,9.6945159780655193E-5,8.8987972606817539E-3]
[2004,12,26,7,4.6252541059597693E-3,1.9035765119959395E-3,2.5049294343015968E-3,2.5616434872875243E-3,1.4094786666402542E-5,2.4045801961764481E-4,1.1849956345828878E-2,null,3.9939566566253261E-3,1.6005214106880484E-3,2.522624677232784E-3,9.7056694207335234E-4,2.0711398210424553E-6,9.6945159780655193E-5,9.1866859862212089E-3]
[2004,12,26,8,5.1539871030839325E-3,1.8453543357279992E-3,2.6955854248319712E-3,2.582370606505039E-3,1.4094786666402542E-5,2.4045801961764481E-4,1.253185027643299E-2,null,4.450523285196171E-3,1.5515683798503308E-3,2.714627493754551E-3,9.7842012570986008E-4,2.0711398210424553E-6,9.6945159780655193E-5,9.7941555841126113E-3]
[2004,12,26,9,5.2764553429287039E-3,1.9026207781361281E-3,2.8021557740778857E-3,2.5310486290601054E-3,5.8775263205227454E-6,1.0027099896817401E-4,1.2618429049491519E-2,null,4.5562759272235465E-3,1.5997178325308753E-3,2.821950673875996E-3,9.589750253447694E-4,8.6366534661193277E-7,4.042613355875044E-5,9.9782092578805485E-3]
[2004,12,26,10,5.6835738778024392E-3,1.8433130988153169E-3,2.8686211530855061E-3,2.5056649945864339E-3,0,0,1.2901173124289697E-2,null,4.9078271599005451E-3,1.5498521139884406E-3,2.8888855755024767E-3,9.4935756038054596E-4,0,0,1.0295922409772007E-2]
[2004,12,26,11,5.6752841379740272E-3,1.9305583721786835E-3,2.8623090584558395E-3,2.4641723398904319E-3,0,0,1.2932323908498983E-2,null,4.9006688804177556E-3,1.6232076776442385E-3,2.8825288911744551E-3,9.3363663778274649E-4,0,0,1.0340042087019196E-2]
[2004,12,26,12,5.0535339321472125E-3,2.0719723301362031E-3,2.8554307918366995E-3,2.4744776061921105E-3,0,0,1.2455414660312226E-2,null,4.3637808919026067E-3,1.7421081085199229E-3,2.8756020353227782E-3,9.3754114317208255E-4,0,0,9.9190321789173891E-3]
[2004,12,26,13,5.0597866400811783E-3,2.0273581631797492E-3,2.8482143284240119E-3,2.4565009704245262E-3,0,0,1.2391860102109464E-2,null,4.3691801724399983E-3,1.704596651016728E-3,2.868334593598509E-3,9.3073007500732961E-4,0,0,9.8728414920625646E-3]
[2004,12,26,14,4.5113979640402334E-3,2.0446635419396563E-3,2.8359034741837694E-3,2.4650106412165852E-3,0,0,1.1856975621380245E-2,null,3.8956406537637169E-3,1.7191469614722063E-3,2.8559367734128436E-3,9.3395425713871784E-4,0,0,9.4046786457874839E-3]
[2004,12,26,15,4.2754615039508189E-3,2.0302856514322026E-3,2.9316396411466421E-3,2.4315572694857852E-3,0,0,1.1668944066015449E-2,null,3.6919069834123893E-3,1.7070580743417493E-3,2.9523492367649522E-3,9.2127929402853654E-4,0,0,9.2725935885476281E-3]
[2004,12,26,16,4.841117328517614E-3,1.9543644348888911E-3,2.8902515512901645E-3,2.4643760993622284E-3,0,0,1.2150109414058897E-2,null,4.1803568705172708E-3,1.6432237436293765E-3,2.9106687744789605E-3,9.3371383908278738E-4,0,0,9.6679632277083937E-3]
[2004,12,26,17,5.8443717052910939E-3,1.9236596896687168E-3,2.8233555757729988E-3,2.4537564886442319E-3,5.8775263205227454E-6,1.0027099896817401E-4,1.3151291984665739E-2,null,5.0466778130228637E-3,1.6174072861216704E-3,2.8433002345367516E-3,9.2969023347501054E-4,8.6366534661193277E-7,4.042613355875044E-5,1.0478365366061658E-2]
[2004,12,26,18,6.1218120094212944E-3,1.8996163236334525E-3,2.8527135669065649E-3,2.5160626921758096E-3,1.4094786666402542E-5,2.4045801961764481E-4,1.364475739842117E-2,null,5.2862504990011695E-3,1.5971916962139649E-3,2.8728656154586151E-3,9.5329708654958735E-4,2.0711398210424553E-6,9.6945159780655193E-5,1.0808621196825035E-2]
[2004,12,26,19,6.755430558817682E-3,1.8625761542047905E-3,2.7590610232330975E-3,2.5235628654091719E-3,1.4094786666402542E-5,2.4045801961764481E-4,1.4155183407948789E-2,null,5.833386929810923E-3,1.5660484330708795E-3,2.7785514944613588E-3,9.5613878573069897E-4,2.0711398210424553E-6,9.6945159780655193E-5,1.1233141942675559E-2]
[2004,12,26,20,6.4281666273809665E-3,1.915023737583111E-3,2.6387274404766122E-3,2.5430780654274315E-3,1.4094786666402542E-5,2.4045801961764481E-4,1.3779548677152169E-2,null,5.550791005891665E-3,1.6101462035607202E-3,2.6573678550324189E-3,9.6353279200037242E-4,2.0711398210424553E-6,9.6945159780655193E-5,1.0880854156086875E-2]
[2004,12,26,21,6.1750241771261049E-3,2.0660910622666714E-3,2.5004865783941404E-3,2.5017142979806904E-3,1.4094786666402542E-5,2.4045801961764481E-4,1.3497868922051657E-2,null,5.3321997780135912E-3,1.7371631561695141E-3,2.5181504362437705E-3,9.4786070278005433E-4,2.0711398210424553E-6,9.6945159780655193E-5,1.0634390372808628E-2]
[2004,12,26,22,6.4472147633285425E-3,1.9032461195982958E-3,2.4253125621246496E-3,2.5236444825409202E-3,1.4094786666402542E-5,2.4045801961764481E-4,1.3553970733876456E-2,null,5.5672392761101806E-3,1.6002436177529997E-3,2.4424453780767371E-3,9.5616970919462944E-4,2.0711398210424553E-6,9.6945159780655193E-5,1.0665114280736247E-2]
[2004,12,26,23,6.115053664660336E-3,1.9278945047302826E-3,2.4001184608428675E-3,2.4994514641269471E-3,1.4094786666402542E-5,2.4045801961764481E-4,1.3197070900644481E-2,null,5.2804145956264733E-3,1.6209679058990355E-3,2.4170733014250668E-3,9.470033501684412E-4,2.0711398210424553E-6,9.6945159780655193E-5,1.0364475452720715E-2]
[2004,12,26,24,5.2352687615647795E-3,2.1200273053117356E-3,2.3738464463519213E-3,2.5171227579826681E-3,1.4094786666402542E-5,2.4045801961764481E-4,1.2500818077495153E-2,null,4.5207108713296168E-3,1.7825125872334565E-3,2.3906156970039841E-3,9.5369872902390711E-4,2.0711398210424553E-6,9.6945159780655193E-5,9.7465541841926621E-3]
[2004,12,27,1,3.7984542950980733E-3,2.1673060632476891E-3,2.2815077622678321E-3,2.5027976272265148E-3,1.4094786666402542E-5,2.4045801961764481E-4,1.1004618554124157E-2,null,3.2800061292299443E-3,1.8222644248246278E-3,2.2976247169212774E-3,9.4827115941018122E-4,2.0711398210424553E-6,9.6945159780655193E-5,8.4471827299877292E-3]
[2004,12,27,2,3.6260882307548852E-3,2.2687338332647365E-3,2.2790955987749897E-3,2.5260117510216332E-3,1.4094786666402542E-5,2.4045801961764481E-4,1.0954482220100294E-2,null,3.1311661791885545E-3,1.9075445890458251E-3,2.2951955134997205E-3,9.5706663046481958E-4,2.0711398210424553E-6,9.6945159780655193E-5,8.3899892118006192E-3]
[2004,12,27,3,3.2282168441860638E-3,2.361864417050209E-3,2.274749443323659E-3,2.5037433640144558E-3,1.4094786666402542E-5,2.4045801961764481E-4,1.0623126874858436E-2,null,2.7875999585089779E-3,1.9858485040180874E-3,2.2908186560751226E-3,9.486294843944475E-4,2.0711398210424553E-6,9.6945159780655193E-5,8.1119129025983335E-3]
[2004,12,27,4,3.3141778781014377E-3,2.2571197446896729E-3,2.2872138218568683E-3,2.4947017743435166E-3,1.4094786666402542E-5,2.4045801961764481E-4,1.0607766025275543E-2,null,2.8618282356482421E-3,1.8977794982743877E-3,2.3033710850751876E-3,9.4520376645908493E-4,2.0711398210424553E-6,9.6945159780655193E-5,8.1071988850586005E-3]
[2004,12,27,5,3.4739961514432855E-3,2.3036537147310505E-3,2.3587320650633658E-3,2.4425452396468245E-3,1.4094786666402542E-5,2.4045801961764481E-4,1.0833479977168575E-2,null,2.9998330332314848E-3,1.9369051204420245E-3,2.3753945451832955E-3,9.2544246530967594E-4,2.0711398210424553E-6,9.6945159780655193E-5,8.3365914637681792E-3]
[2004,12,27,6,3.6546416928936801E-3,2.2656082094284651E-3,2.4361511599365871E-3,2.3726588808772047E-3,1.4094786666402542E-5,2.4045801961764481E-4,1.0983612749419985E-2,null,3.1558224007855458E-3,1.9049165739173637E-3,2.4533605415670086E-3,8.9896360911431424E-4,2.0711398210424553E-6,9.6945159780655193E-5,8.5120794249859289E-3]
[2004,12,27,7,3.7975203780875517E-3,2.1638222929449987E-3,2.6534957350580696E-3,2.3547481148277019E-3,1.4094786666402542E-5,2.4045801961764481E-4,1.1224139327202369E-2,null,3.2791996818487936E-3,1.8193352812234974E-3,2.6722404753312876E-3,8.9217749796296727E-4,2.0711398210424553E-6,9.6945159780655193E-5,8.7619692359682446E-3]
[2004,12,27,8,3.9462737762930309E-3,2.2282931279844461E-3,3.1714150333723465E-3,2.361686360834002E-3,1.4094786666402542E-5,2.4045801961764481E-4,1.1962221104767874E-2,null,3.4076498407693331E-3,1.8735421655779272E-3,3.1938184426990408E-3,8.9480629164292546E-4,2.0711398210424553E-6,9.6945159780655193E-5,9.4688330402909245E-3]
[2004,12,27,9,4.7875718833273488E-3,2.2531029800719241E-3,3.3489271258817796E-3,2.3499171052083537E-3,5.8775263205227454E-6,1.0027099896817401E-4,1.2845667619778102E-2,null,4.1341198028123716E-3,1.8944022146549023E-3,3.3725845104930325E-3,8.9034710343045473E-4,8.6366534661193277E-7,4.042613355875044E-5,1.0332743430296124E-2]
[2004,12,27,10,5.919850977110697E-3,2.2798802034539123E-3,3.3346907684926115E-3,2.4143595129396543E-3,0,0,1.3948781461996875E-2,null,5.111854975880294E-3,1.9169164236039881E-3,3.3582475850802681E-3,9.1476333110694565E-4,0,0,1.1301782315671496E-2]
[2004,12,27,11,5.4379272512903986E-3,2.3699168539576538E-3,3.2871511732219666E-3,2.3716187803786656E-3,0,0,1.3466614058848685E-2,null,4.6957086564282397E-3,1.9926189687708108E-3,3.3103721621109881E-3,8.9856953118531058E-4,0,0,1.0897269318495349E-2]
[2004,12,27,12,5.1715587942045768E-3,2.4180785099449905E-3,3.2938165065979678E-3,2.3912024050060793E-3,0,0,1.3274656215753614E-2,null,4.4656966294301737E-3,2.0331131443903135E-3,3.3170845805232745E-3,9.0598946247694699E-4,0,0,1.0721883816820708E-2]
[2004,12,27,13,4.1749837457106887E-3,2.4607012378860186E-3,3.2857081104289802E-3,2.3653842440754533E-3,0,0,1.228677733810114E-2,null,3.6051433587179389E-3,2.06895020595398E-3,3.3089189052796638E-3,8.9620736218518115E-4,0,0,9.8792198321367639E-3]
[2004,12,27,14,4.5577980519613702E-3,2.4390891489832391E-3,3.3321800130543919E-3,2.3464509087160633E-3,0,0,1.2675518122715064E-2,null,3.9357076286315055E-3,2.0507788265528319E-3,3.3557190932432452E-3,8.890338153999997E-4,0,0,1.0231239363827582E-2]
[2004,12,27,15,4.9322736368838747E-3,2.4116863698807316E-3,3.2784435950438139E-3,2.3252808551288014E-3,0,0,1.2947684456937222E-2,null,4.2590713230105286E-3,2.0277386522338436E-3,3.3016030721356986E-3,8.810128108083441E-4,0,0,1.0469425858188415E-2]
[2004,12,27,16,5.0705663469446955E-3,2.3775213586695811E-3,3.1960384042533803E-3,2.3425899398590304E-3,0,0,1.2986716049726687E-2,null,4.3784885652326314E-3,1.9990128134796613E-3,3.2186157572143973E-3,8.8757095425027002E-4,0,0,1.0483688090176961E-2]
[2004,12,27,17,4.7649509462523165E-3,2.3987170881314907E-3,3.0698595189587166E-3,2.3729717388143684E-3,5.8775263205227454E-6,1.0027099896817401E-4,1.2712647817445589E-2,null,4.1145863804013709E-3,2.0168341191141629E-3,3.0915455230467871E-3,8.9908214612888454E-4,8.6366534661193277E-7,4.042613355875044E-5,1.0163337967596567E-2]
[2004,12,27,18,5.2070019525142291E-3,2.4135466920217515E-3,2.9901038553004754E-3,2.4139198767005559E-3,1.4094786666402542E-5,2.4045801961764481E-4,1.327912518282106E-2,null,4.4963021777567527E-3,2.0293028054994022E-3,3.011226451963073E-3,9.1459675976228981E-4,2.0711398210424553E-6,9.6945159780655193E-5,1.0550444494583215E-2]
[2004,12,27,19,5.6500022607363157E-3,2.2928593442424505E-3,2.9628299893203437E-3,2.3958955248717132E-3,1.4094786666402542E-5,2.4045801961764481E-4,1.3556139925454871E-2,null,4.8788377075627476E-3,1.9278292461742815E-3,2.9837599188053425E-3,9.0776761272282492E-4,2.0711398210424553E-6,9.6945159780655193E-5,1.0797210784866893E-2]
[2004,12,27,20,6.2208207549273985E-3,2.3338832675366765E-3,2.8420332039981195E-3,2.3800510240571168E-3,1.4094786666402542E-5,2.4045801961764481E-4,1.403134105680336E-2,null,5.3717456154032499E-3,1.9623220375956192E-3,2.8621098046698141E-3,9.0176437738558241E-4,2.0711398210424553E-6,9.6945159780655193E-5,1.1196958134655963E-2]
[2004,12,27,21,5.9762905329641333E-3,2.3073934573134159E-3,2.8660853175368345E-3,2.5495028713840148E-3,1.4094786666402542E-5,2.4045801961764481E-4,1.3953824985482446E-2,null,5.1605911392636969E-3,1.9400494847666618E-3,2.8863318263848826E-3,9.6596705121780103E-4,2.0711398210424553E-6,9.6945159780655193E-5,1.105195580123474E-2]
[2004,12,27,22,5.3218768719344445E-3,2.2807036234282403E-3,2.70214014650773E-3,2.6032219770099263E-3,1.4094786666402542E-5,2.4045801961764481E-4,1.316249542516439E-2,null,4.5954979059452828E-3,1.9176087526438744E-3,2.7212285190869358E-3,9.8632038622987334E-4,2.0711398210424553E-6,9.6945159780655193E-5,1.0319671863507664E-2]
[2004,12,27,23,4.920533896942492E-3,2.2102817158306865E-3,2.5903466998788349E-3,2.7657568814700817E-3,1.4094786666402542E-5,2.4045801961764481E-4,1.2741472000406144E-2,null,4.2489339313317625E-3,1.8583982243666581E-3,2.6086453447439089E-3,1.0479023378109332E-3,2.0711398210424553E-6,9.6945159780655193E-5,9.8628961378549613E-3]
[2004,12,27,24,4.4566057921059674E-3,2.2278341403347592E-3,2.4744712645755037E-3,3.5799550846188476E-3,1.4094786666402542E-5,2.4045801961764481E-4,1.2993419087919126E-2,null,3.8483270241091122E-3,1.873156250141413E-3,2.4919513458717315E-3,1.3563893947309731E-3,2.0711398210424553E-6,9.6945159780655193E-5,9.6688403144549288E-3]
[2004,12,28,1,4.316417546843151E-3,2.0749644864221412E-3,2.4818027465532159E-3,3.3258509223437565E-3,1.4094786666402542E-5,2.4045801961764481E-4,1.2453588508446313E-2,null,3.7272729668570803E-3,1.7446239045331587E-3,2.4993346186715183E-3,1.2601132731819152E-3,2.0711398210424553E-6,9.6945159780655193E-5,9.3303610628453701E-3]
[2004,12,28,2,4.0727004193776822E-3,2.0983044538070541E-3,2.4555328833384543E-3,3.3666071554495033E-3,1.4094786666402542E-5,2.4045801961764481E-4,1.2247697718256742E-2,null,3.5168206065597151E-3,1.7642480789694913E-3,2.472879180723597E-3,1.2755551770737637E-3,2.0711398210424553E-6,9.6945159780655193E-5,9.1285193429282638E-3]
[2004,12,28,3,3.6093297745005311E-3,2.1902358781178567E-3,2.4438454040578953E-3,3.697274552575514E-3,1.4094786666402542E-5,2.4045801961764481E-4,1.2195238415535844E-2,null,3.1166950720064434E-3,1.8415437442591465E-3,2.4611091391232016E-3,1.4008399194919128E-3,2.0711398210424553E-6,9.6945159780655193E-5,8.9192041744824025E-3]
[2004,12,28,4,3.8187354273652328E-3,2.1418167015407599E-3,2.4293692985397921E-3,3.216929648347135E-3,1.4094786666402542E-5,2.4045801961764481E-4,1.1861403882076968E-2,null,3.2975191050290354E-3,1.80083304610167E-3,2.446530771960386E-3,1.2188446937116413E-3,2.0711398210424553E-6,9.6945159780655193E-5,8.8627439164044308E-3]
[2004,12,28,5,4.0194397584130941E-3,2.1471288191970278E-3,2.4537693773576397E-3,3.8071598656648142E-3,1.4094786666402542E-5,2.4045801961764481E-4,1.2682050626916623E-2,null,3.4708294530960203E-3,1.8052994586631678E-3,2.4711032170398571E-3,1.4424737584055338E-3,2.0711398210424553E-6,9.6945159780655193E-5,9.2887221868062763E-3]
[2004,12,28,6,4.2388419647722674E-3,2.0290643247960339E-3,2.5324909373817084E-3,3.50296858341067E-3,1.4094786666402542E-5,2.4045801961764481E-4,1.255791861664473E-2,null,3.6602856175556959E-3,1.7060311865763702E-3,2.5503808794073582E-3,1.3272204048112761E-3,2.0711398210424553E-6,9.6945159780655193E-5,9.3429343879523966E-3]
[2004,12,28,7,4.3576016102434816E-3,1.9797572937393813E-3,2.7494396253296811E-3,3.6725101584862783E-3,1.4094786666402542E-5,2.4045801961764481E-4,1.301386149408287E-2,null,3.7628358484623706E-3,1.6645739830406495E-3,2.7688621293845334E-3,1.3914570750942564E-3,2.0711398210424553E-6,9.6945159780655193E-5,9.6867453355835072E-3]
[2004,12,28,8,4.5188335044252879E-3,2.0869162832612442E-3,3.2700872840500284E-3,3.1643693387812455E-3,1.4094786666402542E-5,2.4045801961764481E-4,1.3294759216801854E-2,null,3.902061322841818E-3,1.7546729393981249E-3,3.2931877307552609E-3,1.1989304085338038E-3,2.0711398210424553E-6,9.6945159780655193E-5,1.0247868701130706E-2]
[2004,12,28,9,5.5780229714253353E-3,2.101446254937508E-3,3.4357222552484261E-3,3.7085815309912682E-3,5.8775263205227454E-6,1.0027099896817401E-4,1.4929921537891232E-2,null,4.8166828172374098E-3,1.7668896959182857E-3,3.4599927752551737E-3,1.4051239580474453E-3,8.6366534661193277E-7,4.042613355875044E-5,1.1489979045363675E-2]
[2004,12,28,10,6.6726128001797103E-3,2.0750389009759397E-3,3.4076365706343717E-3,3.5652932657714133E-3,0,0,1.5720581537561434E-2,null,5.7618729046738587E-3,1.7446864720663631E-3,3.431708688640117E-3,1.3508342592272985E-3,0,0,1.2289102324607637E-2]
[2004,12,28,11,6.0841600225504909E-3,2.1443746295661823E-3,3.3754821935957566E-3,3.3468449950886715E-3,0,0,1.49508618408011E-2,null,5.2537376034601348E-3,1.8029837442984E-3,3.3993271676727318E-3,1.2680676013649029E-3,0,0,1.172411611679617E-2]
[2004,12,28,12,5.7443163242340695E-3,2.2228544542335794E-3,3.3436055777893289E-3,3.6455209008605279E-3,0,0,1.4956297257117505E-2,null,4.9602789155679177E-3,1.868969345032415E-3,3.3672253700896063E-3,1.3812312644486105E-3,0,0,1.157770489513855E-2]
[2004,12,28,13,4.7420781782640531E-3,2.2067398984560167E-3,3.3360128598415679E-3,3.0359187803562782E-3,0,0,1.3320749716917917E-2,null,4.0948354992888149E-3,1.8554202749618495E-3,3.3595790159049303E-3,1.150262486429567E-3,0,0,1.0460097276585163E-2]
[2004,12,28,14,5.44497177075947E-3,2.2069810735852844E-3,3.3851439153803958E-3,3.6684802509919425E-3,0,0,1.4705577010717093E-2,null,4.701791674740676E-3,1.8556230542857621E-3,3.409057141485461E-3,1.389930205718004E-3,0,0,1.1356402076229904E-2]
[2004,12,28,15,5.7113091731210265E-3,2.140068798477389E-3,3.3484675872812414E-3,3.1692543913038294E-3,0,0,1.4369099950183487E-2,null,4.9317768856504025E-3,1.7993634144587583E-3,3.3721217256345113E-3,1.2007812790832152E-3,0,0,1.1304043304826887E-2]
[2004,12,28,16,5.6067884545513962E-3,2.1717903840328496E-3,3.2960423144417525E-3,3.6606868878339047E-3,0,0,1.4735308040859903E-2,null,4.8415221212368019E-3,1.8260348282645807E-3,3.3193261118481181E-3,1.3869774214268639E-3,0,0,1.1373860482776364E-2]
[2004,12,28,17,5.283888176746904E-3,2.2619389865696812E-3,3.1714023800852361E-3,3.2324502076492992E-3,5.8775263205227454E-6,1.0027099896817401E-4,{"$f":"SUM(E8707:J8707)","v":1.4055828276339817E-2},null,4.5626942591520643E-3,1.9018315023643889E-3,3.1938057000269813E-3,1.2247251926397417E-3,8.6366534661193277E-7,4.042613355875044E-5,{"$f":"SUM(M8707:R8707)","v":1.0924346453088539E-2}]
[2004,12,28,18,5.9767926695352526E-3,2.1995788252802484E-3,3.0881506209192093E-3,2.5086210491596559E-3,1.4094786666402542E-5,2.4045801961764481E-4,1.4027695971178415E-2,null,{"$f":"E8708*V$5","v":5.1610247395924161E-3},{"$f":"F8708*W$5","v":1.8493992661560079E-3},{"$f":"G8708*X$5","v":3.1099658364286626E-3},{"$f":"H8708*Y$5","v":9.504775635589632E-4},{"$f":"I8708*Z$5","v":2.0711398210424553E-6},{"$f":"J8708*AA$5","v":9.6945159780655193E-5},1.1169883705337747E-2]
[2004,12,28,19,6.1791542175389817E-3,2.18809527486716E-3,3.0942884538942704E-3,2.5883542897433697E-3,1.4094786666402542E-5,2.4045801961764481E-4,1.4304445042327829E-2,null,5.3357661123211234E-3,1.8397439314788678E-3,3.1161470280884345E-3,9.8068725037876226E-4,2.0711398210424553E-6,9.6945159780655193E-5,1.1371360621868885E-2]
[2004,12,28,20,7.2886134316096883E-3,2.0687641018744926E-3,3.0229151143785077E-3,3.6809355086076011E-3,1.4094786666402542E-5,2.4045801961764481E-4,1.6315780962754333E-2,null,6.2937960738712068E-3,1.7394106398387938E-3,3.0442694952951101E-3,1.3946493094327704E-3,2.0711398210424553E-6,9.6945159780655193E-5,1.257114181803958E-2]
[2004,12,28,21,6.3879154732207309E-3,2.1507842850988414E-3,2.9927641929600049E-3,3.792442814730821E-3,1.4094786666402542E-5,2.4045801961764481E-4,1.5578459572294447E-2,null,5.5160337014469258E-3,1.808372963408064E-3,3.0139055826953814E-3,1.436897696321864E-3,2.0711398210424553E-6,9.6945159780655193E-5,1.1874226243473934E-2]
[2004,12,28,22,6.05642141352893E-3,2.0706364956799769E-3,2.8169716947707753E-3,3.3781597563765919E-3,1.4094786666402542E-5,2.4045801961764481E-4,1.4576742166640322E-2,null,5.2297850162921263E-3,1.7409849429235566E-3,2.8368712567251606E-3,1.2799322781850003E-3,2.0711398210424553E-6,9.6945159780655193E-5,1.1186589793727542E-2]
[2004,12,28,23,5.7626606024919263E-3,2.0320036282719302E-3,2.6121937659119901E-3,3.7410528586204798E-3,1.4094786666402542E-5,2.4045801961764481E-4,1.4402463661580375E-2,null,4.9761193971026617E-3,1.7085025441057552E-3,2.6306467421268803E-3,1.4174268398959716E-3,2.0711398210424553E-6,9.6945159780655193E-5,1.0831711822832966E-2]
[2004,12,28,24,5.1676966616586986E-3,2.0695022539820064E-3,2.5263355738214359E-3,3.2061454376578927E-3,1.4094786666402542E-5,2.4045801961764481E-4,1.3224232733404083E-2,null,4.4623616364466521E-3,1.7400312759125083E-3,2.5441820333233717E-3,1.2147587237305432E-3,2.0711398210424553E-6,9.6945159780655193E-5,1.0060349969014774E-2]
[2004,12,29,1,4.7540795589756431E-3,2.0749644864221412E-3,2.5397663000150412E-3,4.0316430753206027E-3,1.4094786666402542E-5,2.4045801961764481E-4,1.3655006227017475E-2,null,4.1051988205861216E-3,1.7446239045331587E-3,2.557707636426276E-3,1.5275269609388554E-3,2.0711398210424553E-6,9.6945159780655193E-5,1.0034073622086109E-2]
[2004,12,29,2,4.4964452618296447E-3,2.0983044538070541E-3,2.5125007619887546E-3,3.564656289797389E-3,1.4094786666402542E-5,2.4045801961764481E-4,1.2926459573706891E-2,null,3.882728834615972E-3,1.7642480789694913E-3,2.5302494900524574E-3,1.3505929189212211E-3,2.0711398210424553E-6,9.6945159780655193E-5,9.6268356221608405E-3]
[2004,12,29,3,3.9910311230638004E-3,2.1902358781178567E-3,2.5034319314204243E-3,3.8111374211360054E-3,1.4094786666402542E-5,2.4045801961764481E-4,1.2750389160022135E-2,null,3.4462982909891095E-3,1.8415437442591465E-3,2.5211165957393323E-3,1.4439807924130994E-3,2.0711398210424553E-6,9.6945159780655193E-5,9.3519557230023857E-3]
[2004,12,29,4,4.2361131834284128E-3,2.1418167015407599E-3,2.4882189395660928E-3,3.3246535334983348E-3,1.4094786666402542E-5,2.4045801961764481E-4,1.2445355164317648E-2,null,3.6579292855222364E-3,1.80083304610167E-3,2.5057961367512421E-3,1.2596596011405321E-3,2.0711398210424553E-6,9.6945159780655193E-5,9.3232343691173787E-3]
[2004,12,29,5,4.4673233187859929E-3,2.1471288191970278E-3,2.5145741762101674E-3,2.5857539966822572E-3,1.4094786666402542E-5,2.4045801961764481E-4,1.1969333117159493E-2,null,3.8575817236446664E-3,1.8052994586631678E-3,2.5323375512207435E-3,9.7970203971328804E-4,2.0711398210424553E-6,9.6945159780655193E-5,9.273937072843564E-3]
[2004,12,29,6,4.7147589183016564E-3,2.0290643247960339E-3,2.5823440887698767E-3,2.5834410405240994E-3,1.4094786666402542E-5,2.4045801961764481E-4,1.2164161178675716E-2,null,4.0712450245427249E-3,1.7060311865763702E-3,2.600586201843788E-3,9.7882569653879345E-4,2.0711398210424553E-6,9.6945159780655193E-5,9.4557044091033732E-3]
[2004,12,29,7,4.8426769696526539E-3,1.9797572937393813E-3,2.8105955907839438E-3,2.5542765678459901E-3,1.4094786666402542E-5,2.4045801961764481E-4,1.2441859228306018E-2,null,4.1817036374084595E-3,1.6645739830406495E-3,2.8304501108671063E-3,9.6777573068490043E-4,2.0711398210424553E-6,9.6945159780655193E-5,9.7435197616028129E-3]
[2004,12,29,8,5.0129079382968365E-3,2.0869162832612442E-3,3.3443856371681499E-3,2.7869060778615328E-3,1.4094786666402542E-5,2.4045801961764481E-4,1.3485668742871812E-2,null,4.3286999093547175E-3,1.7546729393981249E-3,3.3680109399391095E-3,1.0559154399349508E-3,2.0711398210424553E-6,9.6945159780655193E-5,1.0606315528228601E-2]
[2004,12,29,9,6.1999687811463821E-3,2.101446254937508E-3,3.5082041656041875E-3,3.8821019993693058E-3,5.8775263205227454E-6,1.0027099896817401E-4,1.5797869726346083E-2,null,5.353739711818589E-3,1.7668896959182857E-3,3.5329867100194067E-3,1.4708681692214745E-3,8.6366534661193277E-7,4.042613355875044E-5,1.2165774085883117E-2]
[2004,12,29,10,6.9012749335930004E-3,2.0750389009759397E-3,3.491733757419963E-3,3.9787286951226937E-3,0,0,1.6446776287111595E-2,null,5.9593251157183053E-3,1.7446864720663631E-3,3.5163999521009323E-3,1.5074785238962862E-3,0,0,1.2727890063781888E-2]
[2004,12,29,11,6.6068974198098358E-3,2.1443746295661823E-3,3.456593781984285E-3,3.6157956901386791E-3,0,0,1.5823661521498982E-2,null,5.705126967076023E-3,1.8029837442984E-3,3.4810117419671366E-3,1.3699688436566602E-3,0,0,1.235909129699822E-2]
[2004,12,29,12,6.4245093956748107E-3,2.2228544542335794E-3,3.4201153261747977E-3,3.8192164581934188E-3,0,0,1.5886695634276606E-2,null,5.5476329469865771E-3,1.868969345032415E-3,3.4442755962089968E-3,1.4470418141089849E-3,0,0,1.2307919702336974E-2]
[2004,12,29,13,5.2493782818278864E-3,2.2067398984560167E-3,3.4110425568118978E-3,3.1911440506557608E-3,0,0,1.4058304787751563E-2,null,4.5328945937988347E-3,1.8554202749618495E-3,3.4351387352769946E-3,1.2090749311256107E-3,0,0,1.1032528535163288E-2]
[2004,12,29,14,6.0390175445288602E-3,2.2069810735852844E-3,3.4694398018613954E-3,3.8650419839289748E-3,0,0,1.5580480403904513E-2,null,5.2147565882638587E-3,1.8556230542857621E-3,3.4939485082897603E-3,1.4644043942661316E-3,0,0,1.2028732545105511E-2]
[2004,12,29,15,6.3691044535579772E-3,2.140068798477389E-3,3.4256512945843817E-3,3.426739509636473E-3,0,0,1.5361564056256221E-2,null,5.4997901836901049E-3,1.7993634144587583E-3,3.4498506716307488E-3,1.2983383923855548E-3,0,0,1.2047342662165166E-2]
[2004,12,29,16,6.237281564198123E-3,2.1717903840328496E-3,3.3679852803853686E-3,3.8492750588759012E-3,0,0,1.5626332287492242E-2,null,5.3859597012143488E-3,1.8260348282645807E-3,3.3917772950062112E-3,1.4584305511803925E-3,0,0,1.2062202375665534E-2]
[2004,12,29,17,5.7854327908819711E-3,2.2619389865696812E-3,3.2407280975752539E-3,3.2929516645188867E-3,4.6935642405449312E-6,8.0072525320291826E-5,1.4665817629106629E-2,null,4.9957834266506065E-3,1.9018315023643889E-3,3.2636211460480972E-3,1.2476482552268298E-3,6.8968960164436646E-7,3.2282740137175391E-5,1.1441856760028742E-2]
[2004,12,29,18,6.5147581706960335E-3,2.1995788252802484E-3,3.1637694289718445E-3,2.6267231404121694E-3,1.4094786666402542E-5,2.4045801961764481E-4,1.4759382371644343E-2,null,5.6255637346775368E-3,1.8493992661560079E-3,3.1861188284628243E-3,9.9522461213471776E-4,2.0711398210424553E-6,9.6945159780655193E-5,1.1755322741032784E-2]
[2004,12,29,19,6.7643073014595732E-3,2.18809527486716E-3,3.1732929565189117E-3,2.6701931037104534E-3,1.4094786666402542E-5,2.4045801961764481E-4,1.5050441442840146E-2,null,5.8410520925352913E-3,1.8397439314788678E-3,3.1957096318106387E-3,1.0116947062597714E-3,2.0711398210424553E-6,9.6945159780655193E-5,1.1987216661686267E-2]
[2004,12,29,20,7.7136156722716325E-3,2.0687641018744926E-3,3.1219866268084487E-3,4.0752506589532816E-3,1.4094786666402542E-5,2.4045801961764481E-4,1.72341698661919E-2,null,6.6607900788027948E-3,1.7394106398387938E-3,3.1440408655557753E-3,1.5440491972717469E-3,2.0711398210424553E-6,9.6945159780655193E-5,1.3187307081070809E-2]
[2004,12,29,21,7.031687182996715E-3,2.1507842850988414E-3,3.0721546935083546E-3,4.0927112997800772E-3,1.4094786666402542E-5,2.4045801961764481E-4,1.6601890267668035E-2,null,6.0719374954230874E-3,1.808372963408064E-3,3.0938569110955634E-3,1.5506647629654137E-3,2.0711398210424553E-6,9.6945159780655193E-5,1.2623848432493825E-2]
[2004,12,29,22,6.609433643463461E-3,2.0706364956799769E-3,2.8981018570798499E-3,3.6693832049763432E-3,1.4094786666402542E-5,2.4045801961764481E-4,1.5502108007483679E-2,null,5.7073170234733647E-3,1.7409849429235566E-3,2.9185745361494106E-3,1.3902723209623079E-3,2.0711398210424553E-6,9.6945159780655193E-5,1.1856165123110338E-2]
[2004,12,29,23,6.293607697925886E-3,2.0320036282719302E-3,2.7466299488589051E-3,3.9835322512849344E-3,1.4094786666402542E-5,2.4045801961764481E-4,1.5310326332625704E-2,null,5.4345979233725852E-3,1.7085025441057552E-3,2.7660326048864923E-3,1.5092985167401774E-3,2.0711398210424553E-6,9.6945159780655193E-5,1.1517447888706709E-2]
[2004,12,29,24,5.6342958778908938E-3,2.0695022539820064E-3,2.6598727195474461E-3,3.4432611585845404E-3,1.4094786666402542E-5,2.4045801961764481E-4,1.4061484816288935E-2,null,4.8652750770823705E-3,1.7400312759125083E-3,2.6786625079119049E-3,1.3045981886363261E-3,2.0711398210424553E-6,9.6945159780655193E-5,1.0687583349144807E-2]
[2004,12,30,1,4.507019984904154E-3,2.0749644864221412E-3,2.5852566538340969E-3,3.9879159599919686E-3,1.4094786666402542E-5,2.4045801961764481E-4,1.340970989143641E-2,null,3.8918602217025726E-3,1.7446239045331587E-3,2.603519341757606E-3,1.510959435902364E-3,2.0711398210424553E-6,9.6945159780655193E-5,9.8499792034973995E-3]
[2004,12,30,2,4.2572419623346375E-3,2.0983044538070541E-3,2.5627997568958812E-3,3.7681721926788145E-3,1.4094786666402542E-5,2.4045801961764481E-4,1.2941071172000435E-2,null,3.6761742133090461E-3,1.7642480789694913E-3,2.5809038055214684E-3,1.4277019344821956E-3,2.0711398210424553E-6,9.6945159780655193E-5,9.5480443318839009E-3]
[2004,12,30,3,3.7755612324788675E-3,2.1902358781178567E-3,2.4775915299400809E-3,4.1349186269830302E-3,1.4094786666402542E-5,2.4045801961764481E-4,1.2832860073803885E-2,null,3.2602377234853381E-3,1.8415437442591465E-3,2.4950936533157698E-3,1.5666564638792035E-3,2.0711398210424553E-6,9.6945159780655193E-5,9.262547884541155E-3]
[2004,12,30,4,4.0005038671504026E-3,2.1418167015407599E-3,2.4594835580808772E-3,3.377507804104988E-3,1.4094786666402542E-5,2.4045801961764481E-4,1.2233864737161076E-2,null,3.4544781073698881E-3,1.80083304610167E-3,2.4768577636970273E-3,1.2796852635923105E-3,2.0711398210424553E-6,9.6945159780655193E-5,9.1108704803625935E-3]
[2004,12,30,5,4.2144935414753348E-3,2.1471288191970278E-3,2.4835028709914056E-3,2.6772835004049817E-3,1.4094786666402542E-5,2.4045801961764481E-4,1.1776961538352799E-2,null,3.6392604922161364E-3,1.8052994586631678E-3,2.5010467530747534E-3,1.0143811474730186E-3,2.0711398210424553E-6,9.6945159780655193E-5,9.0590041510287735E-3]
[2004,12,30,6,4.446104446088465E-3,2.0290643247960339E-3,2.5519628198222067E-3,2.6995010218681683E-3,1.4094786666402542E-5,2.4045801961764481E-4,1.1981185418858922E-2,null,3.8392589989002732E-3,1.7060311865763702E-3,2.5699903145011945E-3,1.0227990213785743E-3,2.0711398210424553E-6,9.6945159780655193E-5,9.2370958209581095E-3]
[2004,12,30,7,4.5688526634918621E-3,1.9797572937393813E-3,2.7874638486159566E-3,2.6534441345557915E-3,1.4094786666402542E-5,2.4045801961764481E-4,1.224407074668704E-2,null,3.9452534045601676E-3,1.6645739830406495E-3,2.8071549621809639E-3,1.0053487819123774E-3,2.0711398210424553E-6,9.6945159780655193E-5,9.5213474312958561E-3]
[2004,12,30,8,4.7340034558673912E-3,2.0869162832612442E-3,3.2956608697482749E-3,2.7810128934880004E-3,1.4094786666402542E-5,2.4045801961764481E-4,1.3152146308648959E-2,null,4.08786288967046E-3,1.7546729393981249E-3,3.3189419725651544E-3,1.0536826038807228E-3,2.0711398210424553E-6,9.6945159780655193E-5,1.0314176705116161E-2]
[2004,12,30,9,5.8488811272578625E-3,2.101446254937508E-3,3.4710026692083037E-3,3.9323369034940199E-3,5.8775263205227454E-6,1.0027099896817401E-4,1.5459815480186391E-2,null,5.0505717473817357E-3,1.7668896959182857E-3,3.4955224159945301E-3,1.4899013943847851E-3,8.6366534661193277E-7,4.042613355875044E-5,1.1844175052584699E-2]
[2004,12,30,10,6.9012749335930004E-3,2.0750389009759397E-3,3.4610812233992457E-3,3.8549197685511963E-3,0,0,1.6292314826519383E-2,null,5.9593251157183053E-3,1.7446864720663631E-3,3.4855308834231802E-3,1.4605692440295853E-3,0,0,1.2650111715237434E-2]
[2004,12,30,11,6.3957078216793448E-3,2.1443746295661823E-3,3.4209512777773339E-3,3.6219724673407726E-3,0,0,1.5583006196363635E-2,null,5.5227624781333615E-3,1.8029837442984E-3,3.4451174531142863E-3,1.3723091286302154E-3,0,0,1.2143172804176264E-2]
[2004,12,30,12,6.0405414165346956E-3,2.2228544542335794E-3,3.3853182385654009E-3,3.9521356963408407E-3,0,0,1.5600849805674517E-2,null,5.2160724681273472E-3,1.868969345032415E-3,3.4092326961187715E-3,1.4974028495737858E-3,0,0,1.199167735885232E-2]
[2004,12,30,13,4.9630081200224205E-3,2.2067398984560167E-3,3.3809812768549308E-3,3.3747718788854019E-3,0,0,1.3925501174218771E-2,null,4.2856108796936881E-3,1.8554202749618495E-3,3.4048650973811665E-3,1.2786486640079841E-3,0,0,1.0824544916044688E-2]
[2004,12,30,14,5.7036793961713714E-3,2.2069810735852844E-3,3.4361772762901022E-3,3.8711836430007428E-3,0,0,1.5218021389047501E-2,null,4.9251884912101113E-3,1.8556230542857621E-3,3.460451010642037E-3,1.4667313735253942E-3,0,0,1.1707993929663305E-2]
[2004,12,30,15,5.9977802366407542E-3,2.140068798477389E-3,3.39668856638731E-3,3.5823306123644373E-3,0,0,1.5116868213869891E-2,null,5.1791477294708278E-3,1.7993634144587583E-3,3.4206833458492584E-3,1.3572894453083813E-3,0,0,1.1756483935087226E-2]
[2004,12,30,16,5.8813689589123502E-3,2.1717903840328496E-3,3.3298777814582967E-3,4.0121604664181054E-3,0,0,1.5395197590821603E-2,null,5.0786253393624598E-3,1.8260348282645807E-3,3.3534005982958481E-3,1.5201453029368942E-3,0,0,1.1778206068859784E-2]
[2004,12,30,17,5.5023114842402011E-3,2.2619389865696812E-3,3.1958777451312594E-3,3.2592798264380321E-3,4.6935642405449312E-6,8.0072525320291826E-5,1.4304174131940012E-2,null,4.7513051339147933E-3,1.9018315023643889E-3,3.2184539631692098E-3,1.2348905186087928E-3,6.8968960164436646E-7,3.2282740137175391E-5,1.1139453547796007E-2]
[2004,12,30,18,6.2110773828061988E-3,2.1995788252802484E-3,3.1238942550358465E-3,2.7848464088879245E-3,1.4094786666402542E-5,2.4045801961764481E-4,1.4573949678294265E-2,null,5.3633321088044873E-3,1.8493992661560079E-3,3.1459619695898941E-3,1.0551350633418305E-3,2.0711398210424553E-6,9.6945159780655193E-5,1.1512844707493917E-2]
[2004,12,30,19,6.4339891647800431E-3,2.18809527486716E-3,3.134025437143521E-3,2.6858878600799791E-3,1.4094786666402542E-5,2.4045801961764481E-4,1.4696550543154751E-2,null,5.5558188295464833E-3,1.8397439314788678E-3,3.156164720072358E-3,1.017641205751895E-3,2.0711398210424553E-6,9.6945159780655193E-5,1.1668384986451301E-2]
[2004,12,30,20,7.6079760480494574E-3,2.0687641018744926E-3,3.0840808396159743E-3,2.6412985575180532E-3,1.4094786666402542E-5,2.4045801961764481E-4,1.5656672353342026E-2,null,6.5695691273264427E-3,1.7394106398387938E-3,3.1058673055056373E-3,1.0007470113600997E-3,2.0711398210424553E-6,9.6945159780655193E-5,1.2514610383632673E-2]
[2004,12,30,21,6.6682791761105732E-3,2.1507842850988414E-3,3.0398808079689851E-3,2.6233519300986503E-3,1.4094786666402542E-5,2.4045801961764481E-4,1.4736849005561098E-2,null,5.7581307736899769E-3,1.808372963408064E-3,3.0613550373992694E-3,9.9394731289252571E-4,2.0711398210424553E-6,9.6945159780655193E-5,1.1720822386991535E-2]
[2004,12,30,22,6.2972589934576894E-3,2.0706364956799769E-3,2.8644660210668102E-3,2.6085699013340675E-3,1.4094786666402542E-5,2.4045801961764481E-4,1.4095484217822592E-2,null,5.4377508563272876E-3,1.7409849429235566E-3,2.884701090932178E-3,9.8834663171777225E-4,2.0711398210424553E-6,9.6945159780655193E-5,1.1150799821502494E-2]
[2004,12,30,23,5.9938887548799304E-3,2.0320036282719302E-3,2.709774527371559E-3,2.5757032067484508E-3,1.4094786666402542E-5,2.4045801961764481E-4,1.3565922923555919E-2,null,5.1757873931246035E-3,1.7085025441057552E-3,2.7289168305015283E-3,9.7589395146842231E-4,2.0711398210424553E-6,9.6945159780655193E-5,1.0688117018802007E-2]
[2004,12,30,24,5.3709011591740715E-3,2.0695022539820064E-3,2.6232520686458394E-3,2.5506402156565649E-3,1.4094786666402542E-5,2.4045801961764481E-4,1.2868848503742531E-2,null,4.6378309051430403E-3,1.7400312759125083E-3,2.6417831625715929E-3,9.6639797330284991E-4,2.0711398210424553E-6,9.6945159780655193E-5,1.0085059616531691E-2]
[2004,12,31,1,4.3429013952626435E-3,1.851465380359562E-3,2.3246412279171931E-3,2.4843984683412482E-3,1.4094786666402542E-5,2.4045801961764481E-4,1.1257959278164694E-2,null,3.7501420547525525E-3,1.5567065278117339E-3,2.3410628846283798E-3,9.4130000379675745E-4,2.0711398210424553E-6,9.6945159780655193E-5,8.6882277705911219E-3]
[2004,12,31,2,4.1294610753387848E-3,1.8448980770873042E-3,2.2759301405164299E-3,2.4869250783631481E-3,1.4094786666402542E-5,2.4045801961764481E-4,1.0991767177589715E-2,null,3.5658340433389309E-3,1.5511847589563758E-3,2.2920076939114934E-3,9.4225729710276844E-4,2.0711398210424553E-6,9.6945159780655193E-5,8.4503000929112664E-3]
[2004,12,31,3,3.6782203450802138E-3,1.919590111981653E-3,2.2808288318685267E-3,2.452561831214309E-3,1.4094786666402542E-5,2.4045801961764481E-4,1.058575392642875E-2,null,3.1761828204937984E-3,1.6139855974322179E-3,2.2969409904434138E-3,9.2923759632454852E-4,2.0711398210424553E-6,9.6945159780655193E-5,8.1153633042956759E-3]
[2004,12,31,4,3.7906422146731103E-3,1.8793491316584985E-3,2.2763399436645983E-3,2.4649263205458486E-3,1.4094786666402542E-5,2.4045801961764481E-4,1.0665810416826103E-2,null,3.2732603137783844E-3,1.5801511021080697E-3,2.2924203919780419E-3,9.3392230934584333E-4,2.0711398210424553E-6,9.6945159780655193E-5,8.1787704168120364E-3]
[2004,12,31,5,3.8334429658250062E-3,1.8941338207697994E-3,2.3161413246760212E-3,2.4431965973267657E-3,1.4094786666402542E-5,2.4045801961764481E-4,1.0741467514881642E-2,null,3.3102192226416643E-3,1.5925820242821368E-3,2.3325029366407634E-3,9.2568925462081688E-4,2.0711398210424553E-6,9.6945159780655193E-5,8.2600097377870784E-3]
[2004,12,31,6,4.092205708544485E-3,1.9132753550371597E-3,2.3649916285178843E-3,2.454172266852702E-3,1.4094786666402542E-5,2.4045801961764481E-4,1.107919776523628E-2,null,3.5336636334988782E-3,1.608676168770296E-3,2.3816983272471107E-3,9.2984776538231073E-4,2.0711398210424553E-6,9.6945159780655193E-5,8.5529021945002937E-3]
[2004,12,31,7,4.1541400625723863E-3,1.9035765119959395E-3,2.5913288795812893E-3,2.4379047969766763E-3,1.4094786666402542E-5,2.4045801961764481E-4,1.134150305741034E-2,null,3.5871446141924127E-3,1.6005214106880484E-3,2.6096344627290144E-3,9.2368427363523592E-4,2.0711398210424553E-6,9.6945159780655193E-5,8.8200010608464087E-3]
[2004,12,31,8,4.3710874557675947E-3,1.8453543357279992E-3,2.8201017379734837E-3,2.2217918261270573E-3,1.4094786666402542E-5,2.4045801961764481E-4,1.1512888161880182E-2,null,3.7744810210879891E-3,1.5515683798503308E-3,2.8400234110796236E-3,8.4180242461884334E-4,2.0711398210424553E-6,9.6945159780655193E-5,9.1068915362384848E-3]
[2004,12,31,9,5.2055954242104432E-3,1.9026207781361281E-3,2.9213125684692423E-3,2.2949314707647996E-3,5.8775263205227454E-6,1.0027099896817401E-4,{"$f":"SUM(E8771:J8771)","v":1.2430608766869309E-2},null,4.4950876254418E-3,1.5997178325308753E-3,2.9419492119088235E-3,8.6951390031507773E-4,8.6366534661193277E-7,4.042613355875044E-5,{"$f":"SUM(M8771:R8771)","v":9.9475583691019387E-3}]
[2004,12,31,10,6.1717583790989851E-3,1.8433130988153169E-3,2.9444465091625245E-3,2.4005999048370436E-3,0,0,1.336011789191387E-2,null,{"$f":"E8772*V$5","v":5.3293797262995019E-3},{"$f":"F8772*W$5","v":1.5498521139884406E-3},{"$f":"G8772*X$5","v":2.9652465746510138E-3},{"$f":"H8772*Y$5","v":9.0955002924563962E-4},{"$f":"I8772*Z$5","v":0},{"$f":"J8772*AA$5","v":0},{"$f":"SUM(M8772:R8772)","v":1.0754028444184596E-2}]
[2004,12,31,11,5.756204915065604E-3,1.9305583721786835E-3,2.9071949027317428E-3,2.3659791804855135E-3,0,0,1.2959937370461545E-2,null,4.9705448415909492E-3,1.6232076776442385E-3,2.9277318166055226E-3,8.9643277435323102E-4,0,0,1.0417917110193941E-2]
[2004,12,31,12,5.802977648803399E-3,2.0719723301362031E-3,2.896539909416746E-3,2.390935330707273E-3,0,0,1.3162425219063622E-2,null,5.0109336001285436E-3,1.7421081085199229E-3,2.9170015546252461E-3,9.0588827217205669E-4,0,0,1.057593153544577E-2]
[2004,12,31,13,5.1258718242131679E-3,2.0273581631797492E-3,2.9455351866912029E-3,2.3927007692207971E-3,0,0,1.2491465943304917E-2,null,4.4262454395629812E-3,1.704596651016728E-3,2.966342942780904E-3,9.0655716941243894E-4,0,0,1.0003742202773053E-2]
[2004,12,31,14,5.2995170581778845E-3,2.0446635419396563E-3,2.9778779952145682E-3,2.4271778994448072E-3,0,0,1.2749236494776916E-2,null,4.576189966327685E-3,1.7191469614722063E-3,2.9989142263447482E-3,9.1962001871955109E-4,0,0,1.0213871172864191E-2]
[2004,12,31,15,5.5642726459303408E-3,2.0302856514322026E-3,2.947824206599049E-3,2.4191591763795851E-3,0,0,1.2961541680341178E-2,null,4.8048092633129376E-3,1.7070580743417493E-3,2.9686481327104641E-3,9.1658184905879687E-4,0,0,1.0397097319423948E-2]
[2004,12,31,16,5.6307875561484172E-3,1.9543644348888911E-3,2.9053032683660526E-3,2.4505894837462548E-3,0,0,1.2941044743149615E-2,null,4.8622456035321733E-3,1.6432237436293765E-3,2.9258268194164412E-3,9.2849030449402041E-4,0,0,1.0359786471072011E-2]
[2004,12,31,17,5.5467958663737889E-3,1.9236596896687168E-3,2.8116929688236786E-3,2.4536061496074988E-3,4.6935642405449312E-6,8.0072525320291826E-5,1.2820520764034518E-2,null,4.7897178762351285E-3,1.6174072861216704E-3,2.8315552409699271E-3,9.2963327234834301E-4,6.8968960164436646E-7,3.2282740137175391E-5,1.0201286105413888E-2]
[2004,12,31,18,6.0660541763012856E-3,1.8996163236334525E-3,2.7603289018115649E-3,2.5430531668613945E-3,1.4094786666402542E-5,2.4045801961764481E-4,1.3523605374891745E-2,null,5.2381030105287602E-3,1.5971916962139649E-3,2.7798283295474013E-3,9.6352335832030711E-4,2.0711398210424553E-6,9.6945159780655193E-5,1.0677662694212131E-2]
[2004,12,31,19,6.6749508834310313E-3,1.8625761542047905E-3,2.645241437125803E-3,2.5367644668835418E-3,1.4094786666402542E-5,2.4045801961764481E-4,1.3974085747929216E-2,null,5.7638918647031738E-3,1.5660484330708795E-3,2.663927867649797E-3,9.6114066754486886E-4,2.0711398210424553E-6,9.6945159780655193E-5,1.1054025132570418E-2]
[2004,12,31,20,7.1633392572975525E-3,1.915023737583111E-3,2.5845615646865024E-3,2.5177652618060711E-3,1.4094786666402542E-5,2.4045801961764481E-4,1.4435242627657285E-2,null,6.1856204772585801E-3,1.6101462035607202E-3,2.6028193423833375E-3,9.5394216374628177E-4,2.0711398210424553E-6,9.6945159780655193E-5,1.1451544486550617E-2]
[2004,12,31,21,6.5578821833987009E-3,2.0660910622666714E-3,2.5153470220710163E-3,2.5122995616844498E-3,1.4094786666402542E-5,2.4045801961764481E-4,1.3906172635704886E-2,null,5.6628017833659939E-3,1.7371631561695141E-3,2.5331158565947702E-3,9.5187129483745119E-4,2.0711398210424553E-6,9.6945159780655193E-5,1.0983968390569428E-2]
[2004,12,31,22,6.095497040837717E-3,1.9032461195982958E-3,2.4160548568788868E-3,2.5504341985895266E-3,1.4094786666402542E-5,2.4045801961764481E-4,1.3219785022188475E-2,null,5.2635272406600028E-3,1.6002436177529997E-3,2.4331222748436836E-3,9.6631991663502601E-4,2.0711398210424553E-6,9.6945159780655193E-5,1.036222934949341E-2]
[2004,12,31,23,5.7148020874935373E-3,1.9278945047302826E-3,2.3840187667486181E-3,2.5484435488167339E-3,1.4094786666402542E-5,2.4045801961764481E-4,1.282971171407322E-2,null,4.9347930547709567E-3,1.6209679058990355E-3,2.4008598763832645E-3,9.6556569034541683E-4,2.0711398210424553E-6,9.6945159780655193E-5,1.0021202827000371E-2]
[2004,12,31,24,5.0667279800458266E-3,2.1200273053117356E-3,2.3571250591544121E-3,2.5664438939670318E-3,1.4094786666402542E-5,2.4045801961764481E-4,1.2364877044763054E-2,null,4.3751740941408582E-3,1.7825125872334565E-3,2.3737761871142527E-3,9.7238574162713859E-4,2.0711398210424553E-6,9.6945159780655193E-5,9.6028649097174047E-3]
[]
["NCP",1,null,null,{"$f":"MAX(IF($B$3:$B$8786=$B8788,E$3:E$8786))","v":6.6620028077144754E-3},{"$f":"MAX(IF($B$3:$B$8786=$B8788,F$3:F$8786))","v":2.2658325662127722E-3},{"$f":"MAX(IF($B$3:$B$8786=$B8788,G$3:G$8786))","v":4.2417294742871812E-3},{"$f":"MAX(IF($B$3:$B$8786=$B8788,H$3:H$8786))","v":9.1200628830489031E-3},{"$f":"MAX(IF($B$3:$B$8786=$B8788,I$3:I$8786))","v":1.5627816280617899E-5},{"$f":"MAX(IF($B$3:$B$8786=$B8788,J$3:J$8786))","v":2.6501993358583322E-4},{"$f":"MAX(IF($B$3:$B$8786=$B8788,K$3:K$8786))","v":2.0665512025152644E-2},null,{"$f":"MAX(IF($B$3:$B$8786=$B8788,M$3:M$8786))","v":5.7527110620891097E-3},{"$f":"MAX(IF($B$3:$B$8786=$B8788,N$3:N$8786))","v":1.9051052124273756E-3},{"$f":"MAX(IF($B$3:$B$8786=$B8788,O$3:O$8786))","v":4.2716937648847788E-3},{"$f":"MAX(IF($B$3:$B$8786=$B8788,P$3:P$8786))","v":3.4554502169582856E-3},{"$f":"MAX(IF($B$3:$B$8786=$B8788,Q$3:Q$8786))","v":2.2964088340461957E-6},{"$f":"MAX(IF($B$3:$B$8786=$B8788,R$3:R$8786))","v":1.0684775599246399E-4},{"$f":"MAX(IF($B$3:$B$8786=$B8788,S$3:S$8786))","v":1.4099693650179683E-2}]
[null,2,null,null,{"$f":"MAX(IF($B$3:$B$8786=$B8789,E$3:E$8786))","v":6.0003877180980353E-3},{"$f":"MAX(IF($B$3:$B$8786=$B8789,F$3:F$8786))","v":2.2553254275686349E-3},{"$f":"MAX(IF($B$3:$B$8786=$B8789,G$3:G$8786))","v":4.2426110315959128E-3},{"$f":"MAX(IF($B$3:$B$8786=$B8789,H$3:H$8786))","v":9.0677512601672616E-3},{"$f":"MAX(IF($B$3:$B$8786=$B8789,I$3:I$8786))","v":1.5642010860590053E-5},{"$f":"MAX(IF($B$3:$B$8786=$B8789,J$3:J$8786))","v":2.6526072469491103E-4},{"$f":"MAX(IF($B$3:$B$8786=$B8789,K$3:K$8786))","v":1.9582800731964198E-2},null,{"$f":"MAX(IF($B$3:$B$8786=$B8789,M$3:M$8786))","v":5.1813993177478729E-3},{"$f":"MAX(IF($B$3:$B$8786=$B8789,N$3:N$8786))","v":1.8962708418312725E-3},{"$f":"MAX(IF($B$3:$B$8786=$B8789,O$3:O$8786))","v":4.2725815496626445E-3},{"$f":"MAX(IF($B$3:$B$8786=$B8789,P$3:P$8786))","v":3.4356301553036912E-3},{"$f":"MAX(IF($B$3:$B$8786=$B8789,Q$3:Q$8786))","v":2.2984946378628208E-6},{"$f":"MAX(IF($B$3:$B$8786=$B8789,R$3:R$8786))","v":1.0694483544350674E-4},{"$f":"MAX(IF($B$3:$B$8786=$B8789,S$3:S$8786))","v":1.328822869671958E-2}]
[null,3,null,null,{"$f":"MAX(IF($B$3:$B$8786=$B8790,E$3:E$8786))","v":4.6945351164805107E-3},{"$f":"MAX(IF($B$3:$B$8786=$B8790,F$3:F$8786))","v":2.1063028888968116E-3},{"$f":"MAX(IF($B$3:$B$8786=$B8790,G$3:G$8786))","v":4.0308206881721669E-3},{"$f":"MAX(IF($B$3:$B$8786=$B8790,H$3:H$8786))","v":9.1050405115962411E-3},{"$f":"MAX(IF($B$3:$B$8786=$B8790,I$3:I$8786))","v":1.5874064092104082E-5},{"$f":"MAX(IF($B$3:$B$8786=$B8790,J$3:J$8786))","v":2.6919509946941503E-4},{"$f":"MAX(IF($B$3:$B$8786=$B8790,K$3:K$8786))","v":1.877910369004334E-2},null,{"$f":"MAX(IF($B$3:$B$8786=$B8790,M$3:M$8786))","v":4.053781554200251E-3},{"$f":"MAX(IF($B$3:$B$8786=$B8790,N$3:N$8786))","v":1.7709731391561884E-3},{"$f":"MAX(IF($B$3:$B$8786=$B8790,O$3:O$8786))","v":4.05929508362321E-3},{"$f":"MAX(IF($B$3:$B$8786=$B8790,P$3:P$8786))","v":3.4497584736708779E-3},{"$f":"MAX(IF($B$3:$B$8786=$B8790,Q$3:Q$8786))","v":2.3325933936485981E-6},{"$f":"MAX(IF($B$3:$B$8786=$B8790,R$3:R$8786))","v":1.0853105241292938E-4},{"$f":"MAX(IF($B$3:$B$8786=$B8790,S$3:S$8786))","v":1.235108022456783E-2}]
[null,4,null,null,{"$f":"MAX(IF($B$3:$B$8786=$B8791,E$3:E$8786))","v":4.4269597689261886E-3},{"$f":"MAX(IF($B$3:$B$8786=$B8791,F$3:F$8786))","v":1.773263838213777E-3},{"$f":"MAX(IF($B$3:$B$8786=$B8791,G$3:G$8786))","v":3.5149748758537933E-3},{"$f":"MAX(IF($B$3:$B$8786=$B8791,H$3:H$8786))","v":8.6827351184492838E-3},{"$f":"MAX(IF($B$3:$B$8786=$B8791,I$3:I$8786))","v":1.5531848486561106E-5},{"$f":"MAX(IF($B$3:$B$8786=$B8791,J$3:J$8786))","v":2.6359329730152108E-4},{"$f":"MAX(IF($B$3:$B$8786=$B8791,K$3:K$8786))","v":1.7833662304809712E-2},null,{"$f":"MAX(IF($B$3:$B$8786=$B8791,M$3:M$8786))","v":3.8227273643047397E-3},{"$f":"MAX(IF($B$3:$B$8786=$B8791,N$3:N$8786))","v":1.4909549061855999E-3},{"$f":"MAX(IF($B$3:$B$8786=$B8791,O$3:O$8786))","v":3.5398052497052604E-3},{"$f":"MAX(IF($B$3:$B$8786=$B8791,P$3:P$8786))","v":3.2897535174457879E-3},{"$f":"MAX(IF($B$3:$B$8786=$B8791,Q$3:Q$8786))","v":2.282306973229642E-6},{"$f":"MAX(IF($B$3:$B$8786=$B8791,R$3:R$8786))","v":1.0627258082154874E-4},{"$f":"MAX(IF($B$3:$B$8786=$B8791,S$3:S$8786))","v":1.1655289926582789E-2}]
[null,5,null,null,{"$f":"MAX(IF($B$3:$B$8786=$B8792,E$3:E$8786))","v":4.0737779766013291E-3},{"$f":"MAX(IF($B$3:$B$8786=$B8792,F$3:F$8786))","v":1.6370776504905336E-3},{"$f":"MAX(IF($B$3:$B$8786=$B8792,G$3:G$8786))","v":3.2047985992556954E-3},{"$f":"MAX(IF($B$3:$B$8786=$B8792,H$3:H$8786))","v":8.6200410558429225E-3},{"$f":"MAX(IF($B$3:$B$8786=$B8792,I$3:I$8786))","v":1.5512284125915815E-5},{"$f":"MAX(IF($B$3:$B$8786=$B8792,J$3:J$8786))","v":2.632616625685445E-4},{"$f":"MAX(IF($B$3:$B$8786=$B8792,K$3:K$8786))","v":1.6996192125795062E-2},null,{"$f":"MAX(IF($B$3:$B$8786=$B8792,M$3:M$8786))","v":3.5177510888094871E-3},{"$f":"MAX(IF($B$3:$B$8786=$B8792,N$3:N$8786))","v":1.3764499688124824E-3},{"$f":"MAX(IF($B$3:$B$8786=$B8792,O$3:O$8786))","v":3.227437835707947E-3},{"$f":"MAX(IF($B$3:$B$8786=$B8792,P$3:P$8786))","v":3.2659997105901578E-3},{"$f":"MAX(IF($B$3:$B$8786=$B8792,Q$3:Q$8786))","v":2.2794321140803165E-6},{"$f":"MAX(IF($B$3:$B$8786=$B8792,R$3:R$8786))","v":1.0613887605999264E-4},{"$f":"MAX(IF($B$3:$B$8786=$B8792,S$3:S$8786))","v":1.094599708613914E-2}]
[null,6,null,null,{"$f":"MAX(IF($B$3:$B$8786=$B8793,E$3:E$8786))","v":3.4074279009426488E-3},{"$f":"MAX(IF($B$3:$B$8786=$B8793,F$3:F$8786))","v":1.6106719531643191E-3},{"$f":"MAX(IF($B$3:$B$8786=$B8793,G$3:G$8786))","v":3.3304355874775749E-3},{"$f":"MAX(IF($B$3:$B$8786=$B8793,H$3:H$8786))","v":8.5097519402722796E-3},{"$f":"MAX(IF($B$3:$B$8786=$B8793,I$3:I$8786))","v":1.5449265141447738E-5},{"$f":"MAX(IF($B$3:$B$8786=$B8793,J$3:J$8786))","v":2.621902472901438E-4},{"$f":"MAX(IF($B$3:$B$8786=$B8793,K$3:K$8786))","v":1.5460939673803287E-2},null,{"$f":"MAX(IF($B$3:$B$8786=$B8793,M$3:M$8786))","v":2.9423506331046814E-3},{"$f":"MAX(IF($B$3:$B$8786=$B8793,N$3:N$8786))","v":1.3542481378545866E-3},{"$f":"MAX(IF($B$3:$B$8786=$B8793,O$3:O$8786))","v":3.353962344750687E-3},{"$f":"MAX(IF($B$3:$B$8786=$B8793,P$3:P$8786))","v":3.2242128771862951E-3},{"$f":"MAX(IF($B$3:$B$8786=$B8793,Q$3:Q$8786))","v":2.2701718725951003E-6},{"$f":"MAX(IF($B$3:$B$8786=$B8793,R$3:R$8786))","v":1.0570691489886707E-4},{"$f":"MAX(IF($B$3:$B$8786=$B8793,S$3:S$8786))","v":9.6858508423310185E-3}]
[null,7,null,null,{"$f":"MAX(IF($B$3:$B$8786=$B8794,E$3:E$8786))","v":3.3109465312625872E-3},{"$f":"MAX(IF($B$3:$B$8786=$B8794,F$3:F$8786))","v":1.5474898780153713E-3},{"$f":"MAX(IF($B$3:$B$8786=$B8794,G$3:G$8786))","v":3.0164672880407572E-3},{"$f":"MAX(IF($B$3:$B$8786=$B8794,H$3:H$8786))","v":8.6883267469141864E-3},{"$f":"MAX(IF($B$3:$B$8786=$B8794,I$3:I$8786))","v":1.5597601540512758E-5},{"$f":"MAX(IF($B$3:$B$8786=$B8794,J$3:J$8786))","v":2.6479431570797181E-4},{"$f":"MAX(IF($B$3:$B$8786=$B8794,K$3:K$8786))","v":1.4843948461807224E-2},null,{"$f":"MAX(IF($B$3:$B$8786=$B8794,M$3:M$8786))","v":2.8590379329056833E-3},{"$f":"MAX(IF($B$3:$B$8786=$B8794,N$3:N$8786))","v":1.3011248389431279E-3},{"$f":"MAX(IF($B$3:$B$8786=$B8794,O$3:O$8786))","v":3.0377761204273841E-3},{"$f":"MAX(IF($B$3:$B$8786=$B8794,P$3:P$8786))","v":3.291872098648568E-3},{"$f":"MAX(IF($B$3:$B$8786=$B8794,Q$3:Q$8786))","v":2.2919689689460464E-6},{"$f":"MAX(IF($B$3:$B$8786=$B8794,R$3:R$8786))","v":1.0675679391412106E-4},{"$f":"MAX(IF($B$3:$B$8786=$B8794,S$3:S$8786))","v":9.2205093398823202E-3}]
[null,8,null,null,{"$f":"MAX(IF($B$3:$B$8786=$B8795,E$3:E$8786))","v":3.1860735754974225E-3},{"$f":"MAX(IF($B$3:$B$8786=$B8795,F$3:F$8786))","v":1.5650083594089339E-3},{"$f":"MAX(IF($B$3:$B$8786=$B8795,G$3:G$8786))","v":3.0336486618865281E-3},{"$f":"MAX(IF($B$3:$B$8786=$B8795,H$3:H$8786))","v":8.6463634515559114E-3},{"$f":"MAX(IF($B$3:$B$8786=$B8795,I$3:I$8786))","v":1.5494307790317184E-5},{"$f":"MAX(IF($B$3:$B$8786=$B8795,J$3:J$8786))","v":2.6413648564822193E-4},{"$f":"MAX(IF($B$3:$B$8786=$B8795,K$3:K$8786))","v":1.5046609185950254E-2},null,{"$f":"MAX(IF($B$3:$B$8786=$B8795,M$3:M$8786))","v":2.7512087928227365E-3},{"$f":"MAX(IF($B$3:$B$8786=$B8795,N$3:N$8786))","v":1.3158543254525711E-3},{"$f":"MAX(IF($B$3:$B$8786=$B8795,O$3:O$8786))","v":3.0550788663884446E-3},{"$f":"MAX(IF($B$3:$B$8786=$B8795,P$3:P$8786))","v":3.2759728576115849E-3},{"$f":"MAX(IF($B$3:$B$8786=$B8795,Q$3:Q$8786))","v":2.276790605175219E-6},{"$f":"MAX(IF($B$3:$B$8786=$B8795,R$3:R$8786))","v":1.0649157738962177E-4},{"$f":"MAX(IF($B$3:$B$8786=$B8795,S$3:S$8786))","v":9.3964312417663017E-3}]
[null,9,null,null,{"$f":"MAX(IF($B$3:$B$8786=$B8796,E$3:E$8786))","v":3.9674382626421652E-3},{"$f":"MAX(IF($B$3:$B$8786=$B8796,F$3:F$8786))","v":1.6120111570527668E-3},{"$f":"MAX(IF($B$3:$B$8786=$B8796,G$3:G$8786))","v":3.3958027411813401E-3},{"$f":"MAX(IF($B$3:$B$8786=$B8796,H$3:H$8786))","v":8.7457189658741892E-3},{"$f":"MAX(IF($B$3:$B$8786=$B8796,I$3:I$8786))","v":1.5450732300731166E-5},{"$f":"MAX(IF($B$3:$B$8786=$B8796,J$3:J$8786))","v":2.6339167538295868E-4},{"$f":"MAX(IF($B$3:$B$8786=$B8796,K$3:K$8786))","v":1.5915211602918453E-2},null,{"$f":"MAX(IF($B$3:$B$8786=$B8796,M$3:M$8786))","v":3.4259256023170632E-3},{"$f":"MAX(IF($B$3:$B$8786=$B8796,N$3:N$8786))","v":1.3553741364594391E-3},{"$f":"MAX(IF($B$3:$B$8786=$B8796,O$3:O$8786))","v":3.4197912630250099E-3},{"$f":"MAX(IF($B$3:$B$8786=$B8796,P$3:P$8786))","v":3.3136171192696055E-3},{"$f":"MAX(IF($B$3:$B$8786=$B8796,Q$3:Q$8786))","v":2.2703874623792979E-6},{"$f":"MAX(IF($B$3:$B$8786=$B8796,R$3:R$8786))","v":1.0619129316417971E-4},{"$f":"MAX(IF($B$3:$B$8786=$B8796,S$3:S$8786))","v":9.9920816037712776E-3}]
[null,10,null,null,{"$f":"MAX(IF($B$3:$B$8786=$B8797,E$3:E$8786))","v":4.8506872015385318E-3},{"$f":"MAX(IF($B$3:$B$8786=$B8797,F$3:F$8786))","v":1.7225118379352239E-3},{"$f":"MAX(IF($B$3:$B$8786=$B8797,G$3:G$8786))","v":3.4412257936699475E-3},{"$f":"MAX(IF($B$3:$B$8786=$B8797,H$3:H$8786))","v":8.7157561136344194E-3},{"$f":"MAX(IF($B$3:$B$8786=$B8797,I$3:I$8786))","v":1.552701846517056E-5},{"$f":"MAX(IF($B$3:$B$8786=$B8797,J$3:J$8786))","v":2.6469218609405376E-4},{"$f":"MAX(IF($B$3:$B$8786=$B8797,K$3:K$8786))","v":1.650277800373243E-2},null,{"$f":"MAX(IF($B$3:$B$8786=$B8797,M$3:M$8786))","v":4.1886205587772741E-3},{"$f":"MAX(IF($B$3:$B$8786=$B8797,N$3:N$8786))","v":1.4482827768705041E-3},{"$f":"MAX(IF($B$3:$B$8786=$B8797,O$3:O$8786))","v":3.4655351915979715E-3},{"$f":"MAX(IF($B$3:$B$8786=$B8797,P$3:P$8786))","v":3.3022646597964328E-3},{"$f":"MAX(IF($B$3:$B$8786=$B8797,Q$3:Q$8786))","v":2.2815972321122192E-6},{"$f":"MAX(IF($B$3:$B$8786=$B8797,R$3:R$8786))","v":1.0671561844509171E-4},{"$f":"MAX(IF($B$3:$B$8786=$B8797,S$3:S$8786))","v":1.0571662514664053E-2}]
[null,11,null,null,{"$f":"MAX(IF($B$3:$B$8786=$B8798,E$3:E$8786))","v":5.5212016637446286E-3},{"$f":"MAX(IF($B$3:$B$8786=$B8798,F$3:F$8786))","v":1.8847711392016729E-3},{"$f":"MAX(IF($B$3:$B$8786=$B8798,G$3:G$8786))","v":3.2468144584445148E-3},{"$f":"MAX(IF($B$3:$B$8786=$B8798,H$3:H$8786))","v":8.8768714285903053E-3},{"$f":"MAX(IF($B$3:$B$8786=$B8798,I$3:I$8786))","v":1.554403721631171E-5},{"$f":"MAX(IF($B$3:$B$8786=$B8798,J$3:J$8786))","v":2.6518398312492451E-4},{"$f":"MAX(IF($B$3:$B$8786=$B8798,K$3:K$8786))","v":1.7355485260537658E-2},null,{"$f":"MAX(IF($B$3:$B$8786=$B8798,M$3:M$8786))","v":4.7676170070461181E-3},{"$f":"MAX(IF($B$3:$B$8786=$B8798,N$3:N$8786))","v":1.584709909756239E-3},{"$f":"MAX(IF($B$3:$B$8786=$B8798,O$3:O$8786))","v":3.2697505019944543E-3},{"$f":"MAX(IF($B$3:$B$8786=$B8798,P$3:P$8786))","v":3.3633087509566356E-3},{"$f":"MAX(IF($B$3:$B$8786=$B8798,Q$3:Q$8786))","v":2.2840980300332597E-6},{"$f":"MAX(IF($B$3:$B$8786=$B8798,R$3:R$8786))","v":1.0691389564047587E-4},{"$f":"MAX(IF($B$3:$B$8786=$B8798,S$3:S$8786))","v":1.1384918360244963E-2}]
[null,12,null,null,{"$f":"MAX(IF($B$3:$B$8786=$B8799,E$3:E$8786))","v":7.7136156722716325E-3},{"$f":"MAX(IF($B$3:$B$8786=$B8799,F$3:F$8786))","v":2.4607012378860186E-3},{"$f":"MAX(IF($B$3:$B$8786=$B8799,G$3:G$8786))","v":3.5857628505981008E-3},{"$f":"MAX(IF($B$3:$B$8786=$B8799,H$3:H$8786))","v":8.0902036947925176E-3},{"$f":"MAX(IF($B$3:$B$8786=$B8799,I$3:I$8786))","v":1.4094786666402542E-5},{"$f":"MAX(IF($B$3:$B$8786=$B8799,J$3:J$8786))","v":2.4045801961764481E-4},{"$f":"MAX(IF($B$3:$B$8786=$B8799,K$3:K$8786))","v":1.8879066864824389E-2},null,{"$f":"MAX(IF($B$3:$B$8786=$B8799,M$3:M$8786))","v":6.6607900788027948E-3},{"$f":"MAX(IF($B$3:$B$8786=$B8799,N$3:N$8786))","v":2.06895020595398E-3},{"$f":"MAX(IF($B$3:$B$8786=$B8799,O$3:O$8786))","v":3.6110932826119075E-3},{"$f":"MAX(IF($B$3:$B$8786=$B8799,P$3:P$8786))","v":3.0652525614014046E-3},{"$f":"MAX(IF($B$3:$B$8786=$B8799,Q$3:Q$8786))","v":2.0711398210424553E-6},{"$f":"MAX(IF($B$3:$B$8786=$B8799,R$3:R$8786))","v":9.6945159780655193E-5},{"$f":"MAX(IF($B$3:$B$8786=$B8799,S$3:S$8786))","v":1.3187307081070809E-2}]
[]
["CP"]
[null,1,null,null,{"$f":"MAX(IF($K$3:$K$8786=$K8802,E$3:E$8786))","v":5.6021256841321532E-3},{"$f":"MAX(IF($K$3:$K$8786=$K8802,F$3:F$8786))","v":1.9961333842516832E-3},{"$f":"MAX(IF($K$3:$K$8786=$K8802,G$3:G$8786))","v":4.1897877464117392E-3},{"$f":"MAX(IF($K$3:$K$8786=$K8802,H$3:H$8786))","v":8.7840095040301533E-3},{"$f":"MAX(IF($K$3:$K$8786=$K8802,I$3:I$8786))","v":5.2040631344716196E-6},{"$f":"MAX(IF($K$3:$K$8786=$K8802,J$3:J$8786))","v":8.8251643192443688E-5},{"$f":"MAX(IF($B$3:$B$8786=$B8802,K$3:K$8786))","v":2.0665512025152644E-2},null,{"$f":"MAX(IF($S$3:$S$8786=$S8802,M$3:M$8786))","v":4.8374957688402378E-3},{"$f":"MAX(IF($S$3:$S$8786=$S8802,N$3:N$8786))","v":1.6783429507302237E-3},{"$f":"MAX(IF($S$3:$S$8786=$S8802,O$3:O$8786))","v":4.2193851119054059E-3},{"$f":"MAX(IF($S$3:$S$8786=$S8802,P$3:P$8786))","v":3.3281248096304252E-3},{"$f":"MAX(IF($S$3:$S$8786=$S8802,Q$3:Q$8786))","v":7.6470418773455481E-7},{"$f":"MAX(IF($S$3:$S$8786=$S8802,R$3:R$8786))","v":3.5580304885655881E-5},{"$f":"S8788","v":1.4099693650179683E-2}]
[null,2,null,null,{"$f":"MAX(IF($K$3:$K$8786=$K8803,E$3:E$8786))","v":5.4352437547067478E-3},{"$f":"MAX(IF($K$3:$K$8786=$K8803,F$3:F$8786))","v":2.0991303997086896E-3},{"$f":"MAX(IF($K$3:$K$8786=$K8803,G$3:G$8786))","v":3.3895977696304013E-3},{"$f":"MAX(IF($K$3:$K$8786=$K8803,H$3:H$8786))","v":8.3779260723628578E-3},{"$f":"MAX(IF($K$3:$K$8786=$K8803,I$3:I$8786))","v":1.5642010860590053E-5},{"$f":"MAX(IF($K$3:$K$8786=$K8803,J$3:J$8786))","v":2.6526072469491103E-4},{"$f":"MAX(IF($B$3:$B$8786=$B8803,K$3:K$8786))","v":1.9582800731964198E-2},null,{"$f":"MAX(IF($S$3:$S$8786=$S8803,M$3:M$8786))","v":4.3678672685652821E-3},{"$f":"MAX(IF($S$3:$S$8786=$S8803,N$3:N$8786))","v":1.7359632092606905E-3},{"$f":"MAX(IF($S$3:$S$8786=$S8803,O$3:O$8786))","v":4.217431744113276E-3},{"$f":"MAX(IF($S$3:$S$8786=$S8803,P$3:P$8786))","v":2.9669664747803319E-3},{"$f":"MAX(IF($S$3:$S$8786=$S8803,Q$3:Q$8786))","v":0},{"$f":"MAX(IF($S$3:$S$8786=$S8803,R$3:R$8786))","v":0},{"$f":"S8789","v":1.328822869671958E-2}]
[null,3,null,null,{"$f":"MAX(IF($K$3:$K$8786=$K8804,E$3:E$8786))","v":4.1603047294471816E-3},{"$f":"MAX(IF($K$3:$K$8786=$K8804,F$3:F$8786))","v":1.6840275703468362E-3},{"$f":"MAX(IF($K$3:$K$8786=$K8804,G$3:G$8786))","v":3.8297308786530838E-3},{"$f":"MAX(IF($K$3:$K$8786=$K8804,H$3:H$8786))","v":9.1050405115962411E-3},{"$f":"MAX(IF($K$3:$K$8786=$K8804,I$3:I$8786))","v":0},{"$f":"MAX(IF($K$3:$K$8786=$K8804,J$3:J$8786))","v":0},{"$f":"MAX(IF($B$3:$B$8786=$B8804,K$3:K$8786))","v":1.877910369004334E-2},null,{"$f":"MAX(IF($S$3:$S$8786=$S8804,M$3:M$8786))","v":3.8175609696491832E-3},{"$f":"MAX(IF($S$3:$S$8786=$S8804,N$3:N$8786))","v":1.3483982324038032E-3},{"$f":"MAX(IF($S$3:$S$8786=$S8804,O$3:O$8786))","v":3.9045475968066449E-3},{"$f":"MAX(IF($S$3:$S$8786=$S8804,P$3:P$8786))","v":3.280573425708198E-3},{"$f":"MAX(IF($S$3:$S$8786=$S8804,Q$3:Q$8786))","v":0},{"$f":"MAX(IF($S$3:$S$8786=$S8804,R$3:R$8786))","v":0},1.235108022456783E-2]
[null,4,null,null,{"$f":"MAX(IF($K$3:$K$8786=$K8805,E$3:E$8786))","v":4.0985533489869917E-3},{"$f":"MAX(IF($K$3:$K$8786=$K8805,F$3:F$8786))","v":1.5738111792815653E-3},{"$f":"MAX(IF($K$3:$K$8786=$K8805,G$3:G$8786))","v":3.4785626580918711E-3},{"$f":"MAX(IF($K$3:$K$8786=$K8805,H$3:H$8786))","v":8.6827351184492838E-3},{"$f":"MAX(IF($K$3:$K$8786=$K8805,I$3:I$8786))","v":0},{"$f":"MAX(IF($K$3:$K$8786=$K8805,J$3:J$8786))","v":0},{"$f":"MAX(IF($B$3:$B$8786=$B8805,K$3:K$8786))","v":1.7833662304809712E-2},null,{"$f":"MAX(IF($S$3:$S$8786=$S8805,M$3:M$8786))","v":3.5391448892782193E-3},{"$f":"MAX(IF($S$3:$S$8786=$S8805,N$3:N$8786))","v":1.323255709947384E-3},{"$f":"MAX(IF($S$3:$S$8786=$S8805,O$3:O$8786))","v":3.5031358099113972E-3},{"$f":"MAX(IF($S$3:$S$8786=$S8805,P$3:P$8786))","v":3.2897535174457879E-3},{"$f":"MAX(IF($S$3:$S$8786=$S8805,Q$3:Q$8786))","v":0},{"$f":"MAX(IF($S$3:$S$8786=$S8805,R$3:R$8786))","v":0},1.1655289926582789E-2]
[null,5,null,null,{"$f":"MAX(IF($K$3:$K$8786=$K8806,E$3:E$8786))","v":3.7974061402225668E-3},{"$f":"MAX(IF($K$3:$K$8786=$K8806,F$3:F$8786))","v":1.4882314010573811E-3},{"$f":"MAX(IF($K$3:$K$8786=$K8806,G$3:G$8786))","v":3.1498125060737269E-3},{"$f":"MAX(IF($K$3:$K$8786=$K8806,H$3:H$8786))","v":8.5607420784413885E-3},{"$f":"MAX(IF($K$3:$K$8786=$K8806,I$3:I$8786))","v":0},{"$f":"MAX(IF($K$3:$K$8786=$K8806,J$3:J$8786))","v":0},{"$f":"MAX(IF($B$3:$B$8786=$B8806,K$3:K$8786))","v":1.6996192125795062E-2},null,{"$f":"MAX(IF($S$3:$S$8786=$S8806,M$3:M$8786))","v":3.27910103622396E-3},{"$f":"MAX(IF($S$3:$S$8786=$S8806,N$3:N$8786))","v":1.2513004895994908E-3},{"$f":"MAX(IF($S$3:$S$8786=$S8806,O$3:O$8786))","v":3.1720633115133647E-3},{"$f":"MAX(IF($S$3:$S$8786=$S8806,P$3:P$8786))","v":3.2435322488023246E-3},{"$f":"MAX(IF($S$3:$S$8786=$S8806,Q$3:Q$8786))","v":0},{"$f":"MAX(IF($S$3:$S$8786=$S8806,R$3:R$8786))","v":0},1.094599708613914E-2]
[null,6,null,null,{"$f":"MAX(IF($K$3:$K$8786=$K8807,E$3:E$8786))","v":2.2746335888303602E-3},{"$f":"MAX(IF($K$3:$K$8786=$K8807,F$3:F$8786))","v":1.5211166285143329E-3},{"$f":"MAX(IF($K$3:$K$8786=$K8807,G$3:G$8786))","v":3.1554375161863138E-3},{"$f":"MAX(IF($K$3:$K$8786=$K8807,H$3:H$8786))","v":8.5097519402722796E-3},{"$f":"MAX(IF($K$3:$K$8786=$K8807,I$3:I$8786))","v":0},{"$f":"MAX(IF($K$3:$K$8786=$K8807,J$3:J$8786))","v":0},{"$f":"MAX(IF($B$3:$B$8786=$B8807,K$3:K$8786))","v":1.5460939673803287E-2},null,{"$f":"MAX(IF($S$3:$S$8786=$S8807,M$3:M$8786))","v":2.0246577941393498E-3},{"$f":"MAX(IF($S$3:$S$8786=$S8807,N$3:N$8786))","v":1.2789502900191286E-3},{"$f":"MAX(IF($S$3:$S$8786=$S8807,O$3:O$8786))","v":3.301489730004342E-3},{"$f":"MAX(IF($S$3:$S$8786=$S8807,P$3:P$8786))","v":3.0807530281681981E-3},{"$f":"MAX(IF($S$3:$S$8786=$S8807,Q$3:Q$8786))","v":0},{"$f":"MAX(IF($S$3:$S$8786=$S8807,R$3:R$8786))","v":0},9.6858508423310185E-3]
[null,7,null,null,{"$f":"MAX(IF($K$3:$K$8786=$K8808,E$3:E$8786))","v":2.2761644618461202E-3},{"$f":"MAX(IF($K$3:$K$8786=$K8808,F$3:F$8786))","v":1.398145018572474E-3},{"$f":"MAX(IF($K$3:$K$8786=$K8808,G$3:G$8786))","v":2.9409704868322744E-3},{"$f":"MAX(IF($K$3:$K$8786=$K8808,H$3:H$8786))","v":8.2286684945563539E-3},{"$f":"MAX(IF($K$3:$K$8786=$K8808,I$3:I$8786))","v":0},{"$f":"MAX(IF($K$3:$K$8786=$K8808,J$3:J$8786))","v":0},{"$f":"MAX(IF($B$3:$B$8786=$B8808,K$3:K$8786))","v":1.4843948461807224E-2},null,{"$f":"MAX(IF($S$3:$S$8786=$S8808,M$3:M$8786))","v":1.9654924887803314E-3},{"$f":"MAX(IF($S$3:$S$8786=$S8808,N$3:N$8786))","v":1.1755561299323582E-3},{"$f":"MAX(IF($S$3:$S$8786=$S8808,O$3:O$8786))","v":2.9617459971142471E-3},{"$f":"MAX(IF($S$3:$S$8786=$S8808,P$3:P$8786))","v":3.1177147240553844E-3},{"$f":"MAX(IF($S$3:$S$8786=$S8808,Q$3:Q$8786))","v":0},{"$f":"MAX(IF($S$3:$S$8786=$S8808,R$3:R$8786))","v":0},9.2205093398823202E-3]
[null,8,null,null,{"$f":"MAX(IF($K$3:$K$8786=$K8809,E$3:E$8786))","v":2.3281609903065903E-3},{"$f":"MAX(IF($K$3:$K$8786=$K8809,F$3:F$8786))","v":1.3854219928701762E-3},{"$f":"MAX(IF($K$3:$K$8786=$K8809,G$3:G$8786))","v":2.8759675246366988E-3},{"$f":"MAX(IF($K$3:$K$8786=$K8809,H$3:H$8786))","v":8.457058678136788E-3},{"$f":"MAX(IF($K$3:$K$8786=$K8809,I$3:I$8786))","v":0},{"$f":"MAX(IF($K$3:$K$8786=$K8809,J$3:J$8786))","v":0},{"$f":"MAX(IF($B$3:$B$8786=$B8809,K$3:K$8786))","v":1.5046609185950254E-2},null,{"$f":"MAX(IF($S$3:$S$8786=$S8809,M$3:M$8786))","v":2.2414702487685441E-3},{"$f":"MAX(IF($S$3:$S$8786=$S8809,N$3:N$8786))","v":1.1891508506301179E-3},{"$f":"MAX(IF($S$3:$S$8786=$S8809,O$3:O$8786))","v":2.8908163937710796E-3},{"$f":"MAX(IF($S$3:$S$8786=$S8809,P$3:P$8786))","v":3.0749937485965604E-3},{"$f":"MAX(IF($S$3:$S$8786=$S8809,Q$3:Q$8786))","v":0},{"$f":"MAX(IF($S$3:$S$8786=$S8809,R$3:R$8786))","v":0},9.3964312417663017E-3]
[null,9,null,null,{"$f":"MAX(IF($K$3:$K$8786=$K8810,E$3:E$8786))","v":2.6669675775229996E-3},{"$f":"MAX(IF($K$3:$K$8786=$K8810,F$3:F$8786))","v":1.3568320148507251E-3},{"$f":"MAX(IF($K$3:$K$8786=$K8810,G$3:G$8786))","v":3.2086265327731312E-3},{"$f":"MAX(IF($K$3:$K$8786=$K8810,H$3:H$8786))","v":8.6827854777715967E-3},{"$f":"MAX(IF($K$3:$K$8786=$K8810,I$3:I$8786))","v":0},{"$f":"MAX(IF($K$3:$K$8786=$K8810,J$3:J$8786))","v":0},{"$f":"MAX(IF($B$3:$B$8786=$B8810,K$3:K$8786))","v":1.5915211602918453E-2},null,{"$f":"MAX(IF($S$3:$S$8786=$S8810,M$3:M$8786))","v":3.2974975511701481E-3},{"$f":"MAX(IF($S$3:$S$8786=$S8810,N$3:N$8786))","v":1.0843803961061087E-3},{"$f":"MAX(IF($S$3:$S$8786=$S8810,O$3:O$8786))","v":2.5522535570851384E-3},{"$f":"MAX(IF($S$3:$S$8786=$S8810,P$3:P$8786))","v":2.9676015172868087E-3},{"$f":"MAX(IF($S$3:$S$8786=$S8810,Q$3:Q$8786))","v":1.8912328014005118E-6},{"$f":"MAX(IF($S$3:$S$8786=$S8810,R$3:R$8786))","v":8.8457349321674028E-5},9.9920816037712776E-3]
[null,10,null,null,{"$f":"MAX(IF($K$3:$K$8786=$K8811,E$3:E$8786))","v":3.1579849691897484E-3},{"$f":"MAX(IF($K$3:$K$8786=$K8811,F$3:F$8786))","v":1.4468038797591436E-3},{"$f":"MAX(IF($K$3:$K$8786=$K8811,G$3:G$8786))","v":3.1822330411491189E-3},{"$f":"MAX(IF($K$3:$K$8786=$K8811,H$3:H$8786))","v":8.7157561136344194E-3},{"$f":"MAX(IF($K$3:$K$8786=$K8811,I$3:I$8786))","v":0},{"$f":"MAX(IF($K$3:$K$8786=$K8811,J$3:J$8786))","v":0},{"$f":"MAX(IF($B$3:$B$8786=$B8811,K$3:K$8786))","v":1.650277800373243E-2},null,{"$f":"MAX(IF($S$3:$S$8786=$S8811,M$3:M$8786))","v":3.7787268708008286E-3},{"$f":"MAX(IF($S$3:$S$8786=$S8811,N$3:N$8786))","v":1.1526648751625274E-3},{"$f":"MAX(IF($S$3:$S$8786=$S8811,O$3:O$8786))","v":2.5897979634541346E-3},{"$f":"MAX(IF($S$3:$S$8786=$S8811,P$3:P$8786))","v":2.995974197407963E-3},{"$f":"MAX(IF($S$3:$S$8786=$S8811,Q$3:Q$8786))","v":1.1407986160561096E-6},{"$f":"MAX(IF($S$3:$S$8786=$S8811,R$3:R$8786))","v":5.3357809222545856E-5},1.0571662514664053E-2]
[null,11,null,null,{"$f":"MAX(IF($K$3:$K$8786=$K8812,E$3:E$8786))","v":4.5571302920910609E-3},{"$f":"MAX(IF($K$3:$K$8786=$K8812,F$3:F$8786))","v":1.4860378633653356E-3},{"$f":"MAX(IF($K$3:$K$8786=$K8812,G$3:G$8786))","v":2.6750196962436815E-3},{"$f":"MAX(IF($K$3:$K$8786=$K8812,H$3:H$8786))","v":8.3565693884963439E-3},{"$f":"MAX(IF($K$3:$K$8786=$K8812,I$3:I$8786))","v":1.554403721631171E-5},{"$f":"MAX(IF($K$3:$K$8786=$K8812,J$3:J$8786))","v":2.6518398312492451E-4},{"$f":"MAX(IF($B$3:$B$8786=$B8812,K$3:K$8786))","v":1.7355485260537658E-2},null,{"$f":"MAX(IF($S$3:$S$8786=$S8812,M$3:M$8786))","v":4.3398914948547442E-3},{"$f":"MAX(IF($S$3:$S$8786=$S8812,N$3:N$8786))","v":1.3170262778967102E-3},{"$f":"MAX(IF($S$3:$S$8786=$S8812,O$3:O$8786))","v":2.8117613343880115E-3},{"$f":"MAX(IF($S$3:$S$8786=$S8812,P$3:P$8786))","v":2.8798763190390417E-3},{"$f":"MAX(IF($S$3:$S$8786=$S8812,Q$3:Q$8786))","v":7.6060468947838815E-7},{"$f":"MAX(IF($S$3:$S$8786=$S8812,R$3:R$8786))","v":3.560232937697724E-5},1.1384918360244963E-2]
[null,12,null,null,{"$f":"MAX(IF($K$3:$K$8786=$K8813,E$3:E$8786))","v":5.0800901525950223E-3},{"$f":"MAX(IF($K$3:$K$8786=$K8813,F$3:F$8786))","v":2.1047109064947834E-3},{"$f":"MAX(IF($K$3:$K$8786=$K8813,G$3:G$8786))","v":3.5404239093710568E-3},{"$f":"MAX(IF($K$3:$K$8786=$K8813,H$3:H$8786))","v":8.0902036947925176E-3},{"$f":"MAX(IF($K$3:$K$8786=$K8813,I$3:I$8786))","v":3.5236966666006355E-6},{"$f":"MAX(IF($K$3:$K$8786=$K8813,J$3:J$8786))","v":6.0114504904411202E-5},{"$f":"MAX(IF($B$3:$B$8786=$B8813,K$3:K$8786))","v":1.8879066864824389E-2},null,{"$f":"MAX(IF($S$3:$S$8786=$S8813,M$3:M$8786))","v":6.6607900788027948E-3},{"$f":"MAX(IF($S$3:$S$8786=$S8813,N$3:N$8786))","v":1.7394106398387938E-3},{"$f":"MAX(IF($S$3:$S$8786=$S8813,O$3:O$8786))","v":3.1440408655557753E-3},{"$f":"MAX(IF($S$3:$S$8786=$S8813,P$3:P$8786))","v":1.5440491972717469E-3},{"$f":"MAX(IF($S$3:$S$8786=$S8813,Q$3:Q$8786))","v":2.0711398210424553E-6},{"$f":"MAX(IF($S$3:$S$8786=$S8813,R$3:R$8786))","v":9.6945159780655193E-5},1.3187307081070809E-2]
[]
["4CP",{"$f":"SUMIF($K$8802:$K$8813,$K8815,B$8802:B$8813)","v":1},null,null,{"$f":"SUMIF($K$8802:$K$8813,$K8815,E$8802:E$8813)","v":5.6021256841321532E-3},1.9961333842516832E-3,4.1897877464117392E-3,8.7840095040301533E-3,5.2040631344716196E-6,8.8251643192443688E-5,{"$f":"LARGE(K$8802:K$8813,1)","v":2.0665512025152644E-2},null,{"$f":"SUMIF($S$8802:$S$8813,$S8815,M$8802:M$8813)","v":4.8374957688402378E-3},1.6783429507302237E-3,4.2193851119054059E-3,3.3281248096304252E-3,7.6470418773455481E-7,3.5580304885655881E-5,{"$f":"LARGE(S$8802:S$8813,1)","v":1.4099693650179683E-2}]
[null,{"$f":"SUMIF($K$8802:$K$8813,$K8816,B$8802:B$8813)","v":2},null,null,5.4352437547067478E-3,2.0991303997086896E-3,3.3895977696304013E-3,8.3779260723628578E-3,1.5642010860590053E-5,2.6526072469491103E-4,{"$f":"LARGE(K$8802:K$8813,2)","v":1.9582800731964198E-2},null,4.3678672685652821E-3,1.7359632092606905E-3,4.217431744113276E-3,2.9669664747803319E-3,0,0,{"$f":"LARGE(S$8802:S$8813,2)","v":1.328822869671958E-2}]
[null,{"$f":"SUMIF($K$8802:$K$8813,$K8817,B$8802:B$8813)","v":12},null,null,5.0800901525950223E-3,2.1047109064947834E-3,3.5404239093710568E-3,8.0902036947925176E-3,3.5236966666006355E-6,6.0114504904411202E-5,{"$f":"LARGE(K$8802:K$8813,3)","v":1.8879066864824389E-2},null,6.6607900788027948E-3,1.7394106398387938E-3,3.1440408655557753E-3,1.5440491972717469E-3,2.0711398210424553E-6,9.6945159780655193E-5,{"$f":"LARGE(S$8802:S$8813,3)","v":1.3187307081070809E-2}]
[null,{"$f":"SUMIF($K$8802:$K$8813,$K8818,B$8802:B$8813)","v":3},null,null,4.1603047294471816E-3,1.6840275703468362E-3,3.8297308786530838E-3,9.1050405115962411E-3,0,0,{"$f":"LARGE(K$8802:K$8813,4)","v":1.877910369004334E-2},null,3.8175609696491832E-3,1.3483982324038032E-3,3.9045475968066449E-3,3.280573425708198E-3,0,0,{"$f":"LARGE(S$8802:S$8813,4)","v":1.235108022456783E-2}]

{"sheet":"2006 Input to CA model","index":2,"n_rows":33,"n_cols":23,"rows_kept":33,"cut":false,"hidden":false,"merged":[]}
[]
[" Feed into OEB Cost Allocation Model (version 50) sheet \"I6 Customer Data\", row 27"]
[null,null,null,1,2,3,4,5,6,7,8,9,10,11,12,13,14,15,16,17,18,19,20]
[null,"ID","Total","Residential","GS>50kW","Street Lighting","Sentinel Lighting","GS<50 kW","Intermediate Use"]
[]
["kWh - 30 year weather normalized amount",null,117394248.5599993,27252917.784579217,23215769.788801715,1125333.4197785456,66176.723736146203,13029066.168827049,52704984.674276628]
[]
[]
[" Feed into OEB Cost Allocation Model sheet (version 50) \"I8 Demand Data\", row 40, 45, 50, 55, 61 and 67"]
[null,null,null,1,2,3,4,5,6,7,8,9,10,11,12,13,14,15,16,17,18,19,20]
["Customer Classes",null,"Total","Residential","GS>50kW","Street Lighting","Sentinel Lighting","GS<50 kW","Intermediate Use"]
[]
["CO-INCIDENT PEAK (kW)"]
[]
["1 CP"]
["Total Sytem CP ","DCP1",20665.512025152646,5602.1256841321529,4189.7877464117391,88.251643192443694,5.2040631344716193,1996.1333842516831,8784.009504030153]
[]
["4 CP"]
["Total Sytem CP ","DCP4",77906.483311984572,20277.764320881102,14949.540304066282,413.62687279176595,24.369770661662308,7884.0022608019917,34357.179782781772]
[]
["12 CP"]
["Total Sytem CP ","DCP12",207861.30993133865,45434.765689877546,39616.170266053094,678.81085591669057,39.913807877974023,19540.402239073126,102551.24707254022]
[]
["NON CO_INCIDENT PEAK (kW)"]
[]
["1 NCP"]
["Classification NCP from \n Load Data Provider","DNCP1",23822.059988363984,7713.6156722716323,4242.6110315959131,269.19509946941503,15.874064092104081,2460.7012378860186,9120.0628830489022]
[]
["4 NCP"]
["Classification NCP from \n Load Data Provider","DNCP4",88383.421344097995,25897.207861828771,16100.924044653364,1064.6597408750838,62.741492773824774,9088.1621205642368,36169.726083402711]
[]
["12 NCP"]
["Classification NCP from \n Load Data Provider","DNCP12",230746.26075442176,57815.054195720149,42285.092050463514,3151.1776304861446,185.3457729666826,22440.967934046836,104868.62317073841]

{"sheet":"Revised Inputs to CA model","index":3,"n_rows":33,"n_cols":16,"rows_kept":33,"cut":false,"hidden":false,"merged":[[8,10,8,15]]}
[]
[" Feed into OEB Cost Allocation Model (version 50) sheet \"I6 Customer Data\", row 27"]
[]
[null,"ID","Total",{"$f":"'Hourly load shapes by class'!E2","v":"Residential"},{"$f":"'Hourly load shapes by class'!F2","v":"GS<50 kW"},{"$f":"'Hourly load shapes by class'!G2","v":"GS>50kW"},{"$f":"'Hourly load shapes by class'!H2","v":"Intermediate Use"},{"$f":"'Hourly load shapes by class'!I2","v":"Sentinel Lighting"},{"$f":"'Hourly load shapes by class'!J2","v":"Street Lighting"}]
[]
["kWh - 30 year weather normalized amount",null,{"$f":"SUM(D6:I6)","v":136980465.81815058},{"$f":"'Hourly load shapes by class'!V4","v":23652428.877803072},{"$f":"'Hourly load shapes by class'!X4","v":23398367.193098534},{"$f":"'Hourly load shapes by class'!W4","v":10991463.150941912},{"$f":"'Hourly load shapes by class'!Z4","v":9724.2513136267353},{"$f":"'Hourly load shapes by class'!AA4","v":453699.27091814537},{"$f":"'Hourly load shapes by class'!AB4","v":78474783.074075282}]
[]
[]
[" Feed into OEB Cost Allocation Model sheet (version 50) \"I8 Demand Data\", row 40, 45, 50, 55, 61 and 67",null,null,null,null,null,null,null,null,null,"2021 Demand Data"]
[]
["Customer Classes",null,"Total",{"$f":"'Hourly load shapes by class'!E2","v":"Residential"},{"$f":"'Hourly load shapes by class'!F2","v":"GS<50 kW"},{"$f":"'Hourly load shapes by class'!G2","v":"GS>50kW"},{"$f":"'Hourly load shapes by class'!H2","v":"Intermediate Use"},{"$f":"'Hourly load shapes by class'!I2","v":"Sentinel Lighting"},{"$f":"'Hourly load shapes by class'!J2","v":"Street Lighting"},null,{"$f":"D11","v":"Residential"},{"$f":"E11","v":"GS<50 kW"},{"$f":"F11","v":"GS>50kW"},{"$f":"G11","v":"Intermediate Use"},"Sentinel Lighting","Street Lighting"]
[]
["CO-INCIDENT PEAK (kW)"]
[]
["1 CP"]
["Total Sytem CP ","DCP1",{"$f":"SUM(D16:I16)","v":20665.512025152646},{"$f":"'Hourly load shapes by class'!E8802*1000000","v":5602.1256841321529},{"$f":"'Hourly load shapes by class'!F8802*1000000","v":1996.1333842516831},{"$f":"'Hourly load shapes by class'!G8802*1000000","v":4189.7877464117391},{"$f":"'Hourly load shapes by class'!H8802*1000000","v":8784.009504030153},{"$f":"'Hourly load shapes by class'!I8802*1000000","v":5.2040631344716193},{"$f":"'Hourly load shapes by class'!J8802*1000000","v":88.251643192443694},null,{"$f":"'Hourly load shapes by class'!M8815*1000000","v":4837.4957688402383},{"$f":"'Hourly load shapes by class'!N8815*1000000","v":1678.3429507302237},{"$f":"'Hourly load shapes by class'!O8815*1000000","v":4219.3851119054061},{"$f":"'Hourly load shapes by class'!P8815*1000000","v":3328.1248096304253},{"$f":"'Hourly load shapes by class'!Q8815*1000000","v":0.76470418773455484},{"$f":"'Hourly load shapes by class'!R8815*1000000","v":35.580304885655877}]
[]
["4 CP"]
["Total Sytem CP ","DCP4",{"$f":"SUM(D19:I19)","v":77906.483311984572},{"$f":"SUM('Hourly load shapes by class'!E8815:E8818)*1000000","v":20277.764320881102},{"$f":"SUM('Hourly load shapes by class'!F8815:F8818)*1000000","v":7884.0022608019917},{"$f":"SUM('Hourly load shapes by class'!G8815:G8818)*1000000","v":14949.540304066282},{"$f":"SUM('Hourly load shapes by class'!H8815:H8818)*1000000","v":34357.179782781772},{"$f":"SUM('Hourly load shapes by class'!I8815:I8818)*1000000","v":24.369770661662308},{"$f":"SUM('Hourly load shapes by class'!J8815:J8818)*1000000","v":413.62687279176595},null,{"$f":"SUM('Hourly load shapes by class'!M8815:M8818)*1000000","v":19683.7140858575},{"$f":"SUM('Hourly load shapes by class'!N8815:N8818)*1000000","v":6502.1150322335125},{"$f":"SUM('Hourly load shapes by class'!O8815:O8818)*1000000","v":15485.405318381103},{"$f":"SUM('Hourly load shapes by class'!P8815:P8818)*1000000","v":11119.713907390702},{"$f":"SUM('Hourly load shapes by class'!Q8815:Q8818)*1000000","v":2.83584400877701},{"$f":"SUM('Hourly load shapes by class'!R8815:R8818)*1000000","v":132.52546466631108}]
[]
["12 CP"]
["Total Sytem CP ","DCP12",{"$f":"SUM(D22:I22)","v":207861.30993133868},{"$f":"SUM('Hourly load shapes by class'!E8802:E8813)*1000000","v":45434.765689877546},{"$f":"SUM('Hourly load shapes by class'!F8802:F8813)*1000000","v":19540.402239073126},{"$f":"SUM('Hourly load shapes by class'!G8802:G8813)*1000000","v":39616.170266053094},{"$f":"SUM('Hourly load shapes by class'!H8802:H8813)*1000000","v":102551.24707254022},{"$f":"SUM('Hourly load shapes by class'!I8802:I8813)*1000000","v":39.913807877974023},{"$f":"SUM('Hourly load shapes by class'!J8802:J8813)*1000000","v":678.81085591669057},null,{"$f":"SUM('Hourly load shapes by class'!M8802:M8813)*1000000","v":44149.69645987363},{"$f":"SUM('Hourly load shapes by class'!N8802:N8813)*1000000","v":16274.400051527336},{"$f":"SUM('Hourly load shapes by class'!O8802:O8813)*1000000","v":39268.469415622822},{"$f":"SUM('Hourly load shapes by class'!P8802:P8813)*1000000","v":35769.913208192767},{"$f":"SUM('Hourly load shapes by class'!Q8802:Q8813)*1000000","v":6.6284801157120201},{"$f":"SUM('Hourly load shapes by class'!R8802:R8813)*1000000","v":309.94295258750816}]
[]
["NON CO_INCIDENT PEAK (kW)"]
[]
["1 NCP"]
["Classification NCP from \n Load Data Provider","DNCP1",{"$f":"SUM(D27:I27)","v":22570.275481129785},{"$f":"'Hourly load shapes by class'!E8788*1000000","v":6662.0028077144752},{"$f":"'Hourly load shapes by class'!F8788*1000000","v":2265.8325662127722},{"$f":"'Hourly load shapes by class'!G8788*1000000","v":4241.7294742871809},{"$f":"'Hourly load shapes by class'!H8788*1000000","v":9120.0628830489022},{"$f":"'Hourly load shapes by class'!I8788*1000000","v":15.6278162806179},{"$f":"'Hourly load shapes by class'!J8788*1000000","v":265.0199335858332},null,{"$f":"'Hourly load shapes by class'!M8788*1000000","v":5752.7110620891099},{"$f":"'Hourly load shapes by class'!N8788*1000000","v":1905.1052124273756},{"$f":"'Hourly load shapes by class'!O8788*1000000","v":4271.6937648847788},{"$f":"'Hourly load shapes by class'!P8788*1000000","v":3455.4502169582856},{"$f":"'Hourly load shapes by class'!Q8788*1000000","v":2.2964088340461957},{"$f":"'Hourly load shapes by class'!R8788*1000000","v":106.84775599246399}]
[]
["4 NCP"]
["Classification NCP from \n Load Data Provider","DNCP4",{"$f":"SUM(D30:I30)","v":88383.421344097995},{"$f":"(LARGE('Hourly load shapes by class'!E8788:E8799,1)+LARGE('Hourly load shapes by class'!E8788:E8799,2)+LARGE('Hourly load shapes by class'!E8788:E8799,3)+LARGE('Hourly load shapes by class'!E8788:E8799,4))*1000000","v":25897.207861828771},{"$f":"(LARGE('Hourly load shapes by class'!F8788:F8799,1)+LARGE('Hourly load shapes by class'!F8788:F8799,2)+LARGE('Hourly load shapes by class'!F8788:F8799,3)+LARGE('Hourly load shapes by class'!F8788:F8799,4))*1000000","v":9088.1621205642368},{"$f":"(LARGE('Hourly load shapes by class'!G8788:G8799,1)+LARGE('Hourly load shapes by class'!G8788:G8799,2)+LARGE('Hourly load shapes by class'!G8788:G8799,3)+LARGE('Hourly load shapes by class'!G8788:G8799,4))*1000000","v":16100.924044653364},{"$f":"(LARGE('Hourly load shapes by class'!H8788:H8799,1)+LARGE('Hourly load shapes by class'!H8788:H8799,2)+LARGE('Hourly load shapes by class'!H8788:H8799,3)+LARGE('Hourly load shapes by class'!H8788:H8799,4))*1000000","v":36169.726083402711},{"$f":"(LARGE('Hourly load shapes by class'!I8788:I8799,1)+LARGE('Hourly load shapes by class'!I8788:I8799,2)+LARGE('Hourly load shapes by class'!I8788:I8799,3)+LARGE('Hourly load shapes by class'!I8788:I8799,4))*1000000","v":62.741492773824781},{"$f":"(LARGE('Hourly load shapes by class'!J8788:J8799,1)+LARGE('Hourly load shapes by class'!J8788:J8799,2)+LARGE('Hourly load shapes by class'!J8788:J8799,3)+LARGE('Hourly load shapes by class'!J8788:J8799,4))*1000000","v":1064.6597408750838},null,{"$f":"(LARGE('Hourly load shapes by class'!M8788:M8799,1)+LARGE('Hourly load shapes by class'!M8788:M8799,2)+LARGE('Hourly load shapes by class'!M8788:M8799,3)+LARGE('Hourly load shapes by class'!M8788:M8799,4))*1000000","v":22362.517465685894},{"$f":"(LARGE('Hourly load shapes by class'!N8788:N8799,1)+LARGE('Hourly load shapes by class'!N8788:N8799,2)+LARGE('Hourly load shapes by class'!N8788:N8799,3)+LARGE('Hourly load shapes by class'!N8788:N8799,4))*1000000","v":7641.2993993688169},{"$f":"(LARGE('Hourly load shapes by class'!O8788:O8799,1)+LARGE('Hourly load shapes by class'!O8788:O8799,2)+LARGE('Hourly load shapes by class'!O8788:O8799,3)+LARGE('Hourly load shapes by class'!O8788:O8799,4))*1000000","v":16214.663680782542},{"$f":"(LARGE('Hourly load shapes by class'!P8788:P8799,1)+LARGE('Hourly load shapes by class'!P8788:P8799,2)+LARGE('Hourly load shapes by class'!P8788:P8799,3)+LARGE('Hourly load shapes by class'!P8788:P8799,4))*1000000","v":13704.14759688949},{"$f":"(LARGE('Hourly load shapes by class'!Q8788:Q8799,1)+LARGE('Hourly load shapes by class'!Q8788:Q8799,2)+LARGE('Hourly load shapes by class'!Q8788:Q8799,3)+LARGE('Hourly load shapes by class'!Q8788:Q8799,4))*1000000","v":9.2194658345036604},{"$f":"(LARGE('Hourly load shapes by class'!R8788:R8799,1)+LARGE('Hourly load shapes by class'!R8788:R8799,2)+LARGE('Hourly load shapes by class'!R8788:R8799,3)+LARGE('Hourly load shapes by class'!R8788:R8799,4))*1000000","v":429.23753948937599}]
[]
["12 NCP"]
["Classification NCP from \n Load Data Provider","DNCP12",{"$f":"SUM(D33:I33)","v":230746.26075442176},{"$f":"SUM('Hourly load shapes by class'!E8788:E8799)*1000000","v":57815.054195720149},{"$f":"SUM('Hourly load shapes by class'!F8788:F8799)*1000000","v":22440.967934046836},{"$f":"SUM('Hourly load shapes by class'!G8788:G8799)*1000000","v":42285.092050463514},{"$f":"SUM('Hourly load shapes by class'!H8788:H8799)*1000000","v":104868.62317073841},{"$f":"SUM('Hourly load shapes by class'!I8788:I8799)*1000000","v":185.3457729666826},{"$f":"SUM('Hourly load shapes by class'!J8788:J8799)*1000000","v":3151.1776304861446},null,{"$f":"SUM('Hourly load shapes by class'!M8788:M8799)*1000000","v":49923.920992927808},{"$f":"SUM('Hourly load shapes by class'!N8788:N8799)*1000000","v":18868.298399703363},{"$f":"SUM('Hourly load shapes by class'!O8788:O8799)*1000000","v":42583.801054379699},{"$f":"SUM('Hourly load shapes by class'!P8788:P8799)*1000000","v":39733.092998839325},{"$f":"SUM('Hourly load shapes by class'!Q8788:Q8799)*1000000","v":27.235389945151166},{"$f":"SUM('Hourly load shapes by class'!R8788:R8799)*1000000","v":1270.4563539634539}]