## Monthly Data
Date | Year | Residential_kWh | Res_CDM | Res_NoCDM | Residential_Customers | GS_lt_50_kWh | GS_lt_50_Customers | GS_lt_50_CDM | GS_lt_50_NoCDM | GS_gt_50_kWh | GS_gt_50_CDM | GS_gt_50_NoCDM | GS_gt_50_kW | GS_gt_50_Customers | Streetlights_kWh | Streetlights_kW | Streetlights_Connections | USL_kWh | USL_Customers | USL Connections | GDP | Ont_FTEAdj | Tor_FTEAdj | Ham_FTEAdj | Ont_FTE | Tor_FTE | Ham_FTE | MeanTemp | HDD20 | CDD20 | HDD18 | CDD18 | HDD16 | CDD16 | HDD14 | CDD14 | HDD12 | CDD12 | HDD10 | CDD10 | HDD8 | CDD8 | Jan | Feb | Mar | Apr | May | Jun | Jul | Aug | Sept | Oct | Nov | Dec | Spring | Fall | Shoulder | Trend | Month Days | Peak Days | AvgRes | AvgResD | ResD | AvgGSlt50 | AvgGSlt50D | GSlt50D | AvgGSgt50 | AvgGSgt50MD | AvgGSgt50PD | GSgt50MD | GSgt50PD
2010-01-01 | 2010 | 49397907 | 0 | 49397907 | 57642 | 15762767 | 4982 | 0 | 15762767 | 77865432 | 0 | 77865432 | 193851 | 979 | 975753 | 2155 | 14457 | 292706 | 0 | 603 | 609770.3 | 6466.9 | 2836.8 | 368.4 | 6434.5 | 2831.9 | 365.5 | -3.5871 | 731.2 | 0 | 669.2 | 0 | 607.2 | 0 | 545.2 | 0 | 483.2 | 0 | 421.2 | 0 | 359.2 | 0 | 1 | 0 | 0 | 0 | 0 | 0 | 0 | 0 | 0 | 0 | 0 | 0 | 0 | 0 | 0 | 1 | 31 | 20 | 856.9777 | 27.6444 | 1593480.871 | 3163.9436 | 102.0627 | 508476.3548 | 79535.6813 | 2565.6671 | 3976.7841 | 2511788.129 | 3893271.6
2010-02-01 | 2010 | 40768686 | 0 | 40768686 | 57677 | 14456043 | 4991 | 0 | 14456043 | 70892677 | 0 | 70892677 | 190226 | 978 | 824273 | 2184 | 14457 | 291806 | 0 | 604 | 609770.3 | 6471 | 2842.3 | 366.3 | 6404.1 | 2825.6 | 360.3 | -2.0214 | 616.6 | 0 | 560.6 | 0 | 504.6 | 0 | 448.6 | 0 | 392.6 | 0 | 336.6 | 0 | 280.6 | 0 | 0 | 1 | 0 | 0 | 0 | 0 | 0 | 0 | 0 | 0 | 0 | 0 | 0 | 0 | 0 | 2 | 28 | 19 | 706.8448 | 25.2445 | 1456024.5 | 2896.4222 | 103.4436 | 516287.25 | 72487.3998 | 2588.8357 | 3815.1263 | 2531881.3214 | 3731193.5263
2010-03-01 | 2010 | 40910014 | 0 | 40910014 | 57709 | 14266604 | 4993 | 0 | 14266604 | 76083324 | 0 | 76083324 | 199292 | 983 | 823304 | 2202 | 14599 | 293979 | 0 | 605 | 609770.3 | 6477.5 | 2849.8 | 367.5 | 6377.2 | 2813.8 | 359.4 | 4.5032 | 480.4 | 0 | 418.4 | 0 | 356.4 | 0 | 294.4 | 0 | 232.4 | 0 | 172.7 | 2.3 | 118.9 | 10.5 | 0 | 0 | 1 | 0 | 0 | 0 | 0 | 0 | 0 | 0 | 0 | 0 | 1 | 0 | 1 | 3 | 31 | 23 | 708.9018 | 22.8678 | 1319677.871 | 2857.321 | 92.1716 | 460213.0323 | 77399.1089 | 2496.7454 | 3365.1786 | 2454300.7742 | 3307970.6087
2010-04-01 | 2010 | 36681881 | 0 | 36681881 | 57751 | 12709245 | 4962 | 0 | 12709245 | 70016664 | 0 | 70016664 | 181890 | 994 | 698785 | 2202 | 14701 | 291851 | 0 | 606 | 609770.3 | 6485 | 2844.4 | 364.7 | 6401.7 | 2815.5 | 358.4 | 9.7033 | 308.9 | 0 | 248.9 | 0 | 188.9 | 0 | 130.3 | 1.4 | 78.5 | 9.6 | 39.8 | 30.9 | 11.4 | 62.5 | 0 | 0 | 0 | 1 | 0 | 0 | 0 | 0 | 0 | 0 | 0 | 0 | 1 | 0 | 1 | 4 | 30 | 20 | 635.1731 | 21.1724 | 1222729.3667 | 2561.315 | 85.3772 | 423641.5 | 70439.2998 | 2347.9767 | 3521.965 | 2333888.8 | 3500833.2
2010-05-01 | 2010 | 44687288 | 0 | 44687288 | 57814 | 13617876 | 4969 | 0 | 13617876 | 75214102 | 0 | 75214102 | 191949 | 996 | 635554 | 2202 | 14701 | 292854 | 0 | 605 | 609770.3 | 6506.8 | 2847.5 | 364.3 | 6468.9 | 2831.7 | 362.4 | 14.5484 | 178.6 | 9.6 | 131.8 | 24.8 | 91.8 | 46.8 | 59.9 | 76.9 | 36.5 | 115.5 | 20 | 161 | 6 | 209 | 0 | 0 | 0 | 0 | 1 | 0 | 0 | 0 | 0 | 0 | 0 | 0 | 1 | 0 | 1 | 5 | 31 | 20 | 772.9493 | 24.9338 | 1441525.4194 | 2740.5667 | 88.4054 | 439286.3226 | 75516.1667 | 2436.0054 | 3775.8083 | 2426261.3548 | 3760705.1
2010-06-01 | 2010 | 51533466 | 0 | 51533466 | 57809 | 14352297 | 4976 | 0 | 14352297 | 78113215 | 0 | 78113215 | 218312 | 997 | 571953 | 2202 | 14701 | 292127 | 0 | 588 | 609770.3 | 6540.8 | 2859.9 | 367.2 | 6578.9 | 2867.7 | 370.1 | 19.37 | 47.6 | 28.7 | 20.3 | 61.4 | 3.9 | 105 | 0 | 161.1 | 0 | 221.1 | 0 | 281.1 | 0 | 341.1 | 0 | 0 | 0 | 0 | 0 | 1 | 0 | 0 | 0 | 0 | 0 | 0 | 0 | 0 | 0 | 6 | 30 | 22 | 891.4437 | 29.7148 | 1717782.2 | 2884.3041 | 96.1435 | 478409.9 | 78348.2598 | 2611.6087 | 3561.2845 | 2603773.8333 | 3550600.6818
2010-07-01 | 2010 | 61497459 | 0 | 61497459 | 57987 | 16022256 | 4982 | 0 | 16022256 | 83811408 | 0 | 83811408 | 209550 | 995 | 612762 | 2202 | 14701 | 292850 | 0 | 611 | 609770.3 | 6561 | 2878.7 | 372.2 | 6640.9 | 2899.6 | 375.7 | 23.4129 | 6.2 | 112 | 0.6 | 168.4 | 0 | 229.8 | 0 | 291.8 | 0 | 353.8 | 0 | 415.8 | 0 | 477.8 | 0 | 0 | 0 | 0 | 0 | 0 | 1 | 0 | 0 | 0 | 0 | 0 | 0 | 0 | 0 | 7 | 31 | 21 | 1060.5387 | 34.2109 | 1983789 | 3216.0289 | 103.7429 | 516846.9677 | 84232.5709 | 2717.1797 | 4011.0748 | 2703593.8065 | 3991019.4286
2010-08-01 | 2010 | 57219511 | 0 | 57219511 | 58018 | 15750964 | 4983 | 0 | 15750964 | 83014987 | 0 | 83014987 | 213330 | 998 | 688288 | 2202 | 14701 | 292538 | 0 | 605 | 609770.3 | 6568.9 | 2895.3 | 377 | 6662.6 | 2928.4 | 379.1 | 22.7 | 6.1 | 89.8 | 0 | 145.7 | 0 | 207.7 | 0 | 269.7 | 0 | 331.7 | 0 | 393.7 | 0 | 455.7 | 0 | 0 | 0 | 0 | 0 | 0 | 0 | 1 | 0 | 0 | 0 | 0 | 0 | 0 | 0 | 8 | 31 | 21 | 986.2372 | 31.8141 | 1845790.6774 | 3160.94 | 101.9658 | 508095.6129 | 83181.3497 | 2683.2693 | 3961.0167 | 2677902.8065 | 3953094.619
2010-09-01 | 2010 | 45833578 | 0 | 45833578 | 58071 | 13403453 | 4981 | 0 | 13403453 | 73574953 | 0 | 73574953 | 223610 | 1000 | 759741 | 2202 | 14701 | 292222 | 0 | 605 | 609770.3 | 6556 | 2891.8 | 377.3 | 6611.2 | 2912 | 376.7 | 16.9533 | 113.9 | 22.5 | 67.5 | 36.1 | 28.2 | 56.8 | 5.8 | 94.4 | 0.1 | 148.7 | 0 | 208.6 | 0 | 268.6 | 0 | 0 | 0 | 0 | 0 | 0 | 0 | 0 | 1 | 0 | 0 | 0 | 0 | 1 | 1 | 9 | 30 | 21 | 789.2679 | 26.3089 | 1527785.9333 | 2690.9161 | 89.6972 | 446781.7667 | 73574.953 | 2452.4984 | 3503.5692 | 2452498.4333 | 3503569.1905
2010-10-01 | 2010 | 41340554 | 0 | 41340554 | 58121 | 13142565 | 4981 | 0 | 13142565 | 71065323 | 0 | 71065323 | 210107 | 1006 | 885728 | 2202 | 14701 | 292554 | 0 | 605 | 609770.3 | 6551.6 | 2893.7 | 373.6 | 6587.1 | 2907.8 | 372.9 | 11.5581 | 261.7 | 0 | 199.9 | 0.2 | 141.1 | 3.4 | 89.2 | 13.5 | 44.2 | 30.5 | 16 | 64.3 | 5.9 | 116.2 | 0 | 0 | 0 | 0 | 0 | 0 | 0 | 0 | 0 | 1 | 0 | 0 | 0 | 1 | 1 | 10 | 31 | 20 | 711.2843 | 22.9447 | 1333566.2581 | 2638.5394 | 85.1142 | 423953.7097 | 70641.4742 | 2278.7572 | 3532.0737 | 2292429.7742 | 3553266.15
2010-11-01 | 2010 | 39815993 | 0 | 39815993 | 58162 | 13574075 | 5023 | 0 | 13574075 | 71655511 | 0 | 71655511 | 196628 | 1007 | 943199 | 2202 | 14701 | 292222 | 0 | 605 | 609770.3 | 6555.7 | 2893.6 | 372.3 | 6566.6 | 2895.2 | 371.5 | 5.2633 | 442.1 | 0 | 382.1 | 0 | 322.1 | 0 | 262.1 | 0 | 202.7 | 0.6 | 145 | 2.9 | 91 | 8.9 | 0 | 0 | 0 | 0 | 0 | 0 | 0 | 0 | 0 | 0 | 1 | 0 | 0 | 1 | 1 | 11 | 30 | 22 | 684.5706 | 22.819 | 1327199.7667 | 2702.384 | 90.0795 | 452469.1667 | 71157.4091 | 2371.9136 | 3234.4277 | 2388517.0333 | 3257068.6818
2010-12-01 | 2010 | 47209999 | 0 | 47209999 | 58247 | 15142180 | 5036 | 0 | 15142180 | 74889412 | 0 | 74889412 | 174261 | 1013 | 1048047 | 2259 | 14701 | 294842 | 0 | 601 | 609770.3 | 6578.3 | 2918.5 | 370.9 | 6584.1 | 2927.8 | 370.2 | -2.4387 | 695.6 | 0 | 633.6 | 0 | 571.6 | 0 | 509.6 | 0 | 447.6 | 0 | 385.6 | 0 | 323.9 | 0.3 | 0 | 0 | 0 | 0 | 0 | 0 | 0 | 0 | 0 | 0 | 0 | 1 | 0 | 0 | 0 | 12 | 31 | 21 | 810.5138 | 26.1456 | 1522903.1935 | 3006.7871 | 96.9931 | 488457.4194 | 73928.3435 | 2384.7853 | 3520.3973 | 2415787.4839 | 3566162.4762
2011-01-01 | 2011 | 49366174 | 90742.4761 | 49456916.4761 | 58273 | 15948894 | 5045 | 46233.3349 | 15995127.3349 | 79314255 | 184951.0928 | 79499206.0928 | 192635 | 1021 | 1026582 | 2268 | 14927 | 292859 | 0 | 604 | 625936.9 | 6606.3 | 2938.5 | 372.1 | 6571.2 | 2934.1 | 369.4 | -5.4419 | 788.7 | 0 | 726.7 | 0 | 664.7 | 0 | 602.7 | 0 | 540.7 | 0 | 478.7 | 0 | 416.7 | 0 | 1 | 0 | 0 | 0 | 0 | 0 | 0 | 0 | 0 | 0 | 0 | 0 | 0 | 0 | 0 | 13 | 31 | 20 | 848.7107 | 27.3778 | 1595384.4025 | 3170.491 | 102.2739 | 515971.8495 | 77864.0608 | 2511.7439 | 3893.203 | 2564490.5191 | 3974960.3046
2011-02-01 | 2011 | 41646640 | 90742.4761 | 41737382.4761 | 58299 | 14508851 | 5089 | 46233.3349 | 14555084.3349 | 71604165 | 184951.0928 | 71789116.0928 | 189352 | 977 | 858134 | 2277 | 14976 | 276643 | 0 | 604 | 625936.9 | 6619.5 | 2947.4 | 369.6 | 6548.1 | 2929.4 | 365.4 | -3.6143 | 661.2 | 0 | 605.2 | 0 | 549.2 | 0 | 493.2 | 0 | 437.2 | 0 | 381.2 | 0 | 325.2 | 0 | 0 | 1 | 0 | 0 | 0 | 0 | 0 | 0 | 0 | 0 | 0 | 0 | 0 | 0 | 0 | 14 | 28 | 19 | 715.9194 | 25.5685 | 1490620.8027 | 2860.107 | 102.1467 | 519824.4405 | 73479.1362 | 2624.2549 | 3867.323 | 2563897.0033 | 3778374.5312
2011-03-01 | 2011 | 42432747 | 90742.4761 | 42523489.4761 | 58318 | 15118512 | 5088 | 46233.3349 | 15164745.3349 | 79168308 | 184951.0928 | 79353259.0928 | 199423 | 979 | 851260 | 2277 | 15036 | 278717 | 0 | 599 | 625936.9 | 6628.6 | 2938.7 | 369.8 | 6523.7 | 2901.9 | 363.6 | 0.40323 | 607.5 | 0 | 545.5 | 0 | 483.5 | 0 | 421.5 | 0 | 359.5 | 0 | 297.5 | 0 | 237.8 | 2.3 | 0 | 0 | 1 | 0 | 0 | 0 | 0 | 0 | 0 | 0 | 0 | 0 | 1 | 0 | 1 | 15 | 31 | 23 | 729.1658 | 23.5215 | 1371725.467 | 2980.4924 | 96.1449 | 489185.3334 | 81055.423 | 2614.6911 | 3524.1488 | 2559782.5514 | 3450141.6997
2011-04-01 | 2011 | 38424019 | 90742.4761 | 38514761.4761 | 58345 | 13472398 | 5085 | 46233.3349 | 13518631.3349 | 71394821 | 184951.0928 | 71579772.0928 | 177390 | 980 | 722513 | 2277 | 15036 | 276431 | 0 | 599 | 625936.9 | 6635.5 | 2929.9 | 372 | 6550 | 2898.7 | 367.1 | 6.1433 | 415.7 | 0 | 355.7 | 0 | 295.7 | 0 | 235.7 | 0 | 177.5 | 1.8 | 125.8 | 10.1 | 75.8 | 20.1 | 0 | 0 | 0 | 1 | 0 | 0 | 0 | 0 | 0 | 0 | 0 | 0 | 1 | 0 | 1 | 16 | 30 | 19 | 660.121 | 22.004 | 1283825.3825 | 2658.5312 | 88.6177 | 450621.0445 | 73040.5838 | 2434.6861 | 3844.2413 | 2385992.4031 | 3767356.4259
2011-05-01 | 2011 | 42408613 | 90742.4761 | 42499355.4761 | 58385 | 13580628 | 5078 | 46233.3349 | 13626861.3349 | 74077734 | 184951.0928 | 74262685.0928 | 196574 | 982 | 657139 | 2277 | 15036 | 271003 | 0 | 600 | 625936.9 | 6645.8 | 2930.2 | 375 | 6612 | 2912 | 374.6 | 11.9677 | 251.7 | 2.7 | 191.7 | 4.7 | 134.8 | 9.8 | 85.7 | 22.7 | 42.4 | 41.4 | 12.8 | 73.8 | 3.3 | 126.3 | 0 | 0 | 0 | 0 | 1 | 0 | 0 | 0 | 0 | 0 | 0 | 0 | 1 | 0 | 1 | 17 | 31 | 21 | 727.9157 | 23.4812 | 1370946.9508 | 2683.5095 | 86.5648 | 439576.1721 | 75623.9156 | 2439.4811 | 3601.1388 | 2395570.4869 | 3536318.3378
2011-06-01 | 2011 | 49689088 | 90742.4761 | 49779830.4761 | 58495 | 14441555 | 5082 | 46233.3349 | 14487788.3349 | 76932742 | 184951.0928 | 77117693.0928 | 200273 | 985 | 591348 | 2277 | 15036 | 270213 | 0 | 605 | 625936.9 | 6662 | 2934.9 | 375.2 | 6706.8 | 2941 | 379.2 | 18.6533 | 53.2 | 12.8 | 22.4 | 42 | 6.8 | 86.4 | 0.3 | 139.9 | 0 | 199.6 | 0 | 259.6 | 0 | 319.6 | 0 | 0 | 0 | 0 | 0 | 1 | 0 | 0 | 0 | 0 | 0 | 0 | 0 | 0 | 0 | 18 | 30 | 22 | 851.01 | 28.367 | 1659327.6825 | 2850.8045 | 95.0268 | 482926.2778 | 78292.0742 | 2609.7358 | 3558.7306 | 2570589.7698 | 3505349.686
2011-07-01 | 2011 | 61625002 | 90742.4761 | 61715744.4761 | 58515 | 16563549 | 5096 | 46233.3349 | 16609782.3349 | 84466569 | 184951.0928 | 84651520.0928 | 214167 | 983 | 634718 | 2277 | 15036 | 271583 | 0 | 605 | 625936.9 | 6665.8 | 2928.1 | 375.3 | 6755.3 | 2949.3 | 379.4 | 24.1258 | 2.6 | 130.5 | 0 | 189.9 | 0 | 251.9 | 0 | 313.9 | 0 | 375.9 | 0 | 437.9 | 0 | 499.9 | 0 | 0 | 0 | 0 | 0 | 0 | 1 | 0 | 0 | 0 | 0 | 0 | 0 | 0 | 0 | 19 | 31 | 20 | 1054.6996 | 34.0226 | 1990830.467 | 3259.3764 | 105.1412 | 535799.4302 | 86115.4833 | 2777.9188 | 4305.7742 | 2730694.1965 | 4232576.0046
2011-08-01 | 2011 | 56052529 | 90742.4761 | 56143271.4761 | 58526 | 15817066 | 5089 | 46233.3349 | 15863299.3349 | 82014098 | 184951.0928 | 82199049.0928 | 238830 | 983 | 758824 | 2276 | 15041 | 271317 | 0 | 606 | 625936.9 | 6677.5 | 2922.7 | 371.4 | 6778 | 2957.5 | 372.8 | 21.8194 | 7.1 | 63.5 | 0 | 118.4 | 0 | 180.4 | 0 | 242.4 | 0 | 304.4 | 0 | 366.4 | 0 | 428.4 | 0 | 0 | 0 | 0 | 0 | 0 | 0 | 1 | 0 | 0 | 0 | 0 | 0 | 0 | 0 | 20 | 31 | 22 | 959.2877 | 30.9448 | 1811073.2734 | 3117.1742 | 100.554 | 511719.3334 | 83620.5993 | 2697.4387 | 3800.9363 | 2651582.2288 | 3736320.4133
2011-09-01 | 2011 | 44303045 | 90742.4761 | 44393787.4761 | 58615 | 13485911 | 5088 | 46233.3349 | 13532144.3349 | 74299994 | 184951.0928 | 74484945.0928 | 200230 | 984 | 788049 | 2277 | 15041 | 271024 | 0 | 606 | 625936.9 | 6674.4 | 2918.3 | 372.6 | 6734.6 | 2940.6 | 371.1 | 17.6167 | 83.1 | 11.6 | 41.6 | 30.1 | 16.5 | 65 | 5.7 | 114.2 | 0.4 | 168.9 | 0 | 228.5 | 0 | 288.5 | 0 | 0 | 0 | 0 | 0 | 0 | 0 | 0 | 1 | 0 | 0 | 0 | 0 | 1 | 1 | 21 | 30 | 21 | 757.3793 | 25.246 | 1479792.9159 | 2659.6196 | 88.654 | 451071.4778 | 75696.0824 | 2523.2027 | 3604.5754 | 2482831.5031 | 3546902.1473
2011-10-01 | 2011 | 41882054 | 90742.4761 | 41972796.4761 | 58637 | 13233997 | 5102 | 46233.3349 | 13280230.3349 | 71946177 | 184951.0928 | 72131128.0928 | 204528 | 983 | 918269 | 2277 | 15041 | 271610 | 0 | 606 | 625936.9 | 6668.1 | 2912.1 | 374.6 | 6702.2 | 2925.9 | 373.4 | 11.5871 | 261.7 | 0.9 | 203.5 | 4.7 | 148.4 | 11.6 | 102.2 | 27.4 | 61.1 | 48.3 | 30.6 | 79.8 | 13.2 | 124.4 | 0 | 0 | 0 | 0 | 0 | 0 | 0 | 0 | 0 | 1 | 0 | 0 | 0 | 1 | 1 | 22 | 31 | 20 | 715.8074 | 23.0906 | 1353961.1766 | 2602.946 | 83.966 | 428394.5269 | 73378.5637 | 2367.0504 | 3668.9282 | 2326810.5836 | 3606556.4046
2011-11-01 | 2011 | 39806546 | 90742.4761 | 39897288.4761 | 58706 | 13536526 | 5122 | 46233.3349 | 13582759.3349 | 70880320 | 184951.0928 | 71065271.0928 | 208328 | 991 | 981306 | 2287 | 15041 | 271024 | 0 | 606 | 625936.9 | 6662.8 | 2908.5 | 383.7 | 6669.4 | 2909.9 | 381.7 | 8.0533 | 358.4 | 0 | 298.4 | 0 | 238.4 | 0 | 179.4 | 1 | 127.1 | 8.7 | 82 | 23.6 | 50 | 51.6 | 0 | 0 | 0 | 0 | 0 | 0 | 0 | 0 | 0 | 0 | 1 | 0 | 0 | 1 | 1 | 23 | 30 | 22 | 679.6118 | 22.6537 | 1329909.6159 | 2651.8468 | 88.3949 | 452758.6445 | 71710.6671 | 2390.3556 | 3259.5758 | 2368842.3698 | 3230239.5951
2011-12-01 | 2011 | 43716549 | 90742.4761 | 43807291.4761 | 58745 | 14776178 | 5123 | 46233.3349 | 14822411.3349 | 72129927 | 184951.0928 | 72314878.0928 | 175026 | 995 | 1059138 | 2287 | 15041 | 274355 | 0 | 606 | 625936.9 | 6667.5 | 2903 | 387.6 | 6668.3 | 2910.1 | 386.4 | 2.4742 | 543.3 | 0 | 481.3 | 0 | 419.3 | 0 | 357.3 | 0 | 295.3 | 0 | 233.4 | 0.1 | 173.9 | 2.6 | 0 | 0 | 0 | 0 | 0 | 0 | 0 | 0 | 0 | 0 | 0 | 1 | 0 | 0 | 0 | 24 | 31 | 20 | 745.7195 | 24.0555 | 1413138.4347 | 2893.3069 | 93.3325 | 478142.3011 | 72678.2694 | 2344.4603 | 3633.9135 | 2332738.003 | 3615743.9046
2012-01-01 | 2012 | 46828561 | 242119.8973 | 47070680.8973 | 58846 | 15377774 | 5121 | 114356.2817 | 15492130.2817 | 77199795 | 661548.963 | 77861343.963 | 208709 | 996 | 1035847 | 2287 | 15041 | 372128 | 0 | 609 | 634944.3 | 6673.6 | 2903.3 | 390.1 | 6635.9 | 2898.2 | 387.2 | -0.34516 | 630.7 | 0 | 568.7 | 0 | 506.7 | 0 | 444.7 | 0 | 382.7 | 0 | 320.7 | 0 | 258.7 | 0 | 1 | 0 | 0 | 0 | 0 | 0 | 0 | 0 | 0 | 0 | 0 | 0 | 0 | 0 | 0 | 25 | 31 | 21 | 799.896 | 25.8031 | 1518409.0612 | 3025.2158 | 97.5876 | 499746.1381 | 78174.0401 | 2521.7432 | 3722.5733 | 2511656.2569 | 3707683.0459
2012-02-01 | 2012 | 40144723 | 242119.8973 | 40386842.8973 | 58886 | 14331621 | 5127 | 114356.2817 | 14445977.2817 | 72250757 | 661548.963 | 72912305.963 | 186053 | 995 | 893228 | 2287 | 15041 | 271088 | 0 | 607 | 634944.3 | 6670.7 | 2901.2 | 388.4 | 6598 | 2881 | 385.8 | 0.84828 | 555.4 | 0 | 497.4 | 0 | 439.4 | 0 | 381.4 | 0 | 323.4 | 0 | 265.4 | 0 | 207.4 | 0 | 0 | 1 | 0 | 0 | 0 | 0 | 0 | 0 | 0 | 0 | 0 | 0 | 0 | 0 | 0 | 26 | 29 | 20 | 685.848 | 23.6499 | 1392649.7551 | 2817.6277 | 97.1596 | 498137.1476 | 73278.6995 | 2526.8517 | 3663.935 | 2514217.447 | 3645615.2982
2012-03-01 | 2012 | 38792419 | 242119.8973 | 39034538.8973 | 58950 | 14211977 | 5122 | 114356.2817 | 14326333.2817 | 74228247 | 661548.963 | 74889795.963 | 180847 | 996 | 852724 | 2287 | 15041 | 272285 | 0 | 605 | 634944.3 | 6674 | 2907.4 | 385 | 6569.8 | 2869.6 | 380.7 | 6.1129 | 430.5 | 0 | 368.5 | 0 | 306.5 | 0 | 244.8 | 0.3 | 184.9 | 2.4 | 132.9 | 12.4 | 93.1 | 34.6 | 0 | 0 | 1 | 0 | 0 | 0 | 0 | 0 | 0 | 0 | 0 | 0 | 1 | 0 | 1 | 27 | 31 | 22 | 662.1635 | 21.3601 | 1259178.6741 | 2797.0194 | 90.2264 | 462139.7833 | 75190.5582 | 2425.5019 | 3417.7526 | 2415799.8698 | 3404081.6347
2012-04-01 | 2012 | 37716766 | 242119.8973 | 37958885.8973 | 59035 | 13069683 | 5123 | 114356.2817 | 13184039.2817 | 69239673 | 661548.963 | 69901221.963 | 191354 | 996 | 723442 | 2287 | 15095 | 270583 | 0 | 605 | 634944.3 | 6685.8 | 2912.5 | 382.5 | 6603.3 | 2883 | 378.9 | 7.86 | 364.2 | 0 | 304.2 | 0 | 244.2 | 0 | 186.6 | 2.4 | 134.2 | 10 | 83.5 | 19.3 | 38 | 33.8 | 0 | 0 | 0 | 1 | 0 | 0 | 0 | 0 | 0 | 0 | 0 | 0 | 1 | 0 | 1 | 28 | 30 | 19 | 642.9895 | 21.433 | 1265296.1966 | 2573.4998 | 85.7833 | 439467.9761 | 70181.9498 | 2339.3983 | 3693.7868 | 2330040.7321 | 3679011.6823
2012-05-01 | 2012 | 42865233 | 242119.8973 | 43107352.8973 | 59072 | 13868621 | 5123 | 114356.2817 | 13982977.2817 | 75036444 | 661548.963 | 75697992.963 | 200873 | 998 | 658589 | 2287 | 15095 | 271142 | 0 | 604 | 634944.3 | 6690.1 | 2917.9 | 376.3 | 6658.1 | 2902.3 | 375.1 | 15.4903 | 152 | 12.2 | 101 | 23.2 | 62 | 46.2 | 31.1 | 77.3 | 11.4 | 119.6 | 1.9 | 172.1 | 0 | 232.2 | 0 | 0 | 0 | 0 | 1 | 0 | 0 | 0 | 0 | 0 | 0 | 0 | 1 | 0 | 1 | 29 | 31 | 22 | 729.7426 | 23.5401 | 1390559.7709 | 2729.451 | 88.0468 | 451063.7833 | 75849.6923 | 2446.7643 | 3447.7133 | 2441870.7407 | 3440817.862
2012-06-01 | 2012 | 52997688 | 242119.8973 | 53239807.8973 | 59132 | 14868354 | 5127 | 114356.2817 | 14982710.2817 | 77981189 | 661548.963 | 78642737.963 | 208434 | 999 | 593850 | 2287 | 15095 | 270556 | 0 | 604 | 634944.3 | 6693.3 | 2928.6 | 371.5 | 6737.2 | 2937.8 | 373.8 | 20.6333 | 44.2 | 63.2 | 22.7 | 101.7 | 8 | 147 | 1.1 | 200.1 | 0 | 259 | 0 | 319 | 0 | 379 | 0 | 0 | 0 | 0 | 0 | 1 | 0 | 0 | 0 | 0 | 0 | 0 | 0 | 0 | 0 | 30 | 30 | 21 | 900.3553 | 30.0118 | 1774660.2632 | 2922.3152 | 97.4105 | 499423.6761 | 78721.4594 | 2624.0486 | 3748.6409 | 2621424.5988 | 3744892.284
2012-07-01 | 2012 | 63233816 | 242119.8973 | 63475935.8973 | 59180 | 16622947 | 5135 | 114356.2817 | 16737303.2817 | 84647767 | 661548.963 | 85309315.963 | 214820 | 1000 | 638139 | 2289 | 15095 | 271142 | 0 | 604 | 634944.3 | 6694.6 | 2949.2 | 368.7 | 6778.6 | 2965.9 | 372.6 | 24.2258 | 0 | 131 | 0 | 193 | 0 | 255 | 0 | 317 | 0 | 379 | 0 | 441 | 0 | 503 | 0 | 0 | 0 | 0 | 0 | 0 | 1 | 0 | 0 | 0 | 0 | 0 | 0 | 0 | 0 | 31 | 31 | 21 | 1072.591 | 34.5997 | 2047610.8354 | 3259.4554 | 105.1437 | 539913.0091 | 85309.316 | 2751.9134 | 4062.3484 | 2751913.4182 | 4062348.3792
2012-08-01 | 2012 | 57288251 | 242119.8973 | 57530370.8973 | 59175 | 15780828 | 5147 | 114356.2817 | 15895184.2817 | 81855567 | 661548.963 | 82517115.963 | 226247 | 999 | 717791 | 2289 | 15096 | 270450 | 0 | 604 | 634944.3 | 6703.3 | 2968.4 | 371.3 | 6797.9 | 2997.9 | 374.1 | 22.2194 | 2.7 | 71.5 | 0 | 130.8 | 0 | 192.8 | 0 | 254.8 | 0 | 316.8 | 0 | 378.8 | 0 | 440.8 | 0 | 0 | 0 | 0 | 0 | 0 | 0 | 1 | 0 | 0 | 0 | 0 | 0 | 0 | 0 | 32 | 31 | 22 | 972.2074 | 31.3615 | 1855818.416 | 3088.2425 | 99.6207 | 512747.8801 | 82599.7157 | 2664.507 | 3754.5325 | 2661842.4504 | 3750777.9983
2012-09-01 | 2012 | 46380786 | 242119.8973 | 46622905.8973 | 59185 | 14057851 | 5148 | 114356.2817 | 14172207.2817 | 74012181 | 661548.963 | 74673729.963 | 209543 | 999 | 792296 | 2289 | 15096 | 270145 | 0 | 603 | 634944.3 | 6707.4 | 2985.6 | 376.3 | 6763.1 | 3001.5 | 376.1 | 17.3867 | 97.3 | 18.9 | 58.4 | 40 | 28.3 | 69.9 | 11.3 | 112.9 | 0.9 | 162.5 | 0 | 221.6 | 0 | 281.6 | 0 | 0 | 0 | 0 | 0 | 0 | 0 | 0 | 1 | 0 | 0 | 0 | 0 | 1 | 1 | 33 | 30 | 19 | 787.7487 | 26.2583 | 1554096.8632 | 2752.954 | 91.7651 | 472406.9094 | 74748.4784 | 2491.6159 | 3934.1304 | 2489124.3321 | 3930196.3138
2012-10-01 | 2012 | 41744479 | 242119.8973 | 41986598.8973 | 59026 | 13542230 | 5150 | 114356.2817 | 13656586.2817 | 72712948 | 661548.963 | 73374496.963 | 222776 | 998 | 919844 | 2289 | 15096 | 270729 | 0 | 603 | 634944.3 | 6710 | 3002.1 | 377.5 | 6740.9 | 3012.7 | 375.9 | 10.8161 | 284.7 | 0 | 223.2 | 0.5 | 164.5 | 3.8 | 110.6 | 11.9 | 66.6 | 29.9 | 29.7 | 55 | 9.2 | 96.5 | 0 | 0 | 0 | 0 | 0 | 0 | 0 | 0 | 0 | 1 | 0 | 0 | 0 | 1 | 1 | 34 | 31 | 22 | 711.3238 | 22.9459 | 1354406.416 | 2651.7643 | 85.5408 | 440535.0413 | 73521.54 | 2371.6626 | 3341.8882 | 2366919.2569 | 3335204.4074
2012-11-01 | 2012 | 39247878 | 242119.8973 | 39489997.8973 | 59073 | 14045765 | 5162 | 114356.2817 | 14160121.2817 | 72147206 | 661548.963 | 72808754.963 | 204520 | 1000 | 979610 | 2289 | 15096 | 270145 | 0 | 603 | 634944.3 | 6722.4 | 3019.5 | 377.9 | 6727.4 | 3019 | 373.6 | 4.8367 | 454.9 | 0 | 394.9 | 0 | 334.9 | 0 | 274.9 | 0 | 216.8 | 1.9 | 161 | 6.1 | 107 | 12.1 | 0 | 0 | 0 | 0 | 0 | 0 | 0 | 0 | 0 | 0 | 1 | 0 | 0 | 1 | 1 | 35 | 30 | 22 | 668.4949 | 22.2832 | 1316333.2632 | 2743.1463 | 91.4382 | 472004.0427 | 72808.755 | 2426.9585 | 3309.4889 | 2426958.4988 | 3309488.862
2012-12-01 | 2012 | 44598971 | 242119.8973 | 44841090.8973 | 59257 | 14927116 | 5168 | 114356.2817 | 15041472.2817 | 72026072 | 661548.963 | 72687620.963 | 168867 | 1004 | 1061020 | 2290 | 15105 | 273475 | 0 | 603 | 634944.3 | 6740.6 | 3030.3 | 378.6 | 6740.2 | 3033.6 | 375.8 | 2.5355 | 541.4 | 0 | 479.4 | 0 | 417.4 | 0 | 355.4 | 0 | 293.4 | 0 | 233.3 | 1.9 | 173.8 | 4.4 | 0 | 0 | 0 | 0 | 0 | 0 | 0 | 0 | 0 | 0 | 0 | 1 | 0 | 0 | 0 | 36 | 31 | 19 | 756.7223 | 24.4104 | 1446486.8031 | 2910.5016 | 93.8871 | 485208.7833 | 72398.0288 | 2335.4203 | 3810.4226 | 2344761.9665 | 3825664.2612
2013-01-01 | 2013 | 47625731 | 369590.7209 | 47995321.7209 | 59206 | 15656809 | 5177 | 181207.6227 | 15838016.6227 | 78054141 | 1222924.8949 | 79277065.8949 | 204487 | 1001 | 1038014 | 2290 | 15105 | 260443 | 25 | 586 | 643937 | 6758.8 | 3038 | 380.4 | 6721.7 | 3030.3 | 378.6 | -0.74839 | 643.2 | 0 | 581.2 | 0 | 519.2 | 0 | 457.2 | 0 | 395.2 | 0 | 334.3 | 1.1 | 277.6 | 6.4 | 1 | 0 | 0 | 0 | 0 | 0 | 0 | 0 | 0 | 0 | 0 | 0 | 0 | 0 | 0 | 37 | 31 | 22 | 810.6496 | 26.15 | 1548236.1845 | 3059.304 | 98.6872 | 510903.762 | 79197.868 | 2554.7699 | 3599.9031 | 2557324.7063 | 3603502.9952
2013-02-01 | 2013 | 40795122 | 369590.7209 | 41164712.7209 | 59219 | 14404989 | 5175 | 181207.6227 | 14586196.6227 | 71543300 | 1222924.8949 | 72766224.8949 | 183323 | 1002 | 867491 | 2290 | 15105 | 259344 | 25 | 586 | 643937 | 6775.5 | 3041.7 | 381.8 | 6702 | 3018.2 | 382.7 | -2.9821 | 643.5 | 0 | 587.5 | 0 | 531.5 | 0 | 475.5 | 0 | 419.5 | 0 | 363.5 | 0 | 307.5 | 0 | 0 | 1 | 0 | 0 | 0 | 0 | 0 | 0 | 0 | 0 | 0 | 0 | 0 | 0 | 0 | 38 | 28 | 19 | 695.1268 | 24.826 | 1470168.3115 | 2818.5887 | 100.6639 | 520935.5937 | 72620.9829 | 2593.6065 | 3822.157 | 2598793.7462 | 3829801.3103
2013-03-01 | 2013 | 42065457 | 369590.7209 | 42435047.7209 | 59221 | 15191000 | 5178 | 181207.6227 | 15372207.6227 | 75672079 | 1222924.8949 | 76895003.8949 | 197492 | 1004 | 856916 | 2290 | 15105 | 261170 | 25 | 586 | 643937 | 6781.1 | 3045.3 | 380.1 | 6675.8 | 3007 | 379.3 | 1.1194 | 585.3 | 0 | 523.3 | 0 | 461.3 | 0 | 399.3 | 0 | 337.3 | 0 | 275.3 | 0 | 214.7 | 1.4 | 0 | 0 | 1 | 0 | 0 | 0 | 0 | 0 | 0 | 0 | 0 | 0 | 1 | 0 | 1 | 39 | 31 | 19 | 716.5541 | 23.1146 | 1368872.5071 | 2968.7539 | 95.7663 | 495877.6652 | 76588.6493 | 2470.6016 | 4030.9815 | 2480483.9966 | 4047105.4682
2013-04-01 | 2013 | 38200971 | 369590.7209 | 38570561.7209 | 59208 | 13739432 | 5137 | 181207.6227 | 13920639.6227 | 71263039 | 1222924.8949 | 72485963.8949 | 194894 | 1006 | 727535 | 2290 | 15105 | 258493 | 25 | 580 | 643937 | 6788.9 | 3057 | 377.1 | 6703.7 | 3026.3 | 375.4 | 6.0467 | 418.6 | 0 | 358.6 | 0 | 298.6 | 0 | 240.2 | 1.6 | 183 | 4.4 | 129.4 | 10.8 | 84.2 | 25.6 | 0 | 0 | 0 | 1 | 0 | 0 | 0 | 0 | 0 | 0 | 0 | 0 | 1 | 0 | 1 | 40 | 30 | 22 | 651.4417 | 21.7147 | 1285685.3907 | 2709.8773 | 90.3292 | 464021.3208 | 72053.642 | 2401.7881 | 3275.1655 | 2416198.7965 | 3294816.5407
2013-05-01 | 2013 | 41031626 | 369590.7209 | 41401216.7209 | 59245 | 13706323 | 5144 | 181207.6227 | 13887530.6227 | 73289948 | 1222924.8949 | 74512872.8949 | 190791 | 1006 | 662105 | 2290 | 15105 | 258920 | 25 | 580 | 643937 | 6801.1 | 3073.7 | 378.2 | 6770.3 | 3059.1 | 376.4 | 13.3129 | 216 | 8.7 | 161.5 | 16.2 | 109.9 | 26.6 | 64.6 | 43.3 | 28.2 | 68.9 | 10.7 | 113.4 | 3.5 | 168.2 | 0 | 0 | 0 | 0 | 1 | 0 | 0 | 0 | 0 | 0 | 0 | 0 | 1 | 0 | 1 | 41 | 31 | 22 | 698.8137 | 22.5424 | 1335523.12 | 2699.7532 | 87.0888 | 447984.8588 | 74068.4621 | 2389.3052 | 3366.7483 | 2403641.0611 | 3386948.768
2013-06-01 | 2013 | 47475901 | 369590.7209 | 47845491.7209 | 59259 | 14242326 | 5144 | 181207.6227 | 14423533.6227 | 75046589 | 1222924.8949 | 76269513.8949 | 202400 | 1005 | 595876 | 2290 | 15106 | 256683 | 25 | 580 | 643937 | 6815.2 | 3092.4 | 376.8 | 6861.8 | 3103.8 | 378.6 | 18.4 | 79.4 | 31.4 | 43.6 | 55.6 | 17.8 | 89.8 | 5.6 | 137.6 | 0.1 | 192.1 | 0 | 252 | 0 | 312 | 0 | 0 | 0 | 0 | 0 | 1 | 0 | 0 | 0 | 0 | 0 | 0 | 0 | 0 | 0 | 42 | 30 | 20 | 807.3962 | 26.9132 | 1594849.724 | 2803.9529 | 93.4651 | 480784.4541 | 75890.0636 | 2529.6688 | 3794.5032 | 2542317.1298 | 3813475.6947
2013-07-01 | 2013 | 55945224 | 369590.7209 | 56314814.7209 | 59290 | 16054931 | 5148 | 181207.6227 | 16236138.6227 | 82236270 | 1222924.8949 | 83459194.8949 | 226601 | 1007 | 637883 | 2290 | 15106 | 258065 | 25 | 578 | 643937 | 6826.2 | 3100 | 375.3 | 6917.1 | 3122.7 | 378.7 | 22.2226 | 14.5 | 83.4 | 0.7 | 131.6 | 0 | 192.9 | 0 | 254.9 | 0 | 316.9 | 0 | 378.9 | 0 | 440.9 | 0 | 0 | 0 | 0 | 0 | 0 | 1 | 0 | 0 | 0 | 0 | 0 | 0 | 0 | 0 | 43 | 31 | 22 | 949.8198 | 30.6393 | 1816606.9265 | 3153.8731 | 101.7378 | 523746.4072 | 82879.0416 | 2673.5175 | 3767.2292 | 2692232.0934 | 3793599.768
2013-08-01 | 2013 | 52766493 | 369590.7209 | 53136083.7209 | 59297 | 15318944 | 5147 | 181207.6227 | 15500151.6227 | 79620862 | 1222924.8949 | 80843786.8949 | 214136 | 1008 | 716709 | 2291 | 15123 | 257817 | 25 | 578 | 643937 | 6833.9 | 3110.2 | 364.2 | 6934.7 | 3145.2 | 368.3 | 20.871 | 16.7 | 43.7 | 2.6 | 91.6 | 0 | 151 | 0 | 213 | 0 | 275 | 0 | 337 | 0 | 399 | 0 | 0 | 0 | 0 | 0 | 0 | 0 | 1 | 0 | 0 | 0 | 0 | 0 | 0 | 0 | 44 | 31 | 21 | 896.1007 | 28.9065 | 1714067.2168 | 3011.4924 | 97.1449 | 500004.8911 | 80202.1695 | 2587.1668 | 3819.1509 | 2607864.0934 | 3849704.1379
2013-09-01 | 2013 | 45057319 | 369590.7209 | 45426909.7209 | 59374 | 13954399 | 5152 | 181207.6227 | 14135606.6227 | 72825903 | 1222924.8949 | 74048827.8949 | 209426 | 1009 | 791327 | 2294 | 15123 | 257539 | 25 | 578 | 643937 | 6843.3 | 3116.8 | 362.4 | 6906.9 | 3143.4 | 364.6 | 16.7667 | 110.8 | 13.8 | 67 | 30 | 34.1 | 57.1 | 12.4 | 95.4 | 1.9 | 144.9 | 0 | 203 | 0 | 263 | 0 | 0 | 0 | 0 | 0 | 0 | 0 | 0 | 1 | 0 | 0 | 0 | 0 | 1 | 1 | 45 | 30 | 20 | 765.0977 | 25.5033 | 1514230.324 | 2743.7125 | 91.4571 | 471186.8874 | 73388.3329 | 2446.2778 | 3669.4166 | 2468294.2632 | 3702441.3947
2013-10-01 | 2013 | 41975335 | 369590.7209 | 42344925.7209 | 59424 | 13543420 | 5151 | 181207.6227 | 13724627.6227 | 73219777 | 1222924.8949 | 74442701.8949 | 208131 | 1013 | 922511 | 2295 | 15130 | 258086 | 25 | 578 | 643937 | 6850.3 | 3116 | 363.6 | 6889 | 3136 | 366.5 | 11.8548 | 252.5 | 0 | 193.6 | 3.1 | 138.2 | 9.7 | 93.1 | 26.6 | 62.4 | 57.9 | 40.4 | 97.9 | 21.7 | 141.2 | 0 | 0 | 0 | 0 | 0 | 0 | 0 | 0 | 0 | 1 | 0 | 0 | 0 | 1 | 1 | 46 | 31 | 22 | 712.5896 | 22.9868 | 1365965.3458 | 2664.4589 | 85.9503 | 442729.9233 | 73487.3661 | 2370.5602 | 3340.3348 | 2401377.4805 | 3383759.177
2013-11-01 | 2013 | 40923389 | 369590.7209 | 41292979.7209 | 59441 | 14055709 | 5173 | 181207.6227 | 14236916.6227 | 72373638 | 1222924.8949 | 73596562.8949 | 208178 | 1014 | 982065 | 2295 | 15130 | 257318 | 25 | 514 | 643937 | 6854 | 3113.4 | 369.8 | 6863.8 | 3119.8 | 371.8 | 3.7767 | 486.7 | 0 | 426.7 | 0 | 366.7 | 0 | 306.7 | 0 | 249.6 | 2.9 | 195.6 | 8.9 | 145 | 18.3 | 0 | 0 | 0 | 0 | 0 | 0 | 0 | 0 | 0 | 0 | 1 | 0 | 0 | 1 | 1 | 47 | 30 | 21 | 694.6885 | 23.1563 | 1376432.6574 | 2752.1586 | 91.7386 | 474563.8874 | 72580.4368 | 2419.3479 | 3456.2113 | 2453218.7632 | 3504598.2331
2013-12-01 | 2013 | 46224827 | 369590.7209 | 46594417.7209 | 59649 | 15599120 | 5176 | 181207.6227 | 15780327.6227 | 74788332 | 1222924.8949 | 76011256.8949 | 184874 | 1015 | 1065835 | 2295 | 15130 | 260566 | 25 | 499 | 643937 | 6850.4 | 3108.4 | 373.6 | 6849.3 | 3114.3 | 376.6 | -2.129 | 686 | 0 | 624 | 0 | 562 | 0 | 500 | 0 | 438 | 0 | 376 | 0 | 314 | 0 | 0 | 0 | 0 | 0 | 0 | 0 | 0 | 0 | 0 | 0 | 0 | 1 | 0 | 0 | 0 | 48 | 31 | 20 | 781.1433 | 25.1982 | 1503045.7329 | 3048.7495 | 98.3468 | 509042.8265 | 74887.9378 | 2415.7399 | 3744.3969 | 2451976.0289 | 3800562.8447
2014-01-01 | 2014 | 50617876 | 582902.5718 | 51200778.5718 | 59671 | 16409509 | 5174 | 257042.6441 | 16666551.6441 | 80873202 | 1679397.2948 | 82552599.2948 | 198892 | 1020 | 1043502 | 2302 | 15153 | 258888 | 25 | 326 | 659861.2 | 6848.3 | 3105.1 | 375.1 | 6806.1 | 3097 | 376.3 | -6.9065 | 834.1 | 0 | 772.1 | 0 | 710.1 | 0 | 648.1 | 0 | 586.1 | 0 | 524.1 | 0 | 462.1 | 0 | 1 | 0 | 0 | 0 | 0 | 0 | 0 | 0 | 0 | 0 | 0 | 0 | 0 | 0 | 0 | 49 | 31 | 22 | 858.0513 | 27.6791 | 1651638.0184 | 3221.2121 | 103.9101 | 537630.6982 | 80933.9209 | 2610.7716 | 3678.8146 | 2662987.074 | 3752390.877
2014-02-01 | 2014 | 42903712 | 582902.5718 | 43486614.5718 | 59674 | 14955223 | 5177 | 257042.6441 | 15212265.6441 | 73256400 | 1679397.2948 | 74935797.2948 | 199321 | 1020 | 872098 | 2302 | 15153 | 257812 | 25 | 707 | 659861.2 | 6850 | 3109.9 | 379.9 | 6772.3 | 3085.6 | 382.3 | -6.8786 | 752.6 | 0 | 696.6 | 0 | 640.6 | 0 | 584.6 | 0 | 528.6 | 0 | 472.6 | 0 | 416.6 | 0 | 0 | 1 | 0 | 0 | 0 | 0 | 0 | 0 | 0 | 0 | 0 | 0 | 0 | 0 | 0 | 50 | 28 | 19 | 728.7364 | 26.0263 | 1553093.3776 | 2938.4326 | 104.944 | 543295.2016 | 73466.4679 | 2623.8024 | 3866.6562 | 2676278.4748 | 3943989.3313
2014-03-01 | 2014 | 43601292 | 582902.5718 | 44184194.5718 | 59687 | 15671445 | 5180 | 257042.6441 | 15928487.6441 | 78105401 | 1679397.2948 | 79784798.2948 | 193090 | 1020 | 861465 | 2302 | 15153 | 259626 | 25 | 569 | 659861.2 | 6856.4 | 3115.2 | 382.2 | 6751.3 | 3073.7 | 382.2 | -2.9806 | 712.4 | 0 | 650.4 | 0 | 588.4 | 0 | 526.4 | 0 | 464.4 | 0 | 402.4 | 0 | 340.4 | 0 | 0 | 0 | 1 | 0 | 0 | 0 | 0 | 0 | 0 | 0 | 0 | 0 | 1 | 0 | 1 | 51 | 31 | 21 | 740.265 | 23.8795 | 1425296.5991 | 3074.9976 | 99.1935 | 513822.1821 | 78220.3905 | 2523.2384 | 3724.7805 | 2573703.1708 | 3799276.1093
2014-04-01 | 2014 | 38148551 | 582902.5718 | 38731453.5718 | 59679 | 13498766 | 5185 | 257042.6441 | 13755808.6441 | 70980411 | 1679397.2948 | 72659808.2948 | 192582 | 1019 | 731400 | 2302 | 15153 | 257728 | 25 | 569 | 659861.2 | 6869.6 | 3126.8 | 383.2 | 6785 | 3095.4 | 382.5 | 5.8567 | 424.3 | 0 | 364.3 | 0 | 304.3 | 0 | 244.3 | 0 | 185.9 | 1.6 | 131.9 | 7.6 | 82.3 | 18 | 0 | 0 | 0 | 1 | 0 | 0 | 0 | 0 | 0 | 0 | 0 | 0 | 1 | 0 | 1 | 52 | 30 | 20 | 648.9964 | 21.6332 | 1291048.4524 | 2653.0007 | 88.4334 | 458526.9548 | 71305.013 | 2376.8338 | 3565.2507 | 2421993.6098 | 3632990.4147
2014-05-01 | 2014 | 40092099 | 582902.5718 | 40675001.5718 | 59689 | 13471598 | 5182 | 257042.6441 | 13728640.6441 | 72011129 | 1679397.2948 | 73690526.2948 | 187028 | 1017 | 665621 | 2304 | 15153 | 258180 | 25 | 569 | 659861.2 | 6870.6 | 3114.3 | 381.5 | 6842.6 | 3103 | 379.7 | 12.8613 | 225.3 | 4 | 169.3 | 10 | 115.5 | 18.2 | 71.1 | 35.8 | 33.9 | 60.6 | 9.6 | 98.3 | 1.3 | 152 | 0 | 0 | 0 | 0 | 1 | 0 | 0 | 0 | 0 | 0 | 0 | 0 | 1 | 0 | 1 | 53 | 31 | 22 | 681.4489 | 21.9822 | 1312096.8249 | 2649.2938 | 85.4611 | 442859.3756 | 72458.7279 | 2337.3783 | 3293.5785 | 2377113.7514 | 3349569.377
2014-06-01 | 2014 | 44876201 | 582902.5718 | 45459103.5718 | 59798 | 14123153 | 5192.5 | 257042.6441 | 14380195.6441 | 75361823 | 1679397.2948 | 77041220.2948 | 196650 | 1016.5 | 599040 | 2302 | 15153 | 257573 | 25 | 569 | 659861.2 | 6865.4 | 3091.8 | 382 | 6912.9 | 3107.5 | 383.3 | 18.5133 | 65.4 | 20.8 | 31.2 | 46.6 | 10.7 | 86.1 | 1.9 | 137.3 | 0 | 195.4 | 0 | 255.4 | 0 | 315.4 | 0 | 0 | 0 | 0 | 0 | 1 | 0 | 0 | 0 | 0 | 0 | 0 | 0 | 0 | 0 | 54 | 30 | 21 | 760.2111 | 25.3404 | 1515303.4524 | 2769.4166 | 92.3139 | 479339.8548 | 75790.6742 | 2526.3558 | 3609.0797 | 2568040.6765 | 3668629.5378
2014-07-01 | 2014 | 51314720 | 582902.5718 | 51897622.5718 | 59907 | 14914369 | 5203 | 257042.6441 | 15171411.6441 | 79433068 | 1679397.2948 | 81112465.2948 | 208736 | 1016 | 641462 | 2302 | 15153 | 257738 | 25 | 567 | 659861.2 | 6864.4 | 3067.1 | 383.8 | 6957.8 | 3095.5 | 386.4 | 19.8258 | 36.6 | 31.2 | 9.4 | 66 | 0.9 | 119.5 | 0 | 180.6 | 0 | 242.6 | 0 | 304.6 | 0 | 366.6 | 0 | 0 | 0 | 0 | 0 | 0 | 1 | 0 | 0 | 0 | 0 | 0 | 0 | 0 | 0 | 55 | 31 | 22 | 866.3031 | 27.9453 | 1674116.8572 | 2915.8969 | 94.0612 | 489400.3756 | 79835.1036 | 2575.3259 | 3628.8683 | 2616531.1385 | 3686930.2407
2014-08-01 | 2014 | 49665162 | 582902.5718 | 50248064.5718 | 59924 | 14542524 | 5210 | 257042.6441 | 14799566.6441 | 78009925 | 1679397.2948 | 79689322.2948 | 203097 | 1016 | 719839 | 2304 | 15195 | 257786 | 25 | 567 | 659861.2 | 6869.9 | 3056.5 | 385.2 | 6969.7 | 3094.2 | 388.9 | 20.071 | 29.3 | 31.5 | 8.3 | 72.5 | 0.5 | 126.7 | 0 | 188.2 | 0 | 250.2 | 0 | 312.2 | 0 | 374.2 | 0 | 0 | 0 | 0 | 0 | 0 | 0 | 1 | 0 | 0 | 0 | 0 | 0 | 0 | 0 | 56 | 31 | 20 | 838.5299 | 27.0494 | 1620905.3088 | 2840.6078 | 91.6325 | 477405.3756 | 78434.3723 | 2530.141 | 3921.7186 | 2570623.2998 | 3984466.1147
2014-09-01 | 2014 | 43344666 | 582902.5718 | 43927568.5718 | 59924 | 13413771 | 5214 | 257042.6441 | 13670813.6441 | 74627463 | 1679397.2948 | 76306860.2948 | 208037 | 1025 | 794176 | 2304 | 15195 | 257746 | 25 | 567 | 659861.2 | 6884.5 | 3058.5 | 385.2 | 6944.1 | 3085.3 | 386.9 | 17.2867 | 99.8 | 18.4 | 55.9 | 34.5 | 26 | 64.6 | 10.3 | 108.9 | 0.6 | 159.2 | 0 | 218.6 | 0 | 278.6 | 0 | 0 | 0 | 0 | 0 | 0 | 0 | 0 | 1 | 0 | 0 | 0 | 0 | 1 | 1 | 57 | 30 | 21 | 733.0547 | 24.4352 | 1464252.2857 | 2621.9435 | 87.3981 | 455693.7881 | 74445.7174 | 2481.5239 | 3545.0342 | 2543562.0098 | 3633660.014
2014-10-01 | 2014 | 41116020 | 582902.5718 | 41698922.5718 | 59943 | 13009887 | 5215 | 257042.6441 | 13266929.6441 | 72913145 | 1679397.2948 | 74592542.2948 | 204893 | 1028 | 925946 | 2304 | 15196 | 258047 | 24 | 566 | 659861.2 | 6901.5 | 3072.7 | 385.1 | 6936.6 | 3089.4 | 387.2 | 11.7129 | 256.9 | 0 | 197.1 | 2.2 | 139.3 | 6.4 | 90.8 | 19.9 | 50.6 | 41.7 | 18.1 | 71.2 | 3.8 | 118.9 | 0 | 0 | 0 | 0 | 0 | 0 | 0 | 0 | 0 | 1 | 0 | 0 | 0 | 1 | 1 | 58 | 31 | 22 | 695.6429 | 22.4401 | 1345126.5346 | 2543.9942 | 82.0643 | 427965.4724 | 72560.8388 | 2340.6722 | 3298.2199 | 2406211.0418 | 3390570.1043
2014-11-01 | 2014 | 40016132 | 582902.5718 | 40599034.5718 | 59983 | 13754258 | 5219 | 257042.6441 | 14011300.6441 | 72454970 | 1679397.2948 | 74134367.2948 | 201777 | 1029 | 985612 | 2304 | 15196 | 257104 | 24 | 566 | 659861.2 | 6907.5 | 3082 | 383 | 6914.3 | 3084.8 | 384.2 | 3.2833 | 501.5 | 0 | 441.5 | 0 | 381.5 | 0 | 321.5 | 0 | 261.6 | 0.1 | 207.1 | 5.6 | 156.4 | 14.9 | 0 | 0 | 0 | 0 | 0 | 0 | 0 | 0 | 0 | 0 | 1 | 0 | 0 | 1 | 1 | 59 | 30 | 20 | 676.8423 | 22.5614 | 1353301.1524 | 2684.6715 | 89.4891 | 467043.3548 | 72045.0605 | 2401.502 | 3602.253 | 2471145.5765 | 3706718.3647
2014-12-01 | 2014 | 44606686 | 582902.5718 | 45189588.5718 | 60014 | 14879853 | 5230 | 257042.6441 | 15136895.6441 | 73645384 | 1679397.2948 | 75324781.2948 | 179258 | 1028 | 1068286 | 2304 | 15196 | 260405 | 24 | 566 | 659861.2 | 6903.1 | 3080.1 | 380 | 6903.2 | 3082.8 | 382.5 | 1.2548 | 581.1 | 0 | 519.1 | 0 | 457.1 | 0 | 395.1 | 0 | 333.1 | 0 | 271.1 | 0 | 209.1 | 0 | 0 | 0 | 0 | 0 | 0 | 0 | 0 | 0 | 0 | 0 | 0 | 1 | 0 | 0 | 0 | 60 | 31 | 21 | 752.9841 | 24.2898 | 1457728.6636 | 2894.2439 | 93.3627 | 488286.9563 | 73273.1336 | 2363.6495 | 3489.1968 | 2429831.6547 | 3586894.3474
2015-01-01 | 2015 | 49036178 | 848162.3839 | 49884340.3839 | 60019 | 15722680 | 5230 | 459876.6991 | 16182556.6991 | 79523058 | 2133960.9013 | 81657018.9013 | 190064 | 1028 | 1045146 | 2305 | 15225 | 257164 | 24 | 566 | 677384 | 6885.7 | 3076.8 | 379.5 | 6845.1 | 3066.1 | 379.3 | -5.8581 | 801.6 | 0 | 739.6 | 0 | 677.6 | 0 | 615.6 | 0 | 553.6 | 0 | 491.6 | 0 | 429.6 | 0 | 1 | 0 | 0 | 0 | 0 | 0 | 0 | 0 | 0 | 0 | 0 | 0 | 0 | 0 | 0 | 61 | 31 | 21 | 831.1425 | 26.811 | 1609172.2704 | 3094.1791 | 99.8122 | 522017.958 | 79432.8978 | 2562.3515 | 3782.5189 | 2634097.3839 | 3888429.4715
2015-02-01 | 2015 | 42132823 | 848162.3839 | 42980985.3839 | 60029 | 14670158 | 5234 | 459876.6991 | 15130034.6991 | 74181806 | 2133960.9013 | 76315766.9013 | 194654 | 1027 | 873453 | 2305 | 15225 | 256037 | 24 | 553 | 677384 | 6885.3 | 3085.5 | 378.6 | 6810.3 | 3057.4 | 376.2 | -11.1393 | 871.9 | 0 | 815.9 | 0 | 759.9 | 0 | 703.9 | 0 | 647.9 | 0 | 591.9 | 0 | 535.9 | 0 | 0 | 1 | 0 | 0 | 0 | 0 | 0 | 0 | 0 | 0 | 0 | 0 | 0 | 0 | 0 | 62 | 28 | 19 | 716.0037 | 25.5716 | 1535035.1923 | 2890.7212 | 103.24 | 540358.3821 | 74309.4128 | 2653.9076 | 3911.0217 | 2725563.1036 | 4016619.3106
2015-03-01 | 2015 | 42570862 | 848162.3839 | 43419024.3839 | 60053 | 15080135 | 5236 | 459876.6991 | 15540011.6991 | 77250849 | 2133960.9013 | 79384809.9013 | 196634 | 1030 | 862804 | 2305 | 15225 | 257839 | 24 | 553 | 677384 | 6892.1 | 3108.7 | 379.4 | 6783.7 | 3060.7 | 373.1 | -1.1613 | 656 | 0 | 594 | 0 | 532 | 0 | 470 | 0 | 408 | 0 | 346 | 0 | 284 | 0 | 0 | 0 | 1 | 0 | 0 | 0 | 0 | 0 | 0 | 0 | 0 | 0 | 1 | 0 | 1 | 63 | 31 | 22 | 723.0117 | 23.323 | 1400613.6898 | 2967.9167 | 95.7392 | 501290.7 | 77072.631 | 2486.2139 | 3503.3014 | 2560800.3194 | 3608400.4501
2015-04-01 | 2015 | 37765295 | 848162.3839 | 38613457.3839 | 60058 | 13252080 | 5236 | 459876.6991 | 13711956.6991 | 69787643 | 2133960.9013 | 71921603.9013 | 192074 | 1028 | 732535 | 2305 | 15225 | 256901 | 24 | 553 | 677384 | 6897.3 | 3122.7 | 379.6 | 6805.6 | 3086.6 | 374.7 | 7.27 | 381.9 | 0 | 321.9 | 0 | 261.9 | 0 | 203.5 | 1.6 | 149.7 | 7.8 | 102.5 | 20.6 | 61.7 | 39.8 | 0 | 0 | 0 | 1 | 0 | 0 | 0 | 0 | 0 | 0 | 0 | 0 | 1 | 0 | 1 | 64 | 30 | 20 | 642.9361 | 21.4312 | 1287115.2461 | 2618.7847 | 87.2928 | 457065.2233 | 69962.6497 | 2332.0883 | 3498.1325 | 2397386.7967 | 3596080.1951
2015-05-01 | 2015 | 39914946 | 848162.3839 | 40763108.3839 | 60068 | 13384750 | 5250 | 459876.6991 | 13844626.6991 | 73480701 | 2133960.9013 | 75614661.9013 | 187740 | 1028 | 666655 | 2305 | 15225 | 266757 | 24 | 556 | 677384 | 6906.5 | 3142.3 | 385 | 6870.9 | 3130.7 | 382.4 | 14.5355 | 175.5 | 6.1 | 123.9 | 16.5 | 80.5 | 35.1 | 44.2 | 60.8 | 18.3 | 96.9 | 4.6 | 145.2 | 0.5 | 203.1 | 0 | 0 | 0 | 0 | 1 | 0 | 0 | 0 | 0 | 0 | 0 | 0 | 1 | 0 | 1 | 65 | 31 | 20 | 678.616 | 21.8908 | 1314938.9801 | 2637.0718 | 85.0668 | 446600.8613 | 73555.1186 | 2372.7458 | 3677.7559 | 2439182.642 | 3780733.0951
2015-06-01 | 2015 | 45271087 | 848162.3839 | 46119249.3839 | 60094 | 13700810 | 5241 | 459876.6991 | 14160686.6991 | 75378497 | 2133960.9013 | 77512457.9013 | 203725 | 1027 | 599971 | 2305 | 15225 | 266425 | 24 | 556 | 677384 | 6921.3 | 3163.2 | 387.9 | 6965.8 | 3182.8 | 389.3 | 16.8867 | 101.4 | 8 | 61.3 | 27.9 | 29.7 | 56.3 | 11.4 | 98 | 3.5 | 150.1 | 0 | 206.6 | 0 | 266.6 | 0 | 0 | 0 | 0 | 0 | 1 | 0 | 0 | 0 | 0 | 0 | 0 | 0 | 0 | 0 | 66 | 30 | 22 | 767.4518 | 25.5817 | 1537308.3128 | 2701.9055 | 90.0635 | 472022.89 | 75474.6426 | 2515.8214 | 3430.6656 | 2583748.5967 | 3523293.541
2015-07-01 | 2015 | 53575923 | 848162.3839 | 54424085.3839 | 60096 | 15161240 | 5240 | 459876.6991 | 15621116.6991 | 81975954 | 2133960.9013 | 84109914.9013 | 203387 | 1027 | 641997 | 2305 | 15225 | 258055 | 24 | 558 | 677384 | 6941.2 | 3194.9 | 392.4 | 7032.3 | 3226.4 | 395.3 | 21.9 | 17.6 | 76.5 | 4.4 | 125.3 | 0 | 182.9 | 0 | 244.9 | 0 | 306.9 | 0 | 368.9 | 0 | 430.9 | 0 | 0 | 0 | 0 | 0 | 0 | 1 | 0 | 0 | 0 | 0 | 0 | 0 | 0 | 0 | 67 | 31 | 22 | 905.6191 | 29.2135 | 1755615.6575 | 2981.1291 | 96.1655 | 503906.9903 | 81898.6513 | 2641.892 | 3722.666 | 2713223.0613 | 3823177.9501
2015-08-01 | 2015 | 54286474 | 848162.3839 | 55134636.3839 | 60131 | 15391927 | 5244 | 459876.6991 | 15851803.6991 | 80836724 | 2133960.9013 | 82970684.9013 | 210022 | 1029 | 720424 | 2305 | 15225 | 257469 | 24 | 557 | 677384 | 6949.2 | 3214.6 | 392.6 | 7045.7 | 3251.2 | 397.2 | 20.7968 | 20.4 | 45.1 | 1.8 | 88.5 | 0 | 148.7 | 0 | 210.7 | 0 | 272.7 | 0 | 334.7 | 0 | 396.7 | 0 | 0 | 0 | 0 | 0 | 0 | 0 | 1 | 0 | 0 | 0 | 0 | 0 | 0 | 0 | 68 | 31 | 20 | 916.9087 | 29.5777 | 1778536.6575 | 3022.8459 | 97.5112 | 511348.5064 | 80632.3468 | 2601.0434 | 4031.6173 | 2676473.7065 | 4148534.2451
2015-09-01 | 2015 | 46949969 | 848162.3839 | 47798131.3839 | 60165 | 14009493 | 5237 | 459876.6991 | 14469369.6991 | 78337146 | 2133960.9013 | 80471106.9013 | 211976 | 1028 | 794773 | 2305 | 15225 | 257589 | 24 | 557 | 677384 | 6941.1 | 3220.3 | 390.5 | 6994.9 | 3243.3 | 393.9 | 20.03 | 50.1 | 51 | 22.6 | 83.5 | 7.2 | 128.1 | 0.1 | 181 | 0 | 240.9 | 0 | 300.9 | 0 | 360.9 | 0 | 0 | 0 | 0 | 0 | 0 | 0 | 0 | 1 | 0 | 0 | 0 | 0 | 1 | 1 | 69 | 30 | 21 | 794.4508 | 26.4817 | 1593271.0461 | 2762.9119 | 92.0971 | 482312.3233 | 78279.2869 | 2609.3096 | 3727.5851 | 2682370.23 | 3831957.4715
2015-10-01 | 2015 | 41035508 | 848162.3839 | 41883670.3839 | 60249 | 12961860 | 5242 | 459876.6991 | 13421736.6991 | 72632384 | 2133960.9013 | 74766344.9013 | 210663 | 1024 | 927060 | 2305 | 15225 | 257836 | 24 | 558 | 677384 | 6934.8 | 3216.5 | 385.6 | 6969 | 3229.5 | 388.2 | 11.5871 | 260.8 | 0 | 200 | 1.2 | 141.1 | 4.3 | 89.2 | 14.4 | 51.8 | 39 | 26.9 | 76.1 | 11.3 | 122.5 | 0 | 0 | 0 | 0 | 0 | 0 | 0 | 0 | 0 | 1 | 0 | 0 | 0 | 1 | 1 | 70 | 31 | 21 | 695.1762 | 22.425 | 1351086.1414 | 2560.4229 | 82.5943 | 432959.2484 | 73014.0087 | 2355.2906 | 3476.8576 | 2411817.5775 | 3560302.1382
2015-11-01 | 2015 | 37505130 | 848162.3839 | 38353292.3839 | 60255 | 13004522 | 5234 | 459876.6991 | 13464398.6991 | 71446240 | 2133960.9013 | 73580200.9013 | 195211 | 1027 | 985984 | 2307 | 15235 | 257269 | 24 | 557 | 677384 | 6928.3 | 3211.5 | 384.5 | 6936.9 | 3211.5 | 385.6 | 7.9633 | 361.1 | 0 | 301.1 | 0 | 241.2 | 0.1 | 185.1 | 4 | 133 | 11.9 | 90.2 | 29.1 | 56.8 | 55.7 | 0 | 0 | 0 | 0 | 0 | 0 | 0 | 0 | 0 | 0 | 1 | 0 | 0 | 1 | 1 | 71 | 30 | 21 | 636.5163 | 21.2172 | 1278443.0795 | 2572.4873 | 85.7496 | 448813.29 | 71645.7652 | 2388.1922 | 3411.7031 | 2452673.3634 | 3503819.0905
2015-12-01 | 2015 | 40955651 | 848162.3839 | 41803813.3839 | 60262 | 13905854 | 5238 | 459876.6991 | 14365730.6991 | 72220640 | 2133960.9013 | 74354600.9013 | 177950 | 1029 | 1067879 | 2304 | 15258 | 260807 | 24 | 557 | 677384 | 6942.8 | 3220.1 | 383.7 | 6948.2 | 3220 | 385.4 | 5.2742 | 456.5 | 0 | 394.5 | 0 | 332.5 | 0 | 270.5 | 0 | 208.5 | 0 | 148 | 1.5 | 96.9 | 12.4 | 0 | 0 | 0 | 0 | 0 | 0 | 0 | 0 | 0 | 0 | 0 | 1 | 0 | 0 | 0 | 72 | 31 | 21 | 693.7011 | 22.3775 | 1348510.1092 | 2742.5985 | 88.4709 | 463410.6677 | 72259.0874 | 2330.9383 | 3440.9089 | 2398535.5129 | 3540695.281
2016-01-01 | 2016 | 44822386 | 1262307.9842 | 46084693.9842 | 60313 | 14814307 | 5246 | 702774.304 | 15517081.304 | 78060980 | 2816466.452 | 80877446.452 | 187910 | 1031 | 1044725 | 2304 | 15258 | 258738 | 24 | 557 | 692620.8 | 6957.7 | 3227 | 382.6 | 6919.2 | 3213.9 | 381.7 | -2.1613 | 687 | 0 | 625 | 0 | 563 | 0 | 501 | 0 | 439 | 0 | 377 | 0 | 315 | 0 | 1 | 0 | 0 | 0 | 0 | 0 | 0 | 0 | 0 | 0 | 0 | 0 | 0 | 0 | 0 | 73 | 31 | 20 | 764.0922 | 24.6481 | 1486603.0317 | 2957.8882 | 95.4157 | 500551.0098 | 78445.6319 | 2530.5043 | 3922.2816 | 2608949.8855 | 4043872.3226
2016-02-01 | 2016 | 39320516 | 1262307.9842 | 40582823.9842 | 60310 | 14022576 | 5267 | 702774.304 | 14725350.304 | 73880261 | 2816466.452 | 76696727.452 | 193682 | 1033 | 902902 | 2304 | 15252 | 259398 | 24 | 556 | 692620.8 | 6970.6 | 3221.1 | 384.2 | 6896.8 | 3193.2 | 380.8 | -0.76897 | 602.3 | 0 | 544.3 | 0 | 486.3 | 0 | 428.3 | 0 | 370.3 | 0 | 312.5 | 0.2 | 257.2 | 2.9 | 0 | 1 | 0 | 0 | 0 | 0 | 0 | 0 | 0 | 0 | 0 | 0 | 0 | 0 | 0 | 74 | 29 | 20 | 672.9037 | 23.2036 | 1399407.7236 | 2795.7756 | 96.4061 | 507770.7001 | 74246.59 | 2560.2272 | 3712.3295 | 2644714.7397 | 3834836.3726
2016-03-01 | 2016 | 39386600 | 1262307.9842 | 40648907.9842 | 60323 | 14145609 | 5268 | 702774.304 | 14848383.304 | 76236827 | 2816466.452 | 79053293.452 | 195760 | 1034 | 862508 | 2304 | 15252 | 260607 | 24 | 560 | 692620.8 | 6978.1 | 3210.6 | 385.2 | 6872.4 | 3165.9 | 378.9 | 3.4452 | 513.2 | 0 | 451.2 | 0 | 389.2 | 0 | 327.2 | 0 | 267 | 1.8 | 208.5 | 5.3 | 154.3 | 13.1 | 0 | 0 | 1 | 0 | 0 | 0 | 0 | 0 | 0 | 0 | 0 | 0 | 1 | 0 | 1 | 75 | 31 | 21 | 673.8542 | 21.7372 | 1311255.0963 | 2818.5997 | 90.9226 | 478980.1066 | 76453.8621 | 2466.2536 | 3640.6601 | 2550106.2404 | 3764442.5453
2016-04-01 | 2016 | 36920940 | 1262307.9842 | 38183247.9842 | 60319 | 13041004 | 5267 | 702774.304 | 13743778.304 | 72510143 | 2816466.452 | 75326609.452 | 193410 | 1035 | 732326 | 2304 | 15252 | 259023 | 24 | 560 | 692620.8 | 6981.8 | 3208.5 | 387.9 | 6890.3 | 3172.5 | 383.7 | 4.9667 | 451 | 0 | 391 | 0 | 331.8 | 0.8 | 273.8 | 2.8 | 216.9 | 5.9 | 162.7 | 11.7 | 113.7 | 22.7 | 0 | 0 | 0 | 1 | 0 | 0 | 0 | 0 | 0 | 0 | 0 | 0 | 1 | 0 | 1 | 76 | 30 | 21 | 633.0219 | 21.1007 | 1272774.9328 | 2609.413 | 86.9804 | 458125.9435 | 72779.3328 | 2425.9778 | 3465.6825 | 2510886.9817 | 3586981.4025
2016-05-01 | 2016 | 41386492 | 1262307.9842 | 42648799.9842 | 60305 | 13344960 | 5294 | 702774.304 | 14047734.304 | 74482255 | 2816466.452 | 77298721.452 | 190232 | 1035 | 666464 | 2304 | 15252 | 259477 | 24 | 560 | 692620.8 | 6994.4 | 3217.7 | 383.2 | 6962.5 | 3207.8 | 382.3 | 13.871 | 203.6 | 13.6 | 156.1 | 28.1 | 113.7 | 47.7 | 74.6 | 70.6 | 41.9 | 99.9 | 17.3 | 137.3 | 4.5 | 186.5 | 0 | 0 | 0 | 0 | 1 | 0 | 0 | 0 | 0 | 0 | 0 | 0 | 1 | 0 | 1 | 77 | 31 | 21 | 707.2183 | 22.8135 | 1375767.7414 | 2653.5199 | 85.5974 | 453152.7195 | 74684.755 | 2409.1856 | 3556.4169 | 2493507.1436 | 3680891.4977
2016-06-01 | 2016 | 50574849 | 1262307.9842 | 51837156.9842 | 60308 | 14145403 | 5264 | 702774.304 | 14848177.304 | 77899377 | 2816466.452 | 80715843.452 | 204631 | 1033 | 599799 | 2304 | 15252 | 258917 | 24 | 560 | 692620.8 | 7001.9 | 3230.3 | 382.1 | 7047.3 | 3251.8 | 384.6 | 19.3867 | 53 | 34.6 | 26.5 | 68.1 | 8.5 | 110.1 | 2 | 163.6 | 0 | 221.6 | 0 | 281.6 | 0 | 341.6 | 0 | 0 | 0 | 0 | 0 | 1 | 0 | 0 | 0 | 0 | 0 | 0 | 0 | 0 | 0 | 78 | 30 | 22 | 859.5403 | 28.6513 | 1727905.2328 | 2820.7024 | 94.0234 | 494939.2435 | 78137.3122 | 2604.5771 | 3551.696 | 2690528.1151 | 3668901.9751
2016-07-01 | 2016 | 61688603 | 1262307.9842 | 62950910.9842 | 60310 | 15923666 | 5262 | 702774.304 | 16626440.304 | 84011912 | 2816466.452 | 86828378.452 | 214922 | 1034 | 641842 | 2304 | 15252 | 259477 | 24 | 560 | 692620.8 | 6995.7 | 3229.4 | 379.1 | 7090.8 | 3265.5 | 382.2 | 22.9194 | 5.3 | 95.8 | 0.1 | 152.6 | 0 | 214.5 | 0 | 276.5 | 0 | 338.5 | 0 | 400.5 | 0 | 462.5 | 0 | 0 | 0 | 0 | 0 | 0 | 1 | 0 | 0 | 0 | 0 | 0 | 0 | 0 | 0 | 79 | 31 | 20 | 1043.7889 | 33.6706 | 2030674.5479 | 3159.7188 | 101.9264 | 536336.784 | 83973.2867 | 2708.8157 | 4198.6643 | 2800915.4339 | 4341418.9226
2016-08-01 | 2016 | 60215461 | 1262307.9842 | 61477768.9842 | 60299 | 16295761 | 5260 | 702774.304 | 16998535.304 | 87167726 | 2816466.452 | 89984192.452 | 217408 | 1034 | 720249 | 2304 | 15252 | 259148 | 24 | 560 | 692620.8 | 6990.6 | 3224.8 | 379.5 | 7083.3 | 3263 | 380.6 | 23.7355 | 0.1 | 115.9 | 0 | 177.8 | 0 | 239.8 | 0 | 301.8 | 0 | 363.8 | 0 | 425.8 | 0 | 487.8 | 0 | 0 | 0 | 0 | 0 | 0 | 0 | 1 | 0 | 0 | 0 | 0 | 0 | 0 | 0 | 80 | 31 | 22 | 1019.5487 | 32.8887 | 1983153.8382 | 3231.6607 | 104.2471 | 548339.8485 | 87025.3312 | 2807.2687 | 3955.6969 | 2902715.8855 | 4090190.566
2016-09-01 | 2016 | 49709783 | 1262307.9842 | 50972090.9842 | 60320 | 13976976 | 5273 | 702774.304 | 14679750.304 | 77840725 | 2816466.452 | 80657191.452 | 218401 | 1033 | 794582 | 2304 | 15252 | 258866 | 24 | 559 | 692620.8 | 6988.9 | 3216.9 | 382.3 | 7037 | 3236.1 | 381.7 | 20.03 | 41.9 | 42.8 | 15.5 | 76.4 | 3.8 | 124.7 | 0.1 | 181 | 0 | 240.9 | 0 | 300.9 | 0 | 360.9 | 0 | 0 | 0 | 0 | 0 | 0 | 0 | 0 | 1 | 0 | 0 | 0 | 0 | 1 | 1 | 81 | 30 | 21 | 845.028 | 28.1676 | 1699069.6995 | 2783.9466 | 92.7982 | 489325.0101 | 78080.5338 | 2602.6845 | 3718.1207 | 2688573.0484 | 3840818.6406
2016-10-01 | 2016 | 41115850 | 1262307.9842 | 42378157.9842 | 60321 | 12868083 | 5278 | 702774.304 | 13570857.304 | 73150245 | 2816466.452 | 75966711.452 | 211273 | 1036 | 926316 | 2304 | 15252 | 259426 | 24 | 559 | 692620.8 | 7006.2 | 3209.8 | 386.2 | 7033.4 | 3217.5 | 384.6 | 13.2097 | 212.3 | 1.8 | 156.6 | 8.1 | 111.3 | 24.8 | 77.2 | 52.7 | 50.1 | 87.6 | 26.6 | 126.1 | 10.8 | 172.3 | 0 | 0 | 0 | 0 | 0 | 0 | 0 | 0 | 0 | 1 | 0 | 0 | 0 | 1 | 1 | 82 | 31 | 20 | 702.544 | 22.6627 | 1367037.3543 | 2571.2121 | 82.9423 | 437769.5905 | 73326.9416 | 2365.3852 | 3666.3471 | 2450539.0791 | 3798335.5726
2016-11-01 | 2016 | 37172567 | 1262307.9842 | 38434874.9842 | 60345 | 12936003 | 5298 | 702774.304 | 13638777.304 | 71615105 | 2816466.452 | 74431571.452 | 211233 | 1036 | 986113 | 2304 | 15253 | 258781 | 24 | 559 | 692620.8 | 7018.5 | 3207.3 | 392.2 | 7026.9 | 3203.3 | 391.8 | 8.2367 | 352.9 | 0 | 292.9 | 0 | 232.9 | 0 | 174.8 | 1.9 | 121.3 | 8.4 | 76 | 23.1 | 45.8 | 52.9 | 0 | 0 | 0 | 0 | 0 | 0 | 0 | 0 | 0 | 0 | 1 | 0 | 0 | 1 | 1 | 83 | 30 | 22 | 636.919 | 21.2306 | 1281162.4995 | 2574.3257 | 85.8109 | 454625.9101 | 71845.1462 | 2394.8382 | 3265.6885 | 2481052.3817 | 3383253.2478
2016-12-01 | 2016 | 42809833 | 1262307.9842 | 44072140.9842 | 60353 | 14391209 | 5297 | 702774.304 | 15093983.304 | 73980352 | 2816466.452 | 76796818.452 | 171682 | 1036 | 1068050 | 2304 | 15253 | 263175 | 24 | 559 | 692620.8 | 7028.8 | 3203.9 | 397.1 | 7041.6 | 3206.3 | 398 | -0.032258 | 621 | 0 | 559 | 0 | 497 | 0 | 435 | 0 | 373 | 0 | 311 | 0 | 249 | 0 | 0 | 0 | 0 | 0 | 0 | 0 | 0 | 0 | 0 | 0 | 0 | 1 | 0 | 0 | 0 | 84 | 31 | 20 | 730.2394 | 23.5561 | 1421681.9672 | 2849.5343 | 91.9205 | 486902.6872 | 74128.2031 | 2391.2324 | 3706.4102 | 2477316.7243 | 3839840.9226
2017-01-01 | 2017 | 43117838 | 2395541.4292 | 45513379.4292 | 60357 | 15042631 | 5303 | 805991.7163 | 15848622.7163 | 76397192 | 3381552.6665 | 79778744.6665 | 189110 | 1035 | 1188321.4 | 2623.4 | 17184 | 261189 | 24 | 562 | 713254.1 | 7045.6 | 3213.3 | 398.1 | 7018.6 | 3203.7 | 397.6 | -0.34194 | 630.6 | 0 | 568.6 | 0 | 506.6 | 0 | 444.6 | 0 | 382.6 | 0 | 320.6 | 0 | 258.6 | 0 | 1 | 0 | 0 | 0 | 0 | 0 | 0 | 0 | 0 | 0 | 0 | 0 | 0 | 0 | 0 | 85 | 31 | 22 | 754.0696 | 24.3248 | 1468173.53 | 2988.6145 | 96.4069 | 511245.8941 | 77080.9127 | 2486.4811 | 3503.6779 | 2573507.8925 | 3626306.5757
2017-02-01 | 2017 | 36607845 | 2395541.4292 | 39003386.4292 | 60440 | 13349253 | 5341 | 805991.7163 | 14155244.7163 | 68237493 | 3381552.6665 | 71619045.6665 | 187278 | 999 | 990953.3 | 2623.4 | 17184 | 260089 | 24 | 562 | 713254.1 | 7060.7 | 3230.3 | 398.6 | 6996 | 3206.5 | 396.1 | 1.1714 | 527.2 | 0 | 471.2 | 0 | 415.2 | 0 | 359.2 | 0 | 303.2 | 0 | 247.7 | 0.5 | 193.8 | 2.6 | 0 | 1 | 0 | 0 | 0 | 0 | 0 | 0 | 0 | 0 | 0 | 0 | 0 | 0 | 0 | 86 | 28 | 19 | 645.3241 | 23.0473 | 1392978.0868 | 2650.2986 | 94.6535 | 505544.4542 | 71690.7364 | 2560.3834 | 3773.1967 | 2557823.0595 | 3769423.4561
2017-03-01 | 2017 | 38263912 | 2395541.4292 | 40659453.4292 | 60475 | 14302608 | 5342 | 805991.7163 | 15108599.7163 | 75471623 | 3381552.6665 | 78853175.6665 | 182686 | 1000 | 977923.9 | 2623.4 | 17184 | 261919 | 24 | 562 | 713254.1 | 7074.2 | 3247.6 | 402 | 6972 | 3204.7 | 396.5 | 0.54194 | 603.2 | 0 | 541.2 | 0 | 479.2 | 0 | 417.2 | 0 | 355.2 | 0 | 293.4 | 0.2 | 234.7 | 3.5 | 0 | 0 | 1 | 0 | 0 | 0 | 0 | 0 | 0 | 0 | 0 | 0 | 1 | 0 | 1 | 87 | 31 | 23 | 672.3349 | 21.6882 | 1311595.2719 | 2828.2665 | 91.2344 | 487374.1844 | 78853.1757 | 2543.6508 | 3428.3989 | 2543650.828 | 3428398.942
2017-04-01 | 2017 | 33970409 | 2395541.4292 | 36365950.4292 | 60471 | 12843245 | 5344 | 805991.7163 | 13649236.7163 | 68114633 | 3381552.6665 | 71496185.6665 | 189895 | 1000 | 829657.1 | 2623.4 | 17184 | 259900 | 24 | 562 | 713254.1 | 7074.8 | 3257.7 | 411 | 6982.8 | 3222.4 | 406.8 | 8.93 | 332.1 | 0 | 272.1 | 0 | 213 | 0.9 | 156.8 | 4.7 | 107.1 | 15 | 65.8 | 33.7 | 29.5 | 57.4 | 0 | 0 | 0 | 1 | 0 | 0 | 0 | 0 | 0 | 0 | 0 | 0 | 1 | 0 | 1 | 88 | 30 | 19 | 601.3784 | 20.0459 | 1212198.3476 | 2554.1236 | 85.1375 | 454974.5572 | 71496.1857 | 2383.2062 | 3762.9571 | 2383206.1889 | 3762957.1403
2017-05-01 | 2017 | 36857170 | 2395541.4292 | 39252711.4292 | 60529 | 13045355 | 5341 | 805991.7163 | 13851346.7163 | 72074085 | 3381552.6665 | 75455637.6665 | 187094 | 997 | 755282.8 | 2623.4 | 17184 | 260353 | 24 | 561 | 713254.1 | 7080.7 | 3266.8 | 416.7 | 7047.4 | 3255.9 | 414.8 | 11.7839 | 258.6 | 3.9 | 200.5 | 7.8 | 148 | 17.3 | 98.6 | 29.9 | 57.9 | 51.2 | 25.7 | 81 | 6.8 | 124.1 | 0 | 0 | 0 | 0 | 1 | 0 | 0 | 0 | 0 | 0 | 0 | 0 | 1 | 0 | 1 | 89 | 31 | 22 | 648.4943 | 20.9192 | 1266216.4977 | 2593.3995 | 83.658 | 446817.636 | 75682.6857 | 2441.377 | 3440.1221 | 2434052.828 | 3429801.7121
2017-06-01 | 2017 | 45233408 | 2395541.4292 | 47628949.4292 | 60518 | 13634874 | 5339 | 805991.7163 | 14440865.7163 | 75251236 | 3381552.6665 | 78632788.6665 | 201444 | 1001 | 681040 | 2623.4 | 17184 | 259791 | 24 | 561 | 713254.1 | 7085.4 | 3268.7 | 417.8 | 7129.6 | 3289.1 | 419.3 | 19.3033 | 57.4 | 36.5 | 29.3 | 68.4 | 8.9 | 108 | 0 | 159.1 | 0 | 219.1 | 0 | 279.1 | 0 | 339.1 | 0 | 0 | 0 | 0 | 0 | 1 | 0 | 0 | 0 | 0 | 0 | 0 | 0 | 0 | 0 | 90 | 30 | 22 | 787.0212 | 26.234 | 1587631.6476 | 2704.7885 | 90.1596 | 481362.1905 | 78554.2344 | 2618.4745 | 3570.647 | 2621092.9555 | 3574217.6667
2017-07-01 | 2017 | 53399843 | 2395541.4292 | 55795384.4292 | 60509 | 14948502 | 5337 | 805991.7163 | 15754493.7163 | 79040629 | 3381552.6665 | 82422181.6665 | 210283 | 1001 | 731410 | 2623.4 | 17184 | 260353 | 24 | 561 | 713254.1 | 7099.9 | 3270 | 421.3 | 7195 | 3308.7 | 422.9 | 21.6613 | 5.4 | 56.9 | 0 | 113.5 | 0 | 175.5 | 0 | 237.5 | 0 | 299.5 | 0 | 361.5 | 0 | 423.5 | 0 | 0 | 0 | 0 | 0 | 0 | 1 | 0 | 0 | 0 | 0 | 0 | 0 | 0 | 0 | 91 | 31 | 20 | 922.1006 | 29.7452 | 1799851.1106 | 2951.9381 | 95.2238 | 508209.4747 | 82339.8418 | 2656.1239 | 4116.9921 | 2658780.0538 | 4121109.0833
2017-08-01 | 2017 | 50059809 | 2395541.4292 | 52455350.4292 | 60503 | 14562677 | 5344 | 805991.7163 | 15368668.7163 | 78939288 | 3381552.6665 | 82320840.6665 | 205394 | 1002 | 822705 | 2623.4 | 17184 | 260072 | 24 | 561 | 713254.1 | 7121.3 | 3278.6 | 427.8 | 7213.7 | 3315.2 | 429.1 | 20.5226 | 26.6 | 42.8 | 7.2 | 85.4 | 0 | 140.2 | 0 | 202.2 | 0 | 264.2 | 0 | 326.2 | 0 | 388.2 | 0 | 0 | 0 | 0 | 0 | 0 | 0 | 1 | 0 | 0 | 0 | 0 | 0 | 0 | 0 | 92 | 31 | 22 | 866.9876 | 27.9673 | 1692108.0784 | 2875.8736 | 92.7701 | 495763.507 | 82156.5276 | 2650.2106 | 3734.3876 | 2655510.9892 | 3741856.3939
2017-09-01 | 2017 | 43473772 | 2395541.4292 | 45869313.4292 | 60533 | 13593689 | 5350 | 805991.7163 | 14399680.7163 | 74885800 | 3381552.6665 | 78267352.6665 | 210407 | 1001 | 908096.9 | 2623.4 | 17184 | 260483 | 24 | 561 | 713254.1 | 7150.1 | 3297.7 | 432.9 | 7197 | 3313.7 | 432.4 | 18.61 | 72.2 | 30.5 | 41.7 | 60 | 18.6 | 96.9 | 4.1 | 142.4 | 1 | 199.3 | 0 | 258.3 | 0 | 318.3 | 0 | 0 | 0 | 0 | 0 | 0 | 0 | 0 | 1 | 0 | 0 | 0 | 0 | 1 | 1 | 93 | 30 | 20 | 757.7571 | 25.2586 | 1528977.1143 | 2691.5291 | 89.7176 | 479989.3572 | 78189.1635 | 2606.3055 | 3909.4582 | 2608911.7555 | 3913367.6333
2017-10-01 | 2017 | 38846178 | 2395541.4292 | 41241719.4292 | 60537 | 13303779 | 5350 | 805991.7163 | 14109770.7163 | 73030053 | 3381552.6665 | 76411605.6665 | 214277 | 1002 | 1058156.9 | 2526 | 17184 | 261070 | 24 | 563 | 713254.1 | 7170.5 | 3320.8 | 430.7 | 7193.7 | 3320.5 | 430.3 | 14.6581 | 167.8 | 2.2 | 113.3 | 9.7 | 75.2 | 33.6 | 47.5 | 67.9 | 26.3 | 108.7 | 12.3 | 156.7 | 2.1 | 208.5 | 0 | 0 | 0 | 0 | 0 | 0 | 0 | 0 | 0 | 1 | 0 | 0 | 0 | 1 | 1 | 94 | 31 | 21 | 681.2647 | 21.9763 | 1330378.0461 | 2637.3403 | 85.0755 | 455153.8941 | 76259.0875 | 2459.9706 | 3631.3851 | 2464890.5054 | 3638647.8889
2017-11-01 | 2017 | 36790700 | 2395541.4292 | 39186241.4292 | 60558 | 13353063 | 5353 | 805991.7163 | 14159054.7163 | 71461391 | 3381552.6665 | 74842943.6665 | 211293 | 1003 | 1125753.3 | 2285.9 | 17184 | 260852 | 24 | 563 | 713254.1 | 7189.6 | 3335.4 | 426.2 | 7194.2 | 3326.2 | 426.2 | 5.07 | 447.9 | 0 | 387.9 | 0 | 327.9 | 0 | 267.9 | 0 | 208.1 | 0.2 | 151.8 | 3.9 | 99 | 11.1 | 0 | 0 | 0 | 0 | 0 | 0 | 0 | 0 | 0 | 0 | 1 | 0 | 0 | 1 | 1 | 95 | 30 | 22 | 647.0861 | 21.5695 | 1306208.0476 | 2645.0691 | 88.169 | 471968.4905 | 74619.0864 | 2487.3029 | 3391.7767 | 2494764.7889 | 3401951.9848
2017-12-01 | 2017 | 44807567 | 2395541.4292 | 47203108.4292 | 60594 | 14914509 | 5356 | 805991.7163 | 15720500.7163 | 72692802 | 3381552.6665 | 76074354.6665 | 174819 | 1003 | 1217354.1 | 2029.3 | 17184 | 264173 | 24 | 564 | 713254.1 | 7203.1 | 3352.3 | 421.4 | 7213.4 | 3351 | 423.3 | -2.9419 | 711.2 | 0 | 649.2 | 0 | 587.2 | 0 | 525.2 | 0 | 463.2 | 0 | 401.2 | 0 | 339.2 | 0 | 0 | 0 | 0 | 0 | 0 | 0 | 0 | 0 | 0 | 0 | 0 | 1 | 0 | 0 | 0 | 96 | 31 | 19 | 779.0063 | 25.1292 | 1522680.9171 | 2935.1196 | 94.6813 | 507112.9263 | 75846.8142 | 2446.6714 | 3991.9376 | 2454011.4409 | 4003913.4035
2018-01-01 | 2018 | 45520102 | 3038147.2214 | 48558249.2214 | 60779 | 15643746 | 5365 | 1010612.3673 | 16654358.3673 | 77544300 | 3957126.6568 | 81501426.6568 | 193600 | 1002 | 867512.8 | 1915.2 | 17184 | 262149 | 24 | 564 | 730276.2 | 7199.8 | 3357.1 | 420.4 | 7172.6 | 3347.1 | 420.7 | -3.9452 | 742.3 | 0 | 680.3 | 0 | 618.3 | 0 | 556.3 | 0 | 494.3 | 0 | 432.5 | 0.2 | 372.5 | 2.2 | 1 | 0 | 0 | 0 | 0 | 0 | 0 | 0 | 0 | 0 | 0 | 0 | 0 | 0 | 0 | 97 | 31 | 22 | 798.9314 | 25.772 | 1566395.1362 | 3104.2606 | 100.1374 | 537237.3667 | 81338.7492 | 2623.8306 | 3697.2159 | 2629078.2793 | 3704610.3026
2018-02-01 | 2018 | 37446591 | 3038147.2214 | 40484738.2214 | 60797 | 13639150 | 5367 | 1010612.3673 | 14649762.3673 | 68432722 | 3957126.6568 | 72389848.6568 | 189385 | 1004 | 668680.3 | 1770.2 | 17184 | 261046 | 24 | 564 | 730276.2 | 7189.2 | 3356.1 | 415.9 | 7125.8 | 3334.6 | 413.8 | -0.28929 | 568.1 | 0 | 512.1 | 0 | 456.1 | 0 | 400.1 | 0 | 344.1 | 0 | 288.5 | 0.4 | 235.5 | 3.4 | 0 | 1 | 0 | 0 | 0 | 0 | 0 | 0 | 0 | 0 | 0 | 0 | 0 | 0 | 0 | 98 | 28 | 19 | 665.9003 | 23.7822 | 1445883.5079 | 2729.5998 | 97.4857 | 523205.7988 | 72101.4429 | 2575.0515 | 3794.8128 | 2585351.7377 | 3809992.0346
2018-03-01 | 2018 | 38782369 | 3038147.2214 | 41820516.2214 | 60798 | 14498535 | 5382 | 1010612.3673 | 15509147.3673 | 73851189 | 3957126.6568 | 77808315.6568 | 187159 | 1008 | 606508.2 | 1627 | 17184 | 262882 | 24 | 564 | 730276.2 | 7185 | 3345.3 | 413.4 | 7082.3 | 3305.7 | 407.7 | 0.77742 | 595.9 | 0 | 533.9 | 0 | 471.9 | 0 | 409.9 | 0 | 347.9 | 0 | 285.9 | 0 | 223.9 | 0 | 0 | 0 | 1 | 0 | 0 | 0 | 0 | 0 | 0 | 0 | 0 | 0 | 1 | 0 | 1 | 99 | 31 | 21 | 687.8601 | 22.189 | 1349048.9104 | 2881.6699 | 92.9571 | 500295.0764 | 77190.7893 | 2490.0255 | 3675.7519 | 2509945.6663 | 3705157.8884
2018-04-01 | 2018 | 35825905 | 3038147.2214 | 38864052.2214 | 60792 | 13441312 | 5377 | 1010612.3673 | 14451924.3673 | 70289177 | 3957126.6568 | 74246303.6568 | 184065 | 1006 | 479278.6 | 1515.5 | 17184 | 260891 | 24 | 564 | 730276.2 | 7198.2 | 3338.5 | 410 | 7108.4 | 3307.1 | 403.8 | 4.0233 | 479.3 | 0 | 419.3 | 0 | 359.3 | 0 | 299.3 | 0 | 239.3 | 0 | 180.8 | 1.5 | 127.5 | 8.2 | 0 | 0 | 0 | 1 | 0 | 0 | 0 | 0 | 0 | 0 | 0 | 0 | 1 | 0 | 1 | 100 | 30 | 21 | 639.2955 | 21.3099 | 1295468.4074 | 2687.73 | 89.591 | 481730.8122 | 73803.4828 | 2460.1161 | 3514.4516 | 2474876.7886 | 3535538.2694
2018-05-01 | 2018 | 38850335 | 3038147.2214 | 41888482.2214 | 60822 | 13796645 | 5371 | 1010612.3673 | 14807257.3673 | 72846017 | 3957126.6568 | 76803143.6568 | 187517 | 1008 | 435165 | 1511.5 | 17184 | 261428 | 24 | 564 | 730276.2 | 7208.1 | 3335 | 412.2 | 7174.7 | 3326.5 | 408.1 | 14.7903 | 173.8 | 12.3 | 127.7 | 28.2 | 86 | 48.5 | 50.5 | 75 | 25.2 | 111.7 | 6.9 | 155.4 | 0.7 | 211.2 | 0 | 0 | 0 | 0 | 1 | 0 | 0 | 0 | 0 | 0 | 0 | 0 | 1 | 0 | 1 | 101 | 31 | 22 | 688.7061 | 22.2163 | 1351241.362 | 2756.8902 | 88.9319 | 477653.4635 | 76193.5949 | 2457.8579 | 3463.3452 | 2477520.7631 | 3491051.9844
2018-06-01 | 2018 | 49699411 | 3038147.2214 | 52737558.2214 | 60920 | 14595194 | 5437 | 1010612.3673 | 15605806.3673 | 74459387 | 3957126.6568 | 78416513.6568 | 205707 | 970 | 392256 | 1511 | 17184 | 260815 | 24 | 564 | 730276.2 | 7224.1 | 3341.9 | 414.9 | 7269.2 | 3363.4 | 414.3 | 19.03 | 64.6 | 35.5 | 26.9 | 57.8 | 5 | 95.9 | 0.6 | 151.5 | 0 | 210.9 | 0 | 270.9 | 0 | 330.9 | 0 | 0 | 0 | 0 | 0 | 1 | 0 | 0 | 0 | 0 | 0 | 0 | 0 | 0 | 0 | 102 | 30 | 21 | 865.6855 | 28.8562 | 1757918.6074 | 2870.2973 | 95.6766 | 520193.5456 | 80841.7667 | 2694.7256 | 3849.6079 | 2613883.7886 | 3734119.6979
2018-07-01 | 2018 | 62470256 | 3038147.2214 | 65508403.2214 | 60944 | 16326498 | 5443 | 1010612.3673 | 17337110.3673 | 79813563 | 3957126.6568 | 83770689.6568 | 212958 | 970 | 418842.3 | 1502.3 | 17184 | 261377 | 24 | 563 | 730276.2 | 7258.6 | 3357.7 | 416.4 | 7352.5 | 3397.6 | 418.9 | 23.2968 | 0.5 | 102.7 | 0 | 164.2 | 0 | 226.2 | 0 | 288.2 | 0 | 350.2 | 0 | 412.2 | 0 | 474.2 | 0 | 0 | 0 | 0 | 0 | 0 | 1 | 0 | 0 | 0 | 0 | 0 | 0 | 0 | 0 | 103 | 31 | 21 | 1074.895 | 34.674 | 2113174.2975 | 3185.2123 | 102.7488 | 559261.6248 | 86361.5357 | 2785.856 | 4112.4541 | 2702280.3115 | 3989080.4598
2018-08-01 | 2018 | 60684419 | 3038147.2214 | 63722566.2214 | 60940 | 16132239 | 5466 | 1010612.3673 | 17142851.3673 | 79970235 | 3957126.6568 | 83927361.6568 | 205769 | 970 | 468399.7 | 1493.6 | 17184 | 261095 | 24 | 563 | 730276.2 | 7264.8 | 3354.6 | 413.1 | 7356 | 3390.3 | 416.3 | 23.2839 | 5.8 | 107.6 | 1.3 | 165.1 | 0 | 225.8 | 0 | 287.8 | 0 | 349.8 | 0 | 411.8 | 0 | 473.8 | 0 | 0 | 0 | 0 | 0 | 0 | 0 | 1 | 0 | 0 | 0 | 0 | 0 | 0 | 0 | 104 | 31 | 22 | 1045.6608 | 33.731 | 2055566.6523 | 3136.2699 | 101.17 | 552995.2054 | 86523.0533 | 2791.0662 | 3932.8661 | 2707334.247 | 3814880.0753
2018-09-01 | 2018 | 48255985 | 3038147.2214 | 51294132.2214 | 60973 | 14295949 | 5466 | 1010612.3673 | 15306561.3673 | 72439191 | 3957126.6568 | 76396317.6568 | 206092 | 974 | 487042.4 | 1407 | 17184 | 260813 | 24 | 563 | 730276.2 | 7268.1 | 3347.2 | 411.2 | 7315.2 | 3361.9 | 412.4 | 19.4467 | 57.2 | 40.6 | 27.8 | 71.2 | 11.3 | 114.7 | 2 | 165.4 | 0 | 223.4 | 0 | 283.4 | 0 | 343.4 | 0 | 0 | 0 | 0 | 0 | 0 | 0 | 0 | 1 | 0 | 0 | 0 | 0 | 1 | 1 | 105 | 30 | 19 | 841.2598 | 28.042 | 1709804.4074 | 2800.3222 | 93.3441 | 510218.7122 | 78435.6444 | 2614.5215 | 4128.1918 | 2546543.9219 | 4020858.824
2018-10-01 | 2018 | 37999906 | 3038147.2214 | 41038053.2214 | 60992 | 13367196 | 5469 | 1010612.3673 | 14377808.3673 | 68627728 | 3957126.6568 | 72584854.6568 | 205563 | 972 | 541847.9 | 1343.3 | 17184 | 261271 | 24 | 563 | 730276.2 | 7253 | 3346.6 | 411.9 | 7274.4 | 3341.9 | 412.1 | 10.6452 | 295.5 | 5.5 | 237.5 | 9.5 | 182.2 | 16.2 | 132.7 | 28.7 | 88.2 | 46.2 | 50.2 | 70.2 | 20.6 | 102.6 | 0 | 0 | 0 | 0 | 0 | 0 | 0 | 0 | 0 | 1 | 0 | 0 | 0 | 1 | 1 | 106 | 31 | 22 | 672.8432 | 21.7046 | 1323808.1684 | 2628.9648 | 84.8053 | 463800.2699 | 74675.7764 | 2408.896 | 3394.3535 | 2341446.9244 | 3299311.5753
2018-11-01 | 2018 | 38116428 | 3038147.2214 | 41154575.2214 | 61031 | 13835360 | 5496 | 1010612.3673 | 14845972.3673 | 68344175 | 3957126.6568 | 72301301.6568 | 205844 | 972 | 565178.5 | 1317.1 | 17184 | 260703 | 24 | 562 | 730276.2 | 7273.5 | 3365.9 | 416 | 7279 | 3354.2 | 415.5 | 2.92 | 512.4 | 0 | 452.4 | 0 | 392.4 | 0 | 332.4 | 0 | 272.4 | 0 | 214.1 | 1.7 | 157.9 | 5.5 | 0 | 0 | 0 | 0 | 0 | 0 | 0 | 0 | 0 | 0 | 1 | 0 | 0 | 1 | 1 | 107 | 30 | 22 | 674.3225 | 22.4774 | 1371819.174 | 2701.2322 | 90.0411 | 494865.7456 | 74384.0552 | 2479.4685 | 3381.0934 | 2410043.3886 | 3286422.8026
2018-12-01 | 2018 | 43149882 | 3038147.2214 | 46188029.2214 | 61253 | 14685286 | 5494 | 1010612.3673 | 15695898.3673 | 67665402 | 3957126.6568 | 71622528.6568 | 169863 | 974 | 597310.9 | 1287.2 | 17184 | 264008 | 24 | 562 | 730276.2 | 7289.2 | 3382.8 | 419.2 | 7302.7 | 3380.9 | 420.7 | 1.3548 | 578 | 0 | 516 | 0 | 454 | 0 | 392 | 0 | 330 | 0 | 268 | 0 | 206 | 0 | 0 | 0 | 0 | 0 | 0 | 0 | 0 | 0 | 0 | 0 | 0 | 1 | 0 | 0 | 0 | 108 | 31 | 19 | 754.0533 | 24.3243 | 1489936.4265 | 2856.9163 | 92.1586 | 506319.3022 | 73534.4237 | 2372.0782 | 3870.2328 | 2310404.1502 | 3769606.7714
2019-01-01 | 2019 | 44752329 | 3193894.2267 | 47946223.2267 | 61267 | 15650151 | 5499 | 1180224.0661 | 16830375.0661 | 74411457 | 4390209.5678 | 78801666.5678 | 179535 | 974 | 583065.5 | 1287.2 | 17184 | 262538 | 24 | 559 | 744439.6 | 7315.7 | 3394.9 | 420.6 | 7293.3 | 3386.2 | 420.6 | -4.5806 | 762 | 0 | 700 | 0 | 638 | 0 | 576 | 0 | 514 | 0 | 452 | 0 | 390 | 0 | 1 | 0 | 0 | 0 | 0 | 0 | 0 | 0 | 0 | 0 | 0 | 0 | 0 | 0 | 0 | 109 | 31 | 22 | 782.5783 | 25.2445 | 1546652.3622 | 3060.6247 | 98.7298 | 542915.3247 | 80905.2018 | 2609.8452 | 3677.5092 | 2541989.2441 | 3581893.9349
2019-02-01 | 2019 | 39641060 | 3193894.2267 | 42834954.2267 | 61283 | 14388779 | 5507 | 1180224.0661 | 15569003.0661 | 66941377 | 4390209.5678 | 71331586.5678 | 190349 | 972 | 486224.5 | 1287.2 | 17184 | 261673 | 24 | 563 | 744439.6 | 7346.7 | 3412.3 | 421.7 | 7286.5 | 3393.3 | 419.8 | -2.4179 | 627.7 | 0 | 571.7 | 0 | 515.7 | 0 | 459.7 | 0 | 403.7 | 0 | 347.7 | 0 | 293.7 | 2 | 0 | 1 | 0 | 0 | 0 | 0 | 0 | 0 | 0 | 0 | 0 | 0 | 0 | 0 | 0 | 110 | 28 | 19 | 698.9696 | 24.9632 | 1529819.7938 | 2827.1297 | 100.9689 | 556035.8238 | 73386.4059 | 2620.9431 | 3862.4424 | 2547556.6631 | 3754294.0299
2019-03-01 | 2019 | 39959681 | 3193894.2267 | 43153575.2267 | 61278 | 15138621 | 5500 | 1180224.0661 | 16318845.0661 | 71747602 | 4390209.5678 | 76137811.5678 | 186476 | 972 | 479831.6 | 1287.2 | 17184 | 263490 | 24 | 563 | 744439.6 | 7371 | 3430.6 | 420.5 | 7268.2 | 3393.6 | 415.1 | 0.048387 | 618.5 | 0 | 556.5 | 0 | 494.5 | 0 | 432.5 | 0 | 370.5 | 0 | 308.5 | 0 | 246.6 | 0.1 | 0 | 0 | 1 | 0 | 0 | 0 | 0 | 0 | 0 | 0 | 0 | 0 | 1 | 0 | 1 | 111 | 31 | 22 | 704.2262 | 22.717 | 1392050.8138 | 2967.0627 | 95.7117 | 526414.357 | 78331.0819 | 2526.8091 | 3560.5037 | 2456058.4377 | 3460809.6167
2019-04-01 | 2019 | 34942768 | 3193894.2267 | 38136662.2267 | 61471 | 13349194 | 5496 | 1180224.0661 | 14529418.0661 | 65493567 | 4390209.5678 | 69883776.5678 | 182739 | 973 | 407082.6 | 1287.2 | 17184 | 261275 | 24 | 563 | 744439.6 | 7395.4 | 3447.9 | 417.5 | 7304.3 | 3418.2 | 411.2 | 6.27 | 411.9 | 0 | 351.9 | 0 | 291.9 | 0 | 231.9 | 0 | 173.3 | 1.4 | 116.7 | 4.8 | 71.4 | 19.5 | 0 | 0 | 0 | 1 | 0 | 0 | 0 | 0 | 0 | 0 | 0 | 0 | 1 | 0 | 1 | 112 | 30 | 21 | 620.4009 | 20.68 | 1271222.0742 | 2643.635 | 88.1212 | 484313.9355 | 71822.9975 | 2394.0999 | 3420.1427 | 2329459.2189 | 3327798.8842
2019-05-01 | 2019 | 35494086 | 3193894.2267 | 38687980.2267 | 61467 | 13091106 | 5489 | 1180224.0661 | 14271330.0661 | 66534124 | 4390209.5678 | 70924333.5678 | 180588 | 977 | 370589.6 | 1287.2 | 17184 | 261806 | 24 | 563 | 744439.6 | 7412.6 | 3461.7 | 415.7 | 7376.9 | 3452.9 | 411.2 | 11.0581 | 277.2 | 0 | 215.6 | 0.4 | 157.8 | 4.6 | 105.8 | 14.6 | 63.5 | 34.3 | 33.1 | 65.9 | 13.4 | 108.2 | 0 | 0 | 0 | 0 | 1 | 0 | 0 | 0 | 0 | 0 | 0 | 0 | 1 | 0 | 1 | 113 | 31 | 20 | 629.4106 | 20.3036 | 1247999.3622 | 2599.9873 | 83.8706 | 460365.486 | 72593.9955 | 2341.7418 | 3629.6998 | 2287881.728 | 3546216.6784
2019-06-01 | 2019 | 42615902 | 3193894.2267 | 45809796.2267 | 61472 | 13624072 | 5489 | 1180224.0661 | 14804296.0661 | 67552624 | 4390209.5678 | 71942833.5678 | 184356 | 982 | 334161.4 | 1287.2 | 17184 | 261241 | 24 | 561 | 744439.6 | 7430.3 | 3472.4 | 416.3 | 7472.1 | 3492.2 | 415.4 | 17.3067 | 96.9 | 16.1 | 54.9 | 34.1 | 22 | 61.2 | 4.4 | 103.6 | 0.2 | 159.4 | 0 | 219.2 | 0 | 279.2 | 0 | 0 | 0 | 0 | 0 | 1 | 0 | 0 | 0 | 0 | 0 | 0 | 0 | 0 | 0 | 114 | 30 | 22 | 745.214 | 24.8405 | 1526993.2076 | 2697.0844 | 89.9028 | 493476.5355 | 73261.5413 | 2442.0514 | 3330.0701 | 2398094.4523 | 3270128.7985
2019-07-01 | 2019 | 60513434 | 3193894.2267 | 63707328.2267 | 61470 | 16138863 | 5495 | 1180224.0661 | 17319087.0661 | 78868328 | 4390209.5678 | 83258537.5678 | 199980 | 982 | 358876.3 | 1287.2 | 17184 | 261806 | 24 | 561 | 744439.6 | 7432.9 | 3487.5 | 415.9 | 7524.4 | 3526.4 | 417.8 | 22.9226 | 1.4 | 92 | 0 | 152.6 | 0 | 214.6 | 0 | 276.6 | 0 | 338.6 | 0 | 400.6 | 0 | 462.6 | 0 | 0 | 0 | 0 | 0 | 0 | 1 | 0 | 0 | 0 | 0 | 0 | 0 | 0 | 0 | 115 | 31 | 22 | 1036.3971 | 33.4322 | 2055075.1041 | 3151.7902 | 101.6707 | 558680.2279 | 84784.6615 | 2734.9891 | 3853.8482 | 2685759.2764 | 3784478.9804
2019-08-01 | 2019 | 55597872 | 3193894.2267 | 58791766.2267 | 61464 | 15404829 | 5492 | 1180224.0661 | 16585053.0661 | 75469633 | 4390209.5678 | 79859842.5678 | 205692 | 983 | 403671.4 | 1287.2 | 17184 | 261523 | 24 | 561 | 744439.6 | 7449.6 | 3500.1 | 418.8 | 7540.9 | 3533.8 | 422.3 | 21.2677 | 10.7 | 50 | 1.4 | 102.7 | 0 | 163.3 | 0 | 225.3 | 0 | 287.3 | 0 | 349.3 | 0 | 411.3 | 0 | 0 | 0 | 0 | 0 | 0 | 0 | 1 | 0 | 0 | 0 | 0 | 0 | 0 | 0 | 116 | 31 | 20 | 956.5236 | 30.8556 | 1896508.588 | 3019.8567 | 97.4147 | 535001.7118 | 81240.9385 | 2620.6754 | 4062.0469 | 2576123.9538 | 3992992.1284
2019-09-01 | 2019 | 41652448 | 3193894.2267 | 44846342.2267 | 61464 | 13545211 | 5496 | 1180224.0661 | 14725435.0661 | 68830744 | 4390209.5678 | 73220953.5678 | 201400 | 981 | 445569.9 | 1287.2 | 17184 | 261241 | 24 | 561 | 744439.6 | 7478.3 | 3522.9 | 419.9 | 7535 | 3545.3 | 423.1 | 18.4533 | 58 | 11.6 | 21.8 | 35.4 | 5.1 | 78.7 | 0.3 | 133.9 | 0 | 193.6 | 0 | 253.6 | 0 | 313.6 | 0 | 0 | 0 | 0 | 0 | 0 | 0 | 0 | 1 | 0 | 0 | 0 | 0 | 1 | 1 | 117 | 30 | 21 | 729.6359 | 24.3212 | 1494878.0742 | 2679.3004 | 89.31 | 490847.8355 | 74639.0964 | 2487.9699 | 3554.2427 | 2440698.4523 | 3486712.0747
2019-10-01 | 2019 | 36759662 | 3193894.2267 | 39953556.2267 | 61500 | 12862432 | 5495 | 1180224.0661 | 14042656.0661 | 66661539 | 4390209.5678 | 71051748.5678 | 195686 | 980 | 519107 | 1287 | 17184 | 261806 | 24 | 561 | 744439.6 | 7504 | 3525.5 | 427.3 | 7538.5 | 3530.2 | 433.4 | 12.1258 | 247 | 2.9 | 187 | 4.9 | 128.5 | 8.4 | 74.1 | 16 | 32 | 35.9 | 10.4 | 76.3 | 0.3 | 128.2 | 0 | 0 | 0 | 0 | 0 | 0 | 0 | 0 | 0 | 1 | 0 | 0 | 0 | 1 | 1 | 118 | 31 | 21 | 649.6513 | 20.9565 | 1288824.3944 | 2555.5334 | 82.4366 | 452988.9054 | 72501.7843 | 2338.7672 | 3452.4659 | 2291991.8893 | 3383416.5985
2019-11-01 | 2019 | 37785130 | 3193894.2267 | 40979024.2267 | 61496 | 13334890 | 5456 | 1180224.0661 | 14515114.0661 | 67091476 | 4390209.5678 | 71481685.5678 | 196909 | 1020 | 552268 | 1287 | 17184 | 261241 | 24 | 561 | 744439.6 | 7517.3 | 3531.7 | 427.5 | 7530.1 | 3530.8 | 434.3 | 2.5333 | 524 | 0 | 464 | 0 | 404 | 0 | 344 | 0 | 284 | 0 | 224 | 0 | 165.8 | 1.8 | 0 | 0 | 0 | 0 | 0 | 0 | 0 | 0 | 0 | 0 | 1 | 0 | 0 | 1 | 1 | 119 | 30 | 21 | 666.3689 | 22.2123 | 1365967.4742 | 2660.3948 | 88.6798 | 483837.1355 | 70080.0839 | 2336.0028 | 3337.1469 | 2382722.8523 | 3403889.7889
2019-12-01 | 2019 | 42866511 | 3193894.2267 | 46060405.2267 | 61500 | 14175336 | 5460 | 1180224.0661 | 15355560.0661 | 67934124 | 4390209.5678 | 72324333.5678 | 171774 | 1022 | 597205.1 | 1287 | 17184 | 264551 | 24 | 561 | 744439.6 | 7525 | 3532 | 429.5 | 7535.2 | 3534.9 | 437.6 | 1.2129 | 582.4 | 0 | 520.4 | 0 | 458.4 | 0 | 396.4 | 0 | 334.4 | 0 | 272.4 | 0 | 210.4 | 0 | 0 | 0 | 0 | 0 | 0 | 0 | 0 | 0 | 0 | 0 | 0 | 1 | 0 | 0 | 0 | 120 | 31 | 21 | 748.9497 | 24.1597 | 1485819.5234 | 2812.3736 | 90.7217 | 495340.6473 | 70767.4497 | 2282.821 | 3369.8786 | 2333043.0183 | 3444015.8842

## Economic
Date | Year | GDP | Ont_FTEAdj | Ont_FTE | Tor_FTEAdj | Tor_FTE | Ham_FTEAdj | Ham_FTE
2009-01-01 | 2009 | 591636.5 | 6541.6 | 6506.5 | 2842.1 | 2835.9 | 361.3 | 358.8 | Latest Figures as of January 21, 2021 (3-Staff-37h)
2009-02-01 | 2009 | 591636.5 | 6506 | 6436.2 | 2838 | 2820.5 | 364.6 | 357.3 | Ontario
2009-03-01 | 2009 | 591636.5 | 6466.8 | 6363.8 | 2839.9 | 2804.5 | 369.7 | 359.9 |  | BMO | TD | Scotia | RBC | Average
2009-04-01 | 2009 | 591636.5 | 6445.5 | 6359.6 | 2843.4 | 2816.6 | 374.2 | 366.2 | Report Date | 2020-12-23 | 2020-12-15 | 2021-01-12 | 2020-12-15
2009-05-01 | 2009 | 591636.5 | 6420.3 | 6382.1 | 2837.3 | 2824.5 | 376.7 | 374.5 | FTE
2009-06-01 | 2009 | 591636.5 | 6393.2 | 6429.4 | 2810.4 | 2820.1 | 373.4 | 376.9 | 2019 | 2.9% |  | 2.9% | 2.9% | 2.9%
2009-07-01 | 2009 | 591636.5 | 6390.2 | 6467 | 2796.2 | 2818 | 370 | 375.1 | 2020 | -5.1% | -5% | -5% | -4.9% | -5%
2009-08-01 | 2009 | 591636.5 | 6401 | 6487.6 | 2791.5 | 2817 | 365.6 | 372.7 | 2021 | 5.1% | 5.7% | 3.9% | 5.8% | 5.125%
2009-09-01 | 2009 | 591636.5 | 6421.2 | 6470.2 | 2796.5 | 2808.4 | 367.1 | 371.5
2009-10-01 | 2009 | 591636.5 | 6438.2 | 6472.1 | 2803.9 | 2811.8 | 370.5 | 374.6 | GDP | 2020-12-23 | 2020-12-15 | 2021-01-12 | 2020-12-15
2009-11-01 | 2009 | 591636.5 | 6454 | 6465.6 | 2815.8 | 2817.5 | 373 | 373.5 | 2019 | 2.1% |  | 2.1% | 2.1% | 2.1%
2009-12-01 | 2009 | 591636.5 | 6458.5 | 6467.5 | 2823.8 | 2834.8 | 370.8 | 370.8 | 2020 | -5.6% | -6.2% | -5.6% | -5.6% | -5.75%
2010-01-01 | 2010 | 609770.3 | 6466.9 | 6434.5 | 2836.8 | 2831.9 | 368.4 | 365.5 | 2021 | 5.1% | 5.6% | 4.7% | 5.5% | 5.225%
2010-02-01 | 2010 | 609770.3 | 6471 | 6404.1 | 2842.3 | 2825.6 | 366.3 | 360.3
2010-03-01 | 2010 | 609770.3 | 6477.5 | 6377.2 | 2849.8 | 2813.8 | 367.5 | 359.4
2010-04-01 | 2010 | 609770.3 | 6485 | 6401.7 | 2844.4 | 2815.5 | 364.7 | 358.4
2010-05-01 | 2010 | 609770.3 | 6506.8 | 6468.9 | 2847.5 | 2831.7 | 364.3 | 362.4
2010-06-01 | 2010 | 609770.3 | 6540.8 | 6578.9 | 2859.9 | 2867.7 | 367.2 | 370.1
2010-07-01 | 2010 | 609770.3 | 6561 | 6640.9 | 2878.7 | 2899.6 | 372.2 | 375.7
2010-08-01 | 2010 | 609770.3 | 6568.9 | 6662.6 | 2895.3 | 2928.4 | 377 | 379.1
2010-09-01 | 2010 | 609770.3 | 6556 | 6611.2 | 2891.8 | 2912 | 377.3 | 376.7
2010-10-01 | 2010 | 609770.3 | 6551.6 | 6587.1 | 2893.7 | 2907.8 | 373.6 | 372.9
2010-11-01 | 2010 | 609770.3 | 6555.7 | 6566.6 | 2893.6 | 2895.2 | 372.3 | 371.5
2010-12-01 | 2010 | 609770.3 | 6578.3 | 6584.1 | 2918.5 | 2927.8 | 370.9 | 370.2
2011-01-01 | 2011 | 625936.9 | 6606.3 | 6571.2 | 2938.5 | 2934.1 | 372.1 | 369.4
2011-02-01 | 2011 | 625936.9 | 6619.5 | 6548.1 | 2947.4 | 2929.4 | 369.6 | 365.4
2011-03-01 | 2011 | 625936.9 | 6628.6 | 6523.7 | 2938.7 | 2901.9 | 369.8 | 363.6
2011-04-01 | 2011 | 625936.9 | 6635.5 | 6550 | 2929.9 | 2898.7 | 372 | 367.1
2011-05-01 | 2011 | 625936.9 | 6645.8 | 6612 | 2930.2 | 2912 | 375 | 374.6
2011-06-01 | 2011 | 625936.9 | 6662 | 6706.8 | 2934.9 | 2941 | 375.2 | 379.2
2011-07-01 | 2011 | 625936.9 | 6665.8 | 6755.3 | 2928.1 | 2949.3 | 375.3 | 379.4
2011-08-01 | 2011 | 625936.9 | 6677.5 | 6778 | 2922.7 | 2957.5 | 371.4 | 372.8
2011-09-01 | 2011 | 625936.9 | 6674.4 | 6734.6 | 2918.3 | 2940.6 | 372.6 | 371.1
2011-10-01 | 2011 | 625936.9 | 6668.1 | 6702.2 | 2912.1 | 2925.9 | 374.6 | 373.4
2011-11-01 | 2011 | 625936.9 | 6662.8 | 6669.4 | 2908.5 | 2909.9 | 383.7 | 381.7
2011-12-01 | 2011 | 625936.9 | 6667.5 | 6668.3 | 2903 | 2910.1 | 387.6 | 386.4
2012-01-01 | 2012 | 634944.3 | 6673.6 | 6635.9 | 2903.3 | 2898.2 | 390.1 | 387.2
2012-02-01 | 2012 | 634944.3 | 6670.7 | 6598 | 2901.2 | 2881 | 388.4 | 385.8
2012-03-01 | 2012 | 634944.3 | 6674 | 6569.8 | 2907.4 | 2869.6 | 385 | 380.7
2012-04-01 | 2012 | 634944.3 | 6685.8 | 6603.3 | 2912.5 | 2883 | 382.5 | 378.9
2012-05-01 | 2012 | 634944.3 | 6690.1 | 6658.1 | 2917.9 | 2902.3 | 376.3 | 375.1
2012-06-01 | 2012 | 634944.3 | 6693.3 | 6737.2 | 2928.6 | 2937.8 | 371.5 | 373.8
2012-07-01 | 2012 | 634944.3 | 6694.6 | 6778.6 | 2949.2 | 2965.9 | 368.7 | 372.6
2012-08-01 | 2012 | 634944.3 | 6703.3 | 6797.9 | 2968.4 | 2997.9 | 371.3 | 374.1
2012-09-01 | 2012 | 634944.3 | 6707.4 | 6763.1 | 2985.6 | 3001.5 | 376.3 | 376.1
2012-10-01 | 2012 | 634944.3 | 6710 | 6740.9 | 3002.1 | 3012.7 | 377.5 | 375.9
2012-11-01 | 2012 | 634944.3 | 6722.4 | 6727.4 | 3019.5 | 3019 | 377.9 | 373.6
2012-12-01 | 2012 | 634944.3 | 6740.6 | 6740.2 | 3030.3 | 3033.6 | 378.6 | 375.8
2013-01-01 | 2013 | 643937 | 6758.8 | 6721.7 | 3038 | 3030.3 | 380.4 | 378.6
2013-02-01 | 2013 | 643937 | 6775.5 | 6702 | 3041.7 | 3018.2 | 381.8 | 382.7
2013-03-01 | 2013 | 643937 | 6781.1 | 6675.8 | 3045.3 | 3007 | 380.1 | 379.3
2013-04-01 | 2013 | 643937 | 6788.9 | 6703.7 | 3057 | 3026.3 | 377.1 | 375.4
2013-05-01 | 2013 | 643937 | 6801.1 | 6770.3 | 3073.7 | 3059.1 | 378.2 | 376.4
2013-06-01 | 2013 | 643937 | 6815.2 | 6861.8 | 3092.4 | 3103.8 | 376.8 | 378.6
2013-07-01 | 2013 | 643937 | 6826.2 | 6917.1 | 3100 | 3122.7 | 375.3 | 378.7
2013-08-01 | 2013 | 643937 | 6833.9 | 6934.7 | 3110.2 | 3145.2 | 364.2 | 368.3
2013-09-01 | 2013 | 643937 | 6843.3 | 6906.9 | 3116.8 | 3143.4 | 362.4 | 364.6
2013-10-01 | 2013 | 643937 | 6850.3 | 6889 | 3116 | 3136 | 363.6 | 366.5
2013-11-01 | 2013 | 643937 | 6854 | 6863.8 | 3113.4 | 3119.8 | 369.8 | 371.8
2013-12-01 | 2013 | 643937 | 6850.4 | 6849.3 | 3108.4 | 3114.3 | 373.6 | 376.6
2014-01-01 | 2014 | 659861.2 | 6848.3 | 6806.1 | 3105.1 | 3097 | 375.1 | 376.3
2014-02-01 | 2014 | 659861.2 | 6850 | 6772.3 | 3109.9 | 3085.6 | 379.9 | 382.3
2014-03-01 | 2014 | 659861.2 | 6856.4 | 6751.3 | 3115.2 | 3073.7 | 382.2 | 382.2
2014-04-01 | 2014 | 659861.2 | 6869.6 | 6785 | 3126.8 | 3095.4 | 383.2 | 382.5
2014-05-01 | 2014 | 659861.2 | 6870.6 | 6842.6 | 3114.3 | 3103 | 381.5 | 379.7
2014-06-01 | 2014 | 659861.2 | 6865.4 | 6912.9 | 3091.8 | 3107.5 | 382 | 383.3
2014-07-01 | 2014 | 659861.2 | 6864.4 | 6957.8 | 3067.1 | 3095.5 | 383.8 | 386.4
2014-08-01 | 2014 | 659861.2 | 6869.9 | 6969.7 | 3056.5 | 3094.2 | 385.2 | 388.9
2014-09-01 | 2014 | 659861.2 | 6884.5 | 6944.1 | 3058.5 | 3085.3 | 385.2 | 386.9
2014-10-01 | 2014 | 659861.2 | 6901.5 | 6936.6 | 3072.7 | 3089.4 | 385.1 | 387.2
2014-11-01 | 2014 | 659861.2 | 6907.5 | 6914.3 | 3082 | 3084.8 | 383 | 384.2
2014-12-01 | 2014 | 659861.2 | 6903.1 | 6903.2 | 3080.1 | 3082.8 | 380 | 382.5
2015-01-01 | 2015 | 677384 | 6885.7 | 6845.1 | 3076.8 | 3066.1 | 379.5 | 379.3
2015-02-01 | 2015 | 677384 | 6885.3 | 6810.3 | 3085.5 | 3057.4 | 378.6 | 376.2
2015-03-01 | 2015 | 677384 | 6892.1 | 6783.7 | 3108.7 | 3060.7 | 379.4 | 373.1
2015-04-01 | 2015 | 677384 | 6897.3 | 6805.6 | 3122.7 | 3086.6 | 379.6 | 374.7
2015-05-01 | 2015 | 677384 | 6906.5 | 6870.9 | 3142.3 | 3130.7 | 385 | 382.4
2015-06-01 | 2015 | 677384 | 6921.3 | 6965.8 | 3163.2 | 3182.8 | 387.9 | 389.3
2015-07-01 | 2015 | 677384 | 6941.2 | 7032.3 | 3194.9 | 3226.4 | 392.4 | 395.3
2015-08-01 | 2015 | 677384 | 6949.2 | 7045.7 | 3214.6 | 3251.2 | 392.6 | 397.2
2015-09-01 | 2015 | 677384 | 6941.1 | 6994.9 | 3220.3 | 3243.3 | 390.5 | 393.9
2015-10-01 | 2015 | 677384 | 6934.8 | 6969 | 3216.5 | 3229.5 | 385.6 | 388.2
2015-11-01 | 2015 | 677384 | 6928.3 | 6936.9 | 3211.5 | 3211.5 | 384.5 | 385.6
2015-12-01 | 2015 | 677384 | 6942.8 | 6948.2 | 3220.1 | 3220 | 383.7 | 385.4
2016-01-01 | 2016 | 692620.8 | 6957.7 | 6919.2 | 3227 | 3213.9 | 382.6 | 381.7
2016-02-01 | 2016 | 692620.8 | 6970.6 | 6896.8 | 3221.1 | 3193.2 | 384.2 | 380.8
2016-03-01 | 2016 | 692620.8 | 6978.1 | 6872.4 | 3210.6 | 3165.9 | 385.2 | 378.9
2016-04-01 | 2016 | 692620.8 | 6981.8 | 6890.3 | 3208.5 | 3172.5 | 387.9 | 383.7
2016-05-01 | 2016 | 692620.8 | 6994.4 | 6962.5 | 3217.7 | 3207.8 | 383.2 | 382.3
2016-06-01 | 2016 | 692620.8 | 7001.9 | 7047.3 | 3230.3 | 3251.8 | 382.1 | 384.6
2016-07-01 | 2016 | 692620.8 | 6995.7 | 7090.8 | 3229.4 | 3265.5 | 379.1 | 382.2
2016-08-01 | 2016 | 692620.8 | 6990.6 | 7083.3 | 3224.8 | 3263 | 379.5 | 380.6
2016-09-01 | 2016 | 692620.8 | 6988.9 | 7037 | 3216.9 | 3236.1 | 382.3 | 381.7
2016-10-01 | 2016 | 692620.8 | 7006.2 | 7033.4 | 3209.8 | 3217.5 | 386.2 | 384.6
2016-11-01 | 2016 | 692620.8 | 7018.5 | 7026.9 | 3207.3 | 3203.3 | 392.2 | 391.8
2016-12-01 | 2016 | 692620.8 | 7028.8 | 7041.6 | 3203.9 | 3206.3 | 397.1 | 398
2017-01-01 | 2017 | 713254.1 | 7045.6 | 7018.6 | 3213.3 | 3203.7 | 398.1 | 397.6
2017-02-01 | 2017 | 713254.1 | 7060.7 | 6996 | 3230.3 | 3206.5 | 398.6 | 396.1
2017-03-01 | 2017 | 713254.1 | 7074.2 | 6972 | 3247.6 | 3204.7 | 402 | 396.5
2017-04-01 | 2017 | 713254.1 | 7074.8 | 6982.8 | 3257.7 | 3222.4 | 411 | 406.8
2017-05-01 | 2017 | 713254.1 | 7080.7 | 7047.4 | 3266.8 | 3255.9 | 416.7 | 414.8
2017-06-01 | 2017 | 713254.1 | 7085.4 | 7129.6 | 3268.7 | 3289.1 | 417.8 | 419.3
2017-07-01 | 2017 | 713254.1 | 7099.9 | 7195 | 3270 | 3308.7 | 421.3 | 422.9
2017-08-01 | 2017 | 713254.1 | 7121.3 | 7213.7 | 3278.6 | 3315.2 | 427.8 | 429.1
2017-09-01 | 2017 | 713254.1 | 7150.1 | 7197 | 3297.7 | 3313.7 | 432.9 | 432.4
2017-10-01 | 2017 | 713254.1 | 7170.5 | 7193.7 | 3320.8 | 3320.5 | 430.7 | 430.3
2017-11-01 | 2017 | 713254.1 | 7189.6 | 7194.2 | 3335.4 | 3326.2 | 426.2 | 426.2
2017-12-01 | 2017 | 713254.1 | 7203.1 | 7213.4 | 3352.3 | 3351 | 421.4 | 423.3
2018-01-01 | 2018 | 730276.2 | 7199.8 | 7172.6 | 3357.1 | 3347.1 | 420.4 | 420.7
2018-02-01 | 2018 | 730276.2 | 7189.2 | 7125.8 | 3356.1 | 3334.6 | 415.9 | 413.8
2018-03-01 | 2018 | 730276.2 | 7185 | 7082.3 | 3345.3 | 3305.7 | 413.4 | 407.7
2018-04-01 | 2018 | 730276.2 | 7198.2 | 7108.4 | 3338.5 | 3307.1 | 410 | 403.8
2018-05-01 | 2018 | 730276.2 | 7208.1 | 7174.7 | 3335 | 3326.5 | 412.2 | 408.1
2018-06-01 | 2018 | 730276.2 | 7224.1 | 7269.2 | 3341.9 | 3363.4 | 414.9 | 414.3
2018-07-01 | 2018 | 730276.2 | 7258.6 | 7352.5 | 3357.7 | 3397.6 | 416.4 | 418.9
2018-08-01 | 2018 | 730276.2 | 7264.8 | 7356 | 3354.6 | 3390.3 | 413.1 | 416.3
2018-09-01 | 2018 | 730276.2 | 7268.1 | 7315.2 | 3347.2 | 3361.9 | 411.2 | 412.4
2018-10-01 | 2018 | 730276.2 | 7253 | 7274.4 | 3346.6 | 3341.9 | 411.9 | 412.1
2018-11-01 | 2018 | 730276.2 | 7273.5 | 7279 | 3365.9 | 3354.2 | 416 | 415.5
2018-12-01 | 2018 | 730276.2 | 7289.2 | 7302.7 | 3382.8 | 3380.9 | 419.2 | 420.7
2019-01-01 | 2019 | 744439.6 | 7315.7 | 7293.3 | 3394.9 | 3386.2 | 420.6 | 420.6
2019-02-01 | 2019 | 744439.6 | 7346.7 | 7286.5 | 3412.3 | 3393.3 | 421.7 | 419.8
2019-03-01 | 2019 | 744439.6 | 7371 | 7268.2 | 3430.6 | 3393.6 | 420.5 | 415.1
2019-04-01 | 2019 | 744439.6 | 7395.4 | 7304.3 | 3447.9 | 3418.2 | 417.5 | 411.2
2019-05-01 | 2019 | 744439.6 | 7412.6 | 7376.9 | 3461.7 | 3452.9 | 415.7 | 411.2
2019-06-01 | 2019 | 744439.6 | 7430.3 | 7472.1 | 3472.4 | 3492.2 | 416.3 | 415.4
2019-07-01 | 2019 | 744439.6 | 7432.9 | 7524.4 | 3487.5 | 3526.4 | 415.9 | 417.8
2019-08-01 | 2019 | 744439.6 | 7449.6 | 7540.9 | 3500.1 | 3533.8 | 418.8 | 422.3
2019-09-01 | 2019 | 744439.6 | 7478.3 | 7535 | 3522.9 | 3545.3 | 419.9 | 423.1
2019-10-01 | 2019 | 744439.6 | 7504 | 7538.5 | 3525.5 | 3530.2 | 427.3 | 433.4
2019-11-01 | 2019 | 744439.6 | 7517.3 | 7530.1 | 3531.7 | 3530.8 | 427.5 | 434.3
2019-12-01 | 2019 | 744439.6 | 7525 | 7535.2 | 3532 | 3534.9 | 429.5 | 437.6
2020-01-01 | 2020 | 701634.323 | 7542 | 7512.5 | 3555.9 | 3552.2 | 426.7 | 430.1
2020-02-01 | 2020 | 701634.323 | 7551.9 | 7488.9 | 3562.1 | 3548.8 | 427.9 | 427.9
2020-03-01 | 2020 | 701634.323 | 7421.9 | 7317 | 3489.5 | 3454.3 | 424 | 417
2020-04-01 | 2020 | 701634.323 | 7056.8 | 6968.7 | 3298.9 | 3268.1 | 407.4 | 399
2020-05-01 | 2020 | 701634.323 | 6671.4 | 6632 | 3089.7 | 3077.6 | 382 | 374
2020-06-01 | 2020 | 701634.323 | 6546.1 | 6583 | 3022.6 | 3040 | 371 | 368.4
2020-07-01 | 2020 | 701634.323 | 6700.8 | 6777 | 3082.3 | 3119.9 | 380.3 | 379.6
2020-08-01 | 2020 | 701634.323 | 7077.12 | 7163.855 | 3325.095 | 3357.11 | 397.86 | 401.185
2020-09-01 | 2020 | 701634.323 | 7104.385 | 7158.25 | 3346.755 | 3368.035 | 398.905 | 401.945
2020-10-01 | 2020 | 701634.323 | 7128.8 | 7161.575 | 3349.225 | 3353.69 | 405.935 | 411.73
2020-11-01 | 2020 | 701634.323 | 7141.435 | 7153.595 | 3355.115 | 3354.26 | 406.125 | 412.585
2020-12-01 | 2020 | 701634.323 | 7148.75 | 7158.44 | 3355.4 | 3358.155 | 408.025 | 415.72
2021-01-01 | 2021 | 738294.7164 | 7306.0981 | 7283.7275 | 3390.4442 | 3381.7556 | 420.048 | 420.048
2021-02-01 | 2021 | 738294.7164 | 7337.0575 | 7276.9365 | 3407.8214 | 3388.8463 | 421.1465 | 419.249
2021-03-01 | 2021 | 738294.7164 | 7361.3256 | 7258.6605 | 3426.0973 | 3389.1459 | 419.9481 | 414.5552
2021-04-01 | 2021 | 738294.7164 | 7385.6935 | 7294.7131 | 3443.3746 | 3413.7136 | 416.952 | 410.6603
2021-05-01 | 2021 | 738294.7164 | 7402.871 | 7367.2178 | 3457.1565 | 3448.3681 | 415.1544 | 410.6603
2021-06-01 | 2021 | 738294.7164 | 7420.5477 | 7462.2929 | 3467.8425 | 3487.6165 | 415.7536 | 414.8548
2021-07-01 | 2021 | 738294.7164 | 7423.1443 | 7514.5242 | 3482.9227 | 3521.7716 | 415.3541 | 417.2516
2021-08-01 | 2021 | 738294.7164 | 7439.8224 | 7531.0026 | 3495.5061 | 3529.1619 | 418.2503 | 421.7457
2021-09-01 | 2021 | 738294.7164 | 7468.4847 | 7525.1103 | 3518.2762 | 3540.6468 | 419.3489 | 422.5447
2021-10-01 | 2021 | 738294.7164 | 7494.151 | 7528.6057 | 3520.8728 | 3525.5666 | 426.7392 | 432.8312
2021-11-01 | 2021 | 738294.7164 | 7507.4335 | 7520.2167 | 3527.0646 | 3526.1658 | 426.9389 | 433.73
2021-12-01 | 2021 | 738294.7164 | 7515.1234 | 7525.3101 | 3527.3642 | 3530.2604 | 428.9363 | 437.0257

## Monthly Data (to June 2020)
Date | Year | Residential_kWh | Res_CDM | Res_NoCDM | Residential_Customers | GS_lt_50_kWh | GS_lt_50_Customersomers | GS_lt_50_CDM | GS_lt_50_NoCDM | GS_gt_50_kWh | GS_gt_50_CDM | GS_gt_50_NoCDM | GS_gt_50_kW | GS_gt_50_Customers | Streetlights_kWh | Streetlights_kW | Streetlights_Connections | USL_kWh | USL_Customers | USL Connections | GDP | Ont_FTEAdj | Tor_FTEAdj | Ham_FTEAdj | Ont_FTE | Tor_FTE | Ham_FTE | MeanTemp | HDD20 | CDD20 | HDD18 | CDD18 | HDD16 | CDD16 | HDD14 | CDD14 | HDD12 | CDD12 | HDD10 | CDD10 | HDD8 | CDD8 | Jan | Feb | Mar | Apr | May | Jun | Jul | Aug | Sept | Oct | Nov | Dec | Spring | Fall | Shoulder | Trend | Month Days | Peak Days | AvgRes | AvgResD | ResD | AvgGSlt50 | AvgGSlt50D | GSlt50D | AvgGSgt50 | AvgGSgt50MD | AvgGSgt50PD | GSgt50MD | GSgt50PD
2010-01-01 | 2010 | 49397907 | 0 | 49397907 | 57642 | 15762767 | 4982 | 0 | 15762767 | 77865432 | 0 | 77865432 | 193851 | 979 | 975753 | 2155 | 14457 | 292706 | 0 | 603 | 609770.3 | 6466.9 | 2836.8 | 368.4 | 6434.5 | 2831.9 | 365.5 | -3.5871 | 731.2 | 0 | 669.2 | 0 | 607.2 | 0 | 545.2 | 0 | 483.2 | 0 | 421.2 | 0 | 359.2 | 0 | 1 | 0 | 0 | 0 | 0 | 0 | 0 | 0 | 0 | 0 | 0 | 0 | 0 | 0 | 0 | 1 | 31 | 20 | 856.9777 | 27.6444 | 1593480.871 | 3163.9436 | 102.0627 | 508476.3548 | 79535.6813 | 2565.6671 | 3976.7841 | 2511788.129 | 3893271.6
2010-02-01 | 2010 | 40768686 | 0 | 40768686 | 57677 | 14456043 | 4991 | 0 | 14456043 | 70892677 | 0 | 70892677 | 190226 | 978 | 824273 | 2184 | 14457 | 291806 | 0 | 604 | 609770.3 | 6471 | 2842.3 | 366.3 | 6404.1 | 2825.6 | 360.3 | -2.0214 | 616.6 | 0 | 560.6 | 0 | 504.6 | 0 | 448.6 | 0 | 392.6 | 0 | 336.6 | 0 | 280.6 | 0 | 0 | 1 | 0 | 0 | 0 | 0 | 0 | 0 | 0 | 0 | 0 | 0 | 0 | 0 | 0 | 2 | 28 | 19 | 706.8448 | 25.2445 | 1456024.5 | 2896.4222 | 103.4436 | 516287.25 | 72487.3998 | 2588.8357 | 3815.1263 | 2531881.3214 | 3731193.5263
2010-03-01 | 2010 | 40910014 | 0 | 40910014 | 57709 | 14266604 | 4993 | 0 | 14266604 | 76083324 | 0 | 76083324 | 199292 | 983 | 823304 | 2202 | 14599 | 293979 | 0 | 605 | 609770.3 | 6477.5 | 2849.8 | 367.5 | 6377.2 | 2813.8 | 359.4 | 4.5032 | 480.4 | 0 | 418.4 | 0 | 356.4 | 0 | 294.4 | 0 | 232.4 | 0 | 172.7 | 2.3 | 118.9 | 10.5 | 0 | 0 | 1 | 0 | 0 | 0 | 0 | 0 | 0 | 0 | 0 | 0 | 1 | 0 | 1 | 3 | 31 | 23 | 708.9018 | 22.8678 | 1319677.871 | 2857.321 | 92.1716 | 460213.0323 | 77399.1089 | 2496.7454 | 3365.1786 | 2454300.7742 | 3307970.6087
2010-04-01 | 2010 | 36681881 | 0 | 36681881 | 57751 | 12709245 | 4962 | 0 | 12709245 | 70016664 | 0 | 70016664 | 181890 | 994 | 698785 | 2202 | 14701 | 291851 | 0 | 606 | 609770.3 | 6485 | 2844.4 | 364.7 | 6401.7 | 2815.5 | 358.4 | 9.7033 | 308.9 | 0 | 248.9 | 0 | 188.9 | 0 | 130.3 | 1.4 | 78.5 | 9.6 | 39.8 | 30.9 | 11.4 | 62.5 | 0 | 0 | 0 | 1 | 0 | 0 | 0 | 0 | 0 | 0 | 0 | 0 | 1 | 0 | 1 | 4 | 30 | 20 | 635.1731 | 21.1724 | 1222729.3667 | 2561.315 | 85.3772 | 423641.5 | 70439.2998 | 2347.9767 | 3521.965 | 2333888.8 | 3500833.2
2010-05-01 | 2010 | 44687288 | 0 | 44687288 | 57814 | 13617876 | 4969 | 0 | 13617876 | 75214102 | 0 | 75214102 | 191949 | 996 | 635554 | 2202 | 14701 | 292854 | 0 | 605 | 609770.3 | 6506.8 | 2847.5 | 364.3 | 6468.9 | 2831.7 | 362.4 | 14.5484 | 178.6 | 9.6 | 131.8 | 24.8 | 91.8 | 46.8 | 59.9 | 76.9 | 36.5 | 115.5 | 20 | 161 | 6 | 209 | 0 | 0 | 0 | 0 | 1 | 0 | 0 | 0 | 0 | 0 | 0 | 0 | 1 | 0 | 1 | 5 | 31 | 20 | 772.9493 | 24.9338 | 1441525.4194 | 2740.5667 | 88.4054 | 439286.3226 | 75516.1667 | 2436.0054 | 3775.8083 | 2426261.3548 | 3760705.1
2010-06-01 | 2010 | 51533466 | 0 | 51533466 | 57809 | 14352297 | 4976 | 0 | 14352297 | 78113215 | 0 | 78113215 | 218312 | 997 | 571953 | 2202 | 14701 | 292127 | 0 | 588 | 609770.3 | 6540.8 | 2859.9 | 367.2 | 6578.9 | 2867.7 | 370.1 | 19.37 | 47.6 | 28.7 | 20.3 | 61.4 | 3.9 | 105 | 0 | 161.1 | 0 | 221.1 | 0 | 281.1 | 0 | 341.1 | 0 | 0 | 0 | 0 | 0 | 1 | 0 | 0 | 0 | 0 | 0 | 0 | 0 | 0 | 0 | 6 | 30 | 22 | 891.4437 | 29.7148 | 1717782.2 | 2884.3041 | 96.1435 | 478409.9 | 78348.2598 | 2611.6087 | 3561.2845 | 2603773.8333 | 3550600.6818
2010-07-01 | 2010 | 61497459 | 0 | 61497459 | 57987 | 16022256 | 4982 | 0 | 16022256 | 83811408 | 0 | 83811408 | 209550 | 995 | 612762 | 2202 | 14701 | 292850 | 0 | 611 | 609770.3 | 6561 | 2878.7 | 372.2 | 6640.9 | 2899.6 | 375.7 | 23.4129 | 6.2 | 112 | 0.6 | 168.4 | 0 | 229.8 | 0 | 291.8 | 0 | 353.8 | 0 | 415.8 | 0 | 477.8 | 0 | 0 | 0 | 0 | 0 | 0 | 1 | 0 | 0 | 0 | 0 | 0 | 0 | 0 | 0 | 7 | 31 | 21 | 1060.5387 | 34.2109 | 1983789 | 3216.0289 | 103.7429 | 516846.9677 | 84232.5709 | 2717.1797 | 4011.0748 | 2703593.8065 | 3991019.4286
2010-08-01 | 2010 | 57219511 | 0 | 57219511 | 58018 | 15750964 | 4983 | 0 | 15750964 | 83014987 | 0 | 83014987 | 213330 | 998 | 688288 | 2202 | 14701 | 292538 | 0 | 605 | 609770.3 | 6568.9 | 2895.3 | 377 | 6662.6 | 2928.4 | 379.1 | 22.7 | 6.1 | 89.8 | 0 | 145.7 | 0 | 207.7 | 0 | 269.7 | 0 | 331.7 | 0 | 393.7 | 0 | 455.7 | 0 | 0 | 0 | 0 | 0 | 0 | 0 | 1 | 0 | 0 | 0 | 0 | 0 | 0 | 0 | 8 | 31 | 21 | 986.2372 | 31.8141 | 1845790.6774 | 3160.94 | 101.9658 | 508095.6129 | 83181.3497 | 2683.2693 | 3961.0167 | 2677902.8065 | 3953094.619
2010-09-01 | 2010 | 45833578 | 0 | 45833578 | 58071 | 13403453 | 4981 | 0 | 13403453 | 73574953 | 0 | 73574953 | 223610 | 1000 | 759741 | 2202 | 14701 | 292222 | 0 | 605 | 609770.3 | 6556 | 2891.8 | 377.3 | 6611.2 | 2912 | 376.7 | 16.9533 | 113.9 | 22.5 | 67.5 | 36.1 | 28.2 | 56.8 | 5.8 | 94.4 | 0.1 | 148.7 | 0 | 208.6 | 0 | 268.6 | 0 | 0 | 0 | 0 | 0 | 0 | 0 | 0 | 1 | 0 | 0 | 0 | 0 | 1 | 1 | 9 | 30 | 21 | 789.2679 | 26.3089 | 1527785.9333 | 2690.9161 | 89.6972 | 446781.7667 | 73574.953 | 2452.4984 | 3503.5692 | 2452498.4333 | 3503569.1905
2010-10-01 | 2010 | 41340554 | 0 | 41340554 | 58121 | 13142565 | 4981 | 0 | 13142565 | 71065323 | 0 | 71065323 | 210107 | 1006 | 885728 | 2202 | 14701 | 292554 | 0 | 605 | 609770.3 | 6551.6 | 2893.7 | 373.6 | 6587.1 | 2907.8 | 372.9 | 11.5581 | 261.7 | 0 | 199.9 | 0.2 | 141.1 | 3.4 | 89.2 | 13.5 | 44.2 | 30.5 | 16 | 64.3 | 5.9 | 116.2 | 0 | 0 | 0 | 0 | 0 | 0 | 0 | 0 | 0 | 1 | 0 | 0 | 0 | 1 | 1 | 10 | 31 | 20 | 711.2843 | 22.9447 | 1333566.2581 | 2638.5394 | 85.1142 | 423953.7097 | 70641.4742 | 2278.7572 | 3532.0737 | 2292429.7742 | 3553266.15
2010-11-01 | 2010 | 39815993 | 0 | 39815993 | 58162 | 13574075 | 5023 | 0 | 13574075 | 71655511 | 0 | 71655511 | 196628 | 1007 | 943199 | 2202 | 14701 | 292222 | 0 | 605 | 609770.3 | 6555.7 | 2893.6 | 372.3 | 6566.6 | 2895.2 | 371.5 | 5.2633 | 442.1 | 0 | 382.1 | 0 | 322.1 | 0 | 262.1 | 0 | 202.7 | 0.6 | 145 | 2.9 | 91 | 8.9 | 0 | 0 | 0 | 0 | 0 | 0 | 0 | 0 | 0 | 0 | 1 | 0 | 0 | 1 | 1 | 11 | 30 | 22 | 684.5706 | 22.819 | 1327199.7667 | 2702.384 | 90.0795 | 452469.1667 | 71157.4091 | 2371.9136 | 3234.4277 | 2388517.0333 | 3257068.6818
2010-12-01 | 2010 | 47209999 | 0 | 47209999 | 58247 | 15142180 | 5036 | 0 | 15142180 | 74889412 | 0 | 74889412 | 174261 | 1013 | 1048047 | 2259 | 14701 | 294842 | 0 | 601 | 609770.3 | 6578.3 | 2918.5 | 370.9 | 6584.1 | 2927.8 | 370.2 | -2.4387 | 695.6 | 0 | 633.6 | 0 | 571.6 | 0 | 509.6 | 0 | 447.6 | 0 | 385.6 | 0 | 323.9 | 0.3 | 0 | 0 | 0 | 0 | 0 | 0 | 0 | 0 | 0 | 0 | 0 | 1 | 0 | 0 | 0 | 12 | 31 | 21 | 810.5138 | 26.1456 | 1522903.1935 | 3006.7871 | 96.9931 | 488457.4194 | 73928.3435 | 2384.7853 | 3520.3973 | 2415787.4839 | 3566162.4762
2011-01-01 | 2011 | 49366174 | 90742.4761 | 49456916.4761 | 58273 | 15948894 | 5045 | 46233.3349 | 15995127.3349 | 79314255 | 184951.0928 | 79499206.0928 | 192635 | 1021 | 1026582 | 2268 | 14927 | 292859 | 0 | 604 | 625936.9 | 6606.3 | 2938.5 | 372.1 | 6571.2 | 2934.1 | 369.4 | -5.4419 | 788.7 | 0 | 726.7 | 0 | 664.7 | 0 | 602.7 | 0 | 540.7 | 0 | 478.7 | 0 | 416.7 | 0 | 1 | 0 | 0 | 0 | 0 | 0 | 0 | 0 | 0 | 0 | 0 | 0 | 0 | 0 | 0 | 13 | 31 | 20 | 848.7107 | 27.3778 | 1595384.4025 | 3170.491 | 102.2739 | 515971.8495 | 77864.0608 | 2511.7439 | 3893.203 | 2564490.5191 | 3974960.3046
2011-02-01 | 2011 | 41646640 | 90742.4761 | 41737382.4761 | 58299 | 14508851 | 5089 | 46233.3349 | 14555084.3349 | 71604165 | 184951.0928 | 71789116.0928 | 189352 | 977 | 858134 | 2277 | 14976 | 276643 | 0 | 604 | 625936.9 | 6619.5 | 2947.4 | 369.6 | 6548.1 | 2929.4 | 365.4 | -3.6143 | 661.2 | 0 | 605.2 | 0 | 549.2 | 0 | 493.2 | 0 | 437.2 | 0 | 381.2 | 0 | 325.2 | 0 | 0 | 1 | 0 | 0 | 0 | 0 | 0 | 0 | 0 | 0 | 0 | 0 | 0 | 0 | 0 | 14 | 28 | 19 | 715.9194 | 25.5685 | 1490620.8027 | 2860.107 | 102.1467 | 519824.4405 | 73479.1362 | 2624.2549 | 3867.323 | 2563897.0033 | 3778374.5312
2011-03-01 | 2011 | 42432747 | 90742.4761 | 42523489.4761 | 58318 | 15118512 | 5088 | 46233.3349 | 15164745.3349 | 79168308 | 184951.0928 | 79353259.0928 | 199423 | 979 | 851260 | 2277 | 15036 | 278717 | 0 | 599 | 625936.9 | 6628.6 | 2938.7 | 369.8 | 6523.7 | 2901.9 | 363.6 | 0.40323 | 607.5 | 0 | 545.5 | 0 | 483.5 | 0 | 421.5 | 0 | 359.5 | 0 | 297.5 | 0 | 237.8 | 2.3 | 0 | 0 | 1 | 0 | 0 | 0 | 0 | 0 | 0 | 0 | 0 | 0 | 1 | 0 | 1 | 15 | 31 | 23 | 729.1658 | 23.5215 | 1371725.467 | 2980.4924 | 96.1449 | 489185.3334 | 81055.423 | 2614.6911 | 3524.1488 | 2559782.5514 | 3450141.6997
2011-04-01 | 2011 | 38424019 | 90742.4761 | 38514761.4761 | 58345 | 13472398 | 5085 | 46233.3349 | 13518631.3349 | 71394821 | 184951.0928 | 71579772.0928 | 177390 | 980 | 722513 | 2277 | 15036 | 276431 | 0 | 599 | 625936.9 | 6635.5 | 2929.9 | 372 | 6550 | 2898.7 | 367.1 | 6.1433 | 415.7 | 0 | 355.7 | 0 | 295.7 | 0 | 235.7 | 0 | 177.5 | 1.8 | 125.8 | 10.1 | 75.8 | 20.1 | 0 | 0 | 0 | 1 | 0 | 0 | 0 | 0 | 0 | 0 | 0 | 0 | 1 | 0 | 1 | 16 | 30 | 19 | 660.121 | 22.004 | 1283825.3825 | 2658.5312 | 88.6177 | 450621.0445 | 73040.5838 | 2434.6861 | 3844.2413 | 2385992.4031 | 3767356.4259
2011-05-01 | 2011 | 42408613 | 90742.4761 | 42499355.4761 | 58385 | 13580628 | 5078 | 46233.3349 | 13626861.3349 | 74077734 | 184951.0928 | 74262685.0928 | 196574 | 982 | 657139 | 2277 | 15036 | 271003 | 0 | 600 | 625936.9 | 6645.8 | 2930.2 | 375 | 6612 | 2912 | 374.6 | 11.9677 | 251.7 | 2.7 | 191.7 | 4.7 | 134.8 | 9.8 | 85.7 | 22.7 | 42.4 | 41.4 | 12.8 | 73.8 | 3.3 | 126.3 | 0 | 0 | 0 | 0 | 1 | 0 | 0 | 0 | 0 | 0 | 0 | 0 | 1 | 0 | 1 | 17 | 31 | 21 | 727.9157 | 23.4812 | 1370946.9508 | 2683.5095 | 86.5648 | 439576.1721 | 75623.9156 | 2439.4811 | 3601.1388 | 2395570.4869 | 3536318.3378
2011-06-01 | 2011 | 49689088 | 90742.4761 | 49779830.4761 | 58495 | 14441555 | 5082 | 46233.3349 | 14487788.3349 | 76932742 | 184951.0928 | 77117693.0928 | 200273 | 985 | 591348 | 2277 | 15036 | 270213 | 0 | 605 | 625936.9 | 6662 | 2934.9 | 375.2 | 6706.8 | 2941 | 379.2 | 18.6533 | 53.2 | 12.8 | 22.4 | 42 | 6.8 | 86.4 | 0.3 | 139.9 | 0 | 199.6 | 0 | 259.6 | 0 | 319.6 | 0 | 0 | 0 | 0 | 0 | 1 | 0 | 0 | 0 | 0 | 0 | 0 | 0 | 0 | 0 | 18 | 30 | 22 | 851.01 | 28.367 | 1659327.6825 | 2850.8045 | 95.0268 | 482926.2778 | 78292.0742 | 2609.7358 | 3558.7306 | 2570589.7698 | 3505349.686
2011-07-01 | 2011 | 61625002 | 90742.4761 | 61715744.4761 | 58515 | 16563549 | 5096 | 46233.3349 | 16609782.3349 | 84466569 | 184951.0928 | 84651520.0928 | 214167 | 983 | 634718 | 2277 | 15036 | 271583 | 0 | 605 | 625936.9 | 6665.8 | 2928.1 | 375.3 | 6755.3 | 2949.3 | 379.4 | 24.1258 | 2.6 | 130.5 | 0 | 189.9 | 0 | 251.9 | 0 | 313.9 | 0 | 375.9 | 0 | 437.9 | 0 | 499.9 | 0 | 0 | 0 | 0 | 0 | 0 | 1 | 0 | 0 | 0 | 0 | 0 | 0 | 0 | 0 | 19 | 31 | 20 | 1054.6996 | 34.0226 | 1990830.467 | 3259.3764 | 105.1412 | 535799.4302 | 86115.4833 | 2777.9188 | 4305.7742 | 2730694.1965 | 4232576.0046
2011-08-01 | 2011 | 56052529 | 90742.4761 | 56143271.4761 | 58526 | 15817066 | 5089 | 46233.3349 | 15863299.3349 | 82014098 | 184951.0928 | 82199049.0928 | 238830 | 983 | 758824 | 2276 | 15041 | 271317 | 0 | 606 | 625936.9 | 6677.5 | 2922.7 | 371.4 | 6778 | 2957.5 | 372.8 | 21.8194 | 7.1 | 63.5 | 0 | 118.4 | 0 | 180.4 | 0 | 242.4 | 0 | 304.4 | 0 | 366.4 | 0 | 428.4 | 0 | 0 | 0 | 0 | 0 | 0 | 0 | 1 | 0 | 0 | 0 | 0 | 0 | 0 | 0 | 20 | 31 | 22 | 959.2877 | 30.9448 | 1811073.2734 | 3117.1742 | 100.554 | 511719.3334 | 83620.5993 | 2697.4387 | 3800.9363 | 2651582.2288 | 3736320.4133
2011-09-01 | 2011 | 44303045 | 90742.4761 | 44393787.4761 | 58615 | 13485911 | 5088 | 46233.3349 | 13532144.3349 | 74299994 | 184951.0928 | 74484945.0928 | 200230 | 984 | 788049 | 2277 | 15041 | 271024 | 0 | 606 | 625936.9 | 6674.4 | 2918.3 | 372.6 | 6734.6 | 2940.6 | 371.1 | 17.6167 | 83.1 | 11.6 | 41.6 | 30.1 | 16.5 | 65 | 5.7 | 114.2 | 0.4 | 168.9 | 0 | 228.5 | 0 | 288.5 | 0 | 0 | 0 | 0 | 0 | 0 | 0 | 0 | 1 | 0 | 0 | 0 | 0 | 1 | 1 | 21 | 30 | 21 | 757.3793 | 25.246 | 1479792.9159 | 2659.6196 | 88.654 | 451071.4778 | 75696.0824 | 2523.2027 | 3604.5754 | 2482831.5031 | 3546902.1473
2011-10-01 | 2011 | 41882054 | 90742.4761 | 41972796.4761 | 58637 | 13233997 | 5102 | 46233.3349 | 13280230.3349 | 71946177 | 184951.0928 | 72131128.0928 | 204528 | 983 | 918269 | 2277 | 15041 | 271610 | 0 | 606 | 625936.9 | 6668.1 | 2912.1 | 374.6 | 6702.2 | 2925.9 | 373.4 | 11.5871 | 261.7 | 0.9 | 203.5 | 4.7 | 148.4 | 11.6 | 102.2 | 27.4 | 61.1 | 48.3 | 30.6 | 79.8 | 13.2 | 124.4 | 0 | 0 | 0 | 0 | 0 | 0 | 0 | 0 | 0 | 1 | 0 | 0 | 0 | 1 | 1 | 22 | 31 | 20 | 715.8074 | 23.0906 | 1353961.1766 | 2602.946 | 83.966 | 428394.5269 | 73378.5637 | 2367.0504 | 3668.9282 | 2326810.5836 | 3606556.4046
2011-11-01 | 2011 | 39806546 | 90742.4761 | 39897288.4761 | 58706 | 13536526 | 5122 | 46233.3349 | 13582759.3349 | 70880320 | 184951.0928 | 71065271.0928 | 208328 | 991 | 981306 | 2287 | 15041 | 271024 | 0 | 606 | 625936.9 | 6662.8 | 2908.5 | 383.7 | 6669.4 | 2909.9 | 381.7 | 8.0533 | 358.4 | 0 | 298.4 | 0 | 238.4 | 0 | 179.4 | 1 | 127.1 | 8.7 | 82 | 23.6 | 50 | 51.6 | 0 | 0 | 0 | 0 | 0 | 0 | 0 | 0 | 0 | 0 | 1 | 0 | 0 | 1 | 1 | 23 | 30 | 22 | 679.6118 | 22.6537 | 1329909.6159 | 2651.8468 | 88.3949 | 452758.6445 | 71710.6671 | 2390.3556 | 3259.5758 | 2368842.3698 | 3230239.5951
2011-12-01 | 2011 | 43716549 | 90742.4761 | 43807291.4761 | 58745 | 14776178 | 5123 | 46233.3349 | 14822411.3349 | 72129927 | 184951.0928 | 72314878.0928 | 175026 | 995 | 1059138 | 2287 | 15041 | 274355 | 0 | 606 | 625936.9 | 6667.5 | 2903 | 387.6 | 6668.3 | 2910.1 | 386.4 | 2.4742 | 543.3 | 0 | 481.3 | 0 | 419.3 | 0 | 357.3 | 0 | 295.3 | 0 | 233.4 | 0.1 | 173.9 | 2.6 | 0 | 0 | 0 | 0 | 0 | 0 | 0 | 0 | 0 | 0 | 0 | 1 | 0 | 0 | 0 | 24 | 31 | 20 | 745.7195 | 24.0555 | 1413138.4347 | 2893.3069 | 93.3325 | 478142.3011 | 72678.2694 | 2344.4603 | 3633.9135 | 2332738.003 | 3615743.9046
2012-01-01 | 2012 | 46828561 | 242119.8973 | 47070680.8973 | 58846 | 15377774 | 5121 | 114356.2817 | 15492130.2817 | 77199795 | 661548.963 | 77861343.963 | 208709 | 996 | 1035847 | 2287 | 15041 | 372128 | 0 | 609 | 634944.3 | 6673.6 | 2903.3 | 390.1 | 6635.9 | 2898.2 | 387.2 | -0.34516 | 630.7 | 0 | 568.7 | 0 | 506.7 | 0 | 444.7 | 0 | 382.7 | 0 | 320.7 | 0 | 258.7 | 0 | 1 | 0 | 0 | 0 | 0 | 0 | 0 | 0 | 0 | 0 | 0 | 0 | 0 | 0 | 0 | 25 | 31 | 21 | 799.896 | 25.8031 | 1518409.0612 | 3025.2158 | 97.5876 | 499746.1381 | 78174.0401 | 2521.7432 | 3722.5733 | 2511656.2569 | 3707683.0459
2012-02-01 | 2012 | 40144723 | 242119.8973 | 40386842.8973 | 58886 | 14331621 | 5127 | 114356.2817 | 14445977.2817 | 72250757 | 661548.963 | 72912305.963 | 186053 | 995 | 893228 | 2287 | 15041 | 271088 | 0 | 607 | 634944.3 | 6670.7 | 2901.2 | 388.4 | 6598 | 2881 | 385.8 | 0.84828 | 555.4 | 0 | 497.4 | 0 | 439.4 | 0 | 381.4 | 0 | 323.4 | 0 | 265.4 | 0 | 207.4 | 0 | 0 | 1 | 0 | 0 | 0 | 0 | 0 | 0 | 0 | 0 | 0 | 0 | 0 | 0 | 0 | 26 | 29 | 20 | 685.848 | 23.6499 | 1392649.7551 | 2817.6277 | 97.1596 | 498137.1476 | 73278.6995 | 2526.8517 | 3663.935 | 2514217.447 | 3645615.2982
2012-03-01 | 2012 | 38792419 | 242119.8973 | 39034538.8973 | 58950 | 14211977 | 5122 | 114356.2817 | 14326333.2817 | 74228247 | 661548.963 | 74889795.963 | 180847 | 996 | 852724 | 2287 | 15041 | 272285 | 0 | 605 | 634944.3 | 6674 | 2907.4 | 385 | 6569.8 | 2869.6 | 380.7 | 6.1129 | 430.5 | 0 | 368.5 | 0 | 306.5 | 0 | 244.8 | 0.3 | 184.9 | 2.4 | 132.9 | 12.4 | 93.1 | 34.6 | 0 | 0 | 1 | 0 | 0 | 0 | 0 | 0 | 0 | 0 | 0 | 0 | 1 | 0 | 1 | 27 | 31 | 22 | 662.1635 | 21.3601 | 1259178.6741 | 2797.0194 | 90.2264 | 462139.7833 | 75190.5582 | 2425.5019 | 3417.7526 | 2415799.8698 | 3404081.6347
2012-04-01 | 2012 | 37716766 | 242119.8973 | 37958885.8973 | 59035 | 13069683 | 5123 | 114356.2817 | 13184039.2817 | 69239673 | 661548.963 | 69901221.963 | 191354 | 996 | 723442 | 2287 | 15095 | 270583 | 0 | 605 | 634944.3 | 6685.8 | 2912.5 | 382.5 | 6603.3 | 2883 | 378.9 | 7.86 | 364.2 | 0 | 304.2 | 0 | 244.2 | 0 | 186.6 | 2.4 | 134.2 | 10 | 83.5 | 19.3 | 38 | 33.8 | 0 | 0 | 0 | 1 | 0 | 0 | 0 | 0 | 0 | 0 | 0 | 0 | 1 | 0 | 1 | 28 | 30 | 19 | 642.9895 | 21.433 | 1265296.1966 | 2573.4998 | 85.7833 | 439467.9761 | 70181.9498 | 2339.3983 | 3693.7868 | 2330040.7321 | 3679011.6823
2012-05-01 | 2012 | 42865233 | 242119.8973 | 43107352.8973 | 59072 | 13868621 | 5123 | 114356.2817 | 13982977.2817 | 75036444 | 661548.963 | 75697992.963 | 200873 | 998 | 658589 | 2287 | 15095 | 271142 | 0 | 604 | 634944.3 | 6690.1 | 2917.9 | 376.3 | 6658.1 | 2902.3 | 375.1 | 15.4903 | 152 | 12.2 | 101 | 23.2 | 62 | 46.2 | 31.1 | 77.3 | 11.4 | 119.6 | 1.9 | 172.1 | 0 | 232.2 | 0 | 0 | 0 | 0 | 1 | 0 | 0 | 0 | 0 | 0 | 0 | 0 | 1 | 0 | 1 | 29 | 31 | 22 | 729.7426 | 23.5401 | 1390559.7709 | 2729.451 | 88.0468 | 451063.7833 | 75849.6923 | 2446.7643 | 3447.7133 | 2441870.7407 | 3440817.862
2012-06-01 | 2012 | 52997688 | 242119.8973 | 53239807.8973 | 59132 | 14868354 | 5127 | 114356.2817 | 14982710.2817 | 77981189 | 661548.963 | 78642737.963 | 208434 | 999 | 593850 | 2287 | 15095 | 270556 | 0 | 604 | 634944.3 | 6693.3 | 2928.6 | 371.5 | 6737.2 | 2937.8 | 373.8 | 20.6333 | 44.2 | 63.2 | 22.7 | 101.7 | 8 | 147 | 1.1 | 200.1 | 0 | 259 | 0 | 319 | 0 | 379 | 0 | 0 | 0 | 0 | 0 | 1 | 0 | 0 | 0 | 0 | 0 | 0 | 0 | 0 | 0 | 30 | 30 | 21 | 900.3553 | 30.0118 | 1774660.2632 | 2922.3152 | 97.4105 | 499423.6761 | 78721.4594 | 2624.0486 | 3748.6409 | 2621424.5988 | 3744892.284
2012-07-01 | 2012 | 63233816 | 242119.8973 | 63475935.8973 | 59180 | 16622947 | 5135 | 114356.2817 | 16737303.2817 | 84647767 | 661548.963 | 85309315.963 | 214820 | 1000 | 638139 | 2289 | 15095 | 271142 | 0 | 604 | 634944.3 | 6694.6 | 2949.2 | 368.7 | 6778.6 | 2965.9 | 372.6 | 24.2258 | 0 | 131 | 0 | 193 | 0 | 255 | 0 | 317 | 0 | 379 | 0 | 441 | 0 | 503 | 0 | 0 | 0 | 0 | 0 | 0 | 1 | 0 | 0 | 0 | 0 | 0 | 0 | 0 | 0 | 31 | 31 | 21 | 1072.591 | 34.5997 | 2047610.8354 | 3259.4554 | 105.1437 | 539913.0091 | 85309.316 | 2751.9134 | 4062.3484 | 2751913.4182 | 4062348.3792
2012-08-01 | 2012 | 57288251 | 242119.8973 | 57530370.8973 | 59175 | 15780828 | 5147 | 114356.2817 | 15895184.2817 | 81855567 | 661548.963 | 82517115.963 | 226247 | 999 | 717791 | 2289 | 15096 | 270450 | 0 | 604 | 634944.3 | 6703.3 | 2968.4 | 371.3 | 6797.9 | 2997.9 | 374.1 | 22.2194 | 2.7 | 71.5 | 0 | 130.8 | 0 | 192.8 | 0 | 254.8 | 0 | 316.8 | 0 | 378.8 | 0 | 440.8 | 0 | 0 | 0 | 0 | 0 | 0 | 0 | 1 | 0 | 0 | 0 | 0 | 0 | 0 | 0 | 32 | 31 | 22 | 972.2074 | 31.3615 | 1855818.416 | 3088.2425 | 99.6207 | 512747.8801 | 82599.7157 | 2664.507 | 3754.5325 | 2661842.4504 | 3750777.9983
2012-09-01 | 2012 | 46380786 | 242119.8973 | 46622905.8973 | 59185 | 14057851 | 5148 | 114356.2817 | 14172207.2817 | 74012181 | 661548.963 | 74673729.963 | 209543 | 999 | 792296 | 2289 | 15096 | 270145 | 0 | 603 | 634944.3 | 6707.4 | 2985.6 | 376.3 | 6763.1 | 3001.5 | 376.1 | 17.3867 | 97.3 | 18.9 | 58.4 | 40 | 28.3 | 69.9 | 11.3 | 112.9 | 0.9 | 162.5 | 0 | 221.6 | 0 | 281.6 | 0 | 0 | 0 | 0 | 0 | 0 | 0 | 0 | 1 | 0 | 0 | 0 | 0 | 1 | 1 | 33 | 30 | 19 | 787.7487 | 26.2583 | 1554096.8632 | 2752.954 | 91.7651 | 472406.9094 | 74748.4784 | 2491.6159 | 3934.1304 | 2489124.3321 | 3930196.3138
2012-10-01 | 2012 | 41744479 | 242119.8973 | 41986598.8973 | 59026 | 13542230 | 5150 | 114356.2817 | 13656586.2817 | 72712948 | 661548.963 | 73374496.963 | 222776 | 998 | 919844 | 2289 | 15096 | 270729 | 0 | 603 | 634944.3 | 6710 | 3002.1 | 377.5 | 6740.9 | 3012.7 | 375.9 | 10.8161 | 284.7 | 0 | 223.2 | 0.5 | 164.5 | 3.8 | 110.6 | 11.9 | 66.6 | 29.9 | 29.7 | 55 | 9.2 | 96.5 | 0 | 0 | 0 | 0 | 0 | 0 | 0 | 0 | 0 | 1 | 0 | 0 | 0 | 1 | 1 | 34 | 31 | 22 | 711.3238 | 22.9459 | 1354406.416 | 2651.7643 | 85.5408 | 440535.0413 | 73521.54 | 2371.6626 | 3341.8882 | 2366919.2569 | 3335204.4074
2012-11-01 | 2012 | 39247878 | 242119.8973 | 39489997.8973 | 59073 | 14045765 | 5162 | 114356.2817 | 14160121.2817 | 72147206 | 661548.963 | 72808754.963 | 204520 | 1000 | 979610 | 2289 | 15096 | 270145 | 0 | 603 | 634944.3 | 6722.4 | 3019.5 | 377.9 | 6727.4 | 3019 | 373.6 | 4.8367 | 454.9 | 0 | 394.9 | 0 | 334.9 | 0 | 274.9 | 0 | 216.8 | 1.9 | 161 | 6.1 | 107 | 12.1 | 0 | 0 | 0 | 0 | 0 | 0 | 0 | 0 | 0 | 0 | 1 | 0 | 0 | 1 | 1 | 35 | 30 | 22 | 668.4949 | 22.2832 | 1316333.2632 | 2743.1463 | 91.4382 | 472004.0427 | 72808.755 | 2426.9585 | 3309.4889 | 2426958.4988 | 3309488.862
2012-12-01 | 2012 | 44598971 | 242119.8973 | 44841090.8973 | 59257 | 14927116 | 5168 | 114356.2817 | 15041472.2817 | 72026072 | 661548.963 | 72687620.963 | 168867 | 1004 | 1061020 | 2290 | 15105 | 273475 | 0 | 603 | 634944.3 | 6740.6 | 3030.3 | 378.6 | 6740.2 | 3033.6 | 375.8 | 2.5355 | 541.4 | 0 | 479.4 | 0 | 417.4 | 0 | 355.4 | 0 | 293.4 | 0 | 233.3 | 1.9 | 173.8 | 4.4 | 0 | 0 | 0 | 0 | 0 | 0 | 0 | 0 | 0 | 0 | 0 | 1 | 0 | 0 | 0 | 36 | 31 | 19 | 756.7223 | 24.4104 | 1446486.8031 | 2910.5016 | 93.8871 | 485208.7833 | 72398.0288 | 2335.4203 | 3810.4226 | 2344761.9665 | 3825664.2612
2013-01-01 | 2013 | 47625731 | 369590.7209 | 47995321.7209 | 59206 | 15656809 | 5177 | 181207.6227 | 15838016.6227 | 78054141 | 1222924.8949 | 79277065.8949 | 204487 | 1001 | 1038014 | 2290 | 15105 | 260443 | 25 | 586 | 643937 | 6758.8 | 3038 | 380.4 | 6721.7 | 3030.3 | 378.6 | -0.74839 | 643.2 | 0 | 581.2 | 0 | 519.2 | 0 | 457.2 | 0 | 395.2 | 0 | 334.3 | 1.1 | 277.6 | 6.4 | 1 | 0 | 0 | 0 | 0 | 0 | 0 | 0 | 0 | 0 | 0 | 0 | 0 | 0 | 0 | 37 | 31 | 22 | 810.6496 | 26.15 | 1548236.1845 | 3059.304 | 98.6872 | 510903.762 | 79197.868 | 2554.7699 | 3599.9031 | 2557324.7063 | 3603502.9952
2013-02-01 | 2013 | 40795122 | 369590.7209 | 41164712.7209 | 59219 | 14404989 | 5175 | 181207.6227 | 14586196.6227 | 71543300 | 1222924.8949 | 72766224.8949 | 183323 | 1002 | 867491 | 2290 | 15105 | 259344 | 25 | 586 | 643937 | 6775.5 | 3041.7 | 381.8 | 6702 | 3018.2 | 382.7 | -2.9821 | 643.5 | 0 | 587.5 | 0 | 531.5 | 0 | 475.5 | 0 | 419.5 | 0 | 363.5 | 0 | 307.5 | 0 | 0 | 1 | 0 | 0 | 0 | 0 | 0 | 0 | 0 | 0 | 0 | 0 | 0 | 0 | 0 | 38 | 28 | 19 | 695.1268 | 24.826 | 1470168.3115 | 2818.5887 | 100.6639 | 520935.5937 | 72620.9829 | 2593.6065 | 3822.157 | 2598793.7462 | 3829801.3103
2013-03-01 | 2013 | 42065457 | 369590.7209 | 42435047.7209 | 59221 | 15191000 | 5178 | 181207.6227 | 15372207.6227 | 75672079 | 1222924.8949 | 76895003.8949 | 197492 | 1004 | 856916 | 2290 | 15105 | 261170 | 25 | 586 | 643937 | 6781.1 | 3045.3 | 380.1 | 6675.8 | 3007 | 379.3 | 1.1194 | 585.3 | 0 | 523.3 | 0 | 461.3 | 0 | 399.3 | 0 | 337.3 | 0 | 275.3 | 0 | 214.7 | 1.4 | 0 | 0 | 1 | 0 | 0 | 0 | 0 | 0 | 0 | 0 | 0 | 0 | 1 | 0 | 1 | 39 | 31 | 19 | 716.5541 | 23.1146 | 1368872.5071 | 2968.7539 | 95.7663 | 495877.6652 | 76588.6493 | 2470.6016 | 4030.9815 | 2480483.9966 | 4047105.4682
2013-04-01 | 2013 | 38200971 | 369590.7209 | 38570561.7209 | 59208 | 13739432 | 5137 | 181207.6227 | 13920639.6227 | 71263039 | 1222924.8949 | 72485963.8949 | 194894 | 1006 | 727535 | 2290 | 15105 | 258493 | 25 | 580 | 643937 | 6788.9 | 3057 | 377.1 | 6703.7 | 3026.3 | 375.4 | 6.0467 | 418.6 | 0 | 358.6 | 0 | 298.6 | 0 | 240.2 | 1.6 | 183 | 4.4 | 129.4 | 10.8 | 84.2 | 25.6 | 0 | 0 | 0 | 1 | 0 | 0 | 0 | 0 | 0 | 0 | 0 | 0 | 1 | 0 | 1 | 40 | 30 | 22 | 651.4417 | 21.7147 | 1285685.3907 | 2709.8773 | 90.3292 | 464021.3208 | 72053.642 | 2401.7881 | 3275.1655 | 2416198.7965 | 3294816.5407
2013-05-01 | 2013 | 41031626 | 369590.7209 | 41401216.7209 | 59245 | 13706323 | 5144 | 181207.6227 | 13887530.6227 | 73289948 | 1222924.8949 | 74512872.8949 | 190791 | 1006 | 662105 | 2290 | 15105 | 258920 | 25 | 580 | 643937 | 6801.1 | 3073.7 | 378.2 | 6770.3 | 3059.1 | 376.4 | 13.3129 | 216 | 8.7 | 161.5 | 16.2 | 109.9 | 26.6 | 64.6 | 43.3 | 28.2 | 68.9 | 10.7 | 113.4 | 3.5 | 168.2 | 0 | 0 | 0 | 0 | 1 | 0 | 0 | 0 | 0 | 0 | 0 | 0 | 1 | 0 | 1 | 41 | 31 | 22 | 698.8137 | 22.5424 | 1335523.12 | 2699.7532 | 87.0888 | 447984.8588 | 74068.4621 | 2389.3052 | 3366.7483 | 2403641.0611 | 3386948.768
2013-06-01 | 2013 | 47475901 | 369590.7209 | 47845491.7209 | 59259 | 14242326 | 5144 | 181207.6227 | 14423533.6227 | 75046589 | 1222924.8949 | 76269513.8949 | 202400 | 1005 | 595876 | 2290 | 15106 | 256683 | 25 | 580 | 643937 | 6815.2 | 3092.4 | 376.8 | 6861.8 | 3103.8 | 378.6 | 18.4 | 79.4 | 31.4 | 43.6 | 55.6 | 17.8 | 89.8 | 5.6 | 137.6 | 0.1 | 192.1 | 0 | 252 | 0 | 312 | 0 | 0 | 0 | 0 | 0 | 1 | 0 | 0 | 0 | 0 | 0 | 0 | 0 | 0 | 0 | 42 | 30 | 20 | 807.3962 | 26.9132 | 1594849.724 | 2803.9529 | 93.4651 | 480784.4541 | 75890.0636 | 2529.6688 | 3794.5032 | 2542317.1298 | 3813475.6947
2013-07-01 | 2013 | 55945224 | 369590.7209 | 56314814.7209 | 59290 | 16054931 | 5148 | 181207.6227 | 16236138.6227 | 82236270 | 1222924.8949 | 83459194.8949 | 226601 | 1007 | 637883 | 2290 | 15106 | 258065 | 25 | 578 | 643937 | 6826.2 | 3100 | 375.3 | 6917.1 | 3122.7 | 378.7 | 22.2226 | 14.5 | 83.4 | 0.7 | 131.6 | 0 | 192.9 | 0 | 254.9 | 0 | 316.9 | 0 | 378.9 | 0 | 440.9 | 0 | 0 | 0 | 0 | 0 | 0 | 1 | 0 | 0 | 0 | 0 | 0 | 0 | 0 | 0 | 43 | 31 | 22 | 949.8198 | 30.6393 | 1816606.9265 | 3153.8731 | 101.7378 | 523746.4072 | 82879.0416 | 2673.5175 | 3767.2292 | 2692232.0934 | 3793599.768
2013-08-01 | 2013 | 52766493 | 369590.7209 | 53136083.7209 | 59297 | 15318944 | 5147 | 181207.6227 | 15500151.6227 | 79620862 | 1222924.8949 | 80843786.8949 | 214136 | 1008 | 716709 | 2291 | 15123 | 257817 | 25 | 578 | 643937 | 6833.9 | 3110.2 | 364.2 | 6934.7 | 3145.2 | 368.3 | 20.871 | 16.7 | 43.7 | 2.6 | 91.6 | 0 | 151 | 0 | 213 | 0 | 275 | 0 | 337 | 0 | 399 | 0 | 0 | 0 | 0 | 0 | 0 | 0 | 1 | 0 | 0 | 0 | 0 | 0 | 0 | 0 | 44 | 31 | 21 | 896.1007 | 28.9065 | 1714067.2168 | 3011.4924 | 97.1449 | 500004.8911 | 80202.1695 | 2587.1668 | 3819.1509 | 2607864.0934 | 3849704.1379
2013-09-01 | 2013 | 45057319 | 369590.7209 | 45426909.7209 | 59374 | 13954399 | 5152 | 181207.6227 | 14135606.6227 | 72825903 | 1222924.8949 | 74048827.8949 | 209426 | 1009 | 791327 | 2294 | 15123 | 257539 | 25 | 578 | 643937 | 6843.3 | 3116.8 | 362.4 | 6906.9 | 3143.4 | 364.6 | 16.7667 | 110.8 | 13.8 | 67 | 30 | 34.1 | 57.1 | 12.4 | 95.4 | 1.9 | 144.9 | 0 | 203 | 0 | 263 | 0 | 0 | 0 | 0 | 0 | 0 | 0 | 0 | 1 | 0 | 0 | 0 | 0 | 1 | 1 | 45 | 30 | 20 | 765.0977 | 25.5033 | 1514230.324 | 2743.7125 | 91.4571 | 471186.8874 | 73388.3329 | 2446.2778 | 3669.4166 | 2468294.2632 | 3702441.3947
2013-10-01 | 2013 | 41975335 | 369590.7209 | 42344925.7209 | 59424 | 13543420 | 5151 | 181207.6227 | 13724627.6227 | 73219777 | 1222924.8949 | 74442701.8949 | 208131 | 1013 | 922511 | 2295 | 15130 | 258086 | 25 | 578 | 643937 | 6850.3 | 3116 | 363.6 | 6889 | 3136 | 366.5 | 11.8548 | 252.5 | 0 | 193.6 | 3.1 | 138.2 | 9.7 | 93.1 | 26.6 | 62.4 | 57.9 | 40.4 | 97.9 | 21.7 | 141.2 | 0 | 0 | 0 | 0 | 0 | 0 | 0 | 0 | 0 | 1 | 0 | 0 | 0 | 1 | 1 | 46 | 31 | 22 | 712.5896 | 22.9868 | 1365965.3458 | 2664.4589 | 85.9503 | 442729.9233 | 73487.3661 | 2370.5602 | 3340.3348 | 2401377.4805 | 3383759.177
2013-11-01 | 2013 | 40923389 | 369590.7209 | 41292979.7209 | 59441 | 14055709 | 5173 | 181207.6227 | 14236916.6227 | 72373638 | 1222924.8949 | 73596562.8949 | 208178 | 1014 | 982065 | 2295 | 15130 | 257318 | 25 | 514 | 643937 | 6854 | 3113.4 | 369.8 | 6863.8 | 3119.8 | 371.8 | 3.7767 | 486.7 | 0 | 426.7 | 0 | 366.7 | 0 | 306.7 | 0 | 249.6 | 2.9 | 195.6 | 8.9 | 145 | 18.3 | 0 | 0 | 0 | 0 | 0 | 0 | 0 | 0 | 0 | 0 | 1 | 0 | 0 | 1 | 1 | 47 | 30 | 21 | 694.6885 | 23.1563 | 1376432.6574 | 2752.1586 | 91.7386 | 474563.8874 | 72580.4368 | 2419.3479 | 3456.2113 | 2453218.7632 | 3504598.2331
2013-12-01 | 2013 | 46224827 | 369590.7209 | 46594417.7209 | 59649 | 15599120 | 5176 | 181207.6227 | 15780327.6227 | 74788332 | 1222924.8949 | 76011256.8949 | 184874 | 1015 | 1065835 | 2295 | 15130 | 260566 | 25 | 499 | 643937 | 6850.4 | 3108.4 | 373.6 | 6849.3 | 3114.3 | 376.6 | -2.129 | 686 | 0 | 624 | 0 | 562 | 0 | 500 | 0 | 438 | 0 | 376 | 0 | 314 | 0 | 0 | 0 | 0 | 0 | 0 | 0 | 0 | 0 | 0 | 0 | 0 | 1 | 0 | 0 | 0 | 48 | 31 | 20 | 781.1433 | 25.1982 | 1503045.7329 | 3048.7495 | 98.3468 | 509042.8265 | 74887.9378 | 2415.7399 | 3744.3969 | 2451976.0289 | 3800562.8447
2014-01-01 | 2014 | 50617876 | 582902.5718 | 51200778.5718 | 59671 | 16409509 | 5174 | 257042.6441 | 16666551.6441 | 80873202 | 1679397.2948 | 82552599.2948 | 198892 | 1020 | 1043502 | 2302 | 15153 | 258888 | 25 | 326 | 659861.2 | 6848.3 | 3105.1 | 375.1 | 6806.1 | 3097 | 376.3 | -6.9065 | 834.1 | 0 | 772.1 | 0 | 710.1 | 0 | 648.1 | 0 | 586.1 | 0 | 524.1 | 0 | 462.1 | 0 | 1 | 0 | 0 | 0 | 0 | 0 | 0 | 0 | 0 | 0 | 0 | 0 | 0 | 0 | 0 | 49 | 31 | 22 | 858.0513 | 27.6791 | 1651638.0184 | 3221.2121 | 103.9101 | 537630.6982 | 80933.9209 | 2610.7716 | 3678.8146 | 2662987.074 | 3752390.877
2014-02-01 | 2014 | 42903712 | 582902.5718 | 43486614.5718 | 59674 | 14955223 | 5177 | 257042.6441 | 15212265.6441 | 73256400 | 1679397.2948 | 74935797.2948 | 199321 | 1020 | 872098 | 2302 | 15153 | 257812 | 25 | 707 | 659861.2 | 6850 | 3109.9 | 379.9 | 6772.3 | 3085.6 | 382.3 | -6.8786 | 752.6 | 0 | 696.6 | 0 | 640.6 | 0 | 584.6 | 0 | 528.6 | 0 | 472.6 | 0 | 416.6 | 0 | 0 | 1 | 0 | 0 | 0 | 0 | 0 | 0 | 0 | 0 | 0 | 0 | 0 | 0 | 0 | 50 | 28 | 19 | 728.7364 | 26.0263 | 1553093.3776 | 2938.4326 | 104.944 | 543295.2016 | 73466.4679 | 2623.8024 | 3866.6562 | 2676278.4748 | 3943989.3313
2014-03-01 | 2014 | 43601292 | 582902.5718 | 44184194.5718 | 59687 | 15671445 | 5180 | 257042.6441 | 15928487.6441 | 78105401 | 1679397.2948 | 79784798.2948 | 193090 | 1020 | 861465 | 2302 | 15153 | 259626 | 25 | 569 | 659861.2 | 6856.4 | 3115.2 | 382.2 | 6751.3 | 3073.7 | 382.2 | -2.9806 | 712.4 | 0 | 650.4 | 0 | 588.4 | 0 | 526.4 | 0 | 464.4 | 0 | 402.4 | 0 | 340.4 | 0 | 0 | 0 | 1 | 0 | 0 | 0 | 0 | 0 | 0 | 0 | 0 | 0 | 1 | 0 | 1 | 51 | 31 | 21 | 740.265 | 23.8795 | 1425296.5991 | 3074.9976 | 99.1935 | 513822.1821 | 78220.3905 | 2523.2384 | 3724.7805 | 2573703.1708 | 3799276.1093
2014-04-01 | 2014 | 38148551 | 582902.5718 | 38731453.5718 | 59679 | 13498766 | 5185 | 257042.6441 | 13755808.6441 | 70980411 | 1679397.2948 | 72659808.2948 | 192582 | 1019 | 731400 | 2302 | 15153 | 257728 | 25 | 569 | 659861.2 | 6869.6 | 3126.8 | 383.2 | 6785 | 3095.4 | 382.5 | 5.8567 | 424.3 | 0 | 364.3 | 0 | 304.3 | 0 | 244.3 | 0 | 185.9 | 1.6 | 131.9 | 7.6 | 82.3 | 18 | 0 | 0 | 0 | 1 | 0 | 0 | 0 | 0 | 0 | 0 | 0 | 0 | 1 | 0 | 1 | 52 | 30 | 20 | 648.9964 | 21.6332 | 1291048.4524 | 2653.0007 | 88.4334 | 458526.9548 | 71305.013 | 2376.8338 | 3565.2507 | 2421993.6098 | 3632990.4147
2014-05-01 | 2014 | 40092099 | 582902.5718 | 40675001.5718 | 59689 | 13471598 | 5182 | 257042.6441 | 13728640.6441 | 72011129 | 1679397.2948 | 73690526.2948 | 187028 | 1017 | 665621 | 2304 | 15153 | 258180 | 25 | 569 | 659861.2 | 6870.6 | 3114.3 | 381.5 | 6842.6 | 3103 | 379.7 | 12.8613 | 225.3 | 4 | 169.3 | 10 | 115.5 | 18.2 | 71.1 | 35.8 | 33.9 | 60.6 | 9.6 | 98.3 | 1.3 | 152 | 0 | 0 | 0 | 0 | 1 | 0 | 0 | 0 | 0 | 0 | 0 | 0 | 1 | 0 | 1 | 53 | 31 | 22 | 681.4489 | 21.9822 | 1312096.8249 | 2649.2938 | 85.4611 | 442859.3756 | 72458.7279 | 2337.3783 | 3293.5785 | 2377113.7514 | 3349569.377
2014-06-01 | 2014 | 44876201 | 582902.5718 | 45459103.5718 | 59798 | 14123153 | 5192.5 | 257042.6441 | 14380195.6441 | 75361823 | 1679397.2948 | 77041220.2948 | 196650 | 1016.5 | 599040 | 2302 | 15153 | 257573 | 25 | 569 | 659861.2 | 6865.4 | 3091.8 | 382 | 6912.9 | 3107.5 | 383.3 | 18.5133 | 65.4 | 20.8 | 31.2 | 46.6 | 10.7 | 86.1 | 1.9 | 137.3 | 0 | 195.4 | 0 | 255.4 | 0 | 315.4 | 0 | 0 | 0 | 0 | 0 | 1 | 0 | 0 | 0 | 0 | 0 | 0 | 0 | 0 | 0 | 54 | 30 | 21 | 760.2111 | 25.3404 | 1515303.4524 | 2769.4166 | 92.3139 | 479339.8548 | 75790.6742 | 2526.3558 | 3609.0797 | 2568040.6765 | 3668629.5378
2014-07-01 | 2014 | 51314720 | 582902.5718 | 51897622.5718 | 59907 | 14914369 | 5203 | 257042.6441 | 15171411.6441 | 79433068 | 1679397.2948 | 81112465.2948 | 208736 | 1016 | 641462 | 2302 | 15153 | 257738 | 25 | 567 | 659861.2 | 6864.4 | 3067.1 | 383.8 | 6957.8 | 3095.5 | 386.4 | 19.8258 | 36.6 | 31.2 | 9.4 | 66 | 0.9 | 119.5 | 0 | 180.6 | 0 | 242.6 | 0 | 304.6 | 0 | 366.6 | 0 | 0 | 0 | 0 | 0 | 0 | 1 | 0 | 0 | 0 | 0 | 0 | 0 | 0 | 0 | 55 | 31 | 22 | 866.3031 | 27.9453 | 1674116.8572 | 2915.8969 | 94.0612 | 489400.3756 | 79835.1036 | 2575.3259 | 3628.8683 | 2616531.1385 | 3686930.2407
2014-08-01 | 2014 | 49665162 | 582902.5718 | 50248064.5718 | 59924 | 14542524 | 5210 | 257042.6441 | 14799566.6441 | 78009925 | 1679397.2948 | 79689322.2948 | 203097 | 1016 | 719839 | 2304 | 15195 | 257786 | 25 | 567 | 659861.2 | 6869.9 | 3056.5 | 385.2 | 6969.7 | 3094.2 | 388.9 | 20.071 | 29.3 | 31.5 | 8.3 | 72.5 | 0.5 | 126.7 | 0 | 188.2 | 0 | 250.2 | 0 | 312.2 | 0 | 374.2 | 0 | 0 | 0 | 0 | 0 | 0 | 0 | 1 | 0 | 0 | 0 | 0 | 0 | 0 | 0 | 56 | 31 | 20 | 838.5299 | 27.0494 | 1620905.3088 | 2840.6078 | 91.6325 | 477405.3756 | 78434.3723 | 2530.141 | 3921.7186 | 2570623.2998 | 3984466.1147
2014-09-01 | 2014 | 43344666 | 582902.5718 | 43927568.5718 | 59924 | 13413771 | 5214 | 257042.6441 | 13670813.6441 | 74627463 | 1679397.2948 | 76306860.2948 | 208037 | 1025 | 794176 | 2304 | 15195 | 257746 | 25 | 567 | 659861.2 | 6884.5 | 3058.5 | 385.2 | 6944.1 | 3085.3 | 386.9 | 17.2867 | 99.8 | 18.4 | 55.9 | 34.5 | 26 | 64.6 | 10.3 | 108.9 | 0.6 | 159.2 | 0 | 218.6 | 0 | 278.6 | 0 | 0 | 0 | 0 | 0 | 0 | 0 | 0 | 1 | 0 | 0 | 0 | 0 | 1 | 1 | 57 | 30 | 21 | 733.0547 | 24.4352 | 1464252.2857 | 2621.9435 | 87.3981 | 455693.7881 | 74445.7174 | 2481.5239 | 3545.0342 | 2543562.0098 | 3633660.014
2014-10-01 | 2014 | 41116020 | 582902.5718 | 41698922.5718 | 59943 | 13009887 | 5215 | 257042.6441 | 13266929.6441 | 72913145 | 1679397.2948 | 74592542.2948 | 204893 | 1028 | 925946 | 2304 | 15196 | 258047 | 24 | 566 | 659861.2 | 6901.5 | 3072.7 | 385.1 | 6936.6 | 3089.4 | 387.2 | 11.7129 | 256.9 | 0 | 197.1 | 2.2 | 139.3 | 6.4 | 90.8 | 19.9 | 50.6 | 41.7 | 18.1 | 71.2 | 3.8 | 118.9 | 0 | 0 | 0 | 0 | 0 | 0 | 0 | 0 | 0 | 1 | 0 | 0 | 0 | 1 | 1 | 58 | 31 | 22 | 695.6429 | 22.4401 | 1345126.5346 | 2543.9942 | 82.0643 | 427965.4724 | 72560.8388 | 2340.6722 | 3298.2199 | 2406211.0418 | 3390570.1043
2014-11-01 | 2014 | 40016132 | 582902.5718 | 40599034.5718 | 59983 | 13754258 | 5219 | 257042.6441 | 14011300.6441 | 72454970 | 1679397.2948 | 74134367.2948 | 201777 | 1029 | 985612 | 2304 | 15196 | 257104 | 24 | 566 | 659861.2 | 6907.5 | 3082 | 383 | 6914.3 | 3084.8 | 384.2 | 3.2833 | 501.5 | 0 | 441.5 | 0 | 381.5 | 0 | 321.5 | 0 | 261.6 | 0.1 | 207.1 | 5.6 | 156.4 | 14.9 | 0 | 0 | 0 | 0 | 0 | 0 | 0 | 0 | 0 | 0 | 1 | 0 | 0 | 1 | 1 | 59 | 30 | 20 | 676.8423 | 22.5614 | 1353301.1524 | 2684.6715 | 89.4891 | 467043.3548 | 72045.0605 | 2401.502 | 3602.253 | 2471145.5765 | 3706718.3647
2014-12-01 | 2014 | 44606686 | 582902.5718 | 45189588.5718 | 60014 | 14879853 | 5230 | 257042.6441 | 15136895.6441 | 73645384 | 1679397.2948 | 75324781.2948 | 179258 | 1028 | 1068286 | 2304 | 15196 | 260405 | 24 | 566 | 659861.2 | 6903.1 | 3080.1 | 380 | 6903.2 | 3082.8 | 382.5 | 1.2548 | 581.1 | 0 | 519.1 | 0 | 457.1 | 0 | 395.1 | 0 | 333.1 | 0 | 271.1 | 0 | 209.1 | 0 | 0 | 0 | 0 | 0 | 0 | 0 | 0 | 0 | 0 | 0 | 0 | 1 | 0 | 0 | 0 | 60 | 31 | 21 | 752.9841 | 24.2898 | 1457728.6636 | 2894.2439 | 93.3627 | 488286.9563 | 73273.1336 | 2363.6495 | 3489.1968 | 2429831.6547 | 3586894.3474
2015-01-01 | 2015 | 49036178 | 848162.3839 | 49884340.3839 | 60019 | 15722680 | 5230 | 459876.6991 | 16182556.6991 | 79523058 | 2133960.9013 | 81657018.9013 | 190064 | 1028 | 1045146 | 2305 | 15225 | 257164 | 24 | 566 | 677384 | 6885.7 | 3076.8 | 379.5 | 6845.1 | 3066.1 | 379.3 | -5.8581 | 801.6 | 0 | 739.6 | 0 | 677.6 | 0 | 615.6 | 0 | 553.6 | 0 | 491.6 | 0 | 429.6 | 0 | 1 | 0 | 0 | 0 | 0 | 0 | 0 | 0 | 0 | 0 | 0 | 0 | 0 | 0 | 0 | 61 | 31 | 21 | 831.1425 | 26.811 | 1609172.2704 | 3094.1791 | 99.8122 | 522017.958 | 79432.8978 | 2562.3515 | 3782.5189 | 2634097.3839 | 3888429.4715
2015-02-01 | 2015 | 42132823 | 848162.3839 | 42980985.3839 | 60029 | 14670158 | 5234 | 459876.6991 | 15130034.6991 | 74181806 | 2133960.9013 | 76315766.9013 | 194654 | 1027 | 873453 | 2305 | 15225 | 256037 | 24 | 553 | 677384 | 6885.3 | 3085.5 | 378.6 | 6810.3 | 3057.4 | 376.2 | -11.1393 | 871.9 | 0 | 815.9 | 0 | 759.9 | 0 | 703.9 | 0 | 647.9 | 0 | 591.9 | 0 | 535.9 | 0 | 0 | 1 | 0 | 0 | 0 | 0 | 0 | 0 | 0 | 0 | 0 | 0 | 0 | 0 | 0 | 62 | 28 | 19 | 716.0037 | 25.5716 | 1535035.1923 | 2890.7212 | 103.24 | 540358.3821 | 74309.4128 | 2653.9076 | 3911.0217 | 2725563.1036 | 4016619.3106
2015-03-01 | 2015 | 42570862 | 848162.3839 | 43419024.3839 | 60053 | 15080135 | 5236 | 459876.6991 | 15540011.6991 | 77250849 | 2133960.9013 | 79384809.9013 | 196634 | 1030 | 862804 | 2305 | 15225 | 257839 | 24 | 553 | 677384 | 6892.1 | 3108.7 | 379.4 | 6783.7 | 3060.7 | 373.1 | -1.1613 | 656 | 0 | 594 | 0 | 532 | 0 | 470 | 0 | 408 | 0 | 346 | 0 | 284 | 0 | 0 | 0 | 1 | 0 | 0 | 0 | 0 | 0 | 0 | 0 | 0 | 0 | 1 | 0 | 1 | 63 | 31 | 22 | 723.0117 | 23.323 | 1400613.6898 | 2967.9167 | 95.7392 | 501290.7 | 77072.631 | 2486.2139 | 3503.3014 | 2560800.3194 | 3608400.4501
2015-04-01 | 2015 | 37765295 | 848162.3839 | 38613457.3839 | 60058 | 13252080 | 5236 | 459876.6991 | 13711956.6991 | 69787643 | 2133960.9013 | 71921603.9013 | 192074 | 1028 | 732535 | 2305 | 15225 | 256901 | 24 | 553 | 677384 | 6897.3 | 3122.7 | 379.6 | 6805.6 | 3086.6 | 374.7 | 7.27 | 381.9 | 0 | 321.9 | 0 | 261.9 | 0 | 203.5 | 1.6 | 149.7 | 7.8 | 102.5 | 20.6 | 61.7 | 39.8 | 0 | 0 | 0 | 1 | 0 | 0 | 0 | 0 | 0 | 0 | 0 | 0 | 1 | 0 | 1 | 64 | 30 | 20 | 642.9361 | 21.4312 | 1287115.2461 | 2618.7847 | 87.2928 | 457065.2233 | 69962.6497 | 2332.0883 | 3498.1325 | 2397386.7967 | 3596080.1951
2015-05-01 | 2015 | 39914946 | 848162.3839 | 40763108.3839 | 60068 | 13384750 | 5250 | 459876.6991 | 13844626.6991 | 73480701 | 2133960.9013 | 75614661.9013 | 187740 | 1028 | 666655 | 2305 | 15225 | 266757 | 24 | 556 | 677384 | 6906.5 | 3142.3 | 385 | 6870.9 | 3130.7 | 382.4 | 14.5355 | 175.5 | 6.1 | 123.9 | 16.5 | 80.5 | 35.1 | 44.2 | 60.8 | 18.3 | 96.9 | 4.6 | 145.2 | 0.5 | 203.1 | 0 | 0 | 0 | 0 | 1 | 0 | 0 | 0 | 0 | 0 | 0 | 0 | 1 | 0 | 1 | 65 | 31 | 20 | 678.616 | 21.8908 | 1314938.9801 | 2637.0718 | 85.0668 | 446600.8613 | 73555.1186 | 2372.7458 | 3677.7559 | 2439182.642 | 3780733.0951
2015-06-01 | 2015 | 45271087 | 848162.3839 | 46119249.3839 | 60094 | 13700810 | 5241 | 459876.6991 | 14160686.6991 | 75378497 | 2133960.9013 | 77512457.9013 | 203725 | 1027 | 599971 | 2305 | 15225 | 266425 | 24 | 556 | 677384 | 6921.3 | 3163.2 | 387.9 | 6965.8 | 3182.8 | 389.3 | 16.8867 | 101.4 | 8 | 61.3 | 27.9 | 29.7 | 56.3 | 11.4 | 98 | 3.5 | 150.1 | 0 | 206.6 | 0 | 266.6 | 0 | 0 | 0 | 0 | 0 | 1 | 0 | 0 | 0 | 0 | 0 | 0 | 0 | 0 | 0 | 66 | 30 | 22 | 767.4518 | 25.5817 | 1537308.3128 | 2701.9055 | 90.0635 | 472022.89 | 75474.6426 | 2515.8214 | 3430.6656 | 2583748.5967 | 3523293.541
2015-07-01 | 2015 | 53575923 | 848162.3839 | 54424085.3839 | 60096 | 15161240 | 5240 | 459876.6991 | 15621116.6991 | 81975954 | 2133960.9013 | 84109914.9013 | 203387 | 1027 | 641997 | 2305 | 15225 | 258055 | 24 | 558 | 677384 | 6941.2 | 3194.9 | 392.4 | 7032.3 | 3226.4 | 395.3 | 21.9 | 17.6 | 76.5 | 4.4 | 125.3 | 0 | 182.9 | 0 | 244.9 | 0 | 306.9 | 0 | 368.9 | 0 | 430.9 | 0 | 0 | 0 | 0 | 0 | 0 | 1 | 0 | 0 | 0 | 0 | 0 | 0 | 0 | 0 | 67 | 31 | 22 | 905.6191 | 29.2135 | 1755615.6575 | 2981.1291 | 96.1655 | 503906.9903 | 81898.6513 | 2641.892 | 3722.666 | 2713223.0613 | 3823177.9501
2015-08-01 | 2015 | 54286474 | 848162.3839 | 55134636.3839 | 60131 | 15391927 | 5244 | 459876.6991 | 15851803.6991 | 80836724 | 2133960.9013 | 82970684.9013 | 210022 | 1029 | 720424 | 2305 | 15225 | 257469 | 24 | 557 | 677384 | 6949.2 | 3214.6 | 392.6 | 7045.7 | 3251.2 | 397.2 | 20.7968 | 20.4 | 45.1 | 1.8 | 88.5 | 0 | 148.7 | 0 | 210.7 | 0 | 272.7 | 0 | 334.7 | 0 | 396.7 | 0 | 0 | 0 | 0 | 0 | 0 | 0 | 1 | 0 | 0 | 0 | 0 | 0 | 0 | 0 | 68 | 31 | 20 | 916.9087 | 29.5777 | 1778536.6575 | 3022.8459 | 97.5112 | 511348.5064 | 80632.3468 | 2601.0434 | 4031.6173 | 2676473.7065 | 4148534.2451
2015-09-01 | 2015 | 46949969 | 848162.3839 | 47798131.3839 | 60165 | 14009493 | 5237 | 459876.6991 | 14469369.6991 | 78337146 | 2133960.9013 | 80471106.9013 | 211976 | 1028 | 794773 | 2305 | 15225 | 257589 | 24 | 557 | 677384 | 6941.1 | 3220.3 | 390.5 | 6994.9 | 3243.3 | 393.9 | 20.03 | 50.1 | 51 | 22.6 | 83.5 | 7.2 | 128.1 | 0.1 | 181 | 0 | 240.9 | 0 | 300.9 | 0 | 360.9 | 0 | 0 | 0 | 0 | 0 | 0 | 0 | 0 | 1 | 0 | 0 | 0 | 0 | 1 | 1 | 69 | 30 | 21 | 794.4508 | 26.4817 | 1593271.0461 | 2762.9119 | 92.0971 | 482312.3233 | 78279.2869 | 2609.3096 | 3727.5851 | 2682370.23 | 3831957.4715
2015-10-01 | 2015 | 41035508 | 848162.3839 | 41883670.3839 | 60249 | 12961860 | 5242 | 459876.6991 | 13421736.6991 | 72632384 | 2133960.9013 | 74766344.9013 | 210663 | 1024 | 927060 | 2305 | 15225 | 257836 | 24 | 558 | 677384 | 6934.8 | 3216.5 | 385.6 | 6969 | 3229.5 | 388.2 | 11.5871 | 260.8 | 0 | 200 | 1.2 | 141.1 | 4.3 | 89.2 | 14.4 | 51.8 | 39 | 26.9 | 76.1 | 11.3 | 122.5 | 0 | 0 | 0 | 0 | 0 | 0 | 0 | 0 | 0 | 1 | 0 | 0 | 0 | 1 | 1 | 70 | 31 | 21 | 695.1762 | 22.425 | 1351086.1414 | 2560.4229 | 82.5943 | 432959.2484 | 73014.0087 | 2355.2906 | 3476.8576 | 2411817.5775 | 3560302.1382
2015-11-01 | 2015 | 37505130 | 848162.3839 | 38353292.3839 | 60255 | 13004522 | 5234 | 459876.6991 | 13464398.6991 | 71446240 | 2133960.9013 | 73580200.9013 | 195211 | 1027 | 985984 | 2307 | 15235 | 257269 | 24 | 557 | 677384 | 6928.3 | 3211.5 | 384.5 | 6936.9 | 3211.5 | 385.6 | 7.9633 | 361.1 | 0 | 301.1 | 0 | 241.2 | 0.1 | 185.1 | 4 | 133 | 11.9 | 90.2 | 29.1 | 56.8 | 55.7 | 0 | 0 | 0 | 0 | 0 | 0 | 0 | 0 | 0 | 0 | 1 | 0 | 0 | 1 | 1 | 71 | 30 | 21 | 636.5163 | 21.2172 | 1278443.0795 | 2572.4873 | 85.7496 | 448813.29 | 71645.7652 | 2388.1922 | 3411.7031 | 2452673.3634 | 3503819.0905
2015-12-01 | 2015 | 40955651 | 848162.3839 | 41803813.3839 | 60262 | 13905854 | 5238 | 459876.6991 | 14365730.6991 | 72220640 | 2133960.9013 | 74354600.9013 | 177950 | 1029 | 1067879 | 2304 | 15258 | 260807 | 24 | 557 | 677384 | 6942.8 | 3220.1 | 383.7 | 6948.2 | 3220 | 385.4 | 5.2742 | 456.5 | 0 | 394.5 | 0 | 332.5 | 0 | 270.5 | 0 | 208.5 | 0 | 148 | 1.5 | 96.9 | 12.4 | 0 | 0 | 0 | 0 | 0 | 0 | 0 | 0 | 0 | 0 | 0 | 1 | 0 | 0 | 0 | 72 | 31 | 21 | 693.7011 | 22.3775 | 1348510.1092 | 2742.5985 | 88.4709 | 463410.6677 | 72259.0874 | 2330.9383 | 3440.9089 | 2398535.5129 | 3540695.281
2016-01-01 | 2016 | 44822386 | 1262307.9842 | 46084693.9842 | 60313 | 14814307 | 5246 | 702774.304 | 15517081.304 | 78060980 | 2816466.452 | 80877446.452 | 187910 | 1031 | 1044725 | 2304 | 15258 | 258738 | 24 | 557 | 692620.8 | 6957.7 | 3227 | 382.6 | 6919.2 | 3213.9 | 381.7 | -2.1613 | 687 | 0 | 625 | 0 | 563 | 0 | 501 | 0 | 439 | 0 | 377 | 0 | 315 | 0 | 1 | 0 | 0 | 0 | 0 | 0 | 0 | 0 | 0 | 0 | 0 | 0 | 0 | 0 | 0 | 73 | 31 | 20 | 764.0922 | 24.6481 | 1486603.0317 | 2957.8882 | 95.4157 | 500551.0098 | 78445.6319 | 2530.5043 | 3922.2816 | 2608949.8855 | 4043872.3226
2016-02-01 | 2016 | 39320516 | 1262307.9842 | 40582823.9842 | 60310 | 14022576 | 5267 | 702774.304 | 14725350.304 | 73880261 | 2816466.452 | 76696727.452 | 193682 | 1033 | 902902 | 2304 | 15252 | 259398 | 24 | 556 | 692620.8 | 6970.6 | 3221.1 | 384.2 | 6896.8 | 3193.2 | 380.8 | -0.76897 | 602.3 | 0 | 544.3 | 0 | 486.3 | 0 | 428.3 | 0 | 370.3 | 0 | 312.5 | 0.2 | 257.2 | 2.9 | 0 | 1 | 0 | 0 | 0 | 0 | 0 | 0 | 0 | 0 | 0 | 0 | 0 | 0 | 0 | 74 | 29 | 20 | 672.9037 | 23.2036 | 1399407.7236 | 2795.7756 | 96.4061 | 507770.7001 | 74246.59 | 2560.2272 | 3712.3295 | 2644714.7397 | 3834836.3726
2016-03-01 | 2016 | 39386600 | 1262307.9842 | 40648907.9842 | 60323 | 14145609 | 5268 | 702774.304 | 14848383.304 | 76236827 | 2816466.452 | 79053293.452 | 195760 | 1034 | 862508 | 2304 | 15252 | 260607 | 24 | 560 | 692620.8 | 6978.1 | 3210.6 | 385.2 | 6872.4 | 3165.9 | 378.9 | 3.4452 | 513.2 | 0 | 451.2 | 0 | 389.2 | 0 | 327.2 | 0 | 267 | 1.8 | 208.5 | 5.3 | 154.3 | 13.1 | 0 | 0 | 1 | 0 | 0 | 0 | 0 | 0 | 0 | 0 | 0 | 0 | 1 | 0 | 1 | 75 | 31 | 21 | 673.8542 | 21.7372 | 1311255.0963 | 2818.5997 | 90.9226 | 478980.1066 | 76453.8621 | 2466.2536 | 3640.6601 | 2550106.2404 | 3764442.5453
2016-04-01 | 2016 | 36920940 | 1262307.9842 | 38183247.9842 | 60319 | 13041004 | 5267 | 702774.304 | 13743778.304 | 72510143 | 2816466.452 | 75326609.452 | 193410 | 1035 | 732326 | 2304 | 15252 | 259023 | 24 | 560 | 692620.8 | 6981.8 | 3208.5 | 387.9 | 6890.3 | 3172.5 | 383.7 | 4.9667 | 451 | 0 | 391 | 0 | 331.8 | 0.8 | 273.8 | 2.8 | 216.9 | 5.9 | 162.7 | 11.7 | 113.7 | 22.7 | 0 | 0 | 0 | 1 | 0 | 0 | 0 | 0 | 0 | 0 | 0 | 0 | 1 | 0 | 1 | 76 | 30 | 21 | 633.0219 | 21.1007 | 1272774.9328 | 2609.413 | 86.9804 | 458125.9435 | 72779.3328 | 2425.9778 | 3465.6825 | 2510886.9817 | 3586981.4025
2016-05-01 | 2016 | 41386492 | 1262307.9842 | 42648799.9842 | 60305 | 13344960 | 5294 | 702774.304 | 14047734.304 | 74482255 | 2816466.452 | 77298721.452 | 190232 | 1035 | 666464 | 2304 | 15252 | 259477 | 24 | 560 | 692620.8 | 6994.4 | 3217.7 | 383.2 | 6962.5 | 3207.8 | 382.3 | 13.871 | 203.6 | 13.6 | 156.1 | 28.1 | 113.7 | 47.7 | 74.6 | 70.6 | 41.9 | 99.9 | 17.3 | 137.3 | 4.5 | 186.5 | 0 | 0 | 0 | 0 | 1 | 0 | 0 | 0 | 0 | 0 | 0 | 0 | 1 | 0 | 1 | 77 | 31 | 21 | 707.2183 | 22.8135 | 1375767.7414 | 2653.5199 | 85.5974 | 453152.7195 | 74684.755 | 2409.1856 | 3556.4169 | 2493507.1436 | 3680891.4977
2016-06-01 | 2016 | 50574849 | 1262307.9842 | 51837156.9842 | 60308 | 14145403 | 5264 | 702774.304 | 14848177.304 | 77899377 | 2816466.452 | 80715843.452 | 204631 | 1033 | 599799 | 2304 | 15252 | 258917 | 24 | 560 | 692620.8 | 7001.9 | 3230.3 | 382.1 | 7047.3 | 3251.8 | 384.6 | 19.3867 | 53 | 34.6 | 26.5 | 68.1 | 8.5 | 110.1 | 2 | 163.6 | 0 | 221.6 | 0 | 281.6 | 0 | 341.6 | 0 | 0 | 0 | 0 | 0 | 1 | 0 | 0 | 0 | 0 | 0 | 0 | 0 | 0 | 0 | 78 | 30 | 22 | 859.5403 | 28.6513 | 1727905.2328 | 2820.7024 | 94.0234 | 494939.2435 | 78137.3122 | 2604.5771 | 3551.696 | 2690528.1151 | 3668901.9751
2016-07-01 | 2016 | 61688603 | 1262307.9842 | 62950910.9842 | 60310 | 15923666 | 5262 | 702774.304 | 16626440.304 | 84011912 | 2816466.452 | 86828378.452 | 214922 | 1034 | 641842 | 2304 | 15252 | 259477 | 24 | 560 | 692620.8 | 6995.7 | 3229.4 | 379.1 | 7090.8 | 3265.5 | 382.2 | 22.9194 | 5.3 | 95.8 | 0.1 | 152.6 | 0 | 214.5 | 0 | 276.5 | 0 | 338.5 | 0 | 400.5 | 0 | 462.5 | 0 | 0 | 0 | 0 | 0 | 0 | 1 | 0 | 0 | 0 | 0 | 0 | 0 | 0 | 0 | 79 | 31 | 20 | 1043.7889 | 33.6706 | 2030674.5479 | 3159.7188 | 101.9264 | 536336.784 | 83973.2867 | 2708.8157 | 4198.6643 | 2800915.4339 | 4341418.9226
2016-08-01 | 2016 | 60215461 | 1262307.9842 | 61477768.9842 | 60299 | 16295761 | 5260 | 702774.304 | 16998535.304 | 87167726 | 2816466.452 | 89984192.452 | 217408 | 1034 | 720249 | 2304 | 15252 | 259148 | 24 | 560 | 692620.8 | 6990.6 | 3224.8 | 379.5 | 7083.3 | 3263 | 380.6 | 23.7355 | 0.1 | 115.9 | 0 | 177.8 | 0 | 239.8 | 0 | 301.8 | 0 | 363.8 | 0 | 425.8 | 0 | 487.8 | 0 | 0 | 0 | 0 | 0 | 0 | 0 | 1 | 0 | 0 | 0 | 0 | 0 | 0 | 0 | 80 | 31 | 22 | 1019.5487 | 32.8887 | 1983153.8382 | 3231.6607 | 104.2471 | 548339.8485 | 87025.3312 | 2807.2687 | 3955.6969 | 2902715.8855 | 4090190.566
2016-09-01 | 2016 | 49709783 | 1262307.9842 | 50972090.9842 | 60320 | 13976976 | 5273 | 702774.304 | 14679750.304 | 77840725 | 2816466.452 | 80657191.452 | 218401 | 1033 | 794582 | 2304 | 15252 | 258866 | 24 | 559 | 692620.8 | 6988.9 | 3216.9 | 382.3 | 7037 | 3236.1 | 381.7 | 20.03 | 41.9 | 42.8 | 15.5 | 76.4 | 3.8 | 124.7 | 0.1 | 181 | 0 | 240.9 | 0 | 300.9 | 0 | 360.9 | 0 | 0 | 0 | 0 | 0 | 0 | 0 | 0 | 1 | 0 | 0 | 0 | 0 | 1 | 1 | 81 | 30 | 21 | 845.028 | 28.1676 | 1699069.6995 | 2783.9466 | 92.7982 | 489325.0101 | 78080.5338 | 2602.6845 | 3718.1207 | 2688573.0484 | 3840818.6406
2016-10-01 | 2016 | 41115850 | 1262307.9842 | 42378157.9842 | 60321 | 12868083 | 5278 | 702774.304 | 13570857.304 | 73150245 | 2816466.452 | 75966711.452 | 211273 | 1036 | 926316 | 2304 | 15252 | 259426 | 24 | 559 | 692620.8 | 7006.2 | 3209.8 | 386.2 | 7033.4 | 3217.5 | 384.6 | 13.2097 | 212.3 | 1.8 | 156.6 | 8.1 | 111.3 | 24.8 | 77.2 | 52.7 | 50.1 | 87.6 | 26.6 | 126.1 | 10.8 | 172.3 | 0 | 0 | 0 | 0 | 0 | 0 | 0 | 0 | 0 | 1 | 0 | 0 | 0 | 1 | 1 | 82 | 31 | 20 | 702.544 | 22.6627 | 1367037.3543 | 2571.2121 | 82.9423 | 437769.5905 | 73326.9416 | 2365.3852 | 3666.3471 | 2450539.0791 | 3798335.5726
2016-11-01 | 2016 | 37172567 | 1262307.9842 | 38434874.9842 | 60345 | 12936003 | 5298 | 702774.304 | 13638777.304 | 71615105 | 2816466.452 | 74431571.452 | 211233 | 1036 | 986113 | 2304 | 15253 | 258781 | 24 | 559 | 692620.8 | 7018.5 | 3207.3 | 392.2 | 7026.9 | 3203.3 | 391.8 | 8.2367 | 352.9 | 0 | 292.9 | 0 | 232.9 | 0 | 174.8 | 1.9 | 121.3 | 8.4 | 76 | 23.1 | 45.8 | 52.9 | 0 | 0 | 0 | 0 | 0 | 0 | 0 | 0 | 0 | 0 | 1 | 0 | 0 | 1 | 1 | 83 | 30 | 22 | 636.919 | 21.2306 | 1281162.4995 | 2574.3257 | 85.8109 | 454625.9101 | 71845.1462 | 2394.8382 | 3265.6885 | 2481052.3817 | 3383253.2478
2016-12-01 | 2016 | 42809833 | 1262307.9842 | 44072140.9842 | 60353 | 14391209 | 5297 | 702774.304 | 15093983.304 | 73980352 | 2816466.452 | 76796818.452 | 171682 | 1036 | 1068050 | 2304 | 15253 | 263175 | 24 | 559 | 692620.8 | 7028.8 | 3203.9 | 397.1 | 7041.6 | 3206.3 | 398 | -0.032258 | 621 | 0 | 559 | 0 | 497 | 0 | 435 | 0 | 373 | 0 | 311 | 0 | 249 | 0 | 0 | 0 | 0 | 0 | 0 | 0 | 0 | 0 | 0 | 0 | 0 | 1 | 0 | 0 | 0 | 84 | 31 | 20 | 730.2394 | 23.5561 | 1421681.9672 | 2849.5343 | 91.9205 | 486902.6872 | 74128.2031 | 2391.2324 | 3706.4102 | 2477316.7243 | 3839840.9226
2017-01-01 | 2017 | 43117838 | 2395541.4292 | 45513379.4292 | 60357 | 15042631 | 5303 | 805991.7163 | 15848622.7163 | 76397192 | 3381552.6665 | 79778744.6665 | 189110 | 1035 | 1188321.4 | 2623.4 | 17184 | 261189 | 24 | 562 | 713254.1 | 7045.6 | 3213.3 | 398.1 | 7018.6 | 3203.7 | 397.6 | -0.34194 | 630.6 | 0 | 568.6 | 0 | 506.6 | 0 | 444.6 | 0 | 382.6 | 0 | 320.6 | 0 | 258.6 | 0 | 1 | 0 | 0 | 0 | 0 | 0 | 0 | 0 | 0 | 0 | 0 | 0 | 0 | 0 | 0 | 85 | 31 | 22 | 754.0696 | 24.3248 | 1468173.53 | 2988.6145 | 96.4069 | 511245.8941 | 77080.9127 | 2486.4811 | 3503.6779 | 2573507.8925 | 3626306.5757
2017-02-01 | 2017 | 36607845 | 2395541.4292 | 39003386.4292 | 60440 | 13349253 | 5341 | 805991.7163 | 14155244.7163 | 68237493 | 3381552.6665 | 71619045.6665 | 187278 | 999 | 990953.3 | 2623.4 | 17184 | 260089 | 24 | 562 | 713254.1 | 7060.7 | 3230.3 | 398.6 | 6996 | 3206.5 | 396.1 | 1.1714 | 527.2 | 0 | 471.2 | 0 | 415.2 | 0 | 359.2 | 0 | 303.2 | 0 | 247.7 | 0.5 | 193.8 | 2.6 | 0 | 1 | 0 | 0 | 0 | 0 | 0 | 0 | 0 | 0 | 0 | 0 | 0 | 0 | 0 | 86 | 28 | 19 | 645.3241 | 23.0473 | 1392978.0868 | 2650.2986 | 94.6535 | 505544.4542 | 71690.7364 | 2560.3834 | 3773.1967 | 2557823.0595 | 3769423.4561
2017-03-01 | 2017 | 38263912 | 2395541.4292 | 40659453.4292 | 60475 | 14302608 | 5342 | 805991.7163 | 15108599.7163 | 75471623 | 3381552.6665 | 78853175.6665 | 182686 | 1000 | 977923.9 | 2623.4 | 17184 | 261919 | 24 | 562 | 713254.1 | 7074.2 | 3247.6 | 402 | 6972 | 3204.7 | 396.5 | 0.54194 | 603.2 | 0 | 541.2 | 0 | 479.2 | 0 | 417.2 | 0 | 355.2 | 0 | 293.4 | 0.2 | 234.7 | 3.5 | 0 | 0 | 1 | 0 | 0 | 0 | 0 | 0 | 0 | 0 | 0 | 0 | 1 | 0 | 1 | 87 | 31 | 23 | 672.3349 | 21.6882 | 1311595.2719 | 2828.2665 | 91.2344 | 487374.1844 | 78853.1757 | 2543.6508 | 3428.3989 | 2543650.828 | 3428398.942
2017-04-01 | 2017 | 33970409 | 2395541.4292 | 36365950.4292 | 60471 | 12843245 | 5344 | 805991.7163 | 13649236.7163 | 68114633 | 3381552.6665 | 71496185.6665 | 189895 | 1000 | 829657.1 | 2623.4 | 17184 | 259900 | 24 | 562 | 713254.1 | 7074.8 | 3257.7 | 411 | 6982.8 | 3222.4 | 406.8 | 8.93 | 332.1 | 0 | 272.1 | 0 | 213 | 0.9 | 156.8 | 4.7 | 107.1 | 15 | 65.8 | 33.7 | 29.5 | 57.4 | 0 | 0 | 0 | 1 | 0 | 0 | 0 | 0 | 0 | 0 | 0 | 0 | 1 | 0 | 1 | 88 | 30 | 19 | 601.3784 | 20.0459 | 1212198.3476 | 2554.1236 | 85.1375 | 454974.5572 | 71496.1857 | 2383.2062 | 3762.9571 | 2383206.1889 | 3762957.1403
2017-05-01 | 2017 | 36857170 | 2395541.4292 | 39252711.4292 | 60529 | 13045355 | 5341 | 805991.7163 | 13851346.7163 | 72074085 | 3381552.6665 | 75455637.6665 | 187094 | 997 | 755282.8 | 2623.4 | 17184 | 260353 | 24 | 561 | 713254.1 | 7080.7 | 3266.8 | 416.7 | 7047.4 | 3255.9 | 414.8 | 11.7839 | 258.6 | 3.9 | 200.5 | 7.8 | 148 | 17.3 | 98.6 | 29.9 | 57.9 | 51.2 | 25.7 | 81 | 6.8 | 124.1 | 0 | 0 | 0 | 0 | 1 | 0 | 0 | 0 | 0 | 0 | 0 | 0 | 1 | 0 | 1 | 89 | 31 | 22 | 648.4943 | 20.9192 | 1266216.4977 | 2593.3995 | 83.658 | 446817.636 | 75682.6857 | 2441.377 | 3440.1221 | 2434052.828 | 3429801.7121
2017-06-01 | 2017 | 45233408 | 2395541.4292 | 47628949.4292 | 60518 | 13634874 | 5339 | 805991.7163 | 14440865.7163 | 75251236 | 3381552.6665 | 78632788.6665 | 201444 | 1001 | 681040 | 2623.4 | 17184 | 259791 | 24 | 561 | 713254.1 | 7085.4 | 3268.7 | 417.8 | 7129.6 | 3289.1 | 419.3 | 19.3033 | 57.4 | 36.5 | 29.3 | 68.4 | 8.9 | 108 | 0 | 159.1 | 0 | 219.1 | 0 | 279.1 | 0 | 339.1 | 0 | 0 | 0 | 0 | 0 | 1 | 0 | 0 | 0 | 0 | 0 | 0 | 0 | 0 | 0 | 90 | 30 | 22 | 787.0212 | 26.234 | 1587631.6476 | 2704.7885 | 90.1596 | 481362.1905 | 78554.2344 | 2618.4745 | 3570.647 | 2621092.9555 | 3574217.6667
2017-07-01 | 2017 | 53399843 | 2395541.4292 | 55795384.4292 | 60509 | 14948502 | 5337 | 805991.7163 | 15754493.7163 | 79040629 | 3381552.6665 | 82422181.6665 | 210283 | 1001 | 731410 | 2623.4 | 17184 | 260353 | 24 | 561 | 713254.1 | 7099.9 | 3270 | 421.3 | 7195 | 3308.7 | 422.9 | 21.6613 | 5.4 | 56.9 | 0 | 113.5 | 0 | 175.5 | 0 | 237.5 | 0 | 299.5 | 0 | 361.5 | 0 | 423.5 | 0 | 0 | 0 | 0 | 0 | 0 | 1 | 0 | 0 | 0 | 0 | 0 | 0 | 0 | 0 | 91 | 31 | 20 | 922.1006 | 29.7452 | 1799851.1106 | 2951.9381 | 95.2238 | 508209.4747 | 82339.8418 | 2656.1239 | 4116.9921 | 2658780.0538 | 4121109.0833
2017-08-01 | 2017 | 50059809 | 2395541.4292 | 52455350.4292 | 60503 | 14562677 | 5344 | 805991.7163 | 15368668.7163 | 78939288 | 3381552.6665 | 82320840.6665 | 205394 | 1002 | 822705 | 2623.4 | 17184 | 260072 | 24 | 561 | 713254.1 | 7121.3 | 3278.6 | 427.8 | 7213.7 | 3315.2 | 429.1 | 20.5226 | 26.6 | 42.8 | 7.2 | 85.4 | 0 | 140.2 | 0 | 202.2 | 0 | 264.2 | 0 | 326.2 | 0 | 388.2 | 0 | 0 | 0 | 0 | 0 | 0 | 0 | 1 | 0 | 0 | 0 | 0 | 0 | 0 | 0 | 92 | 31 | 22 | 866.9876 | 27.9673 | 1692108.0784 | 2875.8736 | 92.7701 | 495763.507 | 82156.5276 | 2650.2106 | 3734.3876 | 2655510.9892 | 3741856.3939
2017-09-01 | 2017 | 43473772 | 2395541.4292 | 45869313.4292 | 60533 | 13593689 | 5350 | 805991.7163 | 14399680.7163 | 74885800 | 3381552.6665 | 78267352.6665 | 210407 | 1001 | 908096.9 | 2623.4 | 17184 | 260483 | 24 | 561 | 713254.1 | 7150.1 | 3297.7 | 432.9 | 7197 | 3313.7 | 432.4 | 18.61 | 72.2 | 30.5 | 41.7 | 60 | 18.6 | 96.9 | 4.1 | 142.4 | 1 | 199.3 | 0 | 258.3 | 0 | 318.3 | 0 | 0 | 0 | 0 | 0 | 0 | 0 | 0 | 1 | 0 | 0 | 0 | 0 | 1 | 1 | 93 | 30 | 20 | 757.7571 | 25.2586 | 1528977.1143 | 2691.5291 | 89.7176 | 479989.3572 | 78189.1635 | 2606.3055 | 3909.4582 | 2608911.7555 | 3913367.6333
2017-10-01 | 2017 | 38846178 | 2395541.4292 | 41241719.4292 | 60537 | 13303779 | 5350 | 805991.7163 | 14109770.7163 | 73030053 | 3381552.6665 | 76411605.6665 | 214277 | 1002 | 1058156.9 | 2526 | 17184 | 261070 | 24 | 563 | 713254.1 | 7170.5 | 3320.8 | 430.7 | 7193.7 | 3320.5 | 430.3 | 14.6581 | 167.8 | 2.2 | 113.3 | 9.7 | 75.2 | 33.6 | 47.5 | 67.9 | 26.3 | 108.7 | 12.3 | 156.7 | 2.1 | 208.5 | 0 | 0 | 0 | 0 | 0 | 0 | 0 | 0 | 0 | 1 | 0 | 0 | 0 | 1 | 1 | 94 | 31 | 21 | 681.2647 | 21.9763 | 1330378.0461 | 2637.3403 | 85.0755 | 455153.8941 | 76259.0875 | 2459.9706 | 3631.3851 | 2464890.5054 | 3638647.8889
2017-11-01 | 2017 | 36790700 | 2395541.4292 | 39186241.4292 | 60558 | 13353063 | 5353 | 805991.7163 | 14159054.7163 | 71461391 | 3381552.6665 | 74842943.6665 | 211293 | 1003 | 1125753.3 | 2285.9 | 17184 | 260852 | 24 | 563 | 713254.1 | 7189.6 | 3335.4 | 426.2 | 7194.2 | 3326.2 | 426.2 | 5.07 | 447.9 | 0 | 387.9 | 0 | 327.9 | 0 | 267.9 | 0 | 208.1 | 0.2 | 151.8 | 3.9 | 99 | 11.1 | 0 | 0 | 0 | 0 | 0 | 0 | 0 | 0 | 0 | 0 | 1 | 0 | 0 | 1 | 1 | 95 | 30 | 22 | 647.0861 | 21.5695 | 1306208.0476 | 2645.0691 | 88.169 | 471968.4905 | 74619.0864 | 2487.3029 | 3391.7767 | 2494764.7889 | 3401951.9848
2017-12-01 | 2017 | 44807567 | 2395541.4292 | 47203108.4292 | 60594 | 14914509 | 5356 | 805991.7163 | 15720500.7163 | 72692802 | 3381552.6665 | 76074354.6665 | 174819 | 1003 | 1217354.1 | 2029.3 | 17184 | 264173 | 24 | 564 | 713254.1 | 7203.1 | 3352.3 | 421.4 | 7213.4 | 3351 | 423.3 | -2.9419 | 711.2 | 0 | 649.2 | 0 | 587.2 | 0 | 525.2 | 0 | 463.2 | 0 | 401.2 | 0 | 339.2 | 0 | 0 | 0 | 0 | 0 | 0 | 0 | 0 | 0 | 0 | 0 | 0 | 1 | 0 | 0 | 0 | 96 | 31 | 19 | 779.0063 | 25.1292 | 1522680.9171 | 2935.1196 | 94.6813 | 507112.9263 | 75846.8142 | 2446.6714 | 3991.9376 | 2454011.4409 | 4003913.4035
2018-01-01 | 2018 | 45520102 | 3038147.2214 | 48558249.2214 | 60779 | 15643746 | 5365 | 1010612.3673 | 16654358.3673 | 77544300 | 3957126.6568 | 81501426.6568 | 193600 | 1002 | 867512.8 | 1915.2 | 17184 | 262149 | 24 | 564 | 730276.2 | 7199.8 | 3357.1 | 420.4 | 7172.6 | 3347.1 | 420.7 | -3.9452 | 742.3 | 0 | 680.3 | 0 | 618.3 | 0 | 556.3 | 0 | 494.3 | 0 | 432.5 | 0.2 | 372.5 | 2.2 | 1 | 0 | 0 | 0 | 0 | 0 | 0 | 0 | 0 | 0 | 0 | 0 | 0 | 0 | 0 | 97 | 31 | 22 | 798.9314 | 25.772 | 1566395.1362 | 3104.2606 | 100.1374 | 537237.3667 | 81338.7492 | 2623.8306 | 3697.2159 | 2629078.2793 | 3704610.3026
2018-02-01 | 2018 | 37446591 | 3038147.2214 | 40484738.2214 | 60797 | 13639150 | 5367 | 1010612.3673 | 14649762.3673 | 68432722 | 3957126.6568 | 72389848.6568 | 189385 | 1004 | 668680.3 | 1770.2 | 17184 | 261046 | 24 | 564 | 730276.2 | 7189.2 | 3356.1 | 415.9 | 7125.8 | 3334.6 | 413.8 | -0.28929 | 568.1 | 0 | 512.1 | 0 | 456.1 | 0 | 400.1 | 0 | 344.1 | 0 | 288.5 | 0.4 | 235.5 | 3.4 | 0 | 1 | 0 | 0 | 0 | 0 | 0 | 0 | 0 | 0 | 0 | 0 | 0 | 0 | 0 | 98 | 28 | 19 | 665.9003 | 23.7822 | 1445883.5079 | 2729.5998 | 97.4857 | 523205.7988 | 72101.4429 | 2575.0515 | 3794.8128 | 2585351.7377 | 3809992.0346
2018-03-01 | 2018 | 38782369 | 3038147.2214 | 41820516.2214 | 60798 | 14498535 | 5382 | 1010612.3673 | 15509147.3673 | 73851189 | 3957126.6568 | 77808315.6568 | 187159 | 1008 | 606508.2 | 1627 | 17184 | 262882 | 24 | 564 | 730276.2 | 7185 | 3345.3 | 413.4 | 7082.3 | 3305.7 | 407.7 | 0.77742 | 595.9 | 0 | 533.9 | 0 | 471.9 | 0 | 409.9 | 0 | 347.9 | 0 | 285.9 | 0 | 223.9 | 0 | 0 | 0 | 1 | 0 | 0 | 0 | 0 | 0 | 0 | 0 | 0 | 0 | 1 | 0 | 1 | 99 | 31 | 21 | 687.8601 | 22.189 | 1349048.9104 | 2881.6699 | 92.9571 | 500295.0764 | 77190.7893 | 2490.0255 | 3675.7519 | 2509945.6663 | 3705157.8884
2018-04-01 | 2018 | 35825905 | 3038147.2214 | 38864052.2214 | 60792 | 13441312 | 5377 | 1010612.3673 | 14451924.3673 | 70289177 | 3957126.6568 | 74246303.6568 | 184065 | 1006 | 479278.6 | 1515.5 | 17184 | 260891 | 24 | 564 | 730276.2 | 7198.2 | 3338.5 | 410 | 7108.4 | 3307.1 | 403.8 | 4.0233 | 479.3 | 0 | 419.3 | 0 | 359.3 | 0 | 299.3 | 0 | 239.3 | 0 | 180.8 | 1.5 | 127.5 | 8.2 | 0 | 0 | 0 | 1 | 0 | 0 | 0 | 0 | 0 | 0 | 0 | 0 | 1 | 0 | 1 | 100 | 30 | 21 | 639.2955 | 21.3099 | 1295468.4074 | 2687.73 | 89.591 | 481730.8122 | 73803.4828 | 2460.1161 | 3514.4516 | 2474876.7886 | 3535538.2694
2018-05-01 | 2018 | 38850335 | 3038147.2214 | 41888482.2214 | 60822 | 13796645 | 5371 | 1010612.3673 | 14807257.3673 | 72846017 | 3957126.6568 | 76803143.6568 | 187517 | 1008 | 435165 | 1511.5 | 17184 | 261428 | 24 | 564 | 730276.2 | 7208.1 | 3335 | 412.2 | 7174.7 | 3326.5 | 408.1 | 14.7903 | 173.8 | 12.3 | 127.7 | 28.2 | 86 | 48.5 | 50.5 | 75 | 25.2 | 111.7 | 6.9 | 155.4 | 0.7 | 211.2 | 0 | 0 | 0 | 0 | 1 | 0 | 0 | 0 | 0 | 0 | 0 | 0 | 1 | 0 | 1 | 101 | 31 | 22 | 688.7061 | 22.2163 | 1351241.362 | 2756.8902 | 88.9319 | 477653.4635 | 76193.5949 | 2457.8579 | 3463.3452 | 2477520.7631 | 3491051.9844
2018-06-01 | 2018 | 49699411 | 3038147.2214 | 52737558.2214 | 60920 | 14595194 | 5437 | 1010612.3673 | 15605806.3673 | 74459387 | 3957126.6568 | 78416513.6568 | 205707 | 970 | 392256 | 1511 | 17184 | 260815 | 24 | 564 | 730276.2 | 7224.1 | 3341.9 | 414.9 | 7269.2 | 3363.4 | 414.3 | 19.03 | 64.6 | 35.5 | 26.9 | 57.8 | 5 | 95.9 | 0.6 | 151.5 | 0 | 210.9 | 0 | 270.9 | 0 | 330.9 | 0 | 0 | 0 | 0 | 0 | 1 | 0 | 0 | 0 | 0 | 0 | 0 | 0 | 0 | 0 | 102 | 30 | 21 | 865.6855 | 28.8562 | 1757918.6074 | 2870.2973 | 95.6766 | 520193.5456 | 80841.7667 | 2694.7256 | 3849.6079 | 2613883.7886 | 3734119.6979
2018-07-01 | 2018 | 62470256 | 3038147.2214 | 65508403.2214 | 60944 | 16326498 | 5443 | 1010612.3673 | 17337110.3673 | 79813563 | 3957126.6568 | 83770689.6568 | 212958 | 970 | 418842.3 | 1502.3 | 17184 | 261377 | 24 | 563 | 730276.2 | 7258.6 | 3357.7 | 416.4 | 7352.5 | 3397.6 | 418.9 | 23.2968 | 0.5 | 102.7 | 0 | 164.2 | 0 | 226.2 | 0 | 288.2 | 0 | 350.2 | 0 | 412.2 | 0 | 474.2 | 0 | 0 | 0 | 0 | 0 | 0 | 1 | 0 | 0 | 0 | 0 | 0 | 0 | 0 | 0 | 103 | 31 | 21 | 1074.895 | 34.674 | 2113174.2975 | 3185.2123 | 102.7488 | 559261.6248 | 86361.5357 | 2785.856 | 4112.4541 | 2702280.3115 | 3989080.4598
2018-08-01 | 2018 | 60684419 | 3038147.2214 | 63722566.2214 | 60940 | 16132239 | 5466 | 1010612.3673 | 17142851.3673 | 79970235 | 3957126.6568 | 83927361.6568 | 205769 | 970 | 468399.7 | 1493.6 | 17184 | 261095 | 24 | 563 | 730276.2 | 7264.8 | 3354.6 | 413.1 | 7356 | 3390.3 | 416.3 | 23.2839 | 5.8 | 107.6 | 1.3 | 165.1 | 0 | 225.8 | 0 | 287.8 | 0 | 349.8 | 0 | 411.8 | 0 | 473.8 | 0 | 0 | 0 | 0 | 0 | 0 | 0 | 1 | 0 | 0 | 0 | 0 | 0 | 0 | 0 | 104 | 31 | 22 | 1045.6608 | 33.731 | 2055566.6523 | 3136.2699 | 101.17 | 552995.2054 | 86523.0533 | 2791.0662 | 3932.8661 | 2707334.247 | 3814880.0753
2018-09-01 | 2018 | 48255985 | 3038147.2214 | 51294132.2214 | 60973 | 14295949 | 5466 | 1010612.3673 | 15306561.3673 | 72439191 | 3957126.6568 | 76396317.6568 | 206092 | 974 | 487042.4 | 1407 | 17184 | 260813 | 24 | 563 | 730276.2 | 7268.1 | 3347.2 | 411.2 | 7315.2 | 3361.9 | 412.4 | 19.4467 | 57.2 | 40.6 | 27.8 | 71.2 | 11.3 | 114.7 | 2 | 165.4 | 0 | 223.4 | 0 | 283.4 | 0 | 343.4 | 0 | 0 | 0 | 0 | 0 | 0 | 0 | 0 | 1 | 0 | 0 | 0 | 0 | 1 | 1 | 105 | 30 | 19 | 841.2598 | 28.042 | 1709804.4074 | 2800.3222 | 93.3441 | 510218.7122 | 78435.6444 | 2614.5215 | 4128.1918 | 2546543.9219 | 4020858.824
2018-10-01 | 2018 | 37999906 | 3038147.2214 | 41038053.2214 | 60992 | 13367196 | 5469 | 1010612.3673 | 14377808.3673 | 68627728 | 3957126.6568 | 72584854.6568 | 205563 | 972 | 541847.9 | 1343.3 | 17184 | 261271 | 24 | 563 | 730276.2 | 7253 | 3346.6 | 411.9 | 7274.4 | 3341.9 | 412.1 | 10.6452 | 295.5 | 5.5 | 237.5 | 9.5 | 182.2 | 16.2 | 132.7 | 28.7 | 88.2 | 46.2 | 50.2 | 70.2 | 20.6 | 102.6 | 0 | 0 | 0 | 0 | 0 | 0 | 0 | 0 | 0 | 1 | 0 | 0 | 0 | 1 | 1 | 106 | 31 | 22 | 672.8432 | 21.7046 | 1323808.1684 | 2628.9648 | 84.8053 | 463800.2699 | 74675.7764 | 2408.896 | 3394.3535 | 2341446.9244 | 3299311.5753
2018-11-01 | 2018 | 38116428 | 3038147.2214 | 41154575.2214 | 61031 | 13835360 | 5496 | 1010612.3673 | 14845972.3673 | 68344175 | 3957126.6568 | 72301301.6568 | 205844 | 972 | 565178.5 | 1317.1 | 17184 | 260703 | 24 | 562 | 730276.2 | 7273.5 | 3365.9 | 416 | 7279 | 3354.2 | 415.5 | 2.92 | 512.4 | 0 | 452.4 | 0 | 392.4 | 0 | 332.4 | 0 | 272.4 | 0 | 214.1 | 1.7 | 157.9 | 5.5 | 0 | 0 | 0 | 0 | 0 | 0 | 0 | 0 | 0 | 0 | 1 | 0 | 0 | 1 | 1 | 107 | 30 | 22 | 674.3225 | 22.4774 | 1371819.174 | 2701.2322 | 90.0411 | 494865.7456 | 74384.0552 | 2479.4685 | 3381.0934 | 2410043.3886 | 3286422.8026
2018-12-01 | 2018 | 43149882 | 3038147.2214 | 46188029.2214 | 61253 | 14685286 | 5494 | 1010612.3673 | 15695898.3673 | 67665402 | 3957126.6568 | 71622528.6568 | 169863 | 974 | 597310.9 | 1287.2 | 17184 | 264008 | 24 | 562 | 730276.2 | 7289.2 | 3382.8 | 419.2 | 7302.7 | 3380.9 | 420.7 | 1.3548 | 578 | 0 | 516 | 0 | 454 | 0 | 392 | 0 | 330 | 0 | 268 | 0 | 206 | 0 | 0 | 0 | 0 | 0 | 0 | 0 | 0 | 0 | 0 | 0 | 0 | 1 | 0 | 0 | 0 | 108 | 31 | 19 | 754.0533 | 24.3243 | 1489936.4265 | 2856.9163 | 92.1586 | 506319.3022 | 73534.4237 | 2372.0782 | 3870.2328 | 2310404.1502 | 3769606.7714
2019-01-01 | 2019 | 44752329 | 3193894.2267 | 47946223.2267 | 61267 | 15650151 | 5499 | 1180224.0661 | 16830375.0661 | 74411457 | 4390209.5678 | 78801666.5678 | 179535 | 974 | 583065.5 | 1287.2 | 17184 | 262538 | 24 | 559 | 744439.6 | 7315.7 | 3394.9 | 420.6 | 7293.3 | 3386.2 | 420.6 | -4.5806 | 762 | 0 | 700 | 0 | 638 | 0 | 576 | 0 | 514 | 0 | 452 | 0 | 390 | 0 | 1 | 0 | 0 | 0 | 0 | 0 | 0 | 0 | 0 | 0 | 0 | 0 | 0 | 0 | 0 | 109 | 31 | 22 | 782.5783 | 25.2445 | 1546652.3622 | 3060.6247 | 98.7298 | 542915.3247 | 80905.2018 | 2609.8452 | 3677.5092 | 2541989.2441 | 3581893.9349
2019-02-01 | 2019 | 39641060 | 3193894.2267 | 42834954.2267 | 61283 | 14388779 | 5507 | 1180224.0661 | 15569003.0661 | 66941377 | 4390209.5678 | 71331586.5678 | 190349 | 972 | 486224.5 | 1287.2 | 17184 | 261673 | 24 | 563 | 744439.6 | 7346.7 | 3412.3 | 421.7 | 7286.5 | 3393.3 | 419.8 | -2.4179 | 627.7 | 0 | 571.7 | 0 | 515.7 | 0 | 459.7 | 0 | 403.7 | 0 | 347.7 | 0 | 293.7 | 2 | 0 | 1 | 0 | 0 | 0 | 0 | 0 | 0 | 0 | 0 | 0 | 0 | 0 | 0 | 0 | 110 | 28 | 19 | 698.9696 | 24.9632 | 1529819.7938 | 2827.1297 | 100.9689 | 556035.8238 | 73386.4059 | 2620.9431 | 3862.4424 | 2547556.6631 | 3754294.0299
2019-03-01 | 2019 | 39959681 | 3193894.2267 | 43153575.2267 | 61278 | 15138621 | 5500 | 1180224.0661 | 16318845.0661 | 71747602 | 4390209.5678 | 76137811.5678 | 186476 | 972 | 479831.6 | 1287.2 | 17184 | 263490 | 24 | 563 | 744439.6 | 7371 | 3430.6 | 420.5 | 7268.2 | 3393.6 | 415.1 | 0.048387 | 618.5 | 0 | 556.5 | 0 | 494.5 | 0 | 432.5 | 0 | 370.5 | 0 | 308.5 | 0 | 246.6 | 0.1 | 0 | 0 | 1 | 0 | 0 | 0 | 0 | 0 | 0 | 0 | 0 | 0 | 1 | 0 | 1 | 111 | 31 | 22 | 704.2262 | 22.717 | 1392050.8138 | 2967.0627 | 95.7117 | 526414.357 | 78331.0819 | 2526.8091 | 3560.5037 | 2456058.4377 | 3460809.6167
2019-04-01 | 2019 | 34942768 | 3193894.2267 | 38136662.2267 | 61471 | 13349194 | 5496 | 1180224.0661 | 14529418.0661 | 65493567 | 4390209.5678 | 69883776.5678 | 182739 | 973 | 407082.6 | 1287.2 | 17184 | 261275 | 24 | 563 | 744439.6 | 7395.4 | 3447.9 | 417.5 | 7304.3 | 3418.2 | 411.2 | 6.27 | 411.9 | 0 | 351.9 | 0 | 291.9 | 0 | 231.9 | 0 | 173.3 | 1.4 | 116.7 | 4.8 | 71.4 | 19.5 | 0 | 0 | 0 | 1 | 0 | 0 | 0 | 0 | 0 | 0 | 0 | 0 | 1 | 0 | 1 | 112 | 30 | 21 | 620.4009 | 20.68 | 1271222.0742 | 2643.635 | 88.1212 | 484313.9355 | 71822.9975 | 2394.0999 | 3420.1427 | 2329459.2189 | 3327798.8842
2019-05-01 | 2019 | 35494086 | 3193894.2267 | 38687980.2267 | 61467 | 13091106 | 5489 | 1180224.0661 | 14271330.0661 | 66534124 | 4390209.5678 | 70924333.5678 | 180588 | 977 | 370589.6 | 1287.2 | 17184 | 261806 | 24 | 563 | 744439.6 | 7412.6 | 3461.7 | 415.7 | 7376.9 | 3452.9 | 411.2 | 11.0581 | 277.2 | 0 | 215.6 | 0.4 | 157.8 | 4.6 | 105.8 | 14.6 | 63.5 | 34.3 | 33.1 | 65.9 | 13.4 | 108.2 | 0 | 0 | 0 | 0 | 1 | 0 | 0 | 0 | 0 | 0 | 0 | 0 | 1 | 0 | 1 | 113 | 31 | 20 | 629.4106 | 20.3036 | 1247999.3622 | 2599.9873 | 83.8706 | 460365.486 | 72593.9955 | 2341.7418 | 3629.6998 | 2287881.728 | 3546216.6784
2019-06-01 | 2019 | 42615902 | 3193894.2267 | 45809796.2267 | 61472 | 13624072 | 5489 | 1180224.0661 | 14804296.0661 | 67552624 | 4390209.5678 | 71942833.5678 | 184356 | 982 | 334161.4 | 1287.2 | 17184 | 261241 | 24 | 561 | 744439.6 | 7430.3 | 3472.4 | 416.3 | 7472.1 | 3492.2 | 415.4 | 17.3067 | 96.9 | 16.1 | 54.9 | 34.1 | 22 | 61.2 | 4.4 | 103.6 | 0.2 | 159.4 | 0 | 219.2 | 0 | 279.2 | 0 | 0 | 0 | 0 | 0 | 1 | 0 | 0 | 0 | 0 | 0 | 0 | 0 | 0 | 0 | 114 | 30 | 22 | 745.214 | 24.8405 | 1526993.2076 | 2697.0844 | 89.9028 | 493476.5355 | 73261.5413 | 2442.0514 | 3330.0701 | 2398094.4523 | 3270128.7985
2019-07-01 | 2019 | 60513434 | 3193894.2267 | 63707328.2267 | 61470 | 16138863 | 5495 | 1180224.0661 | 17319087.0661 | 78868328 | 4390209.5678 | 83258537.5678 | 199980 | 982 | 358876.3 | 1287.2 | 17184 | 261806 | 24 | 561 | 744439.6 | 7432.9 | 3487.5 | 415.9 | 7524.4 | 3526.4 | 417.8 | 22.9226 | 1.4 | 92 | 0 | 152.6 | 0 | 214.6 | 0 | 276.6 | 0 | 338.6 | 0 | 400.6 | 0 | 462.6 | 0 | 0 | 0 | 0 | 0 | 0 | 1 | 0 | 0 | 0 | 0 | 0 | 0 | 0 | 0 | 115 | 31 | 22 | 1036.3971 | 33.4322 | 2055075.1041 | 3151.7902 | 101.6707 | 558680.2279 | 84784.6615 | 2734.9891 | 3853.8482 | 2685759.2764 | 3784478.9804
2019-08-01 | 2019 | 55597872 | 3193894.2267 | 58791766.2267 | 61464 | 15404829 | 5492 | 1180224.0661 | 16585053.0661 | 75469633 | 4390209.5678 | 79859842.5678 | 205692 | 983 | 403671.4 | 1287.2 | 17184 | 261523 | 24 | 561 | 744439.6 | 7449.6 | 3500.1 | 418.8 | 7540.9 | 3533.8 | 422.3 | 21.2677 | 10.7 | 50 | 1.4 | 102.7 | 0 | 163.3 | 0 | 225.3 | 0 | 287.3 | 0 | 349.3 | 0 | 411.3 | 0 | 0 | 0 | 0 | 0 | 0 | 0 | 1 | 0 | 0 | 0 | 0 | 0 | 0 | 0 | 116 | 31 | 20 | 956.5236 | 30.8556 | 1896508.588 | 3019.8567 | 97.4147 | 535001.7118 | 81240.9385 | 2620.6754 | 4062.0469 | 2576123.9538 | 3992992.1284
2019-09-01 | 2019 | 41652448 | 3193894.2267 | 44846342.2267 | 61464 | 13545211 | 5496 | 1180224.0661 | 14725435.0661 | 68830744 | 4390209.5678 | 73220953.5678 | 201400 | 981 | 445569.9 | 1287.2 | 17184 | 261241 | 24 | 561 | 744439.6 | 7478.3 | 3522.9 | 419.9 | 7535 | 3545.3 | 423.1 | 18.4533 | 58 | 11.6 | 21.8 | 35.4 | 5.1 | 78.7 | 0.3 | 133.9 | 0 | 193.6 | 0 | 253.6 | 0 | 313.6 | 0 | 0 | 0 | 0 | 0 | 0 | 0 | 0 | 1 | 0 | 0 | 0 | 0 | 1 | 1 | 117 | 30 | 21 | 729.6359 | 24.3212 | 1494878.0742 | 2679.3004 | 89.31 | 490847.8355 | 74639.0964 | 2487.9699 | 3554.2427 | 2440698.4523 | 3486712.0747
2019-10-01 | 2019 | 36759662 | 3193894.2267 | 39953556.2267 | 61500 | 12862432 | 5495 | 1180224.0661 | 14042656.0661 | 66661539 | 4390209.5678 | 71051748.5678 | 195686 | 980 | 519107 | 1287 | 17184 | 261806 | 24 | 561 | 744439.6 | 7504 | 3525.5 | 427.3 | 7538.5 | 3530.2 | 433.4 | 12.1258 | 247 | 2.9 | 187 | 4.9 | 128.5 | 8.4 | 74.1 | 16 | 32 | 35.9 | 10.4 | 76.3 | 0.3 | 128.2 | 0 | 0 | 0 | 0 | 0 | 0 | 0 | 0 | 0 | 1 | 0 | 0 | 0 | 1 | 1 | 118 | 31 | 21 | 649.6513 | 20.9565 | 1288824.3944 | 2555.5334 | 82.4366 | 452988.9054 | 72501.7843 | 2338.7672 | 3452.4659 | 2291991.8893 | 3383416.5985
2019-11-01 | 2019 | 37785130 | 3193894.2267 | 40979024.2267 | 61496 | 13334890 | 5456 | 1180224.0661 | 14515114.0661 | 67091476 | 4390209.5678 | 71481685.5678 | 196909 | 1020 | 552268 | 1287 | 17184 | 261241 | 24 | 561 | 744439.6 | 7517.3 | 3531.7 | 427.5 | 7530.1 | 3530.8 | 434.3 | 2.5333 | 524 | 0 | 464 | 0 | 404 | 0 | 344 | 0 | 284 | 0 | 224 | 0 | 165.8 | 1.8 | 0 | 0 | 0 | 0 | 0 | 0 | 0 | 0 | 0 | 0 | 1 | 0 | 0 | 1 | 1 | 119 | 30 | 21 | 666.3689 | 22.2123 | 1365967.4742 | 2660.3948 | 88.6798 | 483837.1355 | 70080.0839 | 2336.0028 | 3337.1469 | 2382722.8523 | 3403889.7889
2019-12-01 | 2019 | 42866511 | 3193894.2267 | 46060405.2267 | 61500 | 14175336 | 5460 | 1180224.0661 | 15355560.0661 | 67934124 | 4390209.5678 | 72324333.5678 | 171774 | 1022 | 597205.1 | 1287 | 17184 | 264551 | 24 | 561 | 744439.6 | 7525 | 3532 | 429.5 | 7535.2 | 3534.9 | 437.6 | 1.2129 | 582.4 | 0 | 520.4 | 0 | 458.4 | 0 | 396.4 | 0 | 334.4 | 0 | 272.4 | 0 | 210.4 | 0 | 0 | 0 | 0 | 0 | 0 | 0 | 0 | 0 | 0 | 0 | 0 | 1 | 0 | 0 | 0 | 120 | 31 | 21 | 748.9497 | 24.1597 | 1485819.5234 | 2812.3736 | 90.7217 | 495340.6473 | 70767.4497 | 2282.821 | 3369.8786 | 2333043.0183 | 3444015.8842
2020-01-01 | 2020 | 42516448 | 3162552.9639 | 45679000.9639 | 61510 | 14647166 | 5491 | 1225739.4544 | 15872905.4544 | 71089387 | 4650534.5548 | 75739921.5548 | 186004 | 1006 | 583415 | 1287 | 17184 | 262170 | 24 | 560 | [38 empty] | 31 |  | 742.6272 | 23.9557 | 1473516.1601 | 2890.7131 | 93.2488 | 512029.2082 | 75288.1924 | 2428.6514 | #DIV/0! | 2443223.276 | #DIV/0!
2020-02-01 | 2020 | 38488264 | 3162552.9639 | 41650816.9639 | 61517 | 13734811 | 5489 | 1225739.4544 | 14960550.4544 | 66026640 | 4650534.5548 | 70677174.5548 | 181813 | 996 | 504160 | 1287 | 17184 | 261630 | 24 | 560 | [38 empty] | 29 |  | 677.0619 | 23.347 | 1436235.0677 | 2725.5512 | 93.9845 | 515881.0502 | 70961.0186 | 2446.9317 | #DIV/0! | 2437143.9502 | #DIV/0!
2020-03-01 | 2020 | 39753999 | 3162552.9639 | 42916551.9639 | 61554 | 12984635 | 5500 | 1225739.4544 | 14210374.4544 | 65772926 | 4650534.5548 | 70423460.5548 | 176012 | 1008 | 481602 | 1287 | 17184 | 262824 | 24 | 560 | [38 empty] | 31 |  | 697.2179 | 22.4909 | 1384404.9021 | 2583.7044 | 83.3453 | 458399.1759 | 69864.5442 | 2253.695 | #DIV/0! | 2271724.534 | #DIV/0!
2020-04-01 | 2020 | 38131876 | 3162552.9639 | 41294428.9639 | 61567 | 10484278 | 5502 | 1225739.4544 | 11710017.4544 | 55975600 | 4650534.5548 | 60626134.5548 | 173194 | 1008 | 408912 | 1287 | 17184 | 261154 | 24 | 560 | [38 empty] | 30 |  | 670.7234 | 22.3574 | 1376480.9655 | 2128.3201 | 70.944 | 390333.9151 | 60144.9748 | 2004.8325 | #DIV/0! | 2020871.1518 | #DIV/0!
2020-05-01 | 2020 | 43261573 | 3162552.9639 | 46424125.9639 | 61593 | 10764776 | 5501 | 1225739.4544 | 11990515.4544 | 58847546 | 4650534.5548 | 63498080.5548 | 153016 | 1006 | 372302 | 1287 | 17184 | 261691 | 24 | 559 | [38 empty] | 31 |  | 753.7241 | 24.3137 | 1497552.4504 | 2179.6974 | 70.3128 | 386790.8211 | 63119.3644 | 2036.1085 | #DIV/0! | 2048325.1792 | #DIV/0!
2020-06-01 | 2020 | 55961410 | 3162552.9639 | 59123962.9639 | 61616 | 12508826 | 5504 | 1225739.4544 | 13734565.4544 | 65334774 | 4650534.5548 | 69985308.5548 | 179263 | 1005 | 335068 | 1287 | 17184 | 261017 | 24 | 559 | [38 empty] | 30 |  | 959.5554 | 31.9852 | 1970798.7655 | 2495.3789 | 83.1793 | 457818.8485 | 69637.1229 | 2321.2374 | #DIV/0! | 2332843.6185 | #DIV/0!
2020-07-01 | 2020 |  |  |  | 61659 |  | 5501 | [6 empty] | 1004 |  |  |  |  | 24 | [39 empty] | 31

## Economic (2020 Adj.)
Date | Year | GDP | Ont_FTEAdj | Ont_FTE | Tor_FTEAdj | Tor_FTE | Ham_FTEAdj | Ham_FTE | [9 empty] | No Covid | Date | Year | GDP | Ont_FTEAdj | Ont_FTE | Tor_FTEAdj | Tor_FTE | Ham_FTEAdj | Ham_FTE
2009-01-01 | 2009 | 591636.5 | 6541.6 | 6506.5 | 2842.1 | 2835.9 | 361.3 | 358.8 | Latest Figures as of January 21, 2021 (3-Staff-37h & 3-VECC-31b) | [9 empty] | 2009-01-01 | 2009 | 591636.5 | 6541.6 | 6506.5 | 2842.1 | 2835.9 | 361.3 | 358.8
2009-02-01 | 2009 | 591636.5 | 6506 | 6436.2 | 2838 | 2820.5 | 364.6 | 357.3 | Ontario | [9 empty] | 2009-02-01 | 2009 | 591636.5 | 6506 | 6436.2 | 2838 | 2820.5 | 364.6 | 357.3
2009-03-01 | 2009 | 591636.5 | 6466.8 | 6363.8 | 2839.9 | 2804.5 | 369.7 | 359.9 |  | BMO | TD | Scotia | RBC | Average | Average Used | Average |  |  | 2009-03-01 | 2009 | 591636.5 | 6466.8 | 6363.8 | 2839.9 | 2804.5 | 369.7 | 359.9
2009-04-01 | 2009 | 591636.5 | 6445.5 | 6359.6 | 2843.4 | 2816.6 | 374.2 | 366.2 | Report Date | 2020-12-23 | 2020-12-15 | 2021-01-12 | 2020-12-15 | [5 empty] | 2009-04-01 | 2009 | 591636.5 | 6445.5 | 6359.6 | 2843.4 | 2816.6 | 374.2 | 366.2
2009-05-01 | 2009 | 591636.5 | 6420.3 | 6382.1 | 2837.3 | 2824.5 | 376.7 | 374.5 | FTE | [9 empty] | 2009-05-01 | 2009 | 591636.5 | 6420.3 | 6382.1 | 2837.3 | 2824.5 | 376.7 | 374.5
2009-06-01 | 2009 | 591636.5 | 6393.2 | 6429.4 | 2810.4 | 2820.1 | 373.4 | 376.9 | 2019 | 2.9% |  | 2.9% | 2.9% | 2.9% | 2.9% | 2.9% |  |  | 2009-06-01 | 2009 | 591636.5 | 6393.2 | 6429.4 | 2810.4 | 2820.1 | 373.4 | 376.9
2009-07-01 | 2009 | 591636.5 | 6390.2 | 6467 | 2796.2 | 2818 | 370 | 375.1 | 2020 | -5.1% | -5% | -5% | -4.9% | -5% | -5% | -5% |  |  | 2009-07-01 | 2009 | 591636.5 | 6390.2 | 6467 | 2796.2 | 2818 | 370 | 375.1
2009-08-01 | 2009 | 591636.5 | 6401 | 6487.6 | 2791.5 | 2817 | 365.6 | 372.7 | 2021 | 5.1% | 5.7% | 3.9% | 5.8% | 5.125% | 5.125% | 5.125% |  |  | 2009-08-01 | 2009 | 591636.5 | 6401 | 6487.6 | 2791.5 | 2817 | 365.6 | 372.7
2009-09-01 | 2009 | 591636.5 | 6421.2 | 6470.2 | 2796.5 | 2808.4 | 367.1 | 371.5 | [10 empty] | 2009-09-01 | 2009 | 591636.5 | 6421.2 | 6470.2 | 2796.5 | 2808.4 | 367.1 | 371.5
2009-10-01 | 2009 | 591636.5 | 6438.2 | 6472.1 | 2803.9 | 2811.8 | 370.5 | 374.6 | GDP | 2020-12-23 | 2020-12-15 | 2021-01-12 | 2020-12-15 | [5 empty] | 2009-10-01 | 2009 | 591636.5 | 6438.2 | 6472.1 | 2803.9 | 2811.8 | 370.5 | 374.6
2009-11-01 | 2009 | 591636.5 | 6454 | 6465.6 | 2815.8 | 2817.5 | 373 | 373.5 | 2019 | 2.1% |  | 2.1% | 2.1% | 2.1% | 2.1% | 2.1% |  |  | 2009-11-01 | 2009 | 591636.5 | 6454 | 6465.6 | 2815.8 | 2817.5 | 373 | 373.5
2009-12-01 | 2009 | 591636.5 | 6458.5 | 6467.5 | 2823.8 | 2834.8 | 370.8 | 370.8 | 2020 | -5.6% | -6.2% | -5.6% | -5.6% | -5.75% | -5.75% | -5.75% |  |  | 2009-12-01 | 2009 | 591636.5 | 6458.5 | 6467.5 | 2823.8 | 2834.8 | 370.8 | 370.8
2010-01-01 | 2010 | 609770.3 | 6466.9 | 6434.5 | 2836.8 | 2831.9 | 368.4 | 365.5 | 2021 | 5.1% | 5.6% | 4.7% | 5.5% | 5.225% | 5.225% | 5.225% |  |  | 2010-01-01 | 2010 | 609770.3 | 6466.9 | 6434.5 | 2836.8 | 2831.9 | 368.4 | 365.5
2010-02-01 | 2010 | 609770.3 | 6471 | 6404.1 | 2842.3 | 2825.6 | 366.3 | 360.3 | [10 empty] | 2010-02-01 | 2010 | 609770.3 | 6471 | 6404.1 | 2842.3 | 2825.6 | 366.3 | 360.3
2010-03-01 | 2010 | 609770.3 | 6477.5 | 6377.2 | 2849.8 | 2813.8 | 367.5 | 359.4 | [10 empty] | 2010-03-01 | 2010 | 609770.3 | 6477.5 | 6377.2 | 2849.8 | 2813.8 | 367.5 | 359.4
2010-04-01 | 2010 | 609770.3 | 6485 | 6401.7 | 2844.4 | 2815.5 | 364.7 | 358.4 | Pre-Covid Figures as of February 2020 (3-VECC-31c) | [9 empty] | 2010-04-01 | 2010 | 609770.3 | 6485 | 6401.7 | 2844.4 | 2815.5 | 364.7 | 358.4
2010-05-01 | 2010 | 609770.3 | 6506.8 | 6468.9 | 2847.5 | 2831.7 | 364.3 | 362.4 | Ontario | [9 empty] | 2010-05-01 | 2010 | 609770.3 | 6506.8 | 6468.9 | 2847.5 | 2831.7 | 364.3 | 362.4
2010-06-01 | 2010 | 609770.3 | 6540.8 | 6578.9 | 2859.9 | 2867.7 | 367.2 | 370.1 |  | BMO | TD | Scotia | RBC | Average |  |  |  |  | 2010-06-01 | 2010 | 609770.3 | 6540.8 | 6578.9 | 2859.9 | 2867.7 | 367.2 | 370.1
2010-07-01 | 2010 | 609770.3 | 6561 | 6640.9 | 2878.7 | 2899.6 | 372.2 | 375.7 | Report Date | 2020-02-12 | 2019-12-17 | 2020-01-13 | 2019-12-01 | [5 empty] | 2010-07-01 | 2010 | 609770.3 | 6561 | 6640.9 | 2878.7 | 2899.6 | 372.2 | 375.7
2010-08-01 | 2010 | 609770.3 | 6568.9 | 6662.6 | 2895.3 | 2928.4 | 377 | 379.1 | FTE | [9 empty] | 2010-08-01 | 2010 | 609770.3 | 6568.9 | 6662.6 | 2895.3 | 2928.4 | 377 | 379.1
2010-09-01 | 2010 | 609770.3 | 6556 | 6611.2 | 2891.8 | 2912 | 377.3 | 376.7 | 2019 | 2.9% | 2.9% | 2.9% | 2.9% | 2.9% |  |  |  |  | 2010-09-01 | 2010 | 609770.3 | 6556 | 6611.2 | 2891.8 | 2912 | 377.3 | 376.7
2010-10-01 | 2010 | 609770.3 | 6551.6 | 6587.1 | 2893.7 | 2907.8 | 373.6 | 372.9 | 2020 | 1.9% | 1.4% | 1.2% | 1.4% | 1.475% |  |  |  |  | 2010-10-01 | 2010 | 609770.3 | 6551.6 | 6587.1 | 2893.7 | 2907.8 | 373.6 | 372.9
2010-11-01 | 2010 | 609770.3 | 6555.7 | 6566.6 | 2893.6 | 2895.2 | 372.3 | 371.5 | 2021 | 1.2% | 1% | 1% | 0.8% | 1% |  |  |  |  | 2010-11-01 | 2010 | 609770.3 | 6555.7 | 6566.6 | 2893.6 | 2895.2 | 372.3 | 371.5
2010-12-01 | 2010 | 609770.3 | 6578.3 | 6584.1 | 2918.5 | 2927.8 | 370.9 | 370.2 | [10 empty] | 2010-12-01 | 2010 | 609770.3 | 6578.3 | 6584.1 | 2918.5 | 2927.8 | 370.9 | 370.2
2011-01-01 | 2011 | 625936.9 | 6606.3 | 6571.2 | 2938.5 | 2934.1 | 372.1 | 369.4 | GDP | 2020-02-12 | 2019-12-17 | 2020-01-13 | 2019-12-01 | [5 empty] | 2011-01-01 | 2011 | 625936.9 | 6606.3 | 6571.2 | 2938.5 | 2934.1 | 372.1 | 369.4
2011-02-01 | 2011 | 625936.9 | 6619.5 | 6548.1 | 2947.4 | 2929.4 | 369.6 | 365.4 | 2019 | 1.9% | 1.9% | 1.6% | 1.9% | 1.825% |  |  |  |  | 2011-02-01 | 2011 | 625936.9 | 6619.5 | 6548.1 | 2947.4 | 2929.4 | 369.6 | 365.4
2011-03-01 | 2011 | 625936.9 | 6628.6 | 6523.7 | 2938.7 | 2901.9 | 369.8 | 363.6 | 2020 | 1.8% | 1.7% | 1.5% | 1.6% | 1.65% |  |  |  |  | 2011-03-01 | 2011 | 625936.9 | 6628.6 | 6523.7 | 2938.7 | 2901.9 | 369.8 | 363.6
2011-04-01 | 2011 | 625936.9 | 6635.5 | 6550 | 2929.9 | 2898.7 | 372 | 367.1 | 2021 | 1.8% | 1.7% | 1.8% | 1.6% | 1.725% |  |  |  |  | 2011-04-01 | 2011 | 625936.9 | 6635.5 | 6550 | 2929.9 | 2898.7 | 372 | 367.1
2011-05-01 | 2011 | 625936.9 | 6645.8 | 6612 | 2930.2 | 2912 | 375 | 374.6 | [10 empty] | 2011-05-01 | 2011 | 625936.9 | 6645.8 | 6612 | 2930.2 | 2912 | 375 | 374.6
2011-06-01 | 2011 | 625936.9 | 6662 | 6706.8 | 2934.9 | 2941 | 375.2 | 379.2 | Canada (used to adjust 2020 quarterly Canadian GDP Forecasts) | [9 empty] | 2011-06-01 | 2011 | 625936.9 | 6662 | 6706.8 | 2934.9 | 2941 | 375.2 | 379.2
2011-07-01 | 2011 | 625936.9 | 6665.8 | 6755.3 | 2928.1 | 2949.3 | 375.3 | 379.4 | FTE |  |  | 2020-04-17 | 2020-04-13 | [5 empty] | 2011-07-01 | 2011 | 625936.9 | 6665.8 | 6755.3 | 2928.1 | 2949.3 | 375.3 | 379.4
2011-08-01 | 2011 | 625936.9 | 6677.5 | 6778 | 2922.7 | 2957.5 | 371.4 | 372.8 | 2020 |  |  | -8.4% | [6 empty] | 2011-08-01 | 2011 | 625936.9 | 6677.5 | 6778 | 2922.7 | 2957.5 | 371.4 | 372.8
2011-09-01 | 2011 | 625936.9 | 6674.4 | 6734.6 | 2918.3 | 2940.6 | 372.6 | 371.1 | 2021 |  |  | 7.4% | [6 empty] | 2011-09-01 | 2011 | 625936.9 | 6674.4 | 6734.6 | 2918.3 | 2940.6 | 372.6 | 371.1
2011-10-01 | 2011 | 625936.9 | 6668.1 | 6702.2 | 2912.1 | 2925.9 | 374.6 | 373.4 | [10 empty] | 2011-10-01 | 2011 | 625936.9 | 6668.1 | 6702.2 | 2912.1 | 2925.9 | 374.6 | 373.4
2011-11-01 | 2011 | 625936.9 | 6662.8 | 6669.4 | 2908.5 | 2909.9 | 383.7 | 381.7 | GDP | 2020-05-15 |  | 2020-04-17 | 2020-04-13 | 2020-06-14 |  |  |  |  | 2011-11-01 | 2011 | 625936.9 | 6662.8 | 6669.4 | 2908.5 | 2909.9 | 383.7 | 381.7
2011-12-01 | 2011 | 625936.9 | 6667.5 | 6668.3 | 2903 | 2910.1 | 387.6 | 386.4 | 2020 | -6% |  | -9.1% | -4.9% | -6.2% |  |  |  |  | 2011-12-01 | 2011 | 625936.9 | 6667.5 | 6668.3 | 2903 | 2910.1 | 387.6 | 386.4
2012-01-01 | 2012 | 634944.3 | 6673.6 | 6635.9 | 2903.3 | 2898.2 | 390.1 | 387.2 | 2021 | 6% |  | 6.5% | 3.4% | 5.5% |  |  |  |  | 2012-01-01 | 2012 | 634944.3 | 6673.6 | 6635.9 | 2903.3 | 2898.2 | 390.1 | 387.2
2012-02-01 | 2012 | 634944.3 | 6670.7 | 6598 | 2901.2 | 2881 | 388.4 | 385.8 | [10 empty] | 2012-02-01 | 2012 | 634944.3 | 6670.7 | 6598 | 2901.2 | 2881 | 388.4 | 385.8
2012-03-01 | 2012 | 634944.3 | 6674 | 6569.8 | 2907.4 | 2869.6 | 385 | 380.7 | Data in this box is used to forecast July 2020 to Dec 2020 Consumption Only. It does not impact the test year forecast. | [9 empty] | 2012-03-01 | 2012 | 634944.3 | 6674 | 6569.8 | 2907.4 | 2869.6 | 385 | 380.7
2012-04-01 | 2012 | 634944.3 | 6685.8 | 6603.3 | 2912.5 | 2883 | 382.5 | 378.9 | [10 empty] | 2012-04-01 | 2012 | 634944.3 | 6685.8 | 6603.3 | 2912.5 | 2883 | 382.5 | 378.9
2012-05-01 | 2012 | 634944.3 | 6690.1 | 6658.1 | 2917.9 | 2902.3 | 376.3 | 375.1 | [10 empty] | 2012-05-01 | 2012 | 634944.3 | 6690.1 | 6658.1 | 2917.9 | 2902.3 | 376.3 | 375.1
2012-06-01 | 2012 | 634944.3 | 6693.3 | 6737.2 | 2928.6 | 2937.8 | 371.5 | 373.8 | [10 empty] | 2012-06-01 | 2012 | 634944.3 | 6693.3 | 6737.2 | 2928.6 | 2937.8 | 371.5 | 373.8
2012-07-01 | 2012 | 634944.3 | 6694.6 | 6778.6 | 2949.2 | 2965.9 | 368.7 | 372.6 | [10 empty] | 2012-07-01 | 2012 | 634944.3 | 6694.6 | 6778.6 | 2949.2 | 2965.9 | 368.7 | 372.6
2012-08-01 | 2012 | 634944.3 | 6703.3 | 6797.9 | 2968.4 | 2997.9 | 371.3 | 374.1 | [10 empty] | 2012-08-01 | 2012 | 634944.3 | 6703.3 | 6797.9 | 2968.4 | 2997.9 | 371.3 | 374.1
2012-09-01 | 2012 | 634944.3 | 6707.4 | 6763.1 | 2985.6 | 3001.5 | 376.3 | 376.1 | [10 empty] | 2012-09-01 | 2012 | 634944.3 | 6707.4 | 6763.1 | 2985.6 | 3001.5 | 376.3 | 376.1
2012-10-01 | 2012 | 634944.3 | 6710 | 6740.9 | 3002.1 | 3012.7 | 377.5 | 375.9 | [10 empty] | 2012-10-01 | 2012 | 634944.3 | 6710 | 6740.9 | 3002.1 | 3012.7 | 377.5 | 375.9
2012-11-01 | 2012 | 634944.3 | 6722.4 | 6727.4 | 3019.5 | 3019 | 377.9 | 373.6 | Quaterly Data |  |  | Scotia |  | CIBC |  |  |  |  | 2012-11-01 | 2012 | 634944.3 | 6722.4 | 6727.4 | 3019.5 | 3019 | 377.9 | 373.6
2012-12-01 | 2012 | 634944.3 | 6740.6 | 6740.2 | 3030.3 | 3033.6 | 378.6 | 375.8 |  |  |  | 2020-06-05 |  | 2020-06-16 | Average | GDP Adj | FTE ADJ |  | 2012-12-01 | 2012 | 634944.3 | 6740.6 | 6740.2 | 3030.3 | 3033.6 | 378.6 | 375.8
2013-01-01 | 2013 | 643937 | 6758.8 | 6721.7 | 3038 | 3030.3 | 380.4 | 378.6 | Canada |  |  | -6.6% |  | -6.2% | -6.4% |  |  |  | 2013-01-01 | 2013 | 643937 | 6758.8 | 6721.7 | 3038 | 3030.3 | 380.4 | 378.6
2013-02-01 | 2013 | 643937 | 6775.5 | 6702 | 3041.7 | 3018.2 | 381.8 | 382.7 | Q1 |  |  | -8.2% |  | -8.2% | -8.2% | -8.893% | -5.926% |  | 2013-02-01 | 2013 | 643937 | 6775.5 | 6702 | 3041.7 | 3018.2 | 381.8 | 382.7
2013-03-01 | 2013 | 643937 | 6781.1 | 6675.8 | 3045.3 | 3007 | 380.1 | 379.3 | Q2 |  |  | -40% |  | -42.1% | -41.05% | -19.5% | -23.26% |  | 2013-03-01 | 2013 | 643937 | 6781.1 | 6675.8 | 3045.3 | 3007 | 380.1 | 379.3
2013-04-01 | 2013 | 643937 | 6788.9 | 6703.7 | 3057 | 3026.3 | 377.1 | 375.4 | Q3 |  |  | 33.5% |  | 37.7% | 35.6% | 2.627% | 7.078% |  | 2013-04-01 | 2013 | 643937 | 6788.9 | 6703.7 | 3057 | 3026.3 | 377.1 | 375.4
2013-05-01 | 2013 | 643937 | 6801.1 | 6770.3 | 3073.7 | 3059.1 | 378.2 | 376.4 | Q4 |  |  | 12.6% |  | 7.1% | 9.85% | 3.283% | 4.925% |  | 2013-05-01 | 2013 | 643937 | 6801.1 | 6770.3 | 3073.7 | 3059.1 | 378.2 | 376.4
2013-06-01 | 2013 | 643937 | 6815.2 | 6861.8 | 3092.4 | 3103.8 | 376.8 | 378.6 | [10 empty] | 2013-06-01 | 2013 | 643937 | 6815.2 | 6861.8 | 3092.4 | 3103.8 | 376.8 | 378.6
2013-07-01 | 2013 | 643937 | 6826.2 | 6917.1 | 3100 | 3122.7 | 375.3 | 378.7 | Ontario | [5 empty] | 94.75% | 93.9% | 94.9% |  | 2013-07-01 | 2013 | 643937 | 6826.2 | 6917.1 | 3100 | 3122.7 | 375.3 | 378.7
2013-08-01 | 2013 | 643937 | 6833.9 | 6934.7 | 3110.2 | 3145.2 | 364.2 | 368.3 | Q1 | [5 empty] | 94.25% | 94.25% | 95% |  | 2013-08-01 | 2013 | 643937 | 6833.9 | 6934.7 | 3110.2 | 3145.2 | 364.2 | 368.3
2013-09-01 | 2013 | 643937 | 6843.3 | 6906.9 | 3116.8 | 3143.4 | 362.4 | 364.6 | Q2 | [5 empty] | -0.5038% |  |  |  | 2013-09-01 | 2013 | 643937 | 6843.3 | 6906.9 | 3116.8 | 3143.4 | 362.4 | 364.6
2013-10-01 | 2013 | 643937 | 6850.3 | 6889 | 3116 | 3136 | 363.6 | 366.5 | Q3 | [9 empty] | 2013-10-01 | 2013 | 643937 | 6850.3 | 6889 | 3116 | 3136 | 363.6 | 366.5
2013-11-01 | 2013 | 643937 | 6854 | 6863.8 | 3113.4 | 3119.8 | 369.8 | 371.8 | Q4 | [5 empty] | Adj. Factors | -0.18478 | -0.095778 |  | 2013-11-01 | 2013 | 643937 | 6854 | 6863.8 | 3113.4 | 3119.8 | 369.8 | 371.8
2013-12-01 | 2013 | 643937 | 6850.4 | 6849.3 | 3108.4 | 3114.3 | 373.6 | 376.6 | [6 empty] | (Adjustments made to fit March 2020 to June 2020 actual data) |  |  |  | 2013-12-01 | 2013 | 643937 | 6850.4 | 6849.3 | 3108.4 | 3114.3 | 373.6 | 376.6
2014-01-01 | 2014 | 659861.2 | 6848.3 | 6806.1 | 3105.1 | 3097 | 375.1 | 376.3 | [10 empty] | 2014-01-01 | 2014 | 659861.2 | 6848.3 | 6806.1 | 3105.1 | 3097 | 375.1 | 376.3
2014-02-01 | 2014 | 659861.2 | 6850 | 6772.3 | 3109.9 | 3085.6 | 379.9 | 382.3 | [10 empty] | 2014-02-01 | 2014 | 659861.2 | 6850 | 6772.3 | 3109.9 | 3085.6 | 379.9 | 382.3
2014-03-01 | 2014 | 659861.2 | 6856.4 | 6751.3 | 3115.2 | 3073.7 | 382.2 | 382.2 | [10 empty] | 2014-03-01 | 2014 | 659861.2 | 6856.4 | 6751.3 | 3115.2 | 3073.7 | 382.2 | 382.2
2014-04-01 | 2014 | 659861.2 | 6869.6 | 6785 | 3126.8 | 3095.4 | 383.2 | 382.5 | [10 empty] | 2014-04-01 | 2014 | 659861.2 | 6869.6 | 6785 | 3126.8 | 3095.4 | 383.2 | 382.5
2014-05-01 | 2014 | 659861.2 | 6870.6 | 6842.6 | 3114.3 | 3103 | 381.5 | 379.7 | [10 empty] | 2014-05-01 | 2014 | 659861.2 | 6870.6 | 6842.6 | 3114.3 | 3103 | 381.5 | 379.7
2014-06-01 | 2014 | 659861.2 | 6865.4 | 6912.9 | 3091.8 | 3107.5 | 382 | 383.3 | [10 empty] | 2014-06-01 | 2014 | 659861.2 | 6865.4 | 6912.9 | 3091.8 | 3107.5 | 382 | 383.3
2014-07-01 | 2014 | 659861.2 | 6864.4 | 6957.8 | 3067.1 | 3095.5 | 383.8 | 386.4 | [10 empty] | 2014-07-01 | 2014 | 659861.2 | 6864.4 | 6957.8 | 3067.1 | 3095.5 | 383.8 | 386.4
2014-08-01 | 2014 | 659861.2 | 6869.9 | 6969.7 | 3056.5 | 3094.2 | 385.2 | 388.9 | [10 empty] | 2014-08-01 | 2014 | 659861.2 | 6869.9 | 6969.7 | 3056.5 | 3094.2 | 385.2 | 388.9
2014-09-01 | 2014 | 659861.2 | 6884.5 | 6944.1 | 3058.5 | 3085.3 | 385.2 | 386.9 | [10 empty] | 2014-09-01 | 2014 | 659861.2 | 6884.5 | 6944.1 | 3058.5 | 3085.3 | 385.2 | 386.9
2014-10-01 | 2014 | 659861.2 | 6901.5 | 6936.6 | 3072.7 | 3089.4 | 385.1 | 387.2 | [10 empty] | 2014-10-01 | 2014 | 659861.2 | 6901.5 | 6936.6 | 3072.7 | 3089.4 | 385.1 | 387.2
2014-11-01 | 2014 | 659861.2 | 6907.5 | 6914.3 | 3082 | 3084.8 | 383 | 384.2 | [10 empty] | 2014-11-01 | 2014 | 659861.2 | 6907.5 | 6914.3 | 3082 | 3084.8 | 383 | 384.2
2014-12-01 | 2014 | 659861.2 | 6903.1 | 6903.2 | 3080.1 | 3082.8 | 380 | 382.5 | [10 empty] | 2014-12-01 | 2014 | 659861.2 | 6903.1 | 6903.2 | 3080.1 | 3082.8 | 380 | 382.5
2015-01-01 | 2015 | 677384 | 6885.7 | 6845.1 | 3076.8 | 3066.1 | 379.5 | 379.3 | [10 empty] | 2015-01-01 | 2015 | 677384 | 6885.7 | 6845.1 | 3076.8 | 3066.1 | 379.5 | 379.3
2015-02-01 | 2015 | 677384 | 6885.3 | 6810.3 | 3085.5 | 3057.4 | 378.6 | 376.2 | [10 empty] | 2015-02-01 | 2015 | 677384 | 6885.3 | 6810.3 | 3085.5 | 3057.4 | 378.6 | 376.2
2015-03-01 | 2015 | 677384 | 6892.1 | 6783.7 | 3108.7 | 3060.7 | 379.4 | 373.1 | [10 empty] | 2015-03-01 | 2015 | 677384 | 6892.1 | 6783.7 | 3108.7 | 3060.7 | 379.4 | 373.1
2015-04-01 | 2015 | 677384 | 6897.3 | 6805.6 | 3122.7 | 3086.6 | 379.6 | 374.7 | [10 empty] | 2015-04-01 | 2015 | 677384 | 6897.3 | 6805.6 | 3122.7 | 3086.6 | 379.6 | 374.7
2015-05-01 | 2015 | 677384 | 6906.5 | 6870.9 | 3142.3 | 3130.7 | 385 | 382.4 | [10 empty] | 2015-05-01 | 2015 | 677384 | 6906.5 | 6870.9 | 3142.3 | 3130.7 | 385 | 382.4
2015-06-01 | 2015 | 677384 | 6921.3 | 6965.8 | 3163.2 | 3182.8 | 387.9 | 389.3 | [10 empty] | 2015-06-01 | 2015 | 677384 | 6921.3 | 6965.8 | 3163.2 | 3182.8 | 387.9 | 389.3
2015-07-01 | 2015 | 677384 | 6941.2 | 7032.3 | 3194.9 | 3226.4 | 392.4 | 395.3 | [10 empty] | 2015-07-01 | 2015 | 677384 | 6941.2 | 7032.3 | 3194.9 | 3226.4 | 392.4 | 395.3
2015-08-01 | 2015 | 677384 | 6949.2 | 7045.7 | 3214.6 | 3251.2 | 392.6 | 397.2 | [10 empty] | 2015-08-01 | 2015 | 677384 | 6949.2 | 7045.7 | 3214.6 | 3251.2 | 392.6 | 397.2
2015-09-01 | 2015 | 677384 | 6941.1 | 6994.9 | 3220.3 | 3243.3 | 390.5 | 393.9 | [10 empty] | 2015-09-01 | 2015 | 677384 | 6941.1 | 6994.9 | 3220.3 | 3243.3 | 390.5 | 393.9
2015-10-01 | 2015 | 677384 | 6934.8 | 6969 | 3216.5 | 3229.5 | 385.6 | 388.2 | [10 empty] | 2015-10-01 | 2015 | 677384 | 6934.8 | 6969 | 3216.5 | 3229.5 | 385.6 | 388.2
2015-11-01 | 2015 | 677384 | 6928.3 | 6936.9 | 3211.5 | 3211.5 | 384.5 | 385.6 | [10 empty] | 2015-11-01 | 2015 | 677384 | 6928.3 | 6936.9 | 3211.5 | 3211.5 | 384.5 | 385.6
2015-12-01 | 2015 | 677384 | 6942.8 | 6948.2 | 3220.1 | 3220 | 383.7 | 385.4 | [10 empty] | 2015-12-01 | 2015 | 677384 | 6942.8 | 6948.2 | 3220.1 | 3220 | 383.7 | 385.4
2016-01-01 | 2016 | 692620.8 | 6957.7 | 6919.2 | 3227 | 3213.9 | 382.6 | 381.7 | [10 empty] | 2016-01-01 | 2016 | 692620.8 | 6957.7 | 6919.2 | 3227 | 3213.9 | 382.6 | 381.7
2016-02-01 | 2016 | 692620.8 | 6970.6 | 6896.8 | 3221.1 | 3193.2 | 384.2 | 380.8 | [10 empty] | 2016-02-01 | 2016 | 692620.8 | 6970.6 | 6896.8 | 3221.1 | 3193.2 | 384.2 | 380.8
2016-03-01 | 2016 | 692620.8 | 6978.1 | 6872.4 | 3210.6 | 3165.9 | 385.2 | 378.9 | [10 empty] | 2016-03-01 | 2016 | 692620.8 | 6978.1 | 6872.4 | 3210.6 | 3165.9 | 385.2 | 378.9
2016-04-01 | 2016 | 692620.8 | 6981.8 | 6890.3 | 3208.5 | 3172.5 | 387.9 | 383.7 | [10 empty] | 2016-04-01 | 2016 | 692620.8 | 6981.8 | 6890.3 | 3208.5 | 3172.5 | 387.9 | 383.7
2016-05-01 | 2016 | 692620.8 | 6994.4 | 6962.5 | 3217.7 | 3207.8 | 383.2 | 382.3 | [10 empty] | 2016-05-01 | 2016 | 692620.8 | 6994.4 | 6962.5 | 3217.7 | 3207.8 | 383.2 | 382.3
2016-06-01 | 2016 | 692620.8 | 7001.9 | 7047.3 | 3230.3 | 3251.8 | 382.1 | 384.6 | [10 empty] | 2016-06-01 | 2016 | 692620.8 | 7001.9 | 7047.3 | 3230.3 | 3251.8 | 382.1 | 384.6
2016-07-01 | 2016 | 692620.8 | 6995.7 | 7090.8 | 3229.4 | 3265.5 | 379.1 | 382.2 | [10 empty] | 2016-07-01 | 2016 | 692620.8 | 6995.7 | 7090.8 | 3229.4 | 3265.5 | 379.1 | 382.2
2016-08-01 | 2016 | 692620.8 | 6990.6 | 7083.3 | 3224.8 | 3263 | 379.5 | 380.6 | [10 empty] | 2016-08-01 | 2016 | 692620.8 | 6990.6 | 7083.3 | 3224.8 | 3263 | 379.5 | 380.6
2016-09-01 | 2016 | 692620.8 | 6988.9 | 7037 | 3216.9 | 3236.1 | 382.3 | 381.7 | [10 empty] | 2016-09-01 | 2016 | 692620.8 | 6988.9 | 7037 | 3216.9 | 3236.1 | 382.3 | 381.7
2016-10-01 | 2016 | 692620.8 | 7006.2 | 7033.4 | 3209.8 | 3217.5 | 386.2 | 384.6 | [10 empty] | 2016-10-01 | 2016 | 692620.8 | 7006.2 | 7033.4 | 3209.8 | 3217.5 | 386.2 | 384.6
2016-11-01 | 2016 | 692620.8 | 7018.5 | 7026.9 | 3207.3 | 3203.3 | 392.2 | 391.8 | [10 empty] | 2016-11-01 | 2016 | 692620.8 | 7018.5 | 7026.9 | 3207.3 | 3203.3 | 392.2 | 391.8
2016-12-01 | 2016 | 692620.8 | 7028.8 | 7041.6 | 3203.9 | 3206.3 | 397.1 | 398 | [10 empty] | 2016-12-01 | 2016 | 692620.8 | 7028.8 | 7041.6 | 3203.9 | 3206.3 | 397.1 | 398
2017-01-01 | 2017 | 713254.1 | 7045.6 | 7018.6 | 3213.3 | 3203.7 | 398.1 | 397.6 | [10 empty] | 2017-01-01 | 2017 | 713254.1 | 7045.6 | 7018.6 | 3213.3 | 3203.7 | 398.1 | 397.6
2017-02-01 | 2017 | 713254.1 | 7060.7 | 6996 | 3230.3 | 3206.5 | 398.6 | 396.1 | [10 empty] | 2017-02-01 | 2017 | 713254.1 | 7060.7 | 6996 | 3230.3 | 3206.5 | 398.6 | 396.1
2017-03-01 | 2017 | 713254.1 | 7074.2 | 6972 | 3247.6 | 3204.7 | 402 | 396.5 | [10 empty] | 2017-03-01 | 2017 | 713254.1 | 7074.2 | 6972 | 3247.6 | 3204.7 | 402 | 396.5
2017-04-01 | 2017 | 713254.1 | 7074.8 | 6982.8 | 3257.7 | 3222.4 | 411 | 406.8 | [10 empty] | 2017-04-01 | 2017 | 713254.1 | 7074.8 | 6982.8 | 3257.7 | 3222.4 | 411 | 406.8
2017-05-01 | 2017 | 713254.1 | 7080.7 | 7047.4 | 3266.8 | 3255.9 | 416.7 | 414.8 | [10 empty] | 2017-05-01 | 2017 | 713254.1 | 7080.7 | 7047.4 | 3266.8 | 3255.9 | 416.7 | 414.8
2017-06-01 | 2017 | 713254.1 | 7085.4 | 7129.6 | 3268.7 | 3289.1 | 417.8 | 419.3 | [10 empty] | 2017-06-01 | 2017 | 713254.1 | 7085.4 | 7129.6 | 3268.7 | 3289.1 | 417.8 | 419.3
2017-07-01 | 2017 | 713254.1 | 7099.9 | 7195 | 3270 | 3308.7 | 421.3 | 422.9 | [10 empty] | 2017-07-01 | 2017 | 713254.1 | 7099.9 | 7195 | 3270 | 3308.7 | 421.3 | 422.9
2017-08-01 | 2017 | 713254.1 | 7121.3 | 7213.7 | 3278.6 | 3315.2 | 427.8 | 429.1 | [10 empty] | 2017-08-01 | 2017 | 713254.1 | 7121.3 | 7213.7 | 3278.6 | 3315.2 | 427.8 | 429.1
2017-09-01 | 2017 | 713254.1 | 7150.1 | 7197 | 3297.7 | 3313.7 | 432.9 | 432.4 | [10 empty] | 2017-09-01 | 2017 | 713254.1 | 7150.1 | 7197 | 3297.7 | 3313.7 | 432.9 | 432.4
2017-10-01 | 2017 | 713254.1 | 7170.5 | 7193.7 | 3320.8 | 3320.5 | 430.7 | 430.3 | [10 empty] | 2017-10-01 | 2017 | 713254.1 | 7170.5 | 7193.7 | 3320.8 | 3320.5 | 430.7 | 430.3
2017-11-01 | 2017 | 713254.1 | 7189.6 | 7194.2 | 3335.4 | 3326.2 | 426.2 | 426.2 | [10 empty] | 2017-11-01 | 2017 | 713254.1 | 7189.6 | 7194.2 | 3335.4 | 3326.2 | 426.2 | 426.2
2017-12-01 | 2017 | 713254.1 | 7203.1 | 7213.4 | 3352.3 | 3351 | 421.4 | 423.3 | [10 empty] | 2017-12-01 | 2017 | 713254.1 | 7203.1 | 7213.4 | 3352.3 | 3351 | 421.4 | 423.3
2018-01-01 | 2018 | 730276.2 | 7199.8 | 7172.6 | 3357.1 | 3347.1 | 420.4 | 420.7 | [10 empty] | 2018-01-01 | 2018 | 730276.2 | 7199.8 | 7172.6 | 3357.1 | 3347.1 | 420.4 | 420.7
2018-02-01 | 2018 | 730276.2 | 7189.2 | 7125.8 | 3356.1 | 3334.6 | 415.9 | 413.8 | [10 empty] | 2018-02-01 | 2018 | 730276.2 | 7189.2 | 7125.8 | 3356.1 | 3334.6 | 415.9 | 413.8
2018-03-01 | 2018 | 730276.2 | 7185 | 7082.3 | 3345.3 | 3305.7 | 413.4 | 407.7 | [10 empty] | 2018-03-01 | 2018 | 730276.2 | 7185 | 7082.3 | 3345.3 | 3305.7 | 413.4 | 407.7
2018-04-01 | 2018 | 730276.2 | 7198.2 | 7108.4 | 3338.5 | 3307.1 | 410 | 403.8 | [10 empty] | 2018-04-01 | 2018 | 730276.2 | 7198.2 | 7108.4 | 3338.5 | 3307.1 | 410 | 403.8
2018-05-01 | 2018 | 730276.2 | 7208.1 | 7174.7 | 3335 | 3326.5 | 412.2 | 408.1 | [10 empty] | 2018-05-01 | 2018 | 730276.2 | 7208.1 | 7174.7 | 3335 | 3326.5 | 412.2 | 408.1
2018-06-01 | 2018 | 730276.2 | 7224.1 | 7269.2 | 3341.9 | 3363.4 | 414.9 | 414.3 | [10 empty] | 2018-06-01 | 2018 | 730276.2 | 7224.1 | 7269.2 | 3341.9 | 3363.4 | 414.9 | 414.3
2018-07-01 | 2018 | 730276.2 | 7258.6 | 7352.5 | 3357.7 | 3397.6 | 416.4 | 418.9 | [10 empty] | 2018-07-01 | 2018 | 730276.2 | 7258.6 | 7352.5 | 3357.7 | 3397.6 | 416.4 | 418.9
2018-08-01 | 2018 | 730276.2 | 7264.8 | 7356 | 3354.6 | 3390.3 | 413.1 | 416.3 | [10 empty] | 2018-08-01 | 2018 | 730276.2 | 7264.8 | 7356 | 3354.6 | 3390.3 | 413.1 | 416.3
2018-09-01 | 2018 | 730276.2 | 7268.1 | 7315.2 | 3347.2 | 3361.9 | 411.2 | 412.4 | [10 empty] | 2018-09-01 | 2018 | 730276.2 | 7268.1 | 7315.2 | 3347.2 | 3361.9 | 411.2 | 412.4
2018-10-01 | 2018 | 730276.2 | 7253 | 7274.4 | 3346.6 | 3341.9 | 411.9 | 412.1 | [10 empty] | 2018-10-01 | 2018 | 730276.2 | 7253 | 7274.4 | 3346.6 | 3341.9 | 411.9 | 412.1
2018-11-01 | 2018 | 730276.2 | 7273.5 | 7279 | 3365.9 | 3354.2 | 416 | 415.5 | [10 empty] | 2018-11-01 | 2018 | 730276.2 | 7273.5 | 7279 | 3365.9 | 3354.2 | 416 | 415.5
2018-12-01 | 2018 | 730276.2 | 7289.2 | 7302.7 | 3382.8 | 3380.9 | 419.2 | 420.7 | [10 empty] | 2018-12-01 | 2018 | 730276.2 | 7289.2 | 7302.7 | 3382.8 | 3380.9 | 419.2 | 420.7
2019-01-01 | 2019 | 744439.6 | 7315.7 | 7293.3 | 3394.9 | 3386.2 | 420.6 | 420.6 | [10 empty] | 2019-01-01 | 2019 | 744439.6 | 7315.7 | 7293.3 | 3394.9 | 3386.2 | 420.6 | 420.6
2019-02-01 | 2019 | 744439.6 | 7346.7 | 7286.5 | 3412.3 | 3393.3 | 421.7 | 419.8 | [10 empty] | 2019-02-01 | 2019 | 744439.6 | 7346.7 | 7286.5 | 3412.3 | 3393.3 | 421.7 | 419.8
2019-03-01 | 2019 | 744439.6 | 7371 | 7268.2 | 3430.6 | 3393.6 | 420.5 | 415.1 | [10 empty] | 2019-03-01 | 2019 | 744439.6 | 7371 | 7268.2 | 3430.6 | 3393.6 | 420.5 | 415.1
2019-04-01 | 2019 | 744439.6 | 7395.4 | 7304.3 | 3447.9 | 3418.2 | 417.5 | 411.2 | [10 empty] | 2019-04-01 | 2019 | 744439.6 | 7395.4 | 7304.3 | 3447.9 | 3418.2 | 417.5 | 411.2
2019-05-01 | 2019 | 744439.6 | 7412.6 | 7376.9 | 3461.7 | 3452.9 | 415.7 | 411.2 | [10 empty] | 2019-05-01 | 2019 | 744439.6 | 7412.6 | 7376.9 | 3461.7 | 3452.9 | 415.7 | 411.2
2019-06-01 | 2019 | 744439.6 | 7430.3 | 7472.1 | 3472.4 | 3492.2 | 416.3 | 415.4 | [10 empty] | 2019-06-01 | 2019 | 744439.6 | 7430.3 | 7472.1 | 3472.4 | 3492.2 | 416.3 | 415.4
2019-07-01 | 2019 | 744439.6 | 7432.9 | 7524.4 | 3487.5 | 3526.4 | 415.9 | 417.8 | [10 empty] | 2019-07-01 | 2019 | 744439.6 | 7432.9 | 7524.4 | 3487.5 | 3526.4 | 415.9 | 417.8
2019-08-01 | 2019 | 744439.6 | 7449.6 | 7540.9 | 3500.1 | 3533.8 | 418.8 | 422.3 | [10 empty] | 2019-08-01 | 2019 | 744439.6 | 7449.6 | 7540.9 | 3500.1 | 3533.8 | 418.8 | 422.3
2019-09-01 | 2019 | 744439.6 | 7478.3 | 7535 | 3522.9 | 3545.3 | 419.9 | 423.1 | [10 empty] | 2019-09-01 | 2019 | 744439.6 | 7478.3 | 7535 | 3522.9 | 3545.3 | 419.9 | 423.1
2019-10-01 | 2019 | 744439.6 | 7504 | 7538.5 | 3525.5 | 3530.2 | 427.3 | 433.4 |  |  |  |  | Quarterly forecasts w/ adjustments | [5 empty] | 2019-10-01 | 2019 | 744439.6 | 7504 | 7538.5 | 3525.5 | 3530.2 | 427.3 | 433.4
2019-11-01 | 2019 | 744439.6 | 7517.3 | 7530.1 | 3531.7 | 3530.8 | 427.5 | 434.3 | [10 empty] | 2019-11-01 | 2019 | 744439.6 | 7517.3 | 7530.1 | 3531.7 | 3530.8 | 427.5 | 434.3
2019-12-01 | 2019 | 744439.6 | 7525 | 7535.2 | 3532 | 3534.9 | 429.5 | 437.6 | GDP | Ont_FTEAdj | Ont_FTE | Tor_FTEAdj | Tor_FTE | Ham_FTEAdj | Ham_FTE | Tor_FTEAdj_GDPtrend |  |  | 2019-12-01 | 2019 | 744439.6 | 7525 | 7535.2 | 3532 | 3534.9 | 429.5 | 437.6
2020-01-01 | 2020 | 701634.323 | 7542 | 7512.5 | 3555.9 | 3552.2 | 426.7 | 430.1 | 744439.6 | 7542 | 7512.5 | 3555.9 | 3552.2 | 426.7 | 430.1 | 3193.7204 |  |  | 2020-01-01 | 2020 | 756722.8534 | 7423.6066 | 7400.8762 | 3444.9748 | 3436.1464 | 426.8039 | 426.8039
2020-02-01 | 2020 | 701634.323 | 7551.9 | 7488.9 | 3562.1 | 3548.8 | 427.9 | 427.9 | 744439.6 | 7551.9 | 7488.9 | 3562.1 | 3548.8 | 427.9 | 427.9 | 3210.0893 |  |  | 2020-02-01 | 2020 | 756722.8534 | 7455.0638 | 7393.9759 | 3462.6314 | 3443.3512 | 427.9201 | 425.9921
2020-03-01 | 2020 | 701634.323 | 7421.9 | 7317 | 3489.5 | 3454.3 | 424 | 417 | 678238.0127 | 7421.9 | 7317 | 3489.5 | 3454.3 | 424 | 417 | 3227.3049 |  |  | 2020-03-01 | 2020 | 756722.8534 | 7479.7223 | 7375.406 | 3481.2014 | 3443.6556 | 426.7024 | 421.2227
2020-04-01 | 2020 | 701634.323 | 7056.8 | 6968.7 | 3298.9 | 3268.1 | 407.4 | 399 | 599261.1287 | 7056.8 | 6968.7 | 3298.9 | 3268.1 | 407.4 | 399 | 2450.8246 |  |  | 2020-04-01 | 2020 | 756722.8534 | 7504.4821 | 7412.0384 | 3498.7565 | 3468.6184 | 423.6581 | 417.2652
2020-05-01 | 2020 | 701634.323 | 6671.4 | 6632 | 3089.7 | 3077.6 | 382 | 374 | 599261.1287 | 6671.4 | 6632 | 3089.7 | 3077.6 | 382 | 374 | 2463.3859 |  |  | 2020-05-01 | 2020 | 756722.8534 | 7521.9359 | 7485.7093 | 3512.7601 | 3503.8303 | 421.8316 | 417.2652
2020-06-01 | 2020 | 701634.323 | 6546.1 | 6583 | 3022.6 | 3040 | 371 | 368.4 | 599261.1287 | 6546.1 | 6583 | 3022.6 | 3040 | 371 | 368.4 | 2476.597 |  |  | 2020-06-01 | 2020 | 756722.8534 | 7539.8969 | 7582.3135 | 3523.6179 | 3543.7099 | 422.4404 | 421.5272
2020-07-01 | 2020 | 701634.323 | 6700.8 | 6777 | 3082.3 | 3119.9 | 380.3 | 379.6 | 615006.4395 | 6700.8 | 6777 | 3082.3 | 3119.9 | 380.3 | 379.6 | 2624.2882 |  |  | 2020-07-01 | 2020 | 756722.8534 | 7542.5353 | 7635.3849 | 3538.9406 | 3578.4144 | 422.0345 | 423.9626
2020-08-01 | 2020 | 701634.323 | 7077.12 | 7163.855 | 3325.095 | 3357.11 | 397.86 | 401.185 | 615006.4395 | 7143.5859 | 7101.3973 | 3308.3817 | 3295.4252 | 409.0371 | 400.4708 | 2637.7386 |  |  | 2020-08-01 | 2020 | 756722.8534 | 7559.4816 | 7652.1283 | 3551.7265 | 3585.9236 | 424.9773 | 428.5289
2020-09-01 | 2020 | 701634.323 | 7104.385 | 7158.25 | 3346.755 | 3368.035 | 398.905 | 401.945 | 615006.4395 | 7009.4175 | 7048.9292 | 3236.5325 | 3255.164 | 397.2585 | 394.4745 | 2651.8846 |  |  | 2020-09-01 | 2020 | 756722.8534 | 7588.6049 | 7646.1413 | 3574.8628 | 3597.5932 | 426.0935 | 429.3407
2020-10-01 | 2020 | 701634.323 | 7128.8 | 7161.575 | 3349.225 | 3353.69 | 405.935 | 411.73 | 635199.151 | 7175.0668 | 7256.66 | 3300.4579 | 3340.7191 | 407.2167 | 406.4672 | 2753.5344 |  |  | 2020-10-01 | 2020 | 756722.8534 | 7614.684 | 7649.6929 | 3577.5011 | 3582.2704 | 433.6027 | 439.7926
2020-11-01 | 2020 | 701634.323 | 7141.435 | 7153.595 | 3355.115 | 3354.26 | 406.125 | 412.585 | 635199.151 | 7495.4075 | 7451.1411 | 3471.3195 | 3457.7249 | 429.1821 | 420.194 | 2767.6472 |  |  | 2020-11-01 | 2020 | 756722.8534 | 7628.1802 | 7641.169 | 3583.7926 | 3582.8793 | 433.8056 | 440.7059
2020-12-01 | 2020 | 701634.323 | 7148.75 | 7158.44 | 3355.4 | 3358.155 | 408.025 | 415.72 | 635199.151 | 7354.6313 | 7396.0889 | 3395.9317 | 3415.4808 | 416.8235 | 413.9023 | 2782.49 |  |  | 2020-12-01 | 2020 | 756722.8534 | 7635.9938 | 7646.3442 | 3584.097 | 3587.0398 | 435.8351 | 444.0546
2021-01-01 | 2021 | 738294.7164 | 7306.0981 | 7283.7275 | 3390.4442 | 3381.7556 | 420.048 | 420.048 | 738294.7164 | 7306.0981 | 7283.7275 | 3390.4442 | 3381.7556 | 420.048 | 420.048 | 3390.4442 |  |  | 2021-01-01 | 2021 | 769776.3226 | 7497.8426 | 7474.8849 | 3479.4245 | 3470.5079 | 431.0719 | 431.0719
2021-02-01 | 2021 | 738294.7164 | 7337.0575 | 7276.9365 | 3407.8214 | 3388.8463 | 421.1465 | 419.249 | 738294.7164 | 7337.0575 | 7276.9365 | 3407.8214 | 3388.8463 | 421.1465 | 419.249 | 3407.8214 |  |  | 2021-02-01 | 2021 | 769776.3226 | 7529.6145 | 7467.9156 | 3497.2577 | 3477.7847 | 432.1993 | 430.252
2021-03-01 | 2021 | 738294.7164 | 7361.3256 | 7258.6605 | 3426.0973 | 3389.1459 | 419.9481 | 414.5552 | 738294.7164 | 7361.3256 | 7258.6605 | 3426.0973 | 3389.1459 | 419.9481 | 414.5552 | 3426.0973 |  |  | 2021-03-01 | 2021 | 769776.3226 | 7554.5195 | 7449.16 | 3516.0134 | 3478.0922 | 430.9694 | 425.435
2021-04-01 | 2021 | 738294.7164 | 7385.6935 | 7294.7131 | 3443.3746 | 3413.7136 | 416.952 | 410.6603 | 738294.7164 | 7385.6935 | 7294.7131 | 3443.3746 | 3413.7136 | 416.952 | 410.6603 | 3443.3746 |  |  | 2021-04-01 | 2021 | 769776.3226 | 7579.527 | 7486.1588 | 3533.7441 | 3503.3046 | 427.8947 | 421.4379
2021-05-01 | 2021 | 738294.7164 | 7402.871 | 7367.2178 | 3457.1565 | 3448.3681 | 415.1544 | 410.6603 | 738294.7164 | 7402.871 | 7367.2178 | 3457.1565 | 3448.3681 | 415.1544 | 410.6603 | 3457.1565 |  |  | 2021-05-01 | 2021 | 769776.3226 | 7597.1552 | 7560.5664 | 3547.8877 | 3538.8686 | 426.0499 | 421.4379
2021-06-01 | 2021 | 738294.7164 | 7420.5477 | 7462.2929 | 3467.8425 | 3487.6165 | 415.7536 | 414.8548 | 738294.7164 | 7420.5477 | 7462.2929 | 3467.8425 | 3487.6165 | 415.7536 | 414.8548 | 3467.8425 |  |  | 2021-06-01 | 2021 | 769776.3226 | 7615.2959 | 7658.1366 | 3558.8541 | 3579.147 | 426.6648 | 425.7424
2021-07-01 | 2021 | 738294.7164 | 7423.1443 | 7514.5242 | 3482.9227 | 3521.7716 | 415.3541 | 417.2516 | 738294.7164 | 7423.1443 | 7514.5242 | 3482.9227 | 3521.7716 | 415.3541 | 417.2516 | 3482.9227 |  |  | 2021-07-01 | 2021 | 769776.3226 | 7617.9606 | 7711.7387 | 3574.33 | 3614.1985 | 426.2549 | 428.2022
2021-08-01 | 2021 | 738294.7164 | 7439.8224 | 7531.0026 | 3495.5061 | 3529.1619 | 418.2503 | 421.7457 | 738294.7164 | 7439.8224 | 7531.0026 | 3495.5061 | 3529.1619 | 418.2503 | 421.7457 | 3495.5061 |  |  | 2021-08-01 | 2021 | 769776.3226 | 7635.0764 | 7728.6496 | 3587.2437 | 3621.7828 | 429.2271 | 432.8142
2021-09-01 | 2021 | 738294.7164 | 7468.4847 | 7525.1103 | 3518.2762 | 3540.6468 | 419.3489 | 422.5447 | 738294.7164 | 7468.4847 | 7525.1103 | 3518.2762 | 3540.6468 | 419.3489 | 422.5447 | 3518.2762 |  |  | 2021-09-01 | 2021 | 769776.3226 | 7664.491 | 7722.6027 | 3610.6114 | 3633.5691 | 430.3545 | 433.6341
2021-10-01 | 2021 | 738294.7164 | 7494.151 | 7528.6057 | 3520.8728 | 3525.5666 | 426.7392 | 432.8312 | 738294.7164 | 7494.151 | 7528.6057 | 3520.8728 | 3525.5666 | 426.7392 | 432.8312 | 3520.8728 |  |  | 2021-10-01 | 2021 | 769776.3226 | 7690.8308 | 7726.1898 | 3613.2761 | 3618.0932 | 437.9387 | 444.1906
2021-11-01 | 2021 | 738294.7164 | 7507.4335 | 7520.2167 | 3527.0646 | 3526.1658 | 426.9389 | 433.73 | 738294.7164 | 7507.4335 | 7520.2167 | 3527.0646 | 3526.1658 | 426.9389 | 433.73 | 3527.0646 |  |  | 2021-11-01 | 2021 | 769776.3226 | 7704.462 | 7717.5807 | 3619.6305 | 3618.7081 | 438.1437 | 445.113
2021-12-01 | 2021 | 738294.7164 | 7515.1234 | 7525.3101 | 3527.3642 | 3530.2604 | 428.9363 | 437.0257 | 738294.7164 | 7515.1234 | 7525.3101 | 3527.3642 | 3530.2604 | 428.9363 | 437.0257 | 3527.3642 |  |  | 2021-12-01 | 2021 | 769776.3226 | 7712.3537 | 7722.8076 | 3619.938 | 3622.9102 | 440.1935 | 448.4951

## Weather
|  |  | MeanTemp | HDD20 | CDD20 | HDD18 | CDD18 | HDD16 | CDD16 | HDD14 | CDD14 | HDD12 | CDD12 | HDD10 | CDD10 | HDD8 | CDD8
1999-01-01 | 1999 | 1 | -4.6484 | 764.1 | 0 | 702.1 | 0 | 640.1 | 0 | 578.1 | 0 | 516.1 | 0 | 454.1 | 0 | 392.1 | 0
1999-02-01 | 1999 | 2 | -0.33929 | 569.5 | 0 | 513.5 | 0 | 457.5 | 0 | 401.5 | 0 | 345.5 | 0 | 289.5 | 0 | 233.5 | 0
1999-03-01 | 1999 | 3 | 1.2161 | 582.3 | 0 | 520.3 | 0 | 458.3 | 0 | 396.6 | 0.3 | 336.6 | 2.3 | 276.6 | 4.3 | 218.3 | 8 |  | HDD18 | Jan | Feb | Mar | Apr | May | June | July | August | Sept | Oct | Nov | Dec | HDD16 | Jan | Feb | Mar | Apr | May | June | July | August | Sept | Oct | Nov | Dec | HDD14 | Jan | Feb | Mar | Apr | May | June | July | August | Sept | Oct | Nov | Dec | HDD12 | Jan | Feb | Mar | Apr | May | June | July | August | Sept | Oct | Nov | Dec | HDD10 | Jan | Feb | Mar | Apr | May | June | July | August | Sept | Oct | Nov | Dec | HDD8 | Jan | Feb | Mar | Apr | May | June | July | August | Sept | Oct | Nov | Dec |  | HDD20 | Jan | Feb | Mar | Apr | May | June | July | August | Sept | Oct | Nov | Dec
1999-04-01 | 1999 | 4 | 7.7267 | 368.2 | 0 | 308.2 | 0 | 248.2 | 0 | 188.2 | 0 | 128.9 | 0.7 | 76.8 | 8.6 | 35.3 | 27.1 |  | 1999 | 702.1 | 513.5 | 520.3 | 308.2 | 129.4 | 27.9 | 0.1 | 6.1 | 34.4 | 229 | 336.05 | 525.6 | 1999 | 640.1 | 457.5 | 458.3 | 248.2 | 78.3 | 9.7 | 0 | 0.6 | 15 | 170.6 | 276.05 | 463.6 | 1999 | 578.1 | 401.5 | 396.6 | 188.2 | 36.8 | 1.5 | 0 | 0 | 5.1 | 115.3 | 217.95 | 401.6 | 1999 | 516.1 | 345.5 | 336.6 | 128.9 | 11.3 | 0 | 0 | 0 | 1 | 67.5 | 160.45 | 339.6 | 1999 | 454.1 | 289.5 | 276.6 | 76.8 | 0.2 | 0 | 0 | 0 | 0 | 32.2 | 110.55 | 280.7 | 1999 | 392.1 | 233.5 | 218.3 | 35.3 | 0 | 0 | 0 | 0 | 0 | 10.4 | 73.45 | 224.7 |  | 1999 | 764.1 | 569.5 | 582.3 | 368.2 | 182.6 | 57.4 | 4.6 | 26 | 68.8 | 290.8 | 396.05 | 587.6
1999-05-01 | 1999 | 5 | 14.3065 | 182.6 | 6.1 | 129.4 | 14.9 | 78.3 | 25.8 | 36.8 | 46.3 | 11.3 | 82.8 | 0.2 | 133.7 | 0 | 195.5 |  | 2000 | 676.5 | 565 | 410.1 | 346.2 | 154.5 | 45.8 | 3.3 | 6 | 83.1 | 191.8 | 390.9 | 721.6 | 2000 | 614.5 | 507 | 348.1 | 286.8 | 106.6 | 24.8 | 0 | 0.7 | 49.8 | 136.5 | 330.9 | 659.6 | 2000 | 552.5 | 449 | 286.1 | 228.8 | 63.9 | 11.1 | 0 | 0 | 27 | 87.1 | 271.2 | 597.6 | 2000 | 490.5 | 391 | 224.4 | 170.8 | 28.4 | 1.5 | 0 | 0 | 13.1 | 52.3 | 213.3 | 535.6 | 2000 | 428.5 | 333 | 166.1 | 117.6 | 9.8 | 0 | 0 | 0 | 5.3 | 27 | 159 | 473.6 | 2000 | 366.5 | 277.1 | 111.4 | 73.9 | 2.4 | 0 | 0 | 0 | 1.8 | 9.6 | 109.8 | 411.6 |  | 2000 | 738.5 | 623 | 472.1 | 406.2 | 206.5 | 82.5 | 21.8 | 19.9 | 123.9 | 250.7 | 450.9 | 783.6
1999-06-01 | 1999 | 6 | 19.3883 | 57.4 | 39.05 | 27.9 | 69.55 | 9.7 | 111.35 | 1.5 | 163.15 | 0 | 221.65 | 0 | 281.65 | 0 | 341.65 |  | 2001 | 641.3 | 547.9 | 544.8 | 318.8 | 149.7 | 35.4 | 6.5 | 0 | 56.9 | 202.4 | 289.1 | 464 | 2001 | 579.3 | 491.9 | 482.8 | 258.8 | 100.6 | 16.7 | 0.9 | 0 | 30.4 | 148.1 | 229.1 | 402 | 2001 | 517.3 | 435.9 | 420.8 | 201.6 | 55 | 5.7 | 0 | 0 | 13.4 | 102.9 | 170.4 | 341 | 2001 | 455.3 | 379.9 | 358.8 | 149.5 | 17.2 | 0.7 | 0 | 0 | 5.4 | 65.8 | 116.8 | 281 | 2001 | 393.3 | 323.9 | 296.8 | 103 | 2.6 | 0 | 0 | 0 | 1.2 | 37.3 | 69.1 | 222.3 | 2001 | 331.3 | 267.9 | 234.8 | 60 | 0 | 0 | 0 | 0 | 0 | 15.3 | 34 | 167.4 |  | 2001 | 703.3 | 603.9 | 606.8 | 378.8 | 206.5 | 64.7 | 31.5 | 3.6 | 100.8 | 261.9 | 349.1 | 526
1999-07-01 | 1999 | 7 | 23.9065 | 4.6 | 125.7 | 0.1 | 183.2 | 0 | 245.1 | 0 | 307.1 | 0 | 369.1 | 0 | 431.1 | 0 | 493.1 |  | 2002 | 526.6 | 504.5 | 511.2 | 325.8 | 227.7 | 47.5 | 1 | 0 | 13.8 | 246.3 | 399.6 | 569.4 | 2002 | 464.6 | 448.5 | 449.2 | 268.4 | 171.7 | 22.1 | 0 | 0 | 2.4 | 190.3 | 339.6 | 507.4 | 2002 | 402.6 | 392.5 | 387.2 | 216 | 117 | 9.9 | 0 | 0 | 0 | 140.5 | 280.7 | 445.4 | 2002 | 340.6 | 336.5 | 325.2 | 168 | 74.2 | 3.7 | 0 | 0 | 0 | 98.1 | 225.1 | 383.4 | 2002 | 278.6 | 280.5 | 263.2 | 120.1 | 40.6 | 0.2 | 0 | 0 | 0 | 62 | 172.4 | 321.4 | 2002 | 216.6 | 226.1 | 201.2 | 77.8 | 13.5 | 0 | 0 | 0 | 0 | 32 | 122 | 259.4 |  | 2002 | 588.6 | 560.5 | 573.2 | 383.8 | 285.6 | 81 | 6.1 | 10.2 | 34.3 | 302.3 | 459.6 | 631.4
1999-08-01 | 1999 | 8 | 20.171 | 26 | 31.3 | 6.1 | 73.4 | 0.6 | 129.9 | 0 | 191.3 | 0 | 253.3 | 0 | 315.3 | 0 | 377.3 |  | 2003 | 761 | 650 | 564.3 | 382.8 | 230.4 | 68.1 | 3.4 | 1.4 | 36.3 | 275.8 | 357 | 515.8 | 2003 | 699 | 594 | 502.3 | 326.2 | 169.4 | 37.8 | 0 | 0 | 15.1 | 213.8 | 297 | 453.8 | 2003 | 637 | 538 | 440.3 | 270.7 | 110.4 | 18.8 | 0 | 0 | 6.4 | 153 | 237 | 391.8 | 2003 | 575 | 482 | 378.3 | 216.7 | 61.2 | 4.9 | 0 | 0 | 1.8 | 99.2 | 178.2 | 329.8 | 2003 | 513 | 426 | 316.3 | 163.9 | 24.1 | 0.8 | 0 | 0 | 0 | 54 | 121.5 | 267.8 | 2003 | 451 | 370 | 258.1 | 118.2 | 6.3 | 0 | 0 | 0 | 0 | 20.6 | 72.7 | 206 |  | 2003 | 823 | 706 | 626.3 | 441.3 | 292.4 | 106.3 | 20.6 | 13.2 | 84.9 | 337.8 | 417 | 577.8
1999-09-01 | 1999 | 9 | 18.51 | 68.8 | 24.1 | 34.4 | 49.7 | 15 | 90.3 | 5.1 | 140.4 | 1 | 196.3 | 0 | 255.3 | 0 | 315.3 |  | 2004 | 784.1 | 574.9 | 476.1 | 332.6 | 173.5 | 47.6 | 4 | 6.2 | 22.8 | 218.4 | 343 | 580.3 | 2004 | 722.1 | 516.9 | 414.1 | 275 | 115.7 | 20 | 0 | 1.2 | 9 | 161.1 | 283 | 518.3 | 2004 | 660.1 | 458.9 | 352.1 | 219.2 | 69 | 5.4 | 0 | 0 | 1.4 | 111.3 | 223 | 456.3 | 2004 | 598.1 | 400.9 | 292.1 | 166.1 | 34.8 | 0.8 | 0 | 0 | 0 | 66.4 | 163 | 394.3 | 2004 | 536.1 | 342.9 | 233.7 | 119.8 | 16 | 0 | 0 | 0 | 0 | 29.6 | 106.1 | 332.3 | 2004 | 475.5 | 284.9 | 177.8 | 76 | 5.6 | 0 | 0 | 0 | 0 | 7.7 | 58.7 | 270.6 |  | 2004 | 846.1 | 632.9 | 538.1 | 391.9 | 234.6 | 90.7 | 24.4 | 30.3 | 50.1 | 279.2 | 403 | 642.3
1999-10-01 | 1999 | 10 | 10.6194 | 290.8 | 0 | 229 | 0.2 | 170.6 | 3.8 | 115.3 | 10.5 | 67.5 | 24.7 | 32.2 | 51.4 | 10.4 | 91.6 |  | 2005 | 708.4 | 582 | 587.8 | 325.3 | 209.4 | 13.6 | 1.5 | 0 | 10 | 199.8 | 336.4 | 619.2 | 2005 | 646.4 | 526 | 525.8 | 265.3 | 151.3 | 1.7 | 0 | 0 | 2.1 | 145.8 | 276.4 | 557.2 | 2005 | 584.4 | 470 | 463.8 | 206.7 | 102.6 | 0 | 0 | 0 | 0 | 93.9 | 216.7 | 495.2 | 2005 | 522.4 | 414 | 401.8 | 149.3 | 61.4 | 0 | 0 | 0 | 0 | 52 | 164.1 | 433.2 | 2005 | 460.4 | 358 | 339.8 | 97.8 | 29.5 | 0 | 0 | 0 | 0 | 27.1 | 119.9 | 371.2 | 2005 | 400.1 | 302 | 279.4 | 51.4 | 11.6 | 0 | 0 | 0 | 0 | 9.1 | 87.3 | 309.2 |  | 2005 | 770.4 | 638 | 649.8 | 385.3 | 271.4 | 33.5 | 5.7 | 3.1 | 28.3 | 259.1 | 396.4 | 681.2
1999-11-01 | 1999 | 11 | 6.7983 | 396.05 | 0 | 336.05 | 0 | 276.05 | 0 | 217.95 | 1.9 | 160.45 | 4.4 | 110.55 | 14.5 | 73.45 | 37.4 |  | 2006 | 507.1 | 553.6 | 487.9 | 311.7 | 160 | 19.2 | 0.8 | 1.9 | 59.1 | 249.2 | 361.2 | 456.8 | 2006 | 445.1 | 497.6 | 425.9 | 251.7 | 105.9 | 6.6 | 0 | 0 | 26.4 | 188.7 | 301.2 | 394.8 | 2006 | 383.1 | 441.6 | 363.9 | 191.8 | 62 | 0.7 | 0 | 0 | 9.3 | 134.5 | 241.2 | 332.8 | 2006 | 321.1 | 385.6 | 301.9 | 134.1 | 26 | 0 | 0 | 0 | 1.5 | 89.5 | 181.2 | 270.8 | 2006 | 259.1 | 329.6 | 241.9 | 82.5 | 6.5 | 0 | 0 | 0 | 0 | 51.2 | 124.2 | 208.8 | 2006 | 197.1 | 273.6 | 184.9 | 40 | 1.3 | 0 | 0 | 0 | 0 | 21.8 | 76.1 | 148.3 |  | 2006 | 569.1 | 609.6 | 549.9 | 371.7 | 216 | 48.4 | 9.6 | 14.4 | 108 | 311.2 | 421.2 | 518.8
1999-12-01 | 1999 | 12 | 1.0452 | 587.6 | 0 | 525.6 | 0 | 463.6 | 0 | 401.6 | 0 | 339.6 | 0 | 280.7 | 3.1 | 224.7 | 9.1 |  | 2007 | 599.9 | 693.3 | 522.2 | 358.1 | 158.8 | 13.6 | 1.6 | 2.6 | 29.1 | 118.5 | 401.8 | 577.1 | 2007 | 537.9 | 637.3 | 460.2 | 299.7 | 110.1 | 3.5 | 0 | 0 | 10.3 | 77.5 | 341.8 | 515.1 | 2007 | 475.9 | 581.3 | 398.2 | 244 | 69.5 | 0 | 0 | 0 | 3.3 | 41.3 | 281.8 | 453.1 | 2007 | 413.9 | 525.3 | 336.2 | 191.8 | 36 | 0 | 0 | 0 | 0.7 | 16.6 | 223.2 | 391.1 | 2007 | 351.9 | 469.3 | 275.5 | 144.3 | 11.5 | 0 | 0 | 0 | 0 | 4.8 | 165.5 | 329.1 | 2007 | 291.2 | 413.3 | 218.7 | 102.7 | 1.1 | 0 | 0 | 0 | 0 | 1.2 | 114.1 | 267.1 |  | 2007 | 661.9 | 749.3 | 584.2 | 418.1 | 212.4 | 33.2 | 17.9 | 13.8 | 61.8 | 165.9 | 461.8 | 639.1
2000-01-01 | 2000 | 1 | -3.8226 | 738.5 | 0 | 676.5 | 0 | 614.5 | 0 | 552.5 | 0 | 490.5 | 0 | 428.5 | 0 | 366.5 | 0 |  | 2008 | 568.8 | 618 | 567 | 304.5 | 190.4 | 32.2 | 2.3 | 8.1 | 36.6 | 231.5 | 413.8 | 598.7 | 2008 | 506.8 | 560 | 505 | 244.5 | 132.9 | 14.3 | 0 | 1 | 8.7 | 171.6 | 353.8 | 536.7 | 2008 | 444.8 | 502 | 443 | 184.5 | 80.1 | 2.2 | 0 | 0 | 0 | 114.9 | 295.1 | 474.7 | 2008 | 385.6 | 444 | 381 | 129 | 40.2 | 0 | 0 | 0 | 0 | 68.2 | 237.1 | 412.7 | 2008 | 327.6 | 386 | 319 | 81.6 | 14.6 | 0 | 0 | 0 | 0 | 35.1 | 184.7 | 350.7 | 2008 | 269.6 | 328 | 257 | 45 | 4.6 | 0 | 0 | 0 | 0 | 17.2 | 136.5 | 290.2 |  | 2008 | 630.8 | 676 | 629 | 364.5 | 249.9 | 57.2 | 13.2 | 30.9 | 77.8 | 292.4 | 473.8 | 660.7
2000-02-01 | 2000 | 2 | -1.4828 | 623 | 0 | 565 | 0 | 507 | 0 | 449 | 0 | 391 | 0 | 333 | 0 | 277.1 | 2.1 |  | 2009 | 766.9 | 562.1 | 510.5 | 320.7 | 168 | 59.2 | 9.5 | 4.8 | 40.5 | 258.8 | 325.6 | 580.2 | 2009 | 704.9 | 506.1 | 448.5 | 261.8 | 113.3 | 29.5 | 0.1 | 0 | 17 | 196.8 | 265.6 | 518.2 | 2009 | 642.9 | 450.1 | 386.5 | 205.7 | 64.6 | 9.3 | 0 | 0 | 5.8 | 135.7 | 205.6 | 456.2 | 2009 | 580.9 | 394.1 | 324.5 | 152.6 | 30.3 | 0.9 | 0 | 0 | 2.4 | 82.4 | 147.1 | 394.2 | 2009 | 518.9 | 338.1 | 263.4 | 105.4 | 7.1 | 0 | 0 | 0 | 0.4 | 46.4 | 91 | 332.2 | 2009 | 456.9 | 282.1 | 205 | 60.2 | 0 | 0 | 0 | 0 | 0 | 25.6 | 42 | 270.5 |  | 2009 | 828.9 | 618.1 | 572.5 | 380.7 | 225.9 | 96.3 | 40.3 | 19.3 | 81.1 | 320.8 | 385.6 | 642.2
2000-03-01 | 2000 | 3 | 4.771 | 472.1 | 0 | 410.1 | 0 | 348.1 | 0 | 286.1 | 0 | 224.4 | 0.3 | 166.1 | 4 | 111.4 | 11.3 |  | 2010 | 669.2 | 560.6 | 418.4 | 248.9 | 131.8 | 20.3 | 0.6 | 0 | 67.5 | 199.9 | 382.1 | 633.6 | 2010 | 607.2 | 504.6 | 356.4 | 188.9 | 91.8 | 3.9 | 0 | 0 | 28.2 | 141.1 | 322.1 | 571.6 | 2010 | 545.2 | 448.6 | 294.4 | 130.3 | 59.9 | 0 | 0 | 0 | 5.8 | 89.2 | 262.1 | 509.6 | 2010 | 483.2 | 392.6 | 232.4 | 78.5 | 36.5 | 0 | 0 | 0 | 0.1 | 44.2 | 202.7 | 447.6 | 2010 | 421.2 | 336.6 | 172.7 | 39.8 | 20 | 0 | 0 | 0 | 0 | 16 | 145 | 385.6 | 2010 | 359.2 | 280.6 | 118.9 | 11.4 | 6 | 0 | 0 | 0 | 0 | 5.9 | 91 | 323.9 |  | 2010 | 731.2 | 616.6 | 480.4 | 308.9 | 178.6 | 47.6 | 6.2 | 6.1 | 113.9 | 261.7 | 442.1 | 695.6
2000-04-01 | 2000 | 4 | 6.46 | 406.2 | 0 | 346.2 | 0 | 286.8 | 0.6 | 228.8 | 2.6 | 170.8 | 4.6 | 117.6 | 11.4 | 73.9 | 27.7 |  | 2011 | 726.7 | 605.2 | 545.5 | 355.7 | 191.7 | 22.4 | 0 | 0 | 41.6 | 203.5 | 298.4 | 481.3 | 2011 | 664.7 | 549.2 | 483.5 | 295.7 | 134.8 | 6.8 | 0 | 0 | 16.5 | 148.4 | 238.4 | 419.3 | 2011 | 602.7 | 493.2 | 421.5 | 235.7 | 85.7 | 0.3 | 0 | 0 | 5.7 | 102.2 | 179.4 | 357.3 | 2011 | 540.7 | 437.2 | 359.5 | 177.5 | 42.4 | 0 | 0 | 0 | 0.4 | 61.1 | 127.1 | 295.3 | 2011 | 478.7 | 381.2 | 297.5 | 125.8 | 12.8 | 0 | 0 | 0 | 0 | 30.6 | 82 | 233.4 | 2011 | 416.7 | 325.2 | 237.8 | 75.8 | 3.3 | 0 | 0 | 0 | 0 | 13.2 | 50 | 173.9 |  | 2011 | 788.7 | 661.2 | 607.5 | 415.7 | 251.7 | 53.2 | 2.6 | 7.1 | 83.1 | 261.7 | 358.4 | 543.3
2000-05-01 | 2000 | 5 | 13.6839 | 206.5 | 10.7 | 154.5 | 20.7 | 106.6 | 34.8 | 63.9 | 54.1 | 28.4 | 80.6 | 9.8 | 124 | 2.4 | 178.6 |  | 2012 | 568.7 | 497.4 | 368.5 | 304.2 | 101 | 22.7 | 0 | 0 | 58.4 | 223.2 | 394.9 | 479.4 | 2012 | 506.7 | 439.4 | 306.5 | 244.2 | 62 | 8 | 0 | 0 | 28.3 | 164.5 | 334.9 | 417.4 | 2012 | 444.7 | 381.4 | 244.8 | 186.6 | 31.1 | 1.1 | 0 | 0 | 11.3 | 110.6 | 274.9 | 355.4 | 2012 | 382.7 | 323.4 | 184.9 | 134.2 | 11.4 | 0 | 0 | 0 | 0.9 | 66.6 | 216.8 | 293.4 | 2012 | 320.7 | 265.4 | 132.9 | 83.5 | 1.9 | 0 | 0 | 0 | 0 | 29.7 | 161 | 233.3 | 2012 | 258.7 | 207.4 | 93.1 | 38 | 0 | 0 | 0 | 0 | 0 | 9.2 | 107 | 173.8 |  | 2012 | 630.7 | 555.4 | 430.5 | 364.2 | 152 | 44.2 | 0 | 2.7 | 97.3 | 284.7 | 454.9 | 541.4
2000-06-01 | 2000 | 6 | 17.6767 | 82.5 | 12.8 | 45.8 | 36.1 | 24.8 | 75.1 | 11.1 | 121.4 | 1.5 | 171.8 | 0 | 230.3 | 0 | 290.3 |  | 2013 | 581.2 | 587.5 | 523.3 | 358.6 | 161.5 | 43.6 | 0.7 | 2.6 | 67 | 193.6 | 426.7 | 624 | 2013 | 519.2 | 531.5 | 461.3 | 298.6 | 109.9 | 17.8 | 0 | 0 | 34.1 | 138.2 | 366.7 | 562 | 2013 | 457.2 | 475.5 | 399.3 | 240.2 | 64.6 | 5.6 | 0 | 0 | 12.4 | 93.1 | 306.7 | 500 | 2013 | 395.2 | 419.5 | 337.3 | 183 | 28.2 | 0.1 | 0 | 0 | 1.9 | 62.4 | 249.6 | 438 | 2013 | 334.3 | 363.5 | 275.3 | 129.4 | 10.7 | 0 | 0 | 0 | 0 | 40.4 | 195.6 | 376 | 2013 | 277.6 | 307.5 | 214.7 | 84.2 | 3.5 | 0 | 0 | 0 | 0 | 21.7 | 145 | 314 |  | 2013 | 643.2 | 643.5 | 585.3 | 418.6 | 216 | 79.4 | 14.5 | 16.7 | 110.8 | 252.5 | 486.7 | 686
2000-07-01 | 2000 | 7 | 19.9871 | 21.8 | 21.4 | 3.3 | 64.9 | 0 | 123.6 | 0 | 185.6 | 0 | 247.6 | 0 | 309.6 | 0 | 371.6 |  | 2014 | 772.1 | 696.6 | 650.4 | 364.3 | 169.3 | 31.2 | 9.4 | 8.3 | 55.9 | 197.1 | 441.5 | 519.1 | 2014 | 710.1 | 640.6 | 588.4 | 304.3 | 115.5 | 10.7 | 0.9 | 0.5 | 26 | 139.3 | 381.5 | 457.1 | 2014 | 648.1 | 584.6 | 526.4 | 244.3 | 71.1 | 1.9 | 0 | 0 | 10.3 | 90.8 | 321.5 | 395.1 | 2014 | 586.1 | 528.6 | 464.4 | 185.9 | 33.9 | 0 | 0 | 0 | 0.6 | 50.6 | 261.6 | 333.1 | 2014 | 524.1 | 472.6 | 402.4 | 131.9 | 9.6 | 0 | 0 | 0 | 0 | 18.1 | 207.1 | 271.1 | 2014 | 462.1 | 416.6 | 340.4 | 82.3 | 1.3 | 0 | 0 | 0 | 0 | 3.8 | 156.4 | 209.1 |  | 2014 | 834.1 | 752.6 | 712.4 | 424.3 | 225.3 | 65.4 | 36.6 | 29.3 | 99.8 | 256.9 | 501.5 | 581.1
2000-08-01 | 2000 | 8 | 20.8903 | 19.9 | 47.5 | 6 | 95.6 | 0.7 | 152.3 | 0 | 213.6 | 0 | 275.6 | 0 | 337.6 | 0 | 399.6 |  | 2015 | 739.6 | 815.9 | 594 | 321.9 | 123.9 | 61.3 | 4.4 | 1.8 | 22.6 | 200 | 301.1 | 394.5 | 2015 | 677.6 | 759.9 | 532 | 261.9 | 80.5 | 29.7 | 0 | 0 | 7.2 | 141.1 | 241.2 | 332.5 | 2015 | 615.6 | 703.9 | 470 | 203.5 | 44.2 | 11.4 | 0 | 0 | 0.1 | 89.2 | 185.1 | 270.5 | 2015 | 553.6 | 647.9 | 408 | 149.7 | 18.3 | 3.5 | 0 | 0 | 0 | 51.8 | 133 | 208.5 | 2015 | 491.6 | 591.9 | 346 | 102.5 | 4.6 | 0 | 0 | 0 | 0 | 26.9 | 90.2 | 148 | 2015 | 429.6 | 535.9 | 284 | 61.7 | 0.5 | 0 | 0 | 0 | 0 | 11.3 | 56.8 | 96.9 |  | 2015 | 801.6 | 871.9 | 656 | 381.9 | 175.5 | 101.4 | 17.6 | 20.4 | 50.1 | 260.8 | 361.1 | 456.5
2000-09-01 | 2000 | 9 | 16.4833 | 123.9 | 18.4 | 83.1 | 37.6 | 49.8 | 64.3 | 27 | 101.5 | 13.1 | 147.6 | 5.3 | 199.8 | 1.8 | 256.3 |  | 2016 | 625 | 544.3 | 451.2 | 391 | 156.1 | 26.5 | 0.1 | 0 | 15.5 | 156.6 | 292.9 | 559 | 2016 | 563 | 486.3 | 389.2 | 331.8 | 113.7 | 8.5 | 0 | 0 | 3.8 | 111.3 | 232.9 | 497 | 2016 | 501 | 428.3 | 327.2 | 273.8 | 74.6 | 2 | 0 | 0 | 0.1 | 77.2 | 174.8 | 435 | 2016 | 439 | 370.3 | 267 | 216.9 | 41.9 | 0 | 0 | 0 | 0 | 50.1 | 121.3 | 373 | 2016 | 377 | 312.5 | 208.5 | 162.7 | 17.3 | 0 | 0 | 0 | 0 | 26.6 | 76 | 311 | 2016 | 315 | 257.2 | 154.3 | 113.7 | 4.5 | 0 | 0 | 0 | 0 | 10.8 | 45.8 | 249 |  | 2016 | 687 | 602.3 | 513.2 | 451 | 203.6 | 53 | 5.3 | 0.1 | 41.9 | 212.3 | 352.9 | 621
2000-10-01 | 2000 | 10 | 11.9161 | 250.7 | 0.1 | 191.8 | 3.2 | 136.5 | 9.9 | 87.1 | 22.5 | 52.3 | 49.7 | 27 | 86.4 | 9.6 | 131 |  | 2017 | 568.6 | 471.2 | 541.2 | 272.1 | 200.5 | 29.3 | 0 | 7.2 | 41.7 | 113.3 | 387.9 | 649.2 | 2017 | 506.6 | 415.2 | 479.2 | 213 | 148 | 8.9 | 0 | 0 | 18.6 | 75.2 | 327.9 | 587.2 | 2017 | 444.6 | 359.2 | 417.2 | 156.8 | 98.6 | 0 | 0 | 0 | 4.1 | 47.5 | 267.9 | 525.2 | 2017 | 382.6 | 303.2 | 355.2 | 107.1 | 57.9 | 0 | 0 | 0 | 1 | 26.3 | 208.1 | 463.2 | 2017 | 320.6 | 247.7 | 293.4 | 65.8 | 25.7 | 0 | 0 | 0 | 0 | 12.3 | 151.8 | 401.2 | 2017 | 258.6 | 193.8 | 234.7 | 29.5 | 6.8 | 0 | 0 | 0 | 0 | 2.1 | 99 | 339.2 |  | 2017 | 630.6 | 527.2 | 603.2 | 332.1 | 258.6 | 57.4 | 5.4 | 26.6 | 72.2 | 167.8 | 447.9 | 711.2
2000-11-01 | 2000 | 11 | 4.97 | 450.9 | 0 | 390.9 | 0 | 330.9 | 0 | 271.2 | 0.3 | 213.3 | 2.4 | 159 | 8.1 | 109.8 | 18.9 |  | 2018 | 680.3 | 512.1 | 533.9 | 419.3 | 127.7 | 26.9 | 0 | 1.3 | 27.8 | 237.5 | 452.4 | 516 | 2018 | 618.3 | 456.1 | 471.9 | 359.3 | 86 | 5 | 0 | 0 | 11.3 | 182.2 | 392.4 | 454 | 2018 | 556.3 | 400.1 | 409.9 | 299.3 | 50.5 | 0.6 | 0 | 0 | 2 | 132.7 | 332.4 | 392 | 2018 | 494.3 | 344.1 | 347.9 | 239.3 | 25.2 | 0 | 0 | 0 | 0 | 88.2 | 272.4 | 330 | 2018 | 432.5 | 288.5 | 285.9 | 180.8 | 6.9 | 0 | 0 | 0 | 0 | 50.2 | 214.1 | 268 | 2018 | 372.5 | 235.5 | 223.9 | 127.5 | 0.7 | 0 | 0 | 0 | 0 | 20.6 | 157.9 | 206 |  | 2018 | 742.3 | 568.1 | 595.9 | 479.3 | 173.8 | 64.6 | 0.5 | 5.8 | 57.2 | 295.5 | 512.4 | 578
2000-12-01 | 2000 | 12 | -5.2774 | 783.6 | 0 | 721.6 | 0 | 659.6 | 0 | 597.6 | 0 | 535.6 | 0 | 473.6 | 0 | 411.6 | 0 |  | 2019 | 700 | 571.7 | 556.5 | 351.9 | 215.6 | 54.9 | 0 | 1.4 | 21.8 | 187 | 464 | 520.4 | 2019 | 638 | 515.7 | 494.5 | 291.9 | 157.8 | 22 | 0 | 0 | 5.1 | 128.5 | 404 | 458.4 | 2019 | 576 | 459.7 | 432.5 | 231.9 | 105.8 | 4.4 | 0 | 0 | 0.3 | 74.1 | 344 | 396.4 | 2019 | 514 | 403.7 | 370.5 | 173.3 | 63.5 | 0.2 | 0 | 0 | 0 | 32 | 284 | 334.4 | 2019 | 452 | 347.7 | 308.5 | 116.7 | 33.1 | 0 | 0 | 0 | 0 | 10.4 | 224 | 272.4 | 2019 | 390 | 293.7 | 246.6 | 71.4 | 13.4 | 0 | 0 | 0 | 0 | 0.3 | 165.8 | 210.4 |  | 2019 | 762 | 627.7 | 618.5 | 411.9 | 277.2 | 96.9 | 1.4 | 10.7 | 58 | 247 | 524 | 582.4
2001-01-01 | 2001 | 1 | -2.6871 | 703.3 | 0 | 641.3 | 0 | 579.3 | 0 | 517.3 | 0 | 455.3 | 0 | 393.3 | 0 | 331.3 | 0 |  | 2020 | 664.8684 | 589.9958 | 540.0216 | 347.4974 | 155.8305 | 33.4732 | 1.0332 | 2.7874 | 33.6374 | 179.3595 | 402.8216 | 523.4395 | 2020 | 602.8684 | 533.7326 | 478.0216 | 287.3289 | 108.6695 | 10.2532 | 0.037368 | 0 | 11.9563 | 126.6821 | 342.8353 | 461.4395 | 2020 | 540.8684 | 477.4695 | 416.0484 | 227.7895 | 68.1695 | 0.78579 | 0 | 0 | 1.48 | 81.9821 | 283.5458 | 399.3553 | 2020 | 478.9421 | 421.2063 | 354.4074 | 171.0695 | 36.7374 | 0 | 0 | 0 | 0 | 46.2484 | 225.6037 | 337.1868 | 2020 | 417.2 | 365.1316 | 293.5416 | 119.1395 | 14.3632 | 0 | 0 | 0 | 0 | 21.4942 | 171.6884 | 275.2916 | 2020 | 356.1579 | 310.2674 | 235.0774 | 73.7242 | 4.0058 | 0 | 0 | 0 | 0 | 7.7158 | 122.5495 | 214.6332 |  | 2020 | 726.8684 | 646.2589 | 602.0216 | 407.7389 | 208.4574 | 66.5905 | 5.8353 | 13.7458 | 68.1242 | 237.7542 | 462.8216 | 585.4395
2001-02-01 | 2001 | 2 | -1.5679 | 603.9 | 0 | 547.9 | 0 | 491.9 | 0 | 435.9 | 0 | 379.9 | 0 | 323.9 | 0 | 267.9 | 0 |  | 2021 | 665.4654 | 590.4059 | 542.096 | 348.619 | 154.4739 | 33.2263 | 0.89774 | 2.7976 | 32.9933 | 176.8975 | 405.6603 | 520.6261 | 2021 | 603.4654 | 534.1653 | 480.096 | 288.3708 | 107.6975 | 9.8092 | 0.03188 | 0 | 11.4269 | 124.4614 | 345.6748 | 458.6261 | 2021 | 541.4654 | 477.9247 | 418.124 | 228.6675 | 67.6132 | 0.43015 | 0 | 0 | 1.0557 | 80.1628 | 286.4002 | 396.5291 | 2021 | 479.5328 | 421.6841 | 356.4876 | 171.7747 | 36.5747 | 0 | 0 | 0 | 0 | 44.8254 | 228.3959 | 334.3351 | 2021 | 417.79 | 365.6446 | 295.5989 | 119.6532 | 14.2792 | 0 | 0 | 0 | 0 | 20.5141 | 174.4197 | 272.4174 | 2021 | 356.7644 | 310.8719 | 237.1005 | 74.0756 | 3.9759 | 0 | 0 | 0 | 0 | 7.2173 | 125.0404 | 211.7577 |  | 2021 | 727.4654 | 646.6465 | 604.096 | 408.9036 | 206.8176 | 66.4711 | 5.052 | 13.7016 | 67.3013 | 235.2441 | 465.6603 | 582.6261
2001-03-01 | 2001 | 3 | 0.42581 | 606.8 | 0 | 544.8 | 0 | 482.8 | 0 | 420.8 | 0 | 358.8 | 0 | 296.8 | 0 | 234.8 | 0
2001-04-01 | 2001 | 4 | 7.3733 | 378.8 | 0 | 318.8 | 0 | 258.8 | 0 | 201.6 | 2.8 | 149.5 | 10.7 | 103 | 24.2 | 60 | 41.2 |  | 10-year | 663.14 | 586.25 | 518.29 | 338.79 | 157.91 | 33.91 | 1.52 | 2.26 | 41.98 | 191.17 | 384.19 | 537.65 | 10-year | 601.14 | 529.85 | 456.29 | 278.96 | 110 | 12.13 | 0.09 | 0.05 | 17.91 | 136.98 | 324.2 | 475.65 | 10-year | 539.14 | 473.45 | 394.32 | 220.24 | 68.61 | 2.73 | 0 | 0 | 5.21 | 90.66 | 264.88 | 413.65 | 10-year | 477.14 | 417.05 | 332.71 | 164.54 | 35.92 | 0.38 | 0 | 0 | 0.49 | 53.33 | 207.66 | 351.65 | 10-year | 415.27 | 360.76 | 272.31 | 113.89 | 14.26 | 0 | 0 | 0 | 0 | 26.12 | 154.68 | 290 | 10-year | 354 | 305.34 | 214.84 | 69.55 | 4 | 0 | 0 | 0 | 0 | 9.89 | 107.47 | 229.62 |  | 10-year | 725.14 | 642.65 | 580.29 | 398.79 | 211.23 | 66.31 | 9.01 | 12.55 | 78.43 | 250.09 | 444.19 | 599.65
2001-05-01 | 2001 | 5 | 13.4839 | 206.5 | 4.5 | 149.7 | 9.7 | 100.6 | 22.6 | 55 | 39 | 17.2 | 63.2 | 2.6 | 110.6 | 0 | 170
2001-06-01 | 2001 | 6 | 19.1933 | 64.7 | 40.5 | 35.4 | 71.2 | 16.7 | 112.5 | 5.7 | 161.5 | 0.7 | 216.5 | 0 | 275.8 | 0 | 335.8 |  | CDD18 | Jan | Feb | Mar | Apr | May | June | July | August | Sept | Oct | Nov | Dec | CDD16 | Jan | Feb | Mar | Apr | May | June | July | August | Sept | Oct | Nov | Dec | CDD14 | Jan | Feb | Mar | Apr | May | June | July | August | Sept | Oct | Nov | Dec | CDD12 | Jan | Feb | Mar | Apr | May | June | July | August | Sept | Oct | Nov | Dec | CDD10 | Jan | Feb | Mar | Apr | May | June | July | August | Sept | Oct | Nov | Dec | CDD8 | Jan | Feb | Mar | Apr | May | June | July | August | Sept | Oct | Nov | Dec |  | CDD20 | Jan | Feb | Mar | Apr | May | June | July | August | Sept | Oct | Nov | Dec
2001-07-01 | 2001 | 7 | 20.3194 | 31.5 | 41.4 | 6.5 | 78.4 | 0.9 | 134.8 | 0 | 195.9 | 0 | 257.9 | 0 | 319.9 | 0 | 381.9 |  | 1999 | 0 | 0 | 0 | 0 | 14.9 | 69.55 | 183.2 | 73.4 | 49.7 | 0.2 | 0 | 0 | 1999 | 0 | 0 | 0 | 0 | 25.8 | 111.35 | 245.1 | 129.9 | 90.3 | 3.8 | 0 | 0 | 1999 | 0 | 0 | 0.3 | 0 | 46.3 | 163.15 | 307.1 | 191.3 | 140.4 | 10.5 | 1.9 | 0 | 1999 | 0 | 0 | 2.3 | 0.7 | 82.8 | 221.65 | 369.1 | 253.3 | 196.3 | 24.7 | 4.4 | 0 | 1999 | 0 | 0 | 4.3 | 8.6 | 133.7 | 281.65 | 431.1 | 315.3 | 255.3 | 51.4 | 14.5 | 3.1 | 1999 | 0 | 0 | 8 | 27.1 | 195.5 | 341.65 | 493.1 | 377.3 | 315.3 | 91.6 | 37.4 | 9.1 |  | 1999 | 0 | 0 | 0 | 0 | 6.1 | 39.05 | 125.7 | 31.3 | 24.1 | 0 | 0 | 0
2001-08-01 | 2001 | 8 | 22.8194 | 3.6 | 91 | 0 | 149.4 | 0 | 211.4 | 0 | 273.4 | 0 | 335.4 | 0 | 397.4 | 0 | 459.4 |  | 2000 | 0 | 0 | 0 | 0 | 20.7 | 36.1 | 64.9 | 95.6 | 37.6 | 3.2 | 0 | 0 | 2000 | 0 | 0 | 0 | 0.6 | 34.8 | 75.1 | 123.6 | 152.3 | 64.3 | 9.9 | 0 | 0 | 2000 | 0 | 0 | 0 | 2.6 | 54.1 | 121.4 | 185.6 | 213.6 | 101.5 | 22.5 | 0.3 | 0 | 2000 | 0 | 0 | 0.3 | 4.6 | 80.6 | 171.8 | 247.6 | 275.6 | 147.6 | 49.7 | 2.4 | 0 | 2000 | 0 | 0 | 4 | 11.4 | 124 | 230.3 | 309.6 | 337.6 | 199.8 | 86.4 | 8.1 | 0 | 2000 | 0 | 2.1 | 11.3 | 27.7 | 178.6 | 290.3 | 371.6 | 399.6 | 256.3 | 131 | 18.9 | 0 |  | 2000 | 0 | 0 | 0 | 0 | 10.7 | 12.8 | 21.4 | 47.5 | 18.4 | 0.1 | 0 | 0
2001-09-01 | 2001 | 9 | 17.3167 | 100.8 | 20.3 | 56.9 | 36.4 | 30.4 | 69.9 | 13.4 | 112.9 | 5.4 | 164.9 | 1.2 | 220.7 | 0 | 279.5 |  | 2001 | 0 | 0 | 0 | 0 | 9.7 | 71.2 | 78.4 | 149.4 | 36.4 | 2.9 | 0 | 0 | 2001 | 0 | 0 | 0 | 0 | 22.6 | 112.5 | 134.8 | 211.4 | 69.9 | 10.6 | 0 | 0 | 2001 | 0 | 0 | 0 | 2.8 | 39 | 161.5 | 195.9 | 273.4 | 112.9 | 27.4 | 1.3 | 1 | 2001 | 0 | 0 | 0 | 10.7 | 63.2 | 216.5 | 257.9 | 335.4 | 164.9 | 52.3 | 7.7 | 3 | 2001 | 0 | 0 | 0 | 24.2 | 110.6 | 275.8 | 319.9 | 397.4 | 220.7 | 85.8 | 20 | 6.3 | 2001 | 0 | 0 | 0 | 41.2 | 170 | 335.8 | 381.9 | 459.4 | 279.5 | 125.8 | 44.9 | 13.4 |  | 2001 | 0 | 0 | 0 | 0 | 4.5 | 40.5 | 41.4 | 91 | 20.3 | 0.4 | 0 | 0
2001-10-01 | 2001 | 10 | 11.5645 | 261.9 | 0.4 | 202.4 | 2.9 | 148.1 | 10.6 | 102.9 | 27.4 | 65.8 | 52.3 | 37.3 | 85.8 | 15.3 | 125.8 |  | 2002 | 0 | 0 | 0 | 3.3 | 6 | 63.8 | 179.2 | 134.9 | 86.2 | 11.6 | 0 | 0 | 2002 | 0 | 0 | 0 | 5.9 | 12 | 98.4 | 240.2 | 196.9 | 134.8 | 17.6 | 0 | 0 | 2002 | 0 | 0 | 0 | 13.5 | 19.3 | 146.2 | 302.2 | 258.9 | 192.4 | 29.8 | 1.1 | 0 | 2002 | 0 | 0 | 0 | 25.5 | 38.5 | 200 | 364.2 | 320.9 | 252.4 | 49.4 | 5.5 | 0 | 2002 | 0 | 0 | 0 | 37.6 | 66.9 | 256.5 | 426.2 | 382.9 | 312.4 | 75.3 | 12.8 | 0 | 2002 | 0 | 1.6 | 0 | 55.3 | 101.8 | 316.3 | 488.2 | 444.9 | 372.4 | 107.3 | 22.4 | 0 |  | 2002 | 0 | 0 | 0 | 1.3 | 1.9 | 37.3 | 122.3 | 83.1 | 46.7 | 5.6 | 0 | 0
2001-11-01 | 2001 | 11 | 8.3633 | 349.1 | 0 | 289.1 | 0 | 229.1 | 0 | 170.4 | 1.3 | 116.8 | 7.7 | 69.1 | 20 | 34 | 44.9 |  | 2003 | 0 | 0 | 0 | 1.5 | 0 | 53.3 | 87.4 | 119 | 14.5 | 0 | 0 | 0 | 2003 | 0 | 0 | 0 | 4.9 | 1 | 83 | 146 | 179.6 | 53.3 | 0 | 0 | 0 | 2003 | 0 | 0 | 0 | 9.4 | 4 | 124 | 208 | 241.6 | 104.6 | 1.2 | 0 | 0 | 2003 | 0 | 0 | 0 | 15.4 | 16.8 | 170.1 | 270 | 303.6 | 160 | 9.4 | 1.2 | 0 | 2003 | 0 | 0 | 0 | 22.6 | 41.7 | 226 | 332 | 365.6 | 218.2 | 26.2 | 4.5 | 0 | 2003 | 0 | 0 | 3.8 | 36.9 | 85.9 | 285.2 | 394 | 427.6 | 278.2 | 54.8 | 15.7 | 0.2 |  | 2003 | 0 | 0 | 0 | 0 | 0 | 31.5 | 42.6 | 68.8 | 3.1 | 0 | 0 | 0
2001-12-01 | 2001 | 12 | 3.0323 | 526 | 0 | 464 | 0 | 402 | 0 | 341 | 1 | 281 | 3 | 222.3 | 6.3 | 167.4 | 13.4 |  | 2004 | 0 | 0 | 0 | 0.7 | 0.9 | 31.6 | 75 | 66 | 55.2 | 1.2 | 0 | 0 | 2004 | 0 | 0 | 0 | 3.1 | 5.1 | 64 | 133 | 123 | 101.4 | 5.9 | 0 | 0 | 2004 | 0 | 0 | 0 | 7.3 | 20.4 | 109.4 | 195 | 183.8 | 153.8 | 18.1 | 0 | 0 | 2004 | 0 | 0 | 2 | 14.2 | 48.2 | 164.8 | 257 | 245.8 | 212.4 | 35.2 | 0 | 0 | 2004 | 0 | 0 | 5.6 | 27.9 | 91.4 | 224 | 319 | 307.8 | 272.4 | 60.4 | 3.1 | 0 | 2004 | 1.4 | 0 | 11.7 | 44.1 | 143 | 284 | 381 | 369.8 | 332.4 | 100.5 | 15.7 | 0.3 |  | 2004 | 0 | 0 | 0 | 0 | 0 | 14.7 | 33.4 | 28.1 | 22.5 | 0 | 0 | 0
2002-01-01 | 2002 | 1 | 1.0129 | 588.6 | 0 | 526.6 | 0 | 464.6 | 0 | 402.6 | 0 | 340.6 | 0 | 278.6 | 0 | 216.6 | 0 |  | 2005 | 0 | 0 | 0 | 0 | 0 | 113.8 | 170.8 | 151.8 | 74.6 | 3.8 | 0 | 0 | 2005 | 0 | 0 | 0 | 0 | 3.9 | 161.9 | 231.3 | 213.8 | 126.7 | 11.8 | 0 | 0 | 2005 | 0 | 0 | 0 | 1.4 | 17.2 | 220.2 | 293.3 | 275.8 | 184.6 | 21.9 | 0.3 | 0 | 2005 | 0 | 0 | 0 | 4 | 38 | 280.2 | 355.3 | 337.8 | 244.6 | 42 | 7.7 | 0 | 2005 | 0 | 0 | 0 | 12.5 | 68.1 | 340.2 | 417.3 | 399.8 | 304.6 | 79.1 | 23.5 | 0 | 2005 | 1.7 | 0 | 1.6 | 26.1 | 112.2 | 400.2 | 479.3 | 461.8 | 364.6 | 123.1 | 50.9 | 0 |  | 2005 | 0 | 0 | 0 | 0 | 0 | 73.7 | 113 | 92.9 | 32.9 | 1.1 | 0 | 0
2002-02-01 | 2002 | 2 | -0.017857 | 560.5 | 0 | 504.5 | 0 | 448.5 | 0 | 392.5 | 0 | 336.5 | 0 | 280.5 | 0 | 226.1 | 1.6 |  | 2006 | 0 | 0 | 0 | 0 | 19 | 63.7 | 150.8 | 106.3 | 13.6 | 0 | 0 | 0 | 2006 | 0 | 0 | 0 | 0 | 26.9 | 111.1 | 212 | 166.4 | 40.9 | 1.5 | 0 | 0 | 2006 | 0 | 0 | 0 | 0.1 | 45 | 165.2 | 274 | 228.4 | 83.8 | 9.3 | 0 | 0 | 2006 | 0 | 0 | 0 | 2.4 | 71 | 224.5 | 336 | 290.4 | 136 | 26.3 | 0 | 0 | 2006 | 0 | 0 | 2 | 10.8 | 113.5 | 284.5 | 398 | 352.4 | 194.5 | 50 | 3 | 0 | 2006 | 0 | 0 | 7 | 28.3 | 170.3 | 344.5 | 460 | 414.4 | 254.5 | 82.6 | 14.9 | 1.5 |  | 2006 | 0 | 0 | 0 | 0 | 13 | 32.9 | 97.6 | 56.8 | 2.5 | 0 | 0 | 0
2002-03-01 | 2002 | 3 | 1.5097 | 573.2 | 0 | 511.2 | 0 | 449.2 | 0 | 387.2 | 0 | 325.2 | 0 | 263.2 | 0 | 201.2 | 0 |  | 2007 | 0 | 0 | 0 | 0 | 14.6 | 94.1 | 85.7 | 132.1 | 53 | 22.1 | 0 | 0 | 2007 | 0 | 0 | 0 | 1.6 | 27.9 | 144 | 146.1 | 191.5 | 94.2 | 43.1 | 0 | 0 | 2007 | 0 | 0 | 0 | 5.9 | 49.3 | 200.5 | 208.1 | 253.5 | 147.2 | 68.9 | 0 | 0 | 2007 | 0 | 0 | 0 | 13.7 | 77.8 | 260.5 | 270.1 | 315.5 | 204.6 | 106.2 | 1.4 | 0 | 2007 | 0 | 0 | 1.3 | 26.2 | 115.3 | 320.5 | 332.1 | 377.5 | 263.9 | 156.4 | 3.7 | 0 | 2007 | 1.3 | 0 | 6.5 | 44.6 | 166.9 | 380.5 | 394.1 | 439.5 | 323.9 | 214.8 | 12.3 | 0 |  | 2007 | 0 | 0 | 0 | 0 | 6.2 | 53.7 | 40 | 81.3 | 25.7 | 7.5 | 0 | 0
2002-04-01 | 2002 | 4 | 7.25 | 383.8 | 1.3 | 325.8 | 3.3 | 268.4 | 5.9 | 216 | 13.5 | 168 | 25.5 | 120.1 | 37.6 | 77.8 | 55.3 |  | 2008 | 0 | 0 | 0 | 0 | 2.5 | 67.7 | 114.7 | 71.3 | 34.6 | 1.1 | 0 | 0 | 2008 | 0 | 0 | 0 | 0 | 7 | 109.8 | 174.4 | 126.2 | 66.7 | 3.2 | 0 | 0 | 2008 | 0 | 0 | 0 | 0 | 16.2 | 157.7 | 236.4 | 187.2 | 118 | 8.5 | 1.3 | 0 | 2008 | 2.8 | 0 | 0 | 4.5 | 38.3 | 215.5 | 298.4 | 249.2 | 178 | 23.8 | 3.3 | 0 | 2008 | 6.8 | 0 | 0 | 17.1 | 74.7 | 275.5 | 360.4 | 311.2 | 238 | 52.7 | 10.9 | 0 | 2008 | 10.8 | 0 | 0 | 40.5 | 126.7 | 335.5 | 422.4 | 373.2 | 298 | 96.8 | 22.7 | 1.5 |  | 2008 | 0 | 0 | 0 | 0 | 0 | 32.7 | 63.6 | 32.1 | 15.8 | 0 | 0 | 0
2002-05-01 | 2002 | 5 | 10.8484 | 285.6 | 1.9 | 227.7 | 6 | 171.7 | 12 | 117 | 19.3 | 74.2 | 38.5 | 40.6 | 66.9 | 13.5 | 101.8 |  | 2009 | 0 | 0 | 0 | 0 | 5.4 | 42.5 | 47.8 | 107 | 25.9 | 0 | 0 | 0 | 2009 | 0 | 0 | 0 | 1.1 | 12.7 | 72.8 | 100.4 | 164.2 | 62.4 | 0 | 0 | 0 | 2009 | 0 | 0 | 0 | 5 | 26 | 112.6 | 162.3 | 226.2 | 111.2 | 0.9 | 0 | 0 | 2009 | 0 | 0 | 0 | 11.9 | 53.7 | 164.2 | 224.3 | 288.2 | 167.8 | 9.6 | 1.5 | 0 | 2009 | 0 | 0 | 0.9 | 24.7 | 92.5 | 223.3 | 286.3 | 350.2 | 225.8 | 35.6 | 5.4 | 0 | 2009 | 0 | 0 | 4.5 | 39.5 | 147.4 | 283.3 | 348.3 | 412.2 | 285.4 | 76.8 | 16.4 | 0.3 |  | 2009 | 0 | 0 | 0 | 0 | 1.3 | 19.6 | 16.6 | 59.5 | 6.5 | 0 | 0 | 0
2002-06-01 | 2002 | 6 | 18.5433 | 81 | 37.3 | 47.5 | 63.8 | 22.1 | 98.4 | 9.9 | 146.2 | 3.7 | 200 | 0.2 | 256.5 | 0 | 316.3 |  | 2010 | 0 | 0 | 0 | 0 | 24.8 | 61.4 | 168.4 | 145.7 | 36.1 | 0.2 | 0 | 0 | 2010 | 0 | 0 | 0 | 0 | 46.8 | 105 | 229.8 | 207.7 | 56.8 | 3.4 | 0 | 0 | 2010 | 0 | 0 | 0 | 1.4 | 76.9 | 161.1 | 291.8 | 269.7 | 94.4 | 13.5 | 0 | 0 | 2010 | 0 | 0 | 0 | 9.6 | 115.5 | 221.1 | 353.8 | 331.7 | 148.7 | 30.5 | 0.6 | 0 | 2010 | 0 | 0 | 2.3 | 30.9 | 161 | 281.1 | 415.8 | 393.7 | 208.6 | 64.3 | 2.9 | 0 | 2010 | 0 | 0 | 10.5 | 62.5 | 209 | 341.1 | 477.8 | 455.7 | 268.6 | 116.2 | 8.9 | 0.3 |  | 2010 | 0 | 0 | 0 | 0 | 9.6 | 28.7 | 112 | 89.8 | 22.5 | 0 | 0 | 0
2002-07-01 | 2002 | 7 | 23.7484 | 6.1 | 122.3 | 1 | 179.2 | 0 | 240.2 | 0 | 302.2 | 0 | 364.2 | 0 | 426.2 | 0 | 488.2 |  | 2011 | 0 | 0 | 0 | 0 | 4.7 | 42 | 189.9 | 118.4 | 30.1 | 4.7 | 0 | 0 | 2011 | 0 | 0 | 0 | 0 | 9.8 | 86.4 | 251.9 | 180.4 | 65 | 11.6 | 0 | 0 | 2011 | 0 | 0 | 0 | 0 | 22.7 | 139.9 | 313.9 | 242.4 | 114.2 | 27.4 | 1 | 0 | 2011 | 0 | 0 | 0 | 1.8 | 41.4 | 199.6 | 375.9 | 304.4 | 168.9 | 48.3 | 8.7 | 0 | 2011 | 0 | 0 | 0 | 10.1 | 73.8 | 259.6 | 437.9 | 366.4 | 228.5 | 79.8 | 23.6 | 0.1 | 2011 | 0 | 0 | 2.3 | 20.1 | 126.3 | 319.6 | 499.9 | 428.4 | 288.5 | 124.4 | 51.6 | 2.6 |  | 2011 | 0 | 0 | 0 | 0 | 2.7 | 12.8 | 130.5 | 63.5 | 11.6 | 0.9 | 0 | 0
2002-08-01 | 2002 | 8 | 22.3516 | 10.2 | 83.1 | 0 | 134.9 | 0 | 196.9 | 0 | 258.9 | 0 | 320.9 | 0 | 382.9 | 0 | 444.9 |  | 2012 | 0 | 0 | 0 | 0 | 23.2 | 101.7 | 193 | 130.8 | 40 | 0.5 | 0 | 0 | 2012 | 0 | 0 | 0 | 0 | 46.2 | 147 | 255 | 192.8 | 69.9 | 3.8 | 0 | 0 | 2012 | 0 | 0 | 0.3 | 2.4 | 77.3 | 200.1 | 317 | 254.8 | 112.9 | 11.9 | 0 | 0 | 2012 | 0 | 0 | 2.4 | 10 | 119.6 | 259 | 379 | 316.8 | 162.5 | 29.9 | 1.9 | 0 | 2012 | 0 | 0 | 12.4 | 19.3 | 172.1 | 319 | 441 | 378.8 | 221.6 | 55 | 6.1 | 1.9 | 2012 | 0 | 0 | 34.6 | 33.8 | 232.2 | 379 | 503 | 440.8 | 281.6 | 96.5 | 12.1 | 4.4 |  | 2012 | 0 | 0 | 0 | 0 | 12.2 | 63.2 | 131 | 71.5 | 18.9 | 0 | 0 | 0
2002-09-01 | 2002 | 9 | 20.4133 | 34.3 | 46.7 | 13.8 | 86.2 | 2.4 | 134.8 | 0 | 192.4 | 0 | 252.4 | 0 | 312.4 | 0 | 372.4 |  | 2013 | 0 | 0 | 0 | 0 | 16.2 | 55.6 | 131.6 | 91.6 | 30 | 3.1 | 0 | 0 | 2013 | 0 | 0 | 0 | 0 | 26.6 | 89.8 | 192.9 | 151 | 57.1 | 9.7 | 0 | 0 | 2013 | 0 | 0 | 0 | 1.6 | 43.3 | 137.6 | 254.9 | 213 | 95.4 | 26.6 | 0 | 0 | 2013 | 0 | 0 | 0 | 4.4 | 68.9 | 192.1 | 316.9 | 275 | 144.9 | 57.9 | 2.9 | 0 | 2013 | 1.1 | 0 | 0 | 10.8 | 113.4 | 252 | 378.9 | 337 | 203 | 97.9 | 8.9 | 0 | 2013 | 6.4 | 0 | 1.4 | 25.6 | 168.2 | 312 | 440.9 | 399 | 263 | 141.2 | 18.3 | 0 |  | 2013 | 0 | 0 | 0 | 0 | 8.7 | 31.4 | 83.4 | 43.7 | 13.8 | 0 | 0 | 0
2002-10-01 | 2002 | 10 | 10.429 | 302.3 | 5.6 | 246.3 | 11.6 | 190.3 | 17.6 | 140.5 | 29.8 | 98.1 | 49.4 | 62 | 75.3 | 32 | 107.3 |  | 2014 | 0 | 0 | 0 | 0 | 10 | 46.6 | 66 | 72.5 | 34.5 | 2.2 | 0 | 0 | 2014 | 0 | 0 | 0 | 0 | 18.2 | 86.1 | 119.5 | 126.7 | 64.6 | 6.4 | 0 | 0 | 2014 | 0 | 0 | 0 | 0 | 35.8 | 137.3 | 180.6 | 188.2 | 108.9 | 19.9 | 0 | 0 | 2014 | 0 | 0 | 0 | 1.6 | 60.6 | 195.4 | 242.6 | 250.2 | 159.2 | 41.7 | 0.1 | 0 | 2014 | 0 | 0 | 0 | 7.6 | 98.3 | 255.4 | 304.6 | 312.2 | 218.6 | 71.2 | 5.6 | 0 | 2014 | 0 | 0 | 0 | 18 | 152 | 315.4 | 366.6 | 374.2 | 278.6 | 118.9 | 14.9 | 0 |  | 2014 | 0 | 0 | 0 | 0 | 4 | 20.8 | 31.2 | 31.5 | 18.4 | 0 | 0 | 0
2002-11-01 | 2002 | 11 | 4.68 | 459.6 | 0 | 399.6 | 0 | 339.6 | 0 | 280.7 | 1.1 | 225.1 | 5.5 | 172.4 | 12.8 | 122 | 22.4 |  | 2015 | 0 | 0 | 0 | 0 | 16.5 | 27.9 | 125.3 | 88.5 | 83.5 | 1.2 | 0 | 0 | 2015 | 0 | 0 | 0 | 0 | 35.1 | 56.3 | 182.9 | 148.7 | 128.1 | 4.3 | 0.1 | 0 | 2015 | 0 | 0 | 0 | 1.6 | 60.8 | 98 | 244.9 | 210.7 | 181 | 14.4 | 4 | 0 | 2015 | 0 | 0 | 0 | 7.8 | 96.9 | 150.1 | 306.9 | 272.7 | 240.9 | 39 | 11.9 | 0 | 2015 | 0 | 0 | 0 | 20.6 | 145.2 | 206.6 | 368.9 | 334.7 | 300.9 | 76.1 | 29.1 | 1.5 | 2015 | 0 | 0 | 0 | 39.8 | 203.1 | 266.6 | 430.9 | 396.7 | 360.9 | 122.5 | 55.7 | 12.4 |  | 2015 | 0 | 0 | 0 | 0 | 6.1 | 8 | 76.5 | 45.1 | 51 | 0 | 0 | 0
2002-12-01 | 2002 | 12 | -0.36774 | 631.4 | 0 | 569.4 | 0 | 507.4 | 0 | 445.4 | 0 | 383.4 | 0 | 321.4 | 0 | 259.4 | 0 |  | 2016 | 0 | 0 | 0 | 0 | 28.1 | 68.1 | 152.6 | 177.8 | 76.4 | 8.1 | 0 | 0 | 2016 | 0 | 0 | 0 | 0.8 | 47.7 | 110.1 | 214.5 | 239.8 | 124.7 | 24.8 | 0 | 0 | 2016 | 0 | 0 | 0 | 2.8 | 70.6 | 163.6 | 276.5 | 301.8 | 181 | 52.7 | 1.9 | 0 | 2016 | 0 | 0 | 1.8 | 5.9 | 99.9 | 221.6 | 338.5 | 363.8 | 240.9 | 87.6 | 8.4 | 0 | 2016 | 0 | 0.2 | 5.3 | 11.7 | 137.3 | 281.6 | 400.5 | 425.8 | 300.9 | 126.1 | 23.1 | 0 | 2016 | 0 | 2.9 | 13.1 | 22.7 | 186.5 | 341.6 | 462.5 | 487.8 | 360.9 | 172.3 | 52.9 | 0 |  | 2016 | 0 | 0 | 0 | 0 | 13.6 | 34.6 | 95.8 | 115.9 | 42.8 | 1.8 | 0 | 0
2003-01-01 | 2003 | 1 | -6.5484 | 823 | 0 | 761 | 0 | 699 | 0 | 637 | 0 | 575 | 0 | 513 | 0 | 451 | 0 |  | 2017 | 0 | 0 | 0 | 0 | 7.8 | 68.4 | 113.5 | 85.4 | 60 | 9.7 | 0 | 0 | 2017 | 0 | 0 | 0 | 0.9 | 17.3 | 108 | 175.5 | 140.2 | 96.9 | 33.6 | 0 | 0 | 2017 | 0 | 0 | 0 | 4.7 | 29.9 | 159.1 | 237.5 | 202.2 | 142.4 | 67.9 | 0 | 0 | 2017 | 0 | 0 | 0 | 15 | 51.2 | 219.1 | 299.5 | 264.2 | 199.3 | 108.7 | 0.2 | 0 | 2017 | 0 | 0.5 | 0.2 | 33.7 | 81 | 279.1 | 361.5 | 326.2 | 258.3 | 156.7 | 3.9 | 0 | 2017 | 0 | 2.6 | 3.5 | 57.4 | 124.1 | 339.1 | 423.5 | 388.2 | 318.3 | 208.5 | 11.1 | 0 |  | 2017 | 0 | 0 | 0 | 0 | 3.9 | 36.5 | 56.9 | 42.8 | 30.5 | 2.2 | 0 | 0
2003-02-01 | 2003 | 2 | -5.2143 | 706 | 0 | 650 | 0 | 594 | 0 | 538 | 0 | 482 | 0 | 426 | 0 | 370 | 0 |  | 2018 | 0 | 0 | 0 | 0 | 28.2 | 57.8 | 164.2 | 165.1 | 71.2 | 9.5 | 0 | 0 | 2018 | 0 | 0 | 0 | 0 | 48.5 | 95.9 | 226.2 | 225.8 | 114.7 | 16.2 | 0 | 0 | 2018 | 0 | 0 | 0 | 0 | 75 | 151.5 | 288.2 | 287.8 | 165.4 | 28.7 | 0 | 0 | 2018 | 0 | 0 | 0 | 0 | 111.7 | 210.9 | 350.2 | 349.8 | 223.4 | 46.2 | 0 | 0 | 2018 | 0.2 | 0.4 | 0 | 1.5 | 155.4 | 270.9 | 412.2 | 411.8 | 283.4 | 70.2 | 1.7 | 0 | 2018 | 2.2 | 3.4 | 0 | 8.2 | 211.2 | 330.9 | 474.2 | 473.8 | 343.4 | 102.6 | 5.5 | 0 |  | 2018 | 0 | 0 | 0 | 0 | 12.3 | 35.5 | 102.7 | 107.6 | 40.6 | 5.5 | 0 | 0
2003-03-01 | 2003 | 3 | -0.20323 | 626.3 | 0 | 564.3 | 0 | 502.3 | 0 | 440.3 | 0 | 378.3 | 0 | 316.3 | 0 | 258.1 | 3.8 |  | 2019 | 0 | 0 | 0 | 0 | 0.4 | 34.1 | 152.6 | 102.7 | 35.4 | 4.9 | 0 | 0 | 2019 | 0 | 0 | 0 | 0 | 4.6 | 61.2 | 214.6 | 163.3 | 78.7 | 8.4 | 0 | 0 | 2019 | 0 | 0 | 0 | 0 | 14.6 | 103.6 | 276.6 | 225.3 | 133.9 | 16 | 0 | 0 | 2019 | 0 | 0 | 0 | 1.4 | 34.3 | 159.4 | 338.6 | 287.3 | 193.6 | 35.9 | 0 | 0 | 2019 | 0 | 0 | 0 | 4.8 | 65.9 | 219.2 | 400.6 | 349.3 | 253.6 | 76.3 | 0 | 0 | 2019 | 0 | 2 | 0.1 | 19.5 | 108.2 | 279.2 | 462.6 | 411.3 | 313.6 | 128.2 | 1.8 | 0 |  | 2019 | 0 | 0 | 0 | 0 | 0 | 16.1 | 92 | 50 | 11.6 | 2.9 | 0 | 0
2003-04-01 | 2003 | 4 | 5.29 | 441.3 | 0 | 382.8 | 1.5 | 326.2 | 4.9 | 270.7 | 9.4 | 216.7 | 15.4 | 163.9 | 22.6 | 118.2 | 36.9 |  | 2020 | 0 | 0 | 0 | 0 | 16.9253 | 54.3321 | 152.0011 | 115.8168 | 54.0063 | 5.5389 | 0 | 0 | 2020 | 0 | 0 | 0 | 0 | 31.7642 | 91.1121 | 213.0053 | 175.0021 | 92.3253 | 14.8616 | 0.013684 | 0 | 2020 | 0 | 0 | 0.026842 | 0 | 53.2642 | 141.6447 | 274.9679 | 237.0295 | 141.8489 | 32.1616 | 0.72421 | 0 | 2020 | 0.073684 | 0 | 0.38579 | 3.2416 | 83.8321 | 200.6768 | 336.9679 | 299.0295 | 199.1668 | 58.4279 | 2.7821 | 0 | 2020 | 0.33158 | 0.18842 | 1.52 | 11.3116 | 123.4579 | 260.8032 | 398.9679 | 361.0295 | 259.7547 | 95.6737 | 8.8668 | 0 | 2020 | 1.2895 | 1.5874 | 5.0558 | 25.8963 | 175.1005 | 320.8589 | 460.9679 | 423.0295 | 320.1889 | 143.8953 | 19.7279 | 1.1937 |  | 2020 | 0 | 0 | 0 | 0 | 7.5521 | 27.4495 | 94.8032 | 64.7753 | 28.4932 | 1.9337 | 0 | 0
2003-05-01 | 2003 | 5 | 10.5677 | 292.4 | 0 | 230.4 | 0 | 169.4 | 1 | 110.4 | 4 | 61.2 | 16.8 | 24.1 | 41.7 | 6.3 | 85.9 |  | 2021 | 0 | 0 | 0 | 0 | 17.4005 | 53.7856 | 154.5164 | 115.838 | 54.7269 | 5.6379 | 0 | 0 | 2021 | 0 | 0 | 0 | 0 | 32.6241 | 90.3685 | 215.6505 | 174.9942 | 93.1605 | 15.2017 | 0.014511 | 0 | 2021 | 0 | 0 | 0.02797 | 0 | 54.5398 | 140.9895 | 277.6186 | 237.0404 | 142.7893 | 32.9032 | 0.73985 | 0 | 2021 | 0.067368 | 0 | 0.39158 | 2.7674 | 85.5014 | 200.2823 | 339.6186 | 299.0404 | 200.2751 | 59.5658 | 2.7356 | 0 | 2021 | 0.32459 | 0.20113 | 1.5029 | 10.646 | 125.2058 | 260.4935 | 401.6186 | 361.0404 | 261.028 | 97.2545 | 8.7594 | 0 | 2021 | 1.2989 | 1.669 | 5.0044 | 25.0683 | 176.9025 | 320.5593 | 463.6186 | 423.0404 | 321.5279 | 145.9577 | 19.3801 | 1.1317 |  | 2021 | 0 | 0 | 0 | 0 | 7.7442 | 27.0304 | 96.6706 | 64.742 | 29.0349 | 1.9845 | 0 | 0
2003-06-01 | 2003 | 6 | 17.5067 | 106.3 | 31.5 | 68.1 | 53.3 | 37.8 | 83 | 18.8 | 124 | 4.9 | 170.1 | 0.8 | 226 | 0 | 285.2
2003-07-01 | 2003 | 7 | 20.7097 | 20.6 | 42.6 | 3.4 | 87.4 | 0 | 146 | 0 | 208 | 0 | 270 | 0 | 332 | 0 | 394 |  | 10-year | 0 | 0 | 0 | 0 | 15.99 | 56.36 | 145.71 | 117.85 | 49.72 | 4.41 | 0 | 0 | 10-year | 0 | 0 | 0 | 0.17 | 30.08 | 94.58 | 206.28 | 177.64 | 85.65 | 12.22 | 0.01 | 0 | 10-year | 0 | 0 | 0.03 | 1.45 | 50.69 | 145.18 | 268.19 | 239.59 | 132.95 | 27.9 | 0.69 | 0 | 10-year | 0 | 0 | 0.42 | 5.75 | 80 | 202.83 | 330.19 | 301.59 | 188.23 | 52.57 | 3.47 | 0 | 10-year | 0.13 | 0.11 | 2.02 | 15.1 | 120.34 | 262.45 | 392.19 | 363.59 | 247.74 | 87.36 | 10.49 | 0.35 | 10-year | 0.86 | 1.09 | 6.55 | 30.76 | 172.08 | 322.45 | 454.19 | 425.59 | 307.74 | 133.13 | 23.28 | 1.97 |  | 10-year | 0 | 0 | 0 | 0 | 7.31 | 28.76 | 91.2 | 66.14 | 26.17 | 1.33 | 0 | 0
2003-08-01 | 2003 | 8 | 21.7935 | 13.2 | 68.8 | 1.4 | 119 | 0 | 179.6 | 0 | 241.6 | 0 | 303.6 | 0 | 365.6 | 0 | 427.6
2003-09-01 | 2003 | 9 | 17.2733 | 84.9 | 3.1 | 36.3 | 14.5 | 15.1 | 53.3 | 6.4 | 104.6 | 1.8 | 160 | 0 | 218.2 | 0 | 278.2
2003-10-01 | 2003 | 10 | 9.1032 | 337.8 | 0 | 275.8 | 0 | 213.8 | 0 | 153 | 1.2 | 99.2 | 9.4 | 54 | 26.2 | 20.6 | 54.8 |  | 10 Year Average | May: 20 Year Trend (2021) | 10 Year Average |  |  |  |  | 20 Year Trend (2021) | [7 empty] | 10 Year Average |  |  |  |  | 20 Year Trend (2021) | [7 empty] | 10 Year Average |  |  |  |  | 20 Year Trend (2021) | [7 empty] | 10 Year Average |  |  |  |  | 20 Year Trend (2021) | [7 empty] | 10 Year Average |  |  |  |  | 20 Year Trend (2021) | [8 empty] | 10 Year Average |  |  |  |  | 20 Year Trend (2021)
2003-11-01 | 2003 | 11 | 6.1 | 417 | 0 | 357 | 0 | 297 | 0 | 237 | 0 | 178.2 | 1.2 | 121.5 | 4.5 | 72.7 | 15.7 |  |  | Feb: HDD18; Mar: CDD18; July: HDD18; August: CDD18 |  |  | HDD16 | CDD16 |  |  |  | HDD16 | CDD16 | [6 empty] | HDD14 | CDD14 |  |  |  | HDD14 | CDD14 | [6 empty] | HDD12 | CDD12 |  |  |  | HDD12 | CDD12 | [6 empty] | HDD10 | CDD10 |  |  |  | HDD10 | CDD10 | [6 empty] | HDD8 | CDD8 |  |  |  | HDD8 | CDD8 | [7 empty] | HDD20 | CDD20 |  |  |  | HDD20 | CDD20
2003-12-01 | 2003 | 12 | 1.3613 | 577.8 | 0 | 515.8 | 0 | 453.8 | 0 | 391.8 | 0 | 329.8 | 0 | 267.8 | 0 | 206 | 0.2 |  | Burlington Pier | Jan: January; Feb: 663.14; Mar: 0; May: Burlington Pier; June: January; July: 665.4654; August: 0 | Burlington Pier | January | 601.14 | 0 |  | Burlington Pier | January | 603.4654 | 0 |  |  |  |  | Burlington Pier | January | 539.14 | 0 |  | Burlington Pier | January | 541.4654 | 0 |  |  |  |  | Burlington Pier | January | 477.14 | 0 |  | Burlington Pier | January | 479.5328 | 0.067368 |  |  |  |  | Burlington Pier | January | 415.27 | 0.13 |  | Burlington Pier | January | 417.79 | 0.32459 |  |  |  |  | Burlington Pier | January | 354 | 0.86 |  | Burlington Pier | January | 356.7644 | 1.2989 | [5 empty] | Burlington Pier | January | 725.14 | 0 |  | Burlington Pier | January | 727.4654 | 0
2004-01-01 | 2004 | 1 | -7.2935 | 846.1 | 0 | 784.1 | 0 | 722.1 | 0 | 660.1 | 0 | 598.1 | 0 | 536.1 | 0 | 475.5 | 1.4 |  | Burlington Pier | Jan: February; Feb: 586.25; Mar: 0; May: Burlington Pier; June: February; July: 590.4059; August: 0 | Burlington Pier | February | 529.85 | 0 |  | Burlington Pier | February | 534.1653 | 0 |  |  |  |  | Burlington Pier | February | 473.45 | 0 |  | Burlington Pier | February | 477.9247 | 0 |  |  |  |  | Burlington Pier | February | 417.05 | 0 |  | Burlington Pier | February | 421.6841 | 0 |  |  |  |  | Burlington Pier | February | 360.76 | 0.11 |  | Burlington Pier | February | 365.6446 | 0.20113 |  |  |  |  | Burlington Pier | February | 305.34 | 1.09 |  | Burlington Pier | February | 310.8719 | 1.669 | [5 empty] | Burlington Pier | February | 642.65 | 0 |  | Burlington Pier | February | 646.6465 | 0
2004-02-01 | 2004 | 2 | -1.8241 | 632.9 | 0 | 574.9 | 0 | 516.9 | 0 | 458.9 | 0 | 400.9 | 0 | 342.9 | 0 | 284.9 | 0 |  | Burlington Pier | Jan: March; Feb: 518.29; Mar: 0; May: Burlington Pier; June: March; July: 542.096; August: 0 | Burlington Pier | March | 456.29 | 0 |  | Burlington Pier | March | 480.096 | 0 |  |  |  |  | Burlington Pier | March | 394.32 | 0.03 |  | Burlington Pier | March | 418.124 | 0.02797 |  |  |  |  | Burlington Pier | March | 332.71 | 0.42 |  | Burlington Pier | March | 356.4876 | 0.39158 |  |  |  |  | Burlington Pier | March | 272.31 | 2.02 |  | Burlington Pier | March | 295.5989 | 1.5029 |  |  |  |  | Burlington Pier | March | 214.84 | 6.55 |  | Burlington Pier | March | 237.1005 | 5.0044 | [5 empty] | Burlington Pier | March | 580.29 | 0 |  | Burlington Pier | March | 604.096 | 0
2004-03-01 | 2004 | 3 | 2.6419 | 538.1 | 0 | 476.1 | 0 | 414.1 | 0 | 352.1 | 0 | 292.1 | 2 | 233.7 | 5.6 | 177.8 | 11.7 |  | Burlington Pier | Jan: April; Feb: 338.79; Mar: 0; May: Burlington Pier; June: April; July: 348.619; August: 0 | Burlington Pier | April | 278.96 | 0.17 |  | Burlington Pier | April | 288.3708 | 0 |  |  |  |  | Burlington Pier | April | 220.24 | 1.45 |  | Burlington Pier | April | 228.6675 | 0 |  |  |  |  | Burlington Pier | April | 164.54 | 5.75 |  | Burlington Pier | April | 171.7747 | 2.7674 |  |  |  |  | Burlington Pier | April | 113.89 | 15.1 |  | Burlington Pier | April | 119.6532 | 10.646 |  |  |  |  | Burlington Pier | April | 69.55 | 30.76 |  | Burlington Pier | April | 74.0756 | 25.0683 | [5 empty] | Burlington Pier | April | 398.79 | 0 |  | Burlington Pier | April | 408.9036 | 0
2004-04-01 | 2004 | 4 | 6.9367 | 391.9 | 0 | 332.6 | 0.7 | 275 | 3.1 | 219.2 | 7.3 | 166.1 | 14.2 | 119.8 | 27.9 | 76 | 44.1 |  | Burlington Pier | Jan: May; Feb: 157.91; Mar: 15.99; May: Burlington Pier; June: May; July: 154.4739; August: 17.4005 | Burlington Pier | May | 110 | 30.08 |  | Burlington Pier | May | 107.6975 | 32.6241 |  |  |  |  | Burlington Pier | May | 68.61 | 50.69 |  | Burlington Pier | May | 67.6132 | 54.5398 |  |  |  |  | Burlington Pier | May | 35.92 | 80 |  | Burlington Pier | May | 36.5747 | 85.5014 |  |  |  |  | Burlington Pier | May | 14.26 | 120.34 |  | Burlington Pier | May | 14.2792 | 125.2058 |  |  |  |  | Burlington Pier | May | 4 | 172.08 |  | Burlington Pier | May | 3.9759 | 176.9025 | [5 empty] | Burlington Pier | May | 211.23 | 7.31 |  | Burlington Pier | May | 206.8176 | 7.7442
2004-05-01 | 2004 | 5 | 12.4323 | 234.6 | 0 | 173.5 | 0.9 | 115.7 | 5.1 | 69 | 20.4 | 34.8 | 48.2 | 16 | 91.4 | 5.6 | 143 |  | Burlington Pier | Jan: June; Feb: 33.91; Mar: 56.36; May: Burlington Pier; June: June; July: 33.2263; August: 53.7856 | Burlington Pier | June | 12.13 | 94.58 |  | Burlington Pier | June | 9.8092 | 90.3685 |  |  |  |  | Burlington Pier | June | 2.73 | 145.18 |  | Burlington Pier | June | 0.43015 | 140.9895 |  |  |  |  | Burlington Pier | June | 0.38 | 202.83 |  | Burlington Pier | June | 0 | 200.2823 |  |  |  |  | Burlington Pier | June | 0 | 262.45 |  | Burlington Pier | June | 0 | 260.4935 |  |  |  |  | Burlington Pier | June | 0 | 322.45 |  | Burlington Pier | June | 0 | 320.5593 | [5 empty] | Burlington Pier | June | 66.31 | 28.76 |  | Burlington Pier | June | 66.4711 | 27.0304
2004-06-01 | 2004 | 6 | 17.4667 | 90.7 | 14.7 | 47.6 | 31.6 | 20 | 64 | 5.4 | 109.4 | 0.8 | 164.8 | 0 | 224 | 0 | 284 |  | Burlington Pier | Jan: July; Feb: 1.52; Mar: 145.71; May: Burlington Pier; June: July; July: 0.89774; August: 154.5164 | Burlington Pier | July | 0.09 | 206.28 |  | Burlington Pier | July | 0.03188 | 215.6505 |  |  |  |  | Burlington Pier | July | 0 | 268.19 |  | Burlington Pier | July | 0 | 277.6186 |  |  |  |  | Burlington Pier | July | 0 | 330.19 |  | Burlington Pier | July | 0 | 339.6186 |  |  |  |  | Burlington Pier | July | 0 | 392.19 |  | Burlington Pier | July | 0 | 401.6186 |  |  |  |  | Burlington Pier | July | 0 | 454.19 |  | Burlington Pier | July | 0 | 463.6186 | [5 empty] | Burlington Pier | July | 9.01 | 91.2 |  | Burlington Pier | July | 5.052 | 96.6706
2004-07-01 | 2004 | 7 | 20.2903 | 24.4 | 33.4 | 4 | 75 | 0 | 133 | 0 | 195 | 0 | 257 | 0 | 319 | 0 | 381 |  | Burlington Pier | Jan: August; Feb: 2.26; Mar: 117.85; May: Burlington Pier; June: August; July: 2.7976; August: 115.838 | Burlington Pier | August | 0.05 | 177.64 |  | Burlington Pier | August | 0 | 174.9942 |  |  |  |  | Burlington Pier | August | 0 | 239.59 |  | Burlington Pier | August | 0 | 237.0404 |  |  |  |  | Burlington Pier | August | 0 | 301.59 |  | Burlington Pier | August | 0 | 299.0404 |  |  |  |  | Burlington Pier | August | 0 | 363.59 |  | Burlington Pier | August | 0 | 361.0404 |  |  |  |  | Burlington Pier | August | 0 | 425.59 |  | Burlington Pier | August | 0 | 423.0404 | [5 empty] | Burlington Pier | August | 12.55 | 66.14 |  | Burlington Pier | August | 13.7016 | 64.742
2004-08-01 | 2004 | 8 | 19.929 | 30.3 | 28.1 | 6.2 | 66 | 1.2 | 123 | 0 | 183.8 | 0 | 245.8 | 0 | 307.8 | 0 | 369.8 |  | Burlington Pier | Jan: September; Feb: 41.98; Mar: 49.72; May: Burlington Pier; June: September; July: 32.9933; August: 54.7269 | Burlington Pier | September | 17.91 | 85.65 |  | Burlington Pier | September | 11.4269 | 93.1605 |  |  |  |  | Burlington Pier | September | 5.21 | 132.95 |  | Burlington Pier | September | 1.0557 | 142.7893 |  |  |  |  | Burlington Pier | September | 0.49 | 188.23 |  | Burlington Pier | September | 0 | 200.2751 |  |  |  |  | Burlington Pier | September | 0 | 247.74 |  | Burlington Pier | September | 0 | 261.028 |  |  |  |  | Burlington Pier | September | 0 | 307.74 |  | Burlington Pier | September | 0 | 321.5279 | [5 empty] | Burlington Pier | September | 78.43 | 26.17 |  | Burlington Pier | September | 67.3013 | 29.0349
2004-09-01 | 2004 | 9 | 19.08 | 50.1 | 22.5 | 22.8 | 55.2 | 9 | 101.4 | 1.4 | 153.8 | 0 | 212.4 | 0 | 272.4 | 0 | 332.4 |  | Burlington Pier | Jan: October; Feb: 191.17; Mar: 4.41; May: Burlington Pier; June: October; July: 176.8975; August: 5.6379 | Burlington Pier | October | 136.98 | 12.22 |  | Burlington Pier | October | 124.4614 | 15.2017 |  |  |  |  | Burlington Pier | October | 90.66 | 27.9 |  | Burlington Pier | October | 80.1628 | 32.9032 |  |  |  |  | Burlington Pier | October | 53.33 | 52.57 |  | Burlington Pier | October | 44.8254 | 59.5658 |  |  |  |  | Burlington Pier | October | 26.12 | 87.36 |  | Burlington Pier | October | 20.5141 | 97.2545 |  |  |  |  | Burlington Pier | October | 9.89 | 133.13 |  | Burlington Pier | October | 7.2173 | 145.9577 | [5 empty] | Burlington Pier | October | 250.09 | 1.33 |  | Burlington Pier | October | 235.2441 | 1.9845
2004-10-01 | 2004 | 10 | 10.9935 | 279.2 | 0 | 218.4 | 1.2 | 161.1 | 5.9 | 111.3 | 18.1 | 66.4 | 35.2 | 29.6 | 60.4 | 7.7 | 100.5 |  | Burlington Pier | Jan: November; Feb: 384.19; Mar: 0; May: Burlington Pier; June: November; July: 405.6603; August: 0 | Burlington Pier | November | 324.2 | 0.01 |  | Burlington Pier | November | 345.6748 | 0.014511 |  |  |  |  | Burlington Pier | November | 264.88 | 0.69 |  | Burlington Pier | November | 286.4002 | 0.73985 |  |  |  |  | Burlington Pier | November | 207.66 | 3.47 |  | Burlington Pier | November | 228.3959 | 2.7356 |  |  |  |  | Burlington Pier | November | 154.68 | 10.49 |  | Burlington Pier | November | 174.4197 | 8.7594 |  |  |  |  | Burlington Pier | November | 107.47 | 23.28 |  | Burlington Pier | November | 125.0404 | 19.3801 | [5 empty] | Burlington Pier | November | 444.19 | 0 |  | Burlington Pier | November | 465.6603 | 0
2004-11-01 | 2004 | 11 | 6.5667 | 403 | 0 | 343 | 0 | 283 | 0 | 223 | 0 | 163 | 0 | 106.1 | 3.1 | 58.7 | 15.7 |  | Burlington Pier | Jan: December; Feb: 537.65; Mar: 0; May: Burlington Pier; June: December; July: 520.6261; August: 0 | Burlington Pier | December | 475.65 | 0 |  | Burlington Pier | December | 458.6261 | 0 |  |  |  |  | Burlington Pier | December | 413.65 | 0 |  | Burlington Pier | December | 396.5291 | 0 |  |  |  |  | Burlington Pier | December | 351.65 | 0 |  | Burlington Pier | December | 334.3351 | 0 |  |  |  |  | Burlington Pier | December | 290 | 0.35 |  | Burlington Pier | December | 272.4174 | 0 |  |  |  |  | Burlington Pier | December | 229.62 | 1.97 |  | Burlington Pier | December | 211.7577 | 1.1317 | [5 empty] | Burlington Pier | December | 599.65 | 0 |  | Burlington Pier | December | 582.6261 | 0
2004-12-01 | 2004 | 12 | -0.71935 | 642.3 | 0 | 580.3 | 0 | 518.3 | 0 | 456.3 | 0 | 394.3 | 0 | 332.3 | 0 | 270.6 | 0.3
2005-01-01 | 2005 | 1 | -4.8516 | 770.4 | 0 | 708.4 | 0 | 646.4 | 0 | 584.4 | 0 | 522.4 | 0 | 460.4 | 0 | 400.1 | 1.7
2005-02-01 | 2005 | 2 | -2.7857 | 638 | 0 | 582 | 0 | 526 | 0 | 470 | 0 | 414 | 0 | 358 | 0 | 302 | 0
2005-03-01 | 2005 | 3 | -0.96129 | 649.8 | 0 | 587.8 | 0 | 525.8 | 0 | 463.8 | 0 | 401.8 | 0 | 339.8 | 0 | 279.4 | 1.6 | [68 empty] | HDD8 | CDD8 | HDD10 | CDD10 | HDD12 | CDD12 | HDD14 | CDD14 | HDD16 | CDD16 | HDD18 | CDD18 | HDD20 | CDD20
2005-04-01 | 2005 | 4 | 7.1567 | 385.3 | 0 | 325.3 | 0 | 265.3 | 0 | 206.7 | 1.4 | 149.3 | 4 | 97.8 | 12.5 | 51.4 | 26.1 | [67 empty] | January | 354 | 0.86 | 415.27 | 0.13 | 477.14 | 0 | 539.14 | 0 | 601.14 | 0 | 663.14 | 0 | 725.14 | 0
2005-05-01 | 2005 | 5 | 11.2452 | 271.4 | 0 | 209.4 | 0 | 151.3 | 3.9 | 102.6 | 17.2 | 61.4 | 38 | 29.5 | 68.1 | 11.6 | 112.2 | [67 empty] | February | 305.34 | 1.09 | 360.76 | 0.11 | 417.05 | 0 | 473.45 | 0 | 529.85 | 0 | 586.25 | 0 | 642.65 | 0
2005-06-01 | 2005 | 6 | 21.34 | 33.5 | 73.7 | 13.6 | 113.8 | 1.7 | 161.9 | 0 | 220.2 | 0 | 280.2 | 0 | 340.2 | 0 | 400.2 | [67 empty] | March | 214.84 | 6.55 | 272.31 | 2.02 | 332.71 | 0.42 | 394.32 | 0.03 | 456.29 | 0 | 518.29 | 0 | 580.29 | 0
2005-07-01 | 2005 | 7 | 23.4613 | 5.7 | 113 | 1.5 | 170.8 | 0 | 231.3 | 0 | 293.3 | 0 | 355.3 | 0 | 417.3 | 0 | 479.3 | [67 empty] | April | 69.55 | 30.76 | 113.89 | 15.1 | 164.54 | 5.75 | 220.24 | 1.45 | 278.96 | 0.17 | 338.79 | 0 | 398.79 | 0
2005-08-01 | 2005 | 8 | 22.8968 | 3.1 | 92.9 | 0 | 151.8 | 0 | 213.8 | 0 | 275.8 | 0 | 337.8 | 0 | 399.8 | 0 | 461.8 | [67 empty] | May | 4 | 172.08 | 14.26 | 120.34 | 35.92 | 80 | 68.61 | 50.69 | 110 | 30.08 | 157.91 | 15.99 | 211.23 | 7.31
2005-09-01 | 2005 | 9 | 20.1533 | 28.3 | 32.9 | 10 | 74.6 | 2.1 | 126.7 | 0 | 184.6 | 0 | 244.6 | 0 | 304.6 | 0 | 364.6 | [67 empty] | June | 0 | 322.45 | 0 | 262.45 | 0.38 | 202.83 | 2.73 | 145.18 | 12.13 | 94.58 | 33.91 | 56.36 | 66.31 | 28.76
2005-10-01 | 2005 | 10 | 11.6774 | 259.1 | 1.1 | 199.8 | 3.8 | 145.8 | 11.8 | 93.9 | 21.9 | 52 | 42 | 27.1 | 79.1 | 9.1 | 123.1 | [67 empty] | July | 0 | 454.19 | 0 | 392.19 | 0 | 330.19 | 0 | 268.19 | 0.09 | 206.28 | 1.52 | 145.71 | 9.01 | 91.2
2005-11-01 | 2005 | 11 | 6.7867 | 396.4 | 0 | 336.4 | 0 | 276.4 | 0 | 216.7 | 0.3 | 164.1 | 7.7 | 119.9 | 23.5 | 87.3 | 50.9 | [67 empty] | August | 0 | 425.59 | 0 | 363.59 | 0 | 301.59 | 0 | 239.59 | 0.05 | 177.64 | 2.26 | 117.85 | 12.55 | 66.14
2005-12-01 | 2005 | 12 | -1.9742 | 681.2 | 0 | 619.2 | 0 | 557.2 | 0 | 495.2 | 0 | 433.2 | 0 | 371.2 | 0 | 309.2 | 0 | [67 empty] | September | 0 | 307.74 | 0 | 247.74 | 0.49 | 188.23 | 5.21 | 132.95 | 17.91 | 85.65 | 41.98 | 49.72 | 78.43 | 26.17
2006-01-01 | 2006 | 1 | 1.6419 | 569.1 | 0 | 507.1 | 0 | 445.1 | 0 | 383.1 | 0 | 321.1 | 0 | 259.1 | 0 | 197.1 | 0 | [67 empty] | October | 9.89 | 133.13 | 26.12 | 87.36 | 53.33 | 52.57 | 90.66 | 27.9 | 136.98 | 12.22 | 191.17 | 4.41 | 250.09 | 1.33
2006-02-01 | 2006 | 2 | -1.7714 | 609.6 | 0 | 553.6 | 0 | 497.6 | 0 | 441.6 | 0 | 385.6 | 0 | 329.6 | 0 | 273.6 | 0 | [67 empty] | November | 107.47 | 23.28 | 154.68 | 10.49 | 207.66 | 3.47 | 264.88 | 0.69 | 324.2 | 0.01 | 384.19 | 0 | 444.19 | 0
2006-03-01 | 2006 | 3 | 2.2613 | 549.9 | 0 | 487.9 | 0 | 425.9 | 0 | 363.9 | 0 | 301.9 | 0 | 241.9 | 2 | 184.9 | 7 | [67 empty] | December | 229.62 | 1.97 | 290 | 0.35 | 351.65 | 0 | 413.65 | 0 | 475.65 | 0 | 537.65 | 0 | 599.65 | 0
2006-04-01 | 2006 | 4 | 7.61 | 371.7 | 0 | 311.7 | 0 | 251.7 | 0 | 191.8 | 0.1 | 134.1 | 2.4 | 82.5 | 10.8 | 40 | 28.3
2006-05-01 | 2006 | 5 | 13.4516 | 216 | 13 | 160 | 19 | 105.9 | 26.9 | 62 | 45 | 26 | 71 | 6.5 | 113.5 | 1.3 | 170.3
2006-06-01 | 2006 | 6 | 19.4833 | 48.4 | 32.9 | 19.2 | 63.7 | 6.6 | 111.1 | 0.7 | 165.2 | 0 | 224.5 | 0 | 284.5 | 0 | 344.5 | [73 empty] | HDD8 | CDD8 | HDD10 | CDD10 | HDD12 | CDD12 | HDD14 | CDD14 | HDD16 | CDD16 | HDD18 | CDD18 | HDD20 | CDD20
2006-07-01 | 2006 | 7 | 22.8387 | 9.6 | 97.6 | 0.8 | 150.8 | 0 | 212 | 0 | 274 | 0 | 336 | 0 | 398 | 0 | 460 | [72 empty] | January | 356.7644 | 1.2989 | 417.79 | 0.32459 | 479.5328 | 0.067368 | 541.4654 | 0 | 603.4654 | 0 | 665.4654 | 0 | 727.4654 | 0
2006-08-01 | 2006 | 8 | 21.3677 | 14.4 | 56.8 | 1.9 | 106.3 | 0 | 166.4 | 0 | 228.4 | 0 | 290.4 | 0 | 352.4 | 0 | 414.4 | [72 empty] | February | 310.8719 | 1.669 | 365.6446 | 0.20113 | 421.6841 | 0 | 477.9247 | 0 | 534.1653 | 0 | 590.4059 | 0 | 646.6465 | 0
2006-09-01 | 2006 | 9 | 16.4833 | 108 | 2.5 | 59.1 | 13.6 | 26.4 | 40.9 | 9.3 | 83.8 | 1.5 | 136 | 0 | 194.5 | 0 | 254.5 | [72 empty] | March | 237.1005 | 5.0044 | 295.5989 | 1.5029 | 356.4876 | 0.39158 | 418.124 | 0.02797 | 480.096 | 0 | 542.096 | 0 | 604.096 | 0
2006-10-01 | 2006 | 10 | 9.9613 | 311.2 | 0 | 249.2 | 0 | 188.7 | 1.5 | 134.5 | 9.3 | 89.5 | 26.3 | 51.2 | 50 | 21.8 | 82.6 | [72 empty] | April | 74.0756 | 25.0683 | 119.6532 | 10.646 | 171.7747 | 2.7674 | 228.6675 | 0 | 288.3708 | 0 | 348.619 | 0 | 408.9036 | 0
2006-11-01 | 2006 | 11 | 5.96 | 421.2 | 0 | 361.2 | 0 | 301.2 | 0 | 241.2 | 0 | 181.2 | 0 | 124.2 | 3 | 76.1 | 14.9 | [72 empty] | May | 3.9759 | 176.9025 | 14.2792 | 125.2058 | 36.5747 | 85.5014 | 67.6132 | 54.5398 | 107.6975 | 32.6241 | 154.4739 | 17.4005 | 206.8176 | 7.7442
2006-12-01 | 2006 | 12 | 3.2645 | 518.8 | 0 | 456.8 | 0 | 394.8 | 0 | 332.8 | 0 | 270.8 | 0 | 208.8 | 0 | 148.3 | 1.5 | [72 empty] | June | 0 | 320.5593 | 0 | 260.4935 | 0 | 200.2823 | 0.43015 | 140.9895 | 9.8092 | 90.3685 | 33.2263 | 53.7856 | 66.4711 | 27.0304
2007-01-01 | 2007 | 1 | -1.3516 | 661.9 | 0 | 599.9 | 0 | 537.9 | 0 | 475.9 | 0 | 413.9 | 0 | 351.9 | 0 | 291.2 | 1.3 | [72 empty] | July | 0 | 463.6186 | 0 | 401.6186 | 0 | 339.6186 | 0 | 277.6186 | 0.03188 | 215.6505 | 0.89774 | 154.5164 | 5.052 | 96.6706
2007-02-01 | 2007 | 2 | -6.7607 | 749.3 | 0 | 693.3 | 0 | 637.3 | 0 | 581.3 | 0 | 525.3 | 0 | 469.3 | 0 | 413.3 | 0 | [72 empty] | August | 0 | 423.0404 | 0 | 361.0404 | 0 | 299.0404 | 0 | 237.0404 | 0 | 174.9942 | 2.7976 | 115.838 | 13.7016 | 64.742
2007-03-01 | 2007 | 3 | 1.1548 | 584.2 | 0 | 522.2 | 0 | 460.2 | 0 | 398.2 | 0 | 336.2 | 0 | 275.5 | 1.3 | 218.7 | 6.5 | [72 empty] | September | 0 | 321.5279 | 0 | 261.028 | 0 | 200.2751 | 1.0557 | 142.7893 | 11.4269 | 93.1605 | 32.9933 | 54.7269 | 67.3013 | 29.0349
2007-04-01 | 2007 | 4 | 6.0633 | 418.1 | 0 | 358.1 | 0 | 299.7 | 1.6 | 244 | 5.9 | 191.8 | 13.7 | 144.3 | 26.2 | 102.7 | 44.6 | [72 empty] | October | 7.2173 | 145.9577 | 20.5141 | 97.2545 | 44.8254 | 59.5658 | 80.1628 | 32.9032 | 124.4614 | 15.2017 | 176.8975 | 5.6379 | 235.2441 | 1.9845
2007-05-01 | 2007 | 5 | 13.3484 | 212.4 | 6.2 | 158.8 | 14.6 | 110.1 | 27.9 | 69.5 | 49.3 | 36 | 77.8 | 11.5 | 115.3 | 1.1 | 166.9 | [72 empty] | November | 125.0404 | 19.3801 | 174.4197 | 8.7594 | 228.3959 | 2.7356 | 286.4002 | 0.73985 | 345.6748 | 0.014511 | 405.6603 | 0 | 465.6603 | 0
2007-06-01 | 2007 | 6 | 20.6833 | 33.2 | 53.7 | 13.6 | 94.1 | 3.5 | 144 | 0 | 200.5 | 0 | 260.5 | 0 | 320.5 | 0 | 380.5 | [72 empty] | December | 211.7577 | 1.1317 | 272.4174 | 0 | 334.3351 | 0 | 396.5291 | 0 | 458.6261 | 0 | 520.6261 | 0 | 582.6261 | 0
2007-07-01 | 2007 | 7 | 20.7129 | 17.9 | 40 | 1.6 | 85.7 | 0 | 146.1 | 0 | 208.1 | 0 | 270.1 | 0 | 332.1 | 0 | 394.1
2007-08-01 | 2007 | 8 | 22.1774 | 13.8 | 81.3 | 2.6 | 132.1 | 0 | 191.5 | 0 | 253.5 | 0 | 315.5 | 0 | 377.5 | 0 | 439.5
2007-09-01 | 2007 | 9 | 18.7967 | 61.8 | 25.7 | 29.1 | 53 | 10.3 | 94.2 | 3.3 | 147.2 | 0.7 | 204.6 | 0 | 263.9 | 0 | 323.9
2007-10-01 | 2007 | 10 | 14.8903 | 165.9 | 7.5 | 118.5 | 22.1 | 77.5 | 43.1 | 41.3 | 68.9 | 16.6 | 106.2 | 4.8 | 156.4 | 1.2 | 214.8
2007-11-01 | 2007 | 11 | 4.6067 | 461.8 | 0 | 401.8 | 0 | 341.8 | 0 | 281.8 | 0 | 223.2 | 1.4 | 165.5 | 3.7 | 114.1 | 12.3
2007-12-01 | 2007 | 12 | -0.61613 | 639.1 | 0 | 577.1 | 0 | 515.1 | 0 | 453.1 | 0 | 391.1 | 0 | 329.1 | 0 | 267.1 | 0
2008-01-01 | 2008 | 1 | -0.34839 | 630.8 | 0 | 568.8 | 0 | 506.8 | 0 | 444.8 | 0 | 385.6 | 2.8 | 327.6 | 6.8 | 269.6 | 10.8
2008-02-01 | 2008 | 2 | -3.3103 | 676 | 0 | 618 | 0 | 560 | 0 | 502 | 0 | 444 | 0 | 386 | 0 | 328 | 0
2008-03-01 | 2008 | 3 | -0.29032 | 629 | 0 | 567 | 0 | 505 | 0 | 443 | 0 | 381 | 0 | 319 | 0 | 257 | 0
2008-04-01 | 2008 | 4 | 7.85 | 364.5 | 0 | 304.5 | 0 | 244.5 | 0 | 184.5 | 0 | 129 | 4.5 | 81.6 | 17.1 | 45 | 40.5
2008-05-01 | 2008 | 5 | 11.9387 | 249.9 | 0 | 190.4 | 2.5 | 132.9 | 7 | 80.1 | 16.2 | 40.2 | 38.3 | 14.6 | 74.7 | 4.6 | 126.7
2008-06-01 | 2008 | 6 | 19.1833 | 57.2 | 32.7 | 32.2 | 67.7 | 14.3 | 109.8 | 2.2 | 157.7 | 0 | 215.5 | 0 | 275.5 | 0 | 335.5
2008-07-01 | 2008 | 7 | 21.6258 | 13.2 | 63.6 | 2.3 | 114.7 | 0 | 174.4 | 0 | 236.4 | 0 | 298.4 | 0 | 360.4 | 0 | 422.4
2008-08-01 | 2008 | 8 | 20.0387 | 30.9 | 32.1 | 8.1 | 71.3 | 1 | 126.2 | 0 | 187.2 | 0 | 249.2 | 0 | 311.2 | 0 | 373.2
2008-09-01 | 2008 | 9 | 17.9333 | 77.8 | 15.8 | 36.6 | 34.6 | 8.7 | 66.7 | 0 | 118 | 0 | 178 | 0 | 238 | 0 | 298
2008-10-01 | 2008 | 10 | 10.5677 | 292.4 | 0 | 231.5 | 1.1 | 171.6 | 3.2 | 114.9 | 8.5 | 68.2 | 23.8 | 35.1 | 52.7 | 17.2 | 96.8
2008-11-01 | 2008 | 11 | 4.2067 | 473.8 | 0 | 413.8 | 0 | 353.8 | 0 | 295.1 | 1.3 | 237.1 | 3.3 | 184.7 | 10.9 | 136.5 | 22.7
2008-12-01 | 2008 | 12 | -1.3129 | 660.7 | 0 | 598.7 | 0 | 536.7 | 0 | 474.7 | 0 | 412.7 | 0 | 350.7 | 0 | 290.2 | 1.5 | Res_NoCDM | GS_lt_50_NoCDM | Jan: GS_gt_50_NoCDM
2009-01-01 | 2009 | 1 | -6.7387 | 828.9 | 0 | 766.9 | 0 | 704.9 | 0 | 642.9 | 0 | 580.9 | 0 | 518.9 | 0 | 456.9 | 0
2009-02-01 | 2009 | 2 | -2.075 | 618.1 | 0 | 562.1 | 0 | 506.1 | 0 | 450.1 | 0 | 394.1 | 0 | 338.1 | 0 | 282.1 | 0
2009-03-01 | 2009 | 3 | 1.5323 | 572.5 | 0 | 510.5 | 0 | 448.5 | 0 | 386.5 | 0 | 324.5 | 0 | 263.4 | 0.9 | 205 | 4.5
2009-04-01 | 2009 | 4 | 7.31 | 380.7 | 0 | 320.7 | 0 | 261.8 | 1.1 | 205.7 | 5 | 152.6 | 11.9 | 105.4 | 24.7 | 60.2 | 39.5
2009-05-01 | 2009 | 5 | 12.7548 | 225.9 | 1.3 | 168 | 5.4 | 113.3 | 12.7 | 64.6 | 26 | 30.3 | 53.7 | 7.1 | 92.5 | 0 | 147.4
2009-06-01 | 2009 | 6 | 17.4433 | 96.3 | 19.6 | 59.2 | 42.5 | 29.5 | 72.8 | 9.3 | 112.6 | 0.9 | 164.2 | 0 | 223.3 | 0 | 283.3
2009-07-01 | 2009 | 7 | 19.2355 | 40.3 | 16.6 | 9.5 | 47.8 | 0.1 | 100.4 | 0 | 162.3 | 0 | 224.3 | 0 | 286.3 | 0 | 348.3
2009-08-01 | 2009 | 8 | 21.2968 | 19.3 | 59.5 | 4.8 | 107 | 0 | 164.2 | 0 | 226.2 | 0 | 288.2 | 0 | 350.2 | 0 | 412.2
2009-09-01 | 2009 | 9 | 17.5133 | 81.1 | 6.5 | 40.5 | 25.9 | 17 | 62.4 | 5.8 | 111.2 | 2.4 | 167.8 | 0.4 | 225.8 | 0 | 285.4
2009-10-01 | 2009 | 10 | 9.6516 | 320.8 | 0 | 258.8 | 0 | 196.8 | 0 | 135.7 | 0.9 | 82.4 | 9.6 | 46.4 | 35.6 | 25.6 | 76.8
2009-11-01 | 2009 | 11 | 7.1467 | 385.6 | 0 | 325.6 | 0 | 265.6 | 0 | 205.6 | 0 | 147.1 | 1.5 | 91 | 5.4 | 42 | 16.4
2009-12-01 | 2009 | 12 | -0.71613 | 642.2 | 0 | 580.2 | 0 | 518.2 | 0 | 456.2 | 0 | 394.2 | 0 | 332.2 | 0 | 270.5 | 0.3
2010-01-01 | 2010 | 1 | -3.5871 | 731.2 | 0 | 669.2 | 0 | 607.2 | 0 | 545.2 | 0 | 483.2 | 0 | 421.2 | 0 | 359.2 | 0 | 27.6444 | 102.0627 | Jan: 2565.6671
2010-02-01 | 2010 | 2 | -2.0214 | 616.6 | 0 | 560.6 | 0 | 504.6 | 0 | 448.6 | 0 | 392.6 | 0 | 336.6 | 0 | 280.6 | 0 | 25.2445 | 103.4436 | Jan: 2588.8357
2010-03-01 | 2010 | 3 | 4.5032 | 480.4 | 0 | 418.4 | 0 | 356.4 | 0 | 294.4 | 0 | 232.4 | 0 | 172.7 | 2.3 | 118.9 | 10.5 | 22.8678 | 92.1716 | Jan: 2496.7454
2010-04-01 | 2010 | 4 | 9.7033 | 308.9 | 0 | 248.9 | 0 | 188.9 | 0 | 130.3 | 1.4 | 78.5 | 9.6 | 39.8 | 30.9 | 11.4 | 62.5 | 21.1724 | 85.3772 | Jan: 2347.9767
2010-05-01 | 2010 | 5 | 14.5484 | 178.6 | 9.6 | 131.8 | 24.8 | 91.8 | 46.8 | 59.9 | 76.9 | 36.5 | 115.5 | 20 | 161 | 6 | 209 | 24.9338 | 88.4054 | Jan: 2436.0054
2010-06-01 | 2010 | 6 | 19.37 | 47.6 | 28.7 | 20.3 | 61.4 | 3.9 | 105 | 0 | 161.1 | 0 | 221.1 | 0 | 281.1 | 0 | 341.1 | 29.7148 | 96.1435 | Jan: 2611.6087
2010-07-01 | 2010 | 7 | 23.4129 | 6.2 | 112 | 0.6 | 168.4 | 0 | 229.8 | 0 | 291.8 | 0 | 353.8 | 0 | 415.8 | 0 | 477.8 | 34.2109 | 103.7429 | Jan: 2717.1797
2010-08-01 | 2010 | 8 | 22.7 | 6.1 | 89.8 | 0 | 145.7 | 0 | 207.7 | 0 | 269.7 | 0 | 331.7 | 0 | 393.7 | 0 | 455.7 | 31.8141 | 101.9658 | Jan: 2683.2693
2010-09-01 | 2010 | 9 | 16.9533 | 113.9 | 22.5 | 67.5 | 36.1 | 28.2 | 56.8 | 5.8 | 94.4 | 0.1 | 148.7 | 0 | 208.6 | 0 | 268.6 | 26.3089 | 89.6972 | Jan: 2452.4984
2010-10-01 | 2010 | 10 | 11.5581 | 261.7 | 0 | 199.9 | 0.2 | 141.1 | 3.4 | 89.2 | 13.5 | 44.2 | 30.5 | 16 | 64.3 | 5.9 | 116.2 | 22.9447 | 85.1142 | Jan: 2278.7572
2010-11-01 | 2010 | 11 | 5.2633 | 442.1 | 0 | 382.1 | 0 | 322.1 | 0 | 262.1 | 0 | 202.7 | 0.6 | 145 | 2.9 | 91 | 8.9 | 22.819 | 90.0795 | Jan: 2371.9136
2010-12-01 | 2010 | 12 | -2.4387 | 695.6 | 0 | 633.6 | 0 | 571.6 | 0 | 509.6 | 0 | 447.6 | 0 | 385.6 | 0 | 323.9 | 0.3 | 26.1456 | 96.9931 | Jan: 2384.7853
2011-01-01 | 2011 | 1 | -5.4419 | 788.7 | 0 | 726.7 | 0 | 664.7 | 0 | 602.7 | 0 | 540.7 | 0 | 478.7 | 0 | 416.7 | 0 | 27.3778 | 102.2739 | Jan: 2511.7439
2011-02-01 | 2011 | 2 | -3.6143 | 661.2 | 0 | 605.2 | 0 | 549.2 | 0 | 493.2 | 0 | 437.2 | 0 | 381.2 | 0 | 325.2 | 0 | 25.5685 | 102.1467 | Jan: 2624.2549
2011-03-01 | 2011 | 3 | 0.40323 | 607.5 | 0 | 545.5 | 0 | 483.5 | 0 | 421.5 | 0 | 359.5 | 0 | 297.5 | 0 | 237.8 | 2.3 | 23.5215 | 96.1449 | Jan: 2614.6911
2011-04-01 | 2011 | 4 | 6.1433 | 415.7 | 0 | 355.7 | 0 | 295.7 | 0 | 235.7 | 0 | 177.5 | 1.8 | 125.8 | 10.1 | 75.8 | 20.1 | 22.004 | 88.6177 | Jan: 2434.6861
2011-05-01 | 2011 | 5 | 11.9677 | 251.7 | 2.7 | 191.7 | 4.7 | 134.8 | 9.8 | 85.7 | 22.7 | 42.4 | 41.4 | 12.8 | 73.8 | 3.3 | 126.3 | 23.4812 | 86.5648 | Jan: 2439.4811
2011-06-01 | 2011 | 6 | 18.6533 | 53.2 | 12.8 | 22.4 | 42 | 6.8 | 86.4 | 0.3 | 139.9 | 0 | 199.6 | 0 | 259.6 | 0 | 319.6 | 28.367 | 95.0268 | Jan: 2609.7358
2011-07-01 | 2011 | 7 | 24.1258 | 2.6 | 130.5 | 0 | 189.9 | 0 | 251.9 | 0 | 313.9 | 0 | 375.9 | 0 | 437.9 | 0 | 499.9 | 34.0226 | 105.1412 | Jan: 2777.9188
2011-08-01 | 2011 | 8 | 21.8194 | 7.1 | 63.5 | 0 | 118.4 | 0 | 180.4 | 0 | 242.4 | 0 | 304.4 | 0 | 366.4 | 0 | 428.4 | 30.9448 | 100.554 | Jan: 2697.4387
2011-09-01 | 2011 | 9 | 17.6167 | 83.1 | 11.6 | 41.6 | 30.1 | 16.5 | 65 | 5.7 | 114.2 | 0.4 | 168.9 | 0 | 228.5 | 0 | 288.5 | 25.246 | 88.654 | Jan: 2523.2027
2011-10-01 | 2011 | 10 | 11.5871 | 261.7 | 0.9 | 203.5 | 4.7 | 148.4 | 11.6 | 102.2 | 27.4 | 61.1 | 48.3 | 30.6 | 79.8 | 13.2 | 124.4 | 23.0906 | 83.966 | Jan: 2367.0504
2011-11-01 | 2011 | 11 | 8.0533 | 358.4 | 0 | 298.4 | 0 | 238.4 | 0 | 179.4 | 1 | 127.1 | 8.7 | 82 | 23.6 | 50 | 51.6 | 22.6537 | 88.3949 | Jan: 2390.3556
2011-12-01 | 2011 | 12 | 2.4742 | 543.3 | 0 | 481.3 | 0 | 419.3 | 0 | 357.3 | 0 | 295.3 | 0 | 233.4 | 0.1 | 173.9 | 2.6 | 24.0555 | 93.3325 | Jan: 2344.4603
2012-01-01 | 2012 | 1 | -0.34516 | 630.7 | 0 | 568.7 | 0 | 506.7 | 0 | 444.7 | 0 | 382.7 | 0 | 320.7 | 0 | 258.7 | 0 | 25.8031 | 97.5876 | Jan: 2521.7432
2012-02-01 | 2012 | 2 | 0.84828 | 555.4 | 0 | 497.4 | 0 | 439.4 | 0 | 381.4 | 0 | 323.4 | 0 | 265.4 | 0 | 207.4 | 0 | 23.6499 | 97.1596 | Jan: 2526.8517
2012-03-01 | 2012 | 3 | 6.1129 | 430.5 | 0 | 368.5 | 0 | 306.5 | 0 | 244.8 | 0.3 | 184.9 | 2.4 | 132.9 | 12.4 | 93.1 | 34.6 | 21.3601 | 90.2264 | Jan: 2425.5019
2012-04-01 | 2012 | 4 | 7.86 | 364.2 | 0 | 304.2 | 0 | 244.2 | 0 | 186.6 | 2.4 | 134.2 | 10 | 83.5 | 19.3 | 38 | 33.8 | 21.433 | 85.7833 | Jan: 2339.3983
2012-05-01 | 2012 | 5 | 15.4903 | 152 | 12.2 | 101 | 23.2 | 62 | 46.2 | 31.1 | 77.3 | 11.4 | 119.6 | 1.9 | 172.1 | 0 | 232.2 | 23.5401 | 88.0468 | Jan: 2446.7643
2012-06-01 | 2012 | 6 | 20.6333 | 44.2 | 63.2 | 22.7 | 101.7 | 8 | 147 | 1.1 | 200.1 | 0 | 259 | 0 | 319 | 0 | 379 | 30.0118 | 97.4105 | Jan: 2624.0486
2012-07-01 | 2012 | 7 | 24.2258 | 0 | 131 | 0 | 193 | 0 | 255 | 0 | 317 | 0 | 379 | 0 | 441 | 0 | 503 | 34.5997 | 105.1437 | Jan: 2751.9134
2012-08-01 | 2012 | 8 | 22.2194 | 2.7 | 71.5 | 0 | 130.8 | 0 | 192.8 | 0 | 254.8 | 0 | 316.8 | 0 | 378.8 | 0 | 440.8 | 31.3615 | 99.6207 | Jan: 2664.507
2012-09-01 | 2012 | 9 | 17.3867 | 97.3 | 18.9 | 58.4 | 40 | 28.3 | 69.9 | 11.3 | 112.9 | 0.9 | 162.5 | 0 | 221.6 | 0 | 281.6 | 26.2583 | 91.7651 | Jan: 2491.6159
2012-10-01 | 2012 | 10 | 10.8161 | 284.7 | 0 | 223.2 | 0.5 | 164.5 | 3.8 | 110.6 | 11.9 | 66.6 | 29.9 | 29.7 | 55 | 9.2 | 96.5 | 22.9459 | 85.5408 | Jan: 2371.6626
2012-11-01 | 2012 | 11 | 4.8367 | 454.9 | 0 | 394.9 | 0 | 334.9 | 0 | 274.9 | 0 | 216.8 | 1.9 | 161 | 6.1 | 107 | 12.1 | 22.2832 | 91.4382 | Jan: 2426.9585
2012-12-01 | 2012 | 12 | 2.5355 | 541.4 | 0 | 479.4 | 0 | 417.4 | 0 | 355.4 | 0 | 293.4 | 0 | 233.3 | 1.9 | 173.8 | 4.4 | 24.4104 | 93.8871 | Jan: 2335.4203
2013-01-01 | 2013 | 1 | -0.74839 | 643.2 | 0 | 581.2 | 0 | 519.2 | 0 | 457.2 | 0 | 395.2 | 0 | 334.3 | 1.1 | 277.6 | 6.4 | 26.15 | 98.6872 | Jan: 2554.7699
2013-02-01 | 2013 | 2 | -2.9821 | 643.5 | 0 | 587.5 | 0 | 531.5 | 0 | 475.5 | 0 | 419.5 | 0 | 363.5 | 0 | 307.5 | 0 | 24.826 | 100.6639 | Jan: 2593.6065
2013-03-01 | 2013 | 3 | 1.1194 | 585.3 | 0 | 523.3 | 0 | 461.3 | 0 | 399.3 | 0 | 337.3 | 0 | 275.3 | 0 | 214.7 | 1.4 | 23.1146 | 95.7663 | Jan: 2470.6016
2013-04-01 | 2013 | 4 | 6.0467 | 418.6 | 0 | 358.6 | 0 | 298.6 | 0 | 240.2 | 1.6 | 183 | 4.4 | 129.4 | 10.8 | 84.2 | 25.6 | 21.7147 | 90.3292 | Jan: 2401.7881
2013-05-01 | 2013 | 5 | 13.3129 | 216 | 8.7 | 161.5 | 16.2 | 109.9 | 26.6 | 64.6 | 43.3 | 28.2 | 68.9 | 10.7 | 113.4 | 3.5 | 168.2 | 22.5424 | 87.0888 | Jan: 2389.3052
2013-06-01 | 2013 | 6 | 18.4 | 79.4 | 31.4 | 43.6 | 55.6 | 17.8 | 89.8 | 5.6 | 137.6 | 0.1 | 192.1 | 0 | 252 | 0 | 312 | 26.9132 | 93.4651 | Jan: 2529.6688
2013-07-01 | 2013 | 7 | 22.2226 | 14.5 | 83.4 | 0.7 | 131.6 | 0 | 192.9 | 0 | 254.9 | 0 | 316.9 | 0 | 378.9 | 0 | 440.9 | 30.6393 | 101.7378 | Jan: 2673.5175
2013-08-01 | 2013 | 8 | 20.871 | 16.7 | 43.7 | 2.6 | 91.6 | 0 | 151 | 0 | 213 | 0 | 275 | 0 | 337 | 0 | 399 | 28.9065 | 97.1449 | Jan: 2587.1668
2013-09-01 | 2013 | 9 | 16.7667 | 110.8 | 13.8 | 67 | 30 | 34.1 | 57.1 | 12.4 | 95.4 | 1.9 | 144.9 | 0 | 203 | 0 | 263 | 25.5033 | 91.4571 | Jan: 2446.2778
2013-10-01 | 2013 | 10 | 11.8548 | 252.5 | 0 | 193.6 | 3.1 | 138.2 | 9.7 | 93.1 | 26.6 | 62.4 | 57.9 | 40.4 | 97.9 | 21.7 | 141.2 | 22.9868 | 85.9503 | Jan: 2370.5602
2013-11-01 | 2013 | 11 | 3.7767 | 486.7 | 0 | 426.7 | 0 | 366.7 | 0 | 306.7 | 0 | 249.6 | 2.9 | 195.6 | 8.9 | 145 | 18.3 | 23.1563 | 91.7386 | Jan: 2419.3479
2013-12-01 | 2013 | 12 | -2.129 | 686 | 0 | 624 | 0 | 562 | 0 | 500 | 0 | 438 | 0 | 376 | 0 | 314 | 0 | 25.1982 | 98.3468 | Jan: 2415.7399
2014-01-01 | 2014 | 1 | -6.9065 | 834.1 | 0 | 772.1 | 0 | 710.1 | 0 | 648.1 | 0 | 586.1 | 0 | 524.1 | 0 | 462.1 | 0 | 27.6791 | 103.9101 | Jan: 2610.7716
2014-02-01 | 2014 | 2 | -6.8786 | 752.6 | 0 | 696.6 | 0 | 640.6 | 0 | 584.6 | 0 | 528.6 | 0 | 472.6 | 0 | 416.6 | 0 | 26.0263 | 104.944 | Jan: 2623.8024
2014-03-01 | 2014 | 3 | -2.9806 | 712.4 | 0 | 650.4 | 0 | 588.4 | 0 | 526.4 | 0 | 464.4 | 0 | 402.4 | 0 | 340.4 | 0 | 23.8795 | 99.1935 | Jan: 2523.2384
2014-04-01 | 2014 | 4 | 5.8567 | 424.3 | 0 | 364.3 | 0 | 304.3 | 0 | 244.3 | 0 | 185.9 | 1.6 | 131.9 | 7.6 | 82.3 | 18 | 21.6332 | 88.4334 | Jan: 2376.8338
2014-05-01 | 2014 | 5 | 12.8613 | 225.3 | 4 | 169.3 | 10 | 115.5 | 18.2 | 71.1 | 35.8 | 33.9 | 60.6 | 9.6 | 98.3 | 1.3 | 152 | 21.9822 | 85.4611 | Jan: 2337.3783
2014-06-01 | 2014 | 6 | 18.5133 | 65.4 | 20.8 | 31.2 | 46.6 | 10.7 | 86.1 | 1.9 | 137.3 | 0 | 195.4 | 0 | 255.4 | 0 | 315.4 | 25.3404 | 92.3139 | Jan: 2526.3558
2014-07-01 | 2014 | 7 | 19.8258 | 36.6 | 31.2 | 9.4 | 66 | 0.9 | 119.5 | 0 | 180.6 | 0 | 242.6 | 0 | 304.6 | 0 | 366.6 | 27.9453 | 94.0612 | Jan: 2575.3259
2014-08-01 | 2014 | 8 | 20.071 | 29.3 | 31.5 | 8.3 | 72.5 | 0.5 | 126.7 | 0 | 188.2 | 0 | 250.2 | 0 | 312.2 | 0 | 374.2 | 27.0494 | 91.6325 | Jan: 2530.141
2014-09-01 | 2014 | 9 | 17.2867 | 99.8 | 18.4 | 55.9 | 34.5 | 26 | 64.6 | 10.3 | 108.9 | 0.6 | 159.2 | 0 | 218.6 | 0 | 278.6 | 24.4352 | 87.3981 | Jan: 2481.5239
2014-10-01 | 2014 | 10 | 11.7129 | 256.9 | 0 | 197.1 | 2.2 | 139.3 | 6.4 | 90.8 | 19.9 | 50.6 | 41.7 | 18.1 | 71.2 | 3.8 | 118.9 | 22.4401 | 82.0643 | Jan: 2340.6722
2014-11-01 | 2014 | 11 | 3.2833 | 501.5 | 0 | 441.5 | 0 | 381.5 | 0 | 321.5 | 0 | 261.6 | 0.1 | 207.1 | 5.6 | 156.4 | 14.9 | 22.5614 | 89.4891 | Jan: 2401.502
2014-12-01 | 2014 | 12 | 1.2548 | 581.1 | 0 | 519.1 | 0 | 457.1 | 0 | 395.1 | 0 | 333.1 | 0 | 271.1 | 0 | 209.1 | 0 | 24.2898 | 93.3627 | Jan: 2363.6495
2015-01-01 | 2015 | 1 | -5.8581 | 801.6 | 0 | 739.6 | 0 | 677.6 | 0 | 615.6 | 0 | 553.6 | 0 | 491.6 | 0 | 429.6 | 0 | 26.811 | 99.8122 | Jan: 2562.3515
2015-02-01 | 2015 | 2 | -11.1393 | 871.9 | 0 | 815.9 | 0 | 759.9 | 0 | 703.9 | 0 | 647.9 | 0 | 591.9 | 0 | 535.9 | 0 | 25.5716 | 103.24 | Jan: 2653.9076
2015-03-01 | 2015 | 3 | -1.1613 | 656 | 0 | 594 | 0 | 532 | 0 | 470 | 0 | 408 | 0 | 346 | 0 | 284 | 0 | 23.323 | 95.7392 | Jan: 2486.2139
2015-04-01 | 2015 | 4 | 7.27 | 381.9 | 0 | 321.9 | 0 | 261.9 | 0 | 203.5 | 1.6 | 149.7 | 7.8 | 102.5 | 20.6 | 61.7 | 39.8 | 21.4312 | 87.2928 | Jan: 2332.0883
2015-05-01 | 2015 | 5 | 14.5355 | 175.5 | 6.1 | 123.9 | 16.5 | 80.5 | 35.1 | 44.2 | 60.8 | 18.3 | 96.9 | 4.6 | 145.2 | 0.5 | 203.1 | 21.8908 | 85.0668 | Jan: 2372.7458
2015-06-01 | 2015 | 6 | 16.8867 | 101.4 | 8 | 61.3 | 27.9 | 29.7 | 56.3 | 11.4 | 98 | 3.5 | 150.1 | 0 | 206.6 | 0 | 266.6 | 25.5817 | 90.0635 | Jan: 2515.8214
2015-07-01 | 2015 | 7 | 21.9 | 17.6 | 76.5 | 4.4 | 125.3 | 0 | 182.9 | 0 | 244.9 | 0 | 306.9 | 0 | 368.9 | 0 | 430.9 | 29.2135 | 96.1655 | Jan: 2641.892
2015-08-01 | 2015 | 8 | 20.7968 | 20.4 | 45.1 | 1.8 | 88.5 | 0 | 148.7 | 0 | 210.7 | 0 | 272.7 | 0 | 334.7 | 0 | 396.7 | 29.5777 | 97.5112 | Jan: 2601.0434
2015-09-01 | 2015 | 9 | 20.03 | 50.1 | 51 | 22.6 | 83.5 | 7.2 | 128.1 | 0.1 | 181 | 0 | 240.9 | 0 | 300.9 | 0 | 360.9 | 26.4817 | 92.0971 | Jan: 2609.3096
2015-10-01 | 2015 | 10 | 11.5871 | 260.8 | 0 | 200 | 1.2 | 141.1 | 4.3 | 89.2 | 14.4 | 51.8 | 39 | 26.9 | 76.1 | 11.3 | 122.5 | 22.425 | 82.5943 | Jan: 2355.2906
2015-11-01 | 2015 | 11 | 7.9633 | 361.1 | 0 | 301.1 | 0 | 241.2 | 0.1 | 185.1 | 4 | 133 | 11.9 | 90.2 | 29.1 | 56.8 | 55.7 | 21.2172 | 85.7496 | Jan: 2388.1922
2015-12-01 | 2015 | 12 | 5.2742 | 456.5 | 0 | 394.5 | 0 | 332.5 | 0 | 270.5 | 0 | 208.5 | 0 | 148 | 1.5 | 96.9 | 12.4 | 22.3775 | 88.4709 | Jan: 2330.9383
2016-01-01 | 2016 | 1 | -2.1613 | 687 | 0 | 625 | 0 | 563 | 0 | 501 | 0 | 439 | 0 | 377 | 0 | 315 | 0 | 24.6481 | 95.4157 | Jan: 2530.5043
2016-02-01 | 2016 | 2 | -0.76897 | 602.3 | 0 | 544.3 | 0 | 486.3 | 0 | 428.3 | 0 | 370.3 | 0 | 312.5 | 0.2 | 257.2 | 2.9 | 23.2036 | 96.4061 | Jan: 2560.2272
2016-03-01 | 2016 | 3 | 3.4452 | 513.2 | 0 | 451.2 | 0 | 389.2 | 0 | 327.2 | 0 | 267 | 1.8 | 208.5 | 5.3 | 154.3 | 13.1 | 21.7372 | 90.9226 | Jan: 2466.2536
2016-04-01 | 2016 | 4 | 4.9667 | 451 | 0 | 391 | 0 | 331.8 | 0.8 | 273.8 | 2.8 | 216.9 | 5.9 | 162.7 | 11.7 | 113.7 | 22.7 | 21.1007 | 86.9804 | Jan: 2425.9778
2016-05-01 | 2016 | 5 | 13.871 | 203.6 | 13.6 | 156.1 | 28.1 | 113.7 | 47.7 | 74.6 | 70.6 | 41.9 | 99.9 | 17.3 | 137.3 | 4.5 | 186.5 | 22.8135 | 85.5974 | Jan: 2409.1856
2016-06-01 | 2016 | 6 | 19.3867 | 53 | 34.6 | 26.5 | 68.1 | 8.5 | 110.1 | 2 | 163.6 | 0 | 221.6 | 0 | 281.6 | 0 | 341.6 | 28.6513 | 94.0234 | Jan: 2604.5771
2016-07-01 | 2016 | 7 | 22.9194 | 5.3 | 95.8 | 0.1 | 152.6 | 0 | 214.5 | 0 | 276.5 | 0 | 338.5 | 0 | 400.5 | 0 | 462.5 | 33.6706 | 101.9264 | Jan: 2708.8157
2016-08-01 | 2016 | 8 | 23.7355 | 0.1 | 115.9 | 0 | 177.8 | 0 | 239.8 | 0 | 301.8 | 0 | 363.8 | 0 | 425.8 | 0 | 487.8 | 32.8887 | 104.2471 | Jan: 2807.2687
2016-09-01 | 2016 | 9 | 20.03 | 41.9 | 42.8 | 15.5 | 76.4 | 3.8 | 124.7 | 0.1 | 181 | 0 | 240.9 | 0 | 300.9 | 0 | 360.9 | 28.1676 | 92.7982 | Jan: 2602.6845
2016-10-01 | 2016 | 10 | 13.2097 | 212.3 | 1.8 | 156.6 | 8.1 | 111.3 | 24.8 | 77.2 | 52.7 | 50.1 | 87.6 | 26.6 | 126.1 | 10.8 | 172.3 | 22.6627 | 82.9423 | Jan: 2365.3852
2016-11-01 | 2016 | 11 | 8.2367 | 352.9 | 0 | 292.9 | 0 | 232.9 | 0 | 174.8 | 1.9 | 121.3 | 8.4 | 76 | 23.1 | 45.8 | 52.9 | 21.2306 | 85.8109 | Jan: 2394.8382
2016-12-01 | 2016 | 12 | -0.032258 | 621 | 0 | 559 | 0 | 497 | 0 | 435 | 0 | 373 | 0 | 311 | 0 | 249 | 0 | 23.5561 | 91.9205 | Jan: 2391.2324
2017-01-01 | 2017 | 1 | -0.34194 | 630.6 | 0 | 568.6 | 0 | 506.6 | 0 | 444.6 | 0 | 382.6 | 0 | 320.6 | 0 | 258.6 | 0 | 24.3248 | 96.4069 | Jan: 2486.4811
2017-02-01 | 2017 | 2 | 1.1714 | 527.2 | 0 | 471.2 | 0 | 415.2 | 0 | 359.2 | 0 | 303.2 | 0 | 247.7 | 0.5 | 193.8 | 2.6 | 23.0473 | 94.6535 | Jan: 2560.3834
2017-03-01 | 2017 | 3 | 0.54194 | 603.2 | 0 | 541.2 | 0 | 479.2 | 0 | 417.2 | 0 | 355.2 | 0 | 293.4 | 0.2 | 234.7 | 3.5 | 21.6882 | 91.2344 | Jan: 2543.6508
2017-04-01 | 2017 | 4 | 8.93 | 332.1 | 0 | 272.1 | 0 | 213 | 0.9 | 156.8 | 4.7 | 107.1 | 15 | 65.8 | 33.7 | 29.5 | 57.4 | 20.0459 | 85.1375 | Jan: 2383.2062
2017-05-01 | 2017 | 5 | 11.7839 | 258.6 | 3.9 | 200.5 | 7.8 | 148 | 17.3 | 98.6 | 29.9 | 57.9 | 51.2 | 25.7 | 81 | 6.8 | 124.1 | 20.9192 | 83.658 | Jan: 2441.377
2017-06-01 | 2017 | 6 | 19.3033 | 57.4 | 36.5 | 29.3 | 68.4 | 8.9 | 108 | 0 | 159.1 | 0 | 219.1 | 0 | 279.1 | 0 | 339.1 | 26.234 | 90.1596 | Jan: 2618.4745
2017-07-01 | 2017 | 7 | 21.6613 | 5.4 | 56.9 | 0 | 113.5 | 0 | 175.5 | 0 | 237.5 | 0 | 299.5 | 0 | 361.5 | 0 | 423.5 | 29.7452 | 95.2238 | Jan: 2656.1239
2017-08-01 | 2017 | 8 | 20.5226 | 26.6 | 42.8 | 7.2 | 85.4 | 0 | 140.2 | 0 | 202.2 | 0 | 264.2 | 0 | 326.2 | 0 | 388.2 | 27.9673 | 92.7701 | Jan: 2650.2106
2017-09-01 | 2017 | 9 | 18.61 | 72.2 | 30.5 | 41.7 | 60 | 18.6 | 96.9 | 4.1 | 142.4 | 1 | 199.3 | 0 | 258.3 | 0 | 318.3 | 25.2586 | 89.7176 | Jan: 2606.3055
2017-10-01 | 2017 | 10 | 14.6581 | 167.8 | 2.2 | 113.3 | 9.7 | 75.2 | 33.6 | 47.5 | 67.9 | 26.3 | 108.7 | 12.3 | 156.7 | 2.1 | 208.5 | 21.9763 | 85.0755 | Jan: 2459.9706
2017-11-01 | 2017 | 11 | 5.07 | 447.9 | 0 | 387.9 | 0 | 327.9 | 0 | 267.9 | 0 | 208.1 | 0.2 | 151.8 | 3.9 | 99 | 11.1 | 21.5695 | 88.169 | Jan: 2487.3029
2017-12-01 | 2017 | 12 | -2.9419 | 711.2 | 0 | 649.2 | 0 | 587.2 | 0 | 525.2 | 0 | 463.2 | 0 | 401.2 | 0 | 339.2 | 0 | 25.1292 | 94.6813 | Jan: 2446.6714
2018-01-01 | 2018 | 1 | -3.9452 | 742.3 | 0 | 680.3 | 0 | 618.3 | 0 | 556.3 | 0 | 494.3 | 0 | 432.5 | 0.2 | 372.5 | 2.2 | 25.772 | 100.1374 | Jan: 2623.8306
2018-02-01 | 2018 | 2 | -0.28929 | 568.1 | 0 | 512.1 | 0 | 456.1 | 0 | 400.1 | 0 | 344.1 | 0 | 288.5 | 0.4 | 235.5 | 3.4 | 23.7822 | 97.4857 | Jan: 2575.0515
2018-03-01 | 2018 | 3 | 0.77742 | 595.9 | 0 | 533.9 | 0 | 471.9 | 0 | 409.9 | 0 | 347.9 | 0 | 285.9 | 0 | 223.9 | 0 | 22.189 | 92.9571 | Jan: 2490.0255
2018-04-01 | 2018 | 4 | 4.0233 | 479.3 | 0 | 419.3 | 0 | 359.3 | 0 | 299.3 | 0 | 239.3 | 0 | 180.8 | 1.5 | 127.5 | 8.2 | 21.3099 | 89.591 | Jan: 2460.1161
2018-05-01 | 2018 | 5 | 14.7903 | 173.8 | 12.3 | 127.7 | 28.2 | 86 | 48.5 | 50.5 | 75 | 25.2 | 111.7 | 6.9 | 155.4 | 0.7 | 211.2 | 22.2163 | 88.9319 | Jan: 2457.8579
2018-06-01 | 2018 | 6 | 19.03 | 64.6 | 35.5 | 26.9 | 57.8 | 5 | 95.9 | 0.6 | 151.5 | 0 | 210.9 | 0 | 270.9 | 0 | 330.9 | 28.8562 | 95.6766 | Jan: 2694.7256
2018-07-01 | 2018 | 7 | 23.2968 | 0.5 | 102.7 | 0 | 164.2 | 0 | 226.2 | 0 | 288.2 | 0 | 350.2 | 0 | 412.2 | 0 | 474.2 | 34.674 | 102.7488 | Jan: 2785.856
2018-08-01 | 2018 | 8 | 23.2839 | 5.8 | 107.6 | 1.3 | 165.1 | 0 | 225.8 | 0 | 287.8 | 0 | 349.8 | 0 | 411.8 | 0 | 473.8 | 33.731 | 101.17 | Jan: 2791.0662
2018-09-01 | 2018 | 9 | 19.4467 | 57.2 | 40.6 | 27.8 | 71.2 | 11.3 | 114.7 | 2 | 165.4 | 0 | 223.4 | 0 | 283.4 | 0 | 343.4 | 28.042 | 93.3441 | Jan: 2614.5215
2018-10-01 | 2018 | 10 | 10.6452 | 295.5 | 5.5 | 237.5 | 9.5 | 182.2 | 16.2 | 132.7 | 28.7 | 88.2 | 46.2 | 50.2 | 70.2 | 20.6 | 102.6 | 21.7046 | 84.8053 | Jan: 2408.896
2018-11-01 | 2018 | 11 | 2.92 | 512.4 | 0 | 452.4 | 0 | 392.4 | 0 | 332.4 | 0 | 272.4 | 0 | 214.1 | 1.7 | 157.9 | 5.5 | 22.4774 | 90.0411 | Jan: 2479.4685
2018-12-01 | 2018 | 12 | 1.3548 | 578 | 0 | 516 | 0 | 454 | 0 | 392 | 0 | 330 | 0 | 268 | 0 | 206 | 0 | 24.3243 | 92.1586 | Jan: 2372.0782
2019-01-01 | 2019 | 1 | -4.5806 | 762 | 0 | 700 | 0 | 638 | 0 | 576 | 0 | 514 | 0 | 452 | 0 | 390 | 0 | 25.2445 | 98.7298 | Jan: 2609.8452
2019-02-01 | 2019 | 2 | -2.4179 | 627.7 | 0 | 571.7 | 0 | 515.7 | 0 | 459.7 | 0 | 403.7 | 0 | 347.7 | 0 | 293.7 | 2 | 24.9632 | 100.9689 | Jan: 2620.9431
2019-03-01 | 2019 | 3 | 0.048387 | 618.5 | 0 | 556.5 | 0 | 494.5 | 0 | 432.5 | 0 | 370.5 | 0 | 308.5 | 0 | 246.6 | 0.1 | 22.717 | 95.7117 | Jan: 2526.8091
2019-04-01 | 2019 | 4 | 6.27 | 411.9 | 0 | 351.9 | 0 | 291.9 | 0 | 231.9 | 0 | 173.3 | 1.4 | 116.7 | 4.8 | 71.4 | 19.5 | 20.68 | 88.1212 | Jan: 2394.0999
2019-05-01 | 2019 | 5 | 11.0581 | 277.2 | 0 | 215.6 | 0.4 | 157.8 | 4.6 | 105.8 | 14.6 | 63.5 | 34.3 | 33.1 | 65.9 | 13.4 | 108.2 | 20.3036 | 83.8706 | Jan: 2341.7418
2019-06-01 | 2019 | 6 | 17.3067 | 96.9 | 16.1 | 54.9 | 34.1 | 22 | 61.2 | 4.4 | 103.6 | 0.2 | 159.4 | 0 | 219.2 | 0 | 279.2 | 24.8405 | 89.9028 | Jan: 2442.0514
2019-07-01 | 2019 | 7 | 22.9226 | 1.4 | 92 | 0 | 152.6 | 0 | 214.6 | 0 | 276.6 | 0 | 338.6 | 0 | 400.6 | 0 | 462.6 | 33.4322 | 101.6707 | Jan: 2734.9891
2019-08-01 | 2019 | 8 | 21.2677 | 10.7 | 50 | 1.4 | 102.7 | 0 | 163.3 | 0 | 225.3 | 0 | 287.3 | 0 | 349.3 | 0 | 411.3 | 30.8556 | 97.4147 | Jan: 2620.6754
2019-09-01 | 2019 | 9 | 18.4533 | 58 | 11.6 | 21.8 | 35.4 | 5.1 | 78.7 | 0.3 | 133.9 | 0 | 193.6 | 0 | 253.6 | 0 | 313.6 | 24.3212 | 89.31 | Jan: 2487.9699
2019-10-01 | 2019 | 10 | 12.1258 | 247 | 2.9 | 187 | 4.9 | 128.5 | 8.4 | 74.1 | 16 | 32 | 35.9 | 10.4 | 76.3 | 0.3 | 128.2 | 20.9565 | 82.4366 | Jan: 2338.7672
2019-11-01 | 2019 | 11 | 2.5333 | 524 | 0 | 464 | 0 | 404 | 0 | 344 | 0 | 284 | 0 | 224 | 0 | 165.8 | 1.8 | 22.2123 | 88.6798 | Jan: 2336.0028
2019-12-01 | 2019 | 12 | 1.2129 | 582.4 | 0 | 520.4 | 0 | 458.4 | 0 | 396.4 | 0 | 334.4 | 0 | 272.4 | 0 | 210.4 | 0 | 24.1597 | 90.7217 | Jan: 2282.821
2020-01-01 | 2020 | 1 | 0.2 | 613.8 | 0 | 551.8 | 0 | 489.8 | 0 | 427.8 | 0 | 365.8 | 0 | 303.8 | 0 | 241.9 | 0.1
2020-02-01 | 2020 | 2 | -1.3517 | 619.2 | 0 | 561.2 | 0 | 503.2 | 0 | 445.2 | 0 | 387.2 | 0 | 329.2 | 0 | 271.2 | 0
2020-03-01 | 2020 | 3 | 3.8065 | 502 | 0 | 440 | 0 | 378 | 0 | 316 | 0 | 254 | 0 | 195.3 | 3.3 | 138.1 | 8.1
2020-04-01 | 2020 | 4 | 5.9667 | 421 | 0 | 361 | 0 | 301 | 0 | 241 | 0 | 181 | 0 | 121.2 | 0.2 | 67.4 | 6.4
2020-05-01 | 2020 | 5 | 11.1774 | 276.9 | 3.4 | 221.5 | 10 | 168.8 | 19.3 | 122.6 | 35.1 | 83.2 | 57.7 | 48.4 | 84.9 | 23.7 | 122.2
2020-06-01 | 2020 | 6 | 19.9767 | 48 | 47.3 | 26.8 | 86.1 | 11.7 | 131 | 3.1 | 182.4 | 0 | 239.3 | 0 | 299.3 | 0 | 359.3
2020-07-01 | 2020 | 7 | 24.5323 | 0.4 | 140.9 | 0 | 202.5 | 0 | 264.5 | 0 | 326.5 | 0 | 388.5 | 0 | 450.5 | 0 | 512.5
2020-08-01 | 2020 | 8 | 21.921 | 9.1 | 68.65 | 0 | 121.55 | 0 | 183.55 | 0 | 245.55 | 0 | 307.55 | 0 | 369.55 | 0 | 431.55
2020-09-01 | 2020 | 9 | 17.3767 | 92.7 | 14 | 52.9 | 34.2 | 23.4 | 64.7 | 6.8 | 108.1 | 1.6 | 162.9 | 0 | 221.3 | 0 | 281.3
2020-10-01 | 2020 | 10 | 10.4839 | 295 | 0 | 233 | 0 | 172.3 | 1.3 | 116.7 | 7.7 | 72.5 | 25.5 | 39.5 | 54.5 | 16.3 | 93.3
2020-11-01 | 2020 | 11 | 8.1367 | 355.9 | 0 | 295.9 | 0 | 236.6 | 0.7 | 184.6 | 8.7 | 137 | 21.1 | 95.7 | 39.8 | 58.5 | 62.6
2020-12-01 | 2020 | 12 | 1.4806 | 574.1 | 0 | 512.1 | 0 | 450.1 | 0 | 388.1 | 0 | 326.1 | 0 | 264.1 | 0 | 202.3 | 0.2

## CDM
Implementation Year | Savings Year | Residential | GS<50 | GS>50 | USL | Streetlight |  |  | Residential | GS<50 | GS>50 | USL | Streetlight
2011 | 2011 | 2177819.4275 | 1109600.0385 | 4438826.2265 | 0 | 0 | 7726245.6925 | 2010
| 2012 | 2176920.4275 | 1061664.4885 | 4438826.2265 | 0 | 0 | 7677411.1425 | 2011 | 1088909.7138 | 554800.0192 | 2219413.1132 | 0 | 0 | 3863122.8462
| 2013 | 2177911.6235 | 1061664.4885 | 4438826.2265 | 0 | 0 | 7678402.3385 | 2012 | 2905438.7672 | 1372275.3799 | 7938587.5561 | 0 | 0 | 12216301.7031
| 2014 | 2174258.865 | 961685.7946 | 4438826.2265 | 0 | 0 | 7574770.886 | 2013 | 4435088.6506 | 2174491.4721 | 14675098.7393 | 0 | 0 | 21284678.8621
| 2015 | 1998359.3107 | 958019.6727 | 4438826.2265 | 0 | 0 | 7395205.2099 | 2014 | 6994830.8621 | 3084511.7297 | 20152767.5377 | 0 | 0 | 30232110.1296
| 2016 | 1663041.7301 | 882490.9093 | 4438826.2265 | 0 | 0 | 6984358.8659 | 2015 | 10177948.6069 | 5518520.3891 | 25607530.8157 | 0 | 0 | 41303999.8116
| 2017 | 1519958.5705 | 749070.9911 | 4438826.2265 | 0 | 0 | 6707855.788 | 2016 | 15147695.8107 | 8433291.6476 | 33797597.4234 | 0 | 0 | 57378584.8816
| 2018 | 1517961.5569 | 749070.9911 | 4438826.2265 | 0 | 0 | 6705858.7744 | 2017 | 28746497.1501 | 9671900.5956 | 40578631.9975 | 0 | 2191341.94 | 81188371.6832
| 2019 | 1634760.4719 | 703480.4011 | 3960433.525 | 0 | 0 | 6298674.3981 | 2018 | 36457766.6574 | 12127348.4081 | 47485519.8821 | 0 | 5263381.38 | 101334016.3275
| 2020 | 1271345.9716 | 703480.4011 | 3960433.525 | 0 | 0 | 5935259.8977 | 2019 | 38326730.7206 | 14162688.7929 | 52682514.8137 | 0 | 6144078.88 | 111316013.2073
| 2021 | 1142097.7629 | 392837.745 | 2825159.4771 |  |  | 4360094.9849 | 2020 | 37950635.567 | 14708873.4533 | 55806414.6571 | 0 | 6144078.88 | 114610002.5575
[8 empty] | 2021 | 37491693.7026 | 14287293.859 | 54305762.0309 | 0 | 6144078.88 | 112228828.4725
2012 | 2012 | 1457036.6793 | 621221.7828 | 6999522.6592 | 0 | 0 | 9077781.1213
| 2013 | 1438396.8506 | 613915.7121 | 6821478.3521 | 0 | 0 | 8873790.9149
| 2014 | 1436792.4476 | 607216.2993 | 6712640.6443 | 0 | 0 | 8756649.3912
| 2015 | 1436257.1497 | 557921.8318 | 6324171.7277 | 0 | 0 | 8318350.7092 |  | Residential | GS<50 | GS>50 | USL | Streetlight
| 2016 | 1280059.3917 | 557921.8318 | 6089898.8997 | 0 | 0 | 7927880.1231 | 2019 | 38340865.6226 | 14966130.4321 | 55070079.992 | 0 | 6144078.88
| 2017 | 1092108.5357 | 419802.6068 | 5936297.3237 | 0 | 0 | 7448208.4662 | 2020 | 37950635.567 | 14647571.6556 | 54709947.5173 | 0 | 6144078.88
| 2018 | 996472.3051 | 413101.7399 | 5827435.9916 | 0 | 0 | 7237010.0365 | 2021 | 37491693.7026 | 14164690.2636 | 52112827.7512 | 0 | 6144078.88
| 2019 | 996041.2235 | 413101.7399 | 5827435.9916 | 0 | 0 | 7236578.955
| 2020 | 996041.2235 | 408372.2436 | 5750601.2673 | 0 | 0 | 7155014.7344
| 2021 | 905837.1944 | 320033.8909 | 4315468.9495 | 0 | 0 | 5541340.0349
2013 | 2013 | 1637560.353 | 997822.543 | 6829588.3214 | 0 | 0 | 9464971.2174
| 2014 | 1625352.0287 | 995881.3088 | 6701956.6631 | 0 | 0 | 9323190.0005
| 2015 | 1590454.1846 | 995846.9231 | 6701657.8588 | 0 | 0 | 9287958.9665
| 2016 | 1483227.106 | 985534.327 | 6701657.8588 | 0 | 0 | 9170419.2918
| 2017 | 1384534.7948 | 570525.0127 | 5052660.4746 | 0 | 0 | 7007720.2821
| 2018 | 1299845.9806 | 560412.1078 | 4964781.5056 | 0 | 0 | 6825039.594
| 2019 | 1299845.9806 | 560412.1078 | 4964781.5056 | 0 | 0 | 6825039.594
| 2020 | 1299569.54 | 559994.3062 | 4961150.8999 | 0 | 0 | 6820714.7461
| 2021 | 1066600.0981 | 549475.4694 | 4869744.4701 | 0 | 0 | 6485820.0377
2014 | 2014 | 3516855.0417 | 1039456.6541 | 4598688.0077 | 0 | 0 | 9154999.7035
| 2015 | 3261863.7046 | 1033951.4794 | 4573102.1564 | 0 | 0 | 8868917.3404
| 2016 | 3099886.9254 | 1027580.5618 | 4573102.1564 | 0 | 0 | 8700569.6436
| 2017 | 3083234.3625 | 985173.5307 | 4514664.7308 | 0 | 0 | 8583072.624
| 2018 | 2990840.4381 | 985173.5307 | 4253570.4506 | 0 | 0 | 8229584.4194
| 2019 | 2923022.2068 | 985173.5307 | 4253570.4506 | 0 | 0 | 8161766.1881
| 2020 | 2923022.2068 | 955349.7184 | 4114961.2939 | 0 | 0 | 7993333.2191
| 2021 | 2921761.2903 | 955349.7184 | 4114961.2939 | 0 | 0 | 7992072.3026
2015 | 2015 | 3782028.5144 | 3945560.9642 | 7139545.6926 | 0 | 0 | 14867135.1712
| 2016 | 3730628.3007 | 3945565.6031 | 7139583.6734 | 0 | 0 | 14815777.5772
| 2017 | 3727477.087 | 3924895.1205 | 7160298.7757 | 0 | 0 | 14812670.9832
| 2018 | 3725378.8734 | 3918917.8043 | 7164490.7115 | 0 | 0 | 14808787.3892
| 2019 | 3711017.6597 | 3918922.4432 | 7164528.6924 | 0 | 0 | 14794468.7952
| 2020 | 3695040.446 | 3857733.5351 | 7072343.2201 | 0 | 0 | 14625117.2012
| 2021 | 3691900.4077 | 3787088.5105 | 7142989.2447 | 0 | 0 | 14621978.1629
2016 | 2016 | 7781704.7136 | 2068396.8291 | 9709057.2173 | 0 | 0 | 19559158.7601
| 2017 | 7781062.6154 | 2049671.1401 | 9728247.7578 | 0 | 0 | 19558981.5133
| 2018 | 7780967.5894 | 2094513.2057 | 10015990.4716 | 0 | 0 | 19891471.2666
| 2019 | 7780872.5633 | 2094502.1199 | 10015919.3367 | 0 | 0 | 19891294.0199
| 2020 | 7780777.5372 | 2094491.0342 | 10015848.2018 | 0 | 0 | 19891116.7732
| 2021 | 7780746.3073 | 2092929.3901 | 10010865.8966 | 0 | 0 | 19884541.5941
2017 | 2017 | 20316242.3684 | 1945524.3873 | 7495273.417 | 0 | 4382683.88 | 34139724.0527
| 2018 | 16315097.2402 | 1946736.9327 | 7489121.9449 | 0 | 4382683.88 | 30133639.9978
| 2019 | 16315078.112 | 1945852.7883 | 7485788.1627 | 0 | 4382683.88 | 30129402.9429
| 2020 | 16315058.9837 | 1944968.6438 | 7482454.3805 | 0 | 4382683.88 | 30125165.888
| 2021 | 16312970.9837 | 1943793.7661 | 7481837.2582 | 0 | 4382683.88 | 30121285.888
2018 | 2018 | 3662405.3476 | 2918844.1919 | 6662605.1596 | 0 | 1761395 | 15005249.6991
| 2019 | 3651957.601 | 2737802.0229 | 6622491.9709 | 0 | 1761395 | 14773646.5948
| 2020 | 3641509.8543 | 2556759.854 | 6582378.7821 | 0 | 1761395 | 14542043.4905
| 2021 | 3641509.8543 | 2556759.854 | 6582378.7821 | 0 | 1761395 | 14542043.4905
2019 | 2019 | 28269.8039 | 1606883.2782 | 4775130.3566 | 0 | 0 | 6410283.4387
| 2020 | 28269.8039 | 1566421.9192 | 4769775.9467 | 0 | 0 | 6364467.6697
| 2021 | 28269.8039 | 1566421.9192 | 4769422.379 | 0 | 0 | 6364114.102
2020 | 2020 |  | 122603.5954 | 2192934.2797 |  |  | 2315537.8752
| 2021 |  | 122603.5954 | 2192934.2797 |  |  | 2315537.8752
2021 | 2021 | 0 | 0 | 0 |  |  | 0

## Res PW
Model 1: Prais-Winsten, using observations 2010:01-2019:12 (T = 120)
Dependent variable: Res_NoCDM
rho = 0.29817
| coefficient | std. error | t-ratio | p-value
const | -56983784.0878 | 24658728.3227 | -2.3109 | 0.022653
HDD12 | 14432.5796 | 1434.4462 | 10.0614 | 2.1728e-17
CDD14 | 70700.421 | 2806.3428 | 25.1931 | 3.4912e-48
Trend | -54771.7062 | 28977.1958 | -1.8902 | 0.061298
Ont_FTEAdj | 7135.2966 | 3763.6218 | 1.8959 | 0.060533
Shoulder | -2271916.0407 | 387162.4598 | -5.8681 | 4.4837e-08
MonthDays | 1653180.4999 | 145426.387 | 11.3678 | 1.9859e-20
Statistics based on the rho-differenced data
Mean dependent var | 45847458.1745 | S.D. dependent var | 6849384.3137
Sum squared resid | 247145799827680 | S.E. of regression | 1478895.1863
R-squared | 0.9558 | Adjusted R-squared | 0.95345
F(6, 113) | 311.5876 | P-value(F) | 7.6173e-68
rho | -0.0015556 | Durbin-Watson | 1.9873

## Res Predicted Monthly
Date | Year | Month | Res_NoCDM | HDD12 | CDD14 | Trend | Ont_FTEAdj | Shoulder | Month Days | const | HDD12 | CDD14 | Trend | Ont_FTEAdj | Shoulder | Month Days | Predicted | Difference
2010-01-01 | 2010 | 1 | 49397907 | 483.2 | 0 | 1 | 6466.9 | 0 | 31 | -56983784.0878 | 6973822.4503 | 0 | -54771.7062 | 46143249.2955 | 0 | 51248595.4968 | 47327111.4487 | -2070795.5513 | 4.192%
2010-02-01 | 2010 | 2 | 40768686 | 392.6 | 0 | 2 | 6471 | 0 | 28 | -56983784.0878 | 5666230.7409 | 0 | -109543.4124 | 46172504.0114 | 0 | 46289053.9972 | 41034461.2492 | 265775.2492 | 0.6519%
2010-03-01 | 2010 | 3 | 40910014 | 232.4 | 0 | 3 | 6477.5 | 1 | 31 | -56983784.0878 | 3354131.4931 | 0 | -164315.1186 | 46218883.439 | -2271916.0407 | 51248595.4968 | 41401595.1818 | 491581.1818 | 1.202%
2010-04-01 | 2010 | 4 | 36681881 | 78.5 | 1.4 | 4 | 6485 | 1 | 30 | -56983784.0878 | 1132957.4966 | 98980.5894 | -219086.8248 | 46272398.1632 | -2271916.0407 | 49595414.997 | 37624964.2928 | 943083.2928 | 2.571%
2010-05-01 | 2010 | 5 | 44687288 | 36.5 | 76.9 | 5 | 6506.8 | 1 | 31 | -56983784.0878 | 526789.1545 | 5436862.3748 | -273858.531 | 46427947.6281 | -2271916.0407 | 51248595.4968 | 44110635.9946 | -576652.0054 | 1.29%
2010-06-01 | 2010 | 6 | 51533466 | 0 | 161.1 | 6 | 6540.8 | 0 | 30 | -56983784.0878 | 0 | 11389837.8228 | -328630.2372 | 46670547.711 | 0 | 49595414.997 | 50343386.2058 | -1190079.7942 | 2.309%
2010-07-01 | 2010 | 7 | 61497459 | 0 | 291.8 | 7 | 6561 | 0 | 31 | -56983784.0878 | 0 | 20630382.8473 | -383401.9434 | 46814680.7014 | 0 | 51248595.4968 | 61326473.0144 | -170985.9856 | 0.278%
2010-08-01 | 2010 | 8 | 57219511 | 0 | 269.7 | 8 | 6568.9 | 0 | 31 | -56983784.0878 | 0 | 19067903.5432 | -438173.6496 | 46871049.5442 | 0 | 51248595.4968 | 59765590.8469 | 2546079.8469 | 4.45%
2010-09-01 | 2010 | 9 | 45833578 | 0.1 | 94.4 | 9 | 6556 | 1 | 30 | -56983784.0878 | 1443.258 | 6674119.7422 | -492945.3558 | 46779004.2186 | -2271916.0407 | 49595414.997 | 43301336.7315 | -2532241.2685 | 5.525%
2010-10-01 | 2010 | 10 | 41340554 | 44.2 | 13.5 | 10 | 6551.6 | 1 | 31 | -56983784.0878 | 637920.0172 | 954455.6835 | -547717.062 | 46747608.9138 | -2271916.0407 | 51248595.4968 | 39785162.9208 | -1555391.0792 | 3.762%
2010-11-01 | 2010 | 11 | 39815993 | 202.7 | 0 | 11 | 6555.7 | 1 | 30 | -56983784.0878 | 2925483.8797 | 0 | -602488.7682 | 46776863.6297 | -2271916.0407 | 49595414.997 | 39439573.6096 | -376419.3904 | 0.9454%
2010-12-01 | 2010 | 12 | 47209999 | 447.6 | 0 | 12 | 6578.3 | 0 | 31 | -56983784.0878 | 6460022.6175 | 0 | -657260.4744 | 46938121.3318 | 0 | 51248595.4968 | 47005694.884 | -204304.116 | 0.4328%
2011-01-01 | 2011 | 1 | 49456916.4761 | 540.7 | 0 | 13 | 6606.3 | 0 | 31 | -56983784.0878 | 7803695.7758 | 0 | -712032.1806 | 47137909.6354 | 0 | 51248595.4968 | 48494384.6397 | -962531.8364 | 1.946%
2011-02-01 | 2011 | 2 | 41737382.4761 | 437.2 | 0 | 14 | 6619.5 | 0 | 28 | -56983784.0878 | 6309923.7899 | 0 | -766803.8868 | 47232095.5499 | 0 | 46289053.9972 | 42080485.3624 | 343102.8863 | 0.8221%
2011-03-01 | 2011 | 3 | 42523489.4761 | 359.5 | 0 | 15 | 6628.6 | 1 | 31 | -56983784.0878 | 5188512.357 | 0 | -821575.593 | 47297026.7486 | -2271916.0407 | 51248595.4968 | 43656858.8809 | 1133369.4047 | 2.665%
2011-04-01 | 2011 | 4 | 38514761.4761 | 177.5 | 0 | 16 | 6635.5 | 1 | 30 | -56983784.0878 | 2561782.8744 | 0 | -876347.2992 | 47346260.2948 | -2271916.0407 | 49595414.997 | 39371410.7385 | 856649.2624 | 2.224%
2011-05-01 | 2011 | 5 | 42499355.4761 | 42.4 | 22.7 | 17 | 6645.8 | 1 | 31 | -56983784.0878 | 611941.374 | 1604899.5567 | -931119.0054 | 47419753.8493 | -2271916.0407 | 51248595.4968 | 40698371.1429 | -1800984.3333 | 4.238%
2011-06-01 | 2011 | 6 | 49779830.4761 | 0 | 139.9 | 18 | 6662 | 0 | 30 | -56983784.0878 | 0 | 9890988.8976 | -985890.7116 | 47535345.6535 | 0 | 49595414.997 | 49052074.7488 | -727755.7274 | 1.462%
2011-07-01 | 2011 | 7 | 61715744.4761 | 0 | 313.9 | 19 | 6665.8 | 0 | 31 | -56983784.0878 | 0 | 22192862.1513 | -1040662.4178 | 47562459.7804 | 0 | 51248595.4968 | 62979470.9231 | 1263726.4469 | 2.048%
2011-08-01 | 2011 | 8 | 56143271.4761 | 0 | 242.4 | 20 | 6677.5 | 0 | 31 | -56983784.0878 | 0 | 17137782.05 | -1095434.1239 | 47645942.7501 | 0 | 51248595.4968 | 57953102.0852 | 1809830.6091 | 3.224%
2011-09-01 | 2011 | 9 | 44393787.4761 | 0.4 | 114.2 | 21 | 6674.4 | 1 | 30 | -56983784.0878 | 5773.0318 | 8073988.078 | -1150205.8301 | 47623823.3308 | -2271916.0407 | 49595414.997 | 44893093.4789 | 499306.0028 | 1.125%
2011-10-01 | 2011 | 10 | 41972796.4761 | 61.1 | 27.4 | 22 | 6668.1 | 1 | 31 | -56983784.0878 | 881830.612 | 1937191.5354 | -1204977.5363 | 47578870.9625 | -2271916.0407 | 51248595.4968 | 41185810.9418 | -786985.5343 | 1.875%
2011-11-01 | 2011 | 11 | 39897288.4761 | 127.1 | 1 | 23 | 6662.8 | 1 | 30 | -56983784.0878 | 1834380.8639 | 70700.421 | -1259749.2425 | 47541053.8908 | -2271916.0407 | 49595414.997 | 38526100.8015 | -1371187.6746 | 3.437%
2011-12-01 | 2011 | 12 | 43807291.4761 | 295.3 | 0 | 24 | 6667.5 | 0 | 31 | -56983784.0878 | 4261940.7483 | 0 | -1314520.9487 | 47574589.7846 | 0 | 51248595.4968 | 44786820.9932 | 979529.517 | 2.236%
2012-01-01 | 2012 | 1 | 47070680.8973 | 382.7 | 0 | 25 | 6673.6 | 0 | 31 | -56983784.0878 | 5523348.2031 | 0 | -1369292.6549 | 47618115.0936 | 0 | 51248595.4968 | 46036982.0508 | -1033698.8465 | 2.196%
2012-02-01 | 2012 | 2 | 40386842.8973 | 323.4 | 0 | 26 | 6670.7 | 0 | 29 | -56983784.0878 | 4667496.2343 | 0 | -1424064.3611 | 47597422.7336 | 0 | 47942234.4971 | 41799305.016 | 1412462.1188 | 3.497%
2012-03-01 | 2012 | 3 | 39034538.8973 | 184.9 | 0.3 | 27 | 6674 | 1 | 31 | -56983784.0878 | 2668583.9633 | 21210.1263 | -1478836.0673 | 47620969.2122 | -2271916.0407 | 51248595.4968 | 40824822.6028 | 1790283.7055 | 4.586%
2012-04-01 | 2012 | 4 | 37958885.8973 | 134.2 | 2.4 | 28 | 6685.8 | 1 | 30 | -56983784.0878 | 1936852.1789 | 169681.0104 | -1533607.7735 | 47705165.7116 | -2271916.0407 | 49595414.997 | 38617805.9957 | 658920.0984 | 1.736%
2012-05-01 | 2012 | 5 | 43107352.8973 | 11.4 | 77.3 | 29 | 6690.1 | 1 | 31 | -56983784.0878 | 164531.4071 | 5465142.5432 | -1588379.4797 | 47735847.4867 | -2271916.0407 | 51248595.4968 | 43770037.3256 | 662684.4284 | 1.537%
2012-06-01 | 2012 | 6 | 53239807.8973 | 0 | 200.1 | 30 | 6693.3 | 0 | 30 | -56983784.0878 | 0 | 14147154.2417 | -1643151.1859 | 47758680.4357 | 0 | 49595414.997 | 52874314.4007 | -365493.4966 | 0.6865%
2012-07-01 | 2012 | 7 | 63475935.8973 | 0 | 317 | 31 | 6694.6 | 0 | 31 | -56983784.0878 | 0 | 22412033.4564 | -1697922.8921 | 47767956.3212 | 0 | 51248595.4968 | 62746878.2946 | -729057.6027 | 1.149%
2012-08-01 | 2012 | 8 | 57530370.8973 | 0 | 254.8 | 32 | 6703.3 | 0 | 31 | -56983784.0878 | 0 | 18014467.2703 | -1752694.5983 | 47830033.4013 | 0 | 51248595.4968 | 58356617.4824 | 826246.5851 | 1.436%
2012-09-01 | 2012 | 9 | 46622905.8973 | 0.9 | 112.9 | 33 | 6707.4 | 1 | 30 | -56983784.0878 | 12989.3216 | 7982077.5307 | -1807466.3045 | 47859288.1172 | -2271916.0407 | 49595414.997 | 44386603.5334 | -2236302.3639 | 4.797%
2012-10-01 | 2012 | 10 | 41986598.8973 | 66.6 | 11.9 | 34 | 6710 | 1 | 31 | -56983784.0878 | 961209.7996 | 841335.0099 | -1862238.0107 | 47877839.8882 | -2271916.0407 | 51248595.4968 | 39811042.0553 | -2175556.8419 | 5.182%
2012-11-01 | 2012 | 11 | 39489997.8973 | 216.8 | 0 | 35 | 6722.4 | 1 | 30 | -56983784.0878 | 3128983.2517 | 0 | -1917009.7169 | 47966317.5655 | -2271916.0407 | 49595414.997 | 39518005.9687 | 28008.0714 | 0.07092%
2012-12-01 | 2012 | 12 | 44841090.8973 | 293.4 | 0 | 36 | 6740.6 | 0 | 31 | -56983784.0878 | 4234518.8471 | 0 | -1971781.4231 | 48096179.9628 | 0 | 51248595.4968 | 44623728.7959 | -217362.1014 | 0.4847%
2013-01-01 | 2013 | 1 | 47995321.7209 | 395.2 | 0 | 37 | 6758.8 | 0 | 31 | -56983784.0878 | 5703755.4478 | 0 | -2026553.1293 | 48226042.3601 | 0 | 51248595.4968 | 46168056.0876 | -1827265.6333 | 3.807%
2013-02-01 | 2013 | 2 | 41164712.7209 | 419.5 | 0 | 38 | 6775.5 | 0 | 28 | -56983784.0878 | 6054467.1314 | 0 | -2081324.8355 | 48345201.8126 | 0 | 46289053.9972 | 41623614.0179 | 458901.297 | 1.115%
2013-03-01 | 2013 | 3 | 42435047.7209 | 337.3 | 0 | 39 | 6781.1 | 1 | 31 | -56983784.0878 | 4868109.0904 | 0 | -2136096.5417 | 48385159.4733 | -2271916.0407 | 51248595.4968 | 43110067.3903 | 675019.6694 | 1.591%
2013-04-01 | 2013 | 4 | 38570561.7209 | 183 | 1.6 | 40 | 6788.9 | 1 | 30 | -56983784.0878 | 2641162.0621 | 113120.6736 | -2190868.2479 | 48440814.7864 | -2271916.0407 | 49595414.997 | 39343944.1427 | 773382.4218 | 2.005%
2013-05-01 | 2013 | 5 | 41401216.7209 | 28.2 | 43.3 | 41 | 6801.1 | 1 | 31 | -56983784.0878 | 406998.744 | 3061328.2292 | -2245639.9541 | 48527865.4044 | -2271916.0407 | 51248595.4968 | 41743447.7919 | 342231.071 | 0.8266%
2013-06-01 | 2013 | 6 | 47845491.7209 | 0.1 | 137.6 | 42 | 6815.2 | 0 | 30 | -56983784.0878 | 1443.258 | 9728377.9294 | -2300411.6603 | 48628473.0859 | 0 | 49595414.997 | 48669513.522 | 824021.8011 | 1.722%
2013-07-01 | 2013 | 7 | 56314814.7209 | 0 | 254.9 | 43 | 6826.2 | 0 | 31 | -56983784.0878 | 0 | 18021537.3124 | -2355183.3665 | 48706961.348 | 0 | 51248595.4968 | 58638126.703 | 2323311.9821 | 4.126%
2013-08-01 | 2013 | 8 | 53136083.7209 | 0 | 213 | 44 | 6833.9 | 0 | 31 | -56983784.0878 | 0 | 15059189.6726 | -2409955.0727 | 48761903.1314 | 0 | 51248595.4968 | 55675949.1404 | 2539865.4195 | 4.78%
2013-09-01 | 2013 | 9 | 45426909.7209 | 1.9 | 95.4 | 45 | 6843.3 | 1 | 30 | -56983784.0878 | 27421.9012 | 6744820.1632 | -2464726.7789 | 48828974.9191 | -2271916.0407 | 49595414.997 | 43476205.073 | -1950704.6479 | 4.294%
2013-10-01 | 2013 | 10 | 42344925.7209 | 62.4 | 26.6 | 46 | 6850.3 | 1 | 31 | -56983784.0878 | 900592.9654 | 1880631.1986 | -2519498.4851 | 48878921.995 | -2271916.0407 | 51248595.4968 | 41133543.0422 | -1211382.6787 | 2.861%
2013-11-01 | 2013 | 11 | 41292979.7209 | 249.6 | 0 | 47 | 6854 | 1 | 30 | -56983784.0878 | 3602371.8617 | 0 | -2574270.1913 | 48905322.5922 | -2271916.0407 | 49595414.997 | 40273139.1311 | -1019840.5898 | 2.47%
2013-12-01 | 2013 | 12 | 46594417.7209 | 438 | 0 | 48 | 6850.4 | 0 | 31 | -56983784.0878 | 6321469.8535 | 0 | -2629041.8975 | 48879635.5246 | 0 | 51248595.4968 | 46836874.8897 | 242457.1688 | 0.5204%
2014-01-01 | 2014 | 1 | 51200778.5718 | 586.1 | 0 | 49 | 6848.3 | 0 | 31 | -56983784.0878 | 8458934.8885 | 0 | -2683813.6037 | 48864651.4018 | 0 | 51248595.4968 | 48904584.0957 | -2296194.4761 | 4.485%
2014-02-01 | 2014 | 2 | 43486614.5718 | 528.6 | 0 | 50 | 6850 | 0 | 28 | -56983784.0878 | 7629061.563 | 0 | -2738585.3099 | 48876781.406 | 0 | 46289053.9972 | 43072527.5685 | -414087.0034 | 0.9522%
2014-03-01 | 2014 | 3 | 44184194.5718 | 464.4 | 0 | 51 | 6856.4 | 1 | 31 | -56983784.0878 | 6702489.9543 | 0 | -2793357.0161 | 48922447.3039 | -2271916.0407 | 51248595.4968 | 44824475.6105 | 640281.0387 | 1.449%
2014-04-01 | 2014 | 4 | 38731453.5718 | 185.9 | 0 | 52 | 6869.6 | 1 | 30 | -56983784.0878 | 2683016.5429 | 0 | -2848128.7223 | 49016633.2185 | -2271916.0407 | 49595414.997 | 39191235.9075 | 459782.3356 | 1.187%
2014-05-01 | 2014 | 5 | 40675001.5718 | 33.9 | 35.8 | 53 | 6870.6 | 1 | 31 | -56983784.0878 | 489264.4476 | 2531075.0717 | -2902900.4285 | 49023768.515 | -2271916.0407 | 51248595.4968 | 41134102.9742 | 459101.4023 | 1.129%
2014-06-01 | 2014 | 6 | 45459103.5718 | 0 | 137.3 | 54 | 6865.4 | 0 | 30 | -56983784.0878 | 0 | 9707167.8031 | -2957672.1347 | 48986664.9729 | 0 | 49595414.997 | 48347791.5505 | 2888687.9786 | 6.354%
2014-07-01 | 2014 | 7 | 51897622.5718 | 0 | 180.6 | 55 | 6864.4 | 0 | 31 | -56983784.0878 | 0 | 12768496.0323 | -3012443.8409 | 48979529.6764 | 0 | 51248595.4968 | 53000393.2769 | 1102770.705 | 2.125%
2014-08-01 | 2014 | 8 | 50248064.5718 | 0 | 188.2 | 56 | 6869.9 | 0 | 31 | -56983784.0878 | 0 | 13305819.2319 | -3067215.5471 | 49018773.8074 | 0 | 51248595.4968 | 53522188.9013 | 3274124.3295 | 6.516%
2014-09-01 | 2014 | 9 | 43927568.5718 | 0.6 | 108.9 | 57 | 6884.5 | 1 | 30 | -56983784.0878 | 8659.5477 | 7699275.8467 | -3121987.2533 | 49122949.1372 | -2271916.0407 | 49595414.997 | 44048612.1468 | 121043.5749 | 0.2756%
2014-10-01 | 2014 | 10 | 41698922.5718 | 50.6 | 19.9 | 58 | 6901.5 | 1 | 31 | -56983784.0878 | 730288.5265 | 1406938.3779 | -3176758.9595 | 49244249.1786 | -2271916.0407 | 51248595.4968 | 40197612.4918 | -1501310.0801 | 3.6%
2014-11-01 | 2014 | 11 | 40599034.5718 | 261.6 | 0 | 59 | 6907.5 | 1 | 30 | -56983784.0878 | 3775562.8166 | 0 | -3231530.6657 | 49287060.9579 | -2271916.0407 | 49595414.997 | 40170807.9773 | -428226.5945 | 1.055%
2014-12-01 | 2014 | 12 | 45189588.5718 | 333.1 | 0 | 60 | 6903.1 | 0 | 31 | -56983784.0878 | 4807492.2562 | 0 | -3286302.3718 | 49255665.6531 | 0 | 51248595.4968 | 45041666.9465 | -147921.6253 | 0.3273%
2015-01-01 | 2015 | 1 | 49884340.3839 | 553.6 | 0 | 61 | 6885.7 | 0 | 31 | -56983784.0878 | 7989876.0523 | 0 | -3341074.078 | 49131511.493 | 0 | 51248595.4968 | 48045124.8764 | -1839215.5075 | 3.687%
2015-02-01 | 2015 | 2 | 42980985.3839 | 647.9 | 0 | 62 | 6885.3 | 0 | 28 | -56983784.0878 | 9350868.3062 | 0 | -3395845.7842 | 49128657.3744 | 0 | 46289053.9972 | 44388949.8057 | 1407964.4218 | 3.276%
2015-03-01 | 2015 | 3 | 43419024.3839 | 408 | 0 | 63 | 6892.1 | 1 | 31 | -56983784.0878 | 5888492.4663 | 0 | -3450617.4904 | 49177177.391 | -2271916.0407 | 51248595.4968 | 43607947.7352 | 188923.3513 | 0.4351%
2015-04-01 | 2015 | 4 | 38613457.3839 | 149.7 | 1.6 | 64 | 6897.3 | 1 | 30 | -56983784.0878 | 2160557.1623 | 113120.6736 | -3505389.1966 | 49214280.9331 | -2271916.0407 | 49595414.997 | 38322284.4407 | -291172.9432 | 0.7541%
2015-05-01 | 2015 | 5 | 40763108.3839 | 18.3 | 60.8 | 65 | 6906.5 | 1 | 31 | -56983784.0878 | 264116.2062 | 4298585.5967 | -3560160.9028 | 49279925.6614 | -2271916.0407 | 51248595.4968 | 42275361.9298 | 1512253.5459 | 3.71%
2015-06-01 | 2015 | 6 | 46119249.3839 | 3.5 | 98 | 66 | 6921.3 | 0 | 30 | -56983784.0878 | 50514.0285 | 6928641.2578 | -3614932.609 | 49385528.0504 | 0 | 49595414.997 | 45361381.6369 | -757867.747 | 1.643%
2015-07-01 | 2015 | 7 | 54424085.3839 | 0 | 244.9 | 67 | 6941.2 | 0 | 31 | -56983784.0878 | 0 | 17314533.1025 | -3669704.3152 | 49527520.4519 | 0 | 51248595.4968 | 57437160.6481 | 3013075.2642 | 5.536%
2015-08-01 | 2015 | 8 | 55134636.3839 | 0 | 210.7 | 68 | 6949.2 | 0 | 31 | -56983784.0878 | 0 | 14896578.7043 | -3724476.0214 | 49584602.8243 | 0 | 51248595.4968 | 55021516.9163 | -113119.4677 | 0.2052%
2015-09-01 | 2015 | 9 | 47798131.3839 | 0 | 181 | 69 | 6941.1 | 1 | 30 | -56983784.0878 | 0 | 12796776.2007 | -3779247.7276 | 49526806.9222 | -2271916.0407 | 49595414.997 | 48884050.2637 | 1085918.8798 | 2.272%
2015-10-01 | 2015 | 10 | 41883670.3839 | 51.8 | 14.4 | 70 | 6934.8 | 1 | 31 | -56983784.0878 | 747607.6219 | 1018086.0624 | -3834019.4338 | 49481854.5539 | -2271916.0407 | 51248595.4968 | 39406424.1727 | -2477246.2112 | 5.915%
2015-11-01 | 2015 | 11 | 38353292.3839 | 133 | 4 | 71 | 6928.3 | 1 | 30 | -56983784.0878 | 1919533.0834 | 282801.684 | -3888791.14 | 49435475.1263 | -2271916.0407 | 49595414.997 | 38088733.6221 | -264558.7618 | 0.6898%
2015-12-01 | 2015 | 12 | 41803813.3839 | 208.5 | 0 | 72 | 6942.8 | 0 | 31 | -56983784.0878 | 3009192.8412 | 0 | -3943562.8462 | 49538936.9263 | 0 | 51248595.4968 | 42869378.3304 | 1065564.9465 | 2.549%
2016-01-01 | 2016 | 1 | 46084693.9842 | 439 | 0 | 73 | 6957.7 | 0 | 31 | -56983784.0878 | 6335902.4331 | 0 | -3998334.5524 | 49645252.845 | 0 | 51248595.4968 | 46247632.1348 | 162938.1506 | 0.3536%
2016-02-01 | 2016 | 2 | 40582823.9842 | 370.3 | 0 | 74 | 6970.6 | 0 | 29 | -56983784.0878 | 5344384.2164 | 0 | -4053106.2586 | 49737298.1706 | 0 | 47942234.4971 | 41987026.5376 | 1404202.5534 | 3.46%
2016-03-01 | 2016 | 3 | 40648907.9842 | 267 | 0 | 75 | 6978.1 | 1 | 31 | -56983784.0878 | 3853498.7463 | 0 | -4107877.9648 | 49790812.8948 | -2271916.0407 | 51248595.4968 | 41529329.0446 | 880421.0604 | 2.166%
2016-04-01 | 2016 | 4 | 38183247.9842 | 216.9 | 2.8 | 76 | 6981.8 | 1 | 30 | -56983784.0878 | 3130426.5097 | 197961.1788 | -4162649.671 | 49817213.492 | -2271916.0407 | 49595414.997 | 39322666.3779 | 1139418.3937 | 2.984%
2016-05-01 | 2016 | 5 | 42648799.9842 | 41.9 | 70.6 | 77 | 6994.4 | 1 | 31 | -56983784.0878 | 604725.0842 | 4991449.7225 | -4217421.3772 | 49907118.2286 | -2271916.0407 | 51248595.4968 | 43278767.0264 | 629967.0421 | 1.477%
2016-06-01 | 2016 | 6 | 51837156.9842 | 0 | 163.6 | 78 | 7001.9 | 0 | 30 | -56983784.0878 | 0 | 11566588.8753 | -4272193.0834 | 49960632.9528 | 0 | 49595414.997 | 49866659.6538 | -1970497.3304 | 3.801%
2016-07-01 | 2016 | 7 | 62950910.9842 | 0 | 276.5 | 79 | 6995.7 | 0 | 31 | -56983784.0878 | 0 | 19548666.406 | -4326964.7896 | 49916394.1141 | 0 | 51248595.4968 | 59402907.1396 | -3548003.8446 | 5.636%
2016-08-01 | 2016 | 8 | 61477768.9842 | 0 | 301.8 | 80 | 6990.6 | 0 | 31 | -56983784.0878 | 0 | 21337387.0573 | -4381736.4958 | 49880004.1017 | 0 | 51248595.4968 | 61100466.0722 | -377302.912 | 0.6137%
2016-09-01 | 2016 | 9 | 50972090.9842 | 0 | 181 | 81 | 6988.9 | 1 | 30 | -56983784.0878 | 0 | 12796776.2007 | -4436508.202 | 49867874.0976 | -2271916.0407 | 49595414.997 | 48567856.9647 | -2404234.0196 | 4.717%
2016-10-01 | 2016 | 10 | 42378157.9842 | 50.1 | 52.7 | 82 | 7006.2 | 1 | 31 | -56983784.0878 | 723072.2367 | 3725912.1866 | -4491279.9082 | 49991314.728 | -2271916.0407 | 51248595.4968 | 41941914.6114 | -436243.3728 | 1.029%
2016-11-01 | 2016 | 11 | 38434874.9842 | 121.3 | 1.9 | 83 | 7018.5 | 1 | 30 | -56983784.0878 | 1750671.9024 | 134330.7999 | -4546051.6144 | 50079078.8756 | -2271916.0407 | 49595414.997 | 37757744.8319 | -677130.1523 | 1.762%
2016-12-01 | 2016 | 12 | 44072140.9842 | 373 | 0 | 84 | 7028.8 | 0 | 31 | -56983784.0878 | 5383352.1812 | 0 | -4600823.3206 | 50152572.4301 | 0 | 51248595.4968 | 45199912.6998 | 1127771.7156 | 2.559%
2017-01-01 | 2017 | 1 | 45513379.4292 | 382.6 | 0 | 85 | 7045.6 | 0 | 31 | -56983784.0878 | 5521904.9451 | 0 | -4655595.0268 | 50272445.4123 | 0 | 51248595.4968 | 45403566.7397 | -109812.6895 | 0.2413%
2017-02-01 | 2017 | 2 | 39003386.4292 | 303.2 | 0 | 86 | 7060.7 | 0 | 28 | -56983784.0878 | 4375958.1269 | 0 | -4710366.733 | 50380188.3903 | 0 | 46289053.9972 | 39351049.6936 | 347663.2644 | 0.8914%
2017-03-01 | 2017 | 3 | 40659453.4292 | 355.2 | 0 | 87 | 7074.2 | 1 | 31 | -56983784.0878 | 5126452.2648 | 0 | -4765138.4392 | 50476514.8938 | -2271916.0407 | 51248595.4968 | 42830724.0877 | 2171270.6585 | 5.34%
2017-04-01 | 2017 | 4 | 36365950.4292 | 107.1 | 4.7 | 88 | 7074.8 | 1 | 30 | -56983784.0878 | 1545729.2724 | 332291.9787 | -4819910.1454 | 50480796.0717 | -2271916.0407 | 49595414.997 | 37878622.0458 | 1512671.6167 | 4.16%
2017-05-01 | 2017 | 5 | 39252711.4292 | 57.9 | 29.9 | 89 | 7080.7 | 1 | 31 | -56983784.0878 | 835646.3574 | 2113942.5878 | -4874681.8516 | 50522894.3214 | -2271916.0407 | 51248595.4968 | 40590696.7833 | 1337985.3541 | 3.409%
2017-06-01 | 2017 | 6 | 47628949.4292 | 0 | 159.1 | 90 | 7085.4 | 0 | 30 | -56983784.0878 | 0 | 11248436.9808 | -4929453.5578 | 50556430.2152 | 0 | 49595414.997 | 49487044.5474 | 1858095.1182 | 3.901%
2017-07-01 | 2017 | 7 | 55795384.4292 | 0 | 237.5 | 91 | 7099.9 | 0 | 31 | -56983784.0878 | 0 | 16791349.9871 | -4984225.264 | 50659892.0152 | 0 | 51248595.4968 | 56731828.1474 | 936443.7182 | 1.678%
2017-08-01 | 2017 | 8 | 52455350.4292 | 0 | 202.2 | 92 | 7121.3 | 0 | 31 | -56983784.0878 | 0 | 14295625.1258 | -5038996.9702 | 50812587.3615 | 0 | 51248595.4968 | 54334026.9262 | 1878676.4971 | 3.581%
2017-09-01 | 2017 | 9 | 45869313.4292 | 1 | 142.4 | 93 | 7150.1 | 1 | 30 | -56983784.0878 | 14432.5796 | 10067739.9501 | -5093768.6764 | 51018083.9023 | -2271916.0407 | 49595414.997 | 46346202.6241 | 476889.1949 | 1.04%
2017-10-01 | 2017 | 10 | 41241719.4292 | 26.3 | 67.9 | 94 | 7170.5 | 1 | 31 | -56983784.0878 | 379576.8428 | 4800558.5858 | -5148540.3826 | 51163643.9521 | -2271916.0407 | 51248595.4968 | 43188134.3664 | 1946414.9372 | 4.72%
2017-11-01 | 2017 | 11 | 39186241.4292 | 208.1 | 0 | 95 | 7189.6 | 1 | 30 | -56983784.0878 | 3003419.8094 | 0 | -5203312.0888 | 51299928.1163 | -2271916.0407 | 49595414.997 | 39439750.7053 | 253509.2762 | 0.6469%
2017-12-01 | 2017 | 12 | 47203108.4292 | 463.2 | 0 | 96 | 7203.1 | 0 | 31 | -56983784.0878 | 6685170.8588 | 0 | -5258083.795 | 51396254.6198 | 0 | 51248595.4968 | 47088153.0927 | -114955.3365 | 0.2435%
2018-01-01 | 2018 | 1 | 48558249.2214 | 494.3 | 0 | 97 | 7199.8 | 0 | 31 | -56983784.0878 | 7134024.0836 | 0 | -5312855.5012 | 51372708.1411 | 0 | 51248595.4968 | 47458688.1326 | -1099561.0888 | 2.264%
2018-02-01 | 2018 | 2 | 40484738.2214 | 344.1 | 0 | 98 | 7189.2 | 0 | 28 | -56983784.0878 | 4966250.6315 | 0 | -5367627.2074 | 51297073.9977 | 0 | 46289053.9972 | 40200967.3312 | -283770.8903 | 0.7009%
2018-03-01 | 2018 | 3 | 41820516.2214 | 347.9 | 0 | 99 | 7185 | 1 | 31 | -56983784.0878 | 5021094.4339 | 0 | -5422398.9136 | 51267105.7521 | -2271916.0407 | 51248595.4968 | 42858696.6408 | 1038180.4193 | 2.482%
2018-04-01 | 2018 | 4 | 38864052.2214 | 239.3 | 0 | 100 | 7198.2 | 1 | 30 | -56983784.0878 | 3453716.2921 | 0 | -5477170.6197 | 51361291.6667 | -2271916.0407 | 49595414.997 | 39677552.2075 | 813499.986 | 2.093%
2018-05-01 | 2018 | 5 | 41888482.2214 | 25.2 | 75 | 101 | 7208.1 | 1 | 31 | -56983784.0878 | 363701.0053 | 5302531.5749 | -5531942.3259 | 51431931.1026 | -2271916.0407 | 51248595.4968 | 43559116.7251 | 1670634.5036 | 3.988%
2018-06-01 | 2018 | 6 | 52737558.2214 | 0 | 151.5 | 102 | 7224.1 | 0 | 30 | -56983784.0878 | 0 | 10711113.7812 | -5586714.0321 | 51546095.8474 | 0 | 49595414.997 | 49282126.5057 | -3455431.7158 | 6.552%
2018-07-01 | 2018 | 7 | 65508403.2214 | 0 | 288.2 | 103 | 7258.6 | 0 | 31 | -56983784.0878 | 0 | 20375861.3317 | -5641485.7383 | 51792263.5786 | 0 | 51248595.4968 | 60791450.581 | -4716952.6404 | 7.201%
2018-08-01 | 2018 | 8 | 63722566.2214 | 0 | 287.8 | 104 | 7264.8 | 0 | 31 | -56983784.0878 | 0 | 20347581.1633 | -5696257.4445 | 51836502.4173 | 0 | 51248595.4968 | 60752637.5451 | -2969928.6764 | 4.661%
2018-09-01 | 2018 | 9 | 51294132.2214 | 0 | 165.4 | 105 | 7268.1 | 1 | 30 | -56983784.0878 | 0 | 11693849.6331 | -5751029.1507 | 51860048.8959 | -2271916.0407 | 49595414.997 | 48142584.2467 | -3151547.9748 | 6.144%
2018-10-01 | 2018 | 10 | 41038053.2214 | 88.2 | 28.7 | 106 | 7253 | 1 | 31 | -56983784.0878 | 1272953.5185 | 2029102.0826 | -5805800.8569 | 51752305.9179 | -2271916.0407 | 51248595.4968 | 41241456.0304 | 203402.8089 | 0.4956%
2018-11-01 | 2018 | 11 | 41154575.2214 | 272.4 | 0 | 107 | 7273.5 | 1 | 30 | -56983784.0878 | 3931434.676 | 0 | -5860572.5631 | 51898579.4973 | -2271916.0407 | 49595414.997 | 40309156.4786 | -845418.7428 | 2.054%
2018-12-01 | 2018 | 12 | 46188029.2214 | 330 | 0 | 108 | 7289.2 | 0 | 31 | -56983784.0878 | 4762751.2595 | 0 | -5915344.2693 | 52010603.6532 | 0 | 51248595.4968 | 45122822.0525 | -1065207.169 | 2.306%
2019-01-01 | 2019 | 1 | 47946223.2267 | 514 | 0 | 109 | 7315.7 | 0 | 31 | -56983784.0878 | 7418345.9012 | 0 | -5970115.9755 | 52199689.0119 | 0 | 51248595.4968 | 47912730.3467 | -33492.8801 | 0.06986%
2019-02-01 | 2019 | 2 | 42834954.2267 | 403.7 | 0 | 110 | 7346.7 | 0 | 28 | -56983784.0878 | 5826432.3742 | 0 | -6024887.6817 | 52420883.2052 | 0 | 46289053.9972 | 41527697.8069 | -1307256.4198 | 3.052%
2019-03-01 | 2019 | 3 | 43153575.2267 | 370.5 | 0 | 111 | 7371 | 1 | 31 | -56983784.0878 | 5347270.7323 | 0 | -6079659.3879 | 52594270.9115 | -2271916.0407 | 51248595.4968 | 43854777.6241 | 701202.3974 | 1.625%
2019-04-01 | 2019 | 4 | 38136662.2267 | 173.3 | 0 | 112 | 7395.4 | 1 | 30 | -56983784.0878 | 2501166.0402 | 0 | -6134431.0941 | 52768372.1474 | -2271916.0407 | 49595414.997 | 39474821.9619 | 1338159.7352 | 3.509%
2019-05-01 | 2019 | 5 | 38687980.2267 | 63.5 | 14.6 | 113 | 7412.6 | 1 | 31 | -56983784.0878 | 916468.803 | 1032226.1466 | -6189202.8003 | 52891099.2482 | -2271916.0407 | 51248595.4968 | 40643486.7657 | 1955506.539 | 5.055%
2019-06-01 | 2019 | 6 | 45809796.2267 | 0.2 | 103.6 | 114 | 7430.3 | 0 | 30 | -56983784.0878 | 2886.5159 | 7324563.6154 | -6243974.5065 | 53017393.9972 | 0 | 49595414.997 | 46712500.5312 | 902704.3045 | 1.971%
2019-07-01 | 2019 | 7 | 63707328.2267 | 0 | 276.6 | 115 | 7432.9 | 0 | 31 | -56983784.0878 | 0 | 19555736.4481 | -6298746.2127 | 53035945.7683 | 0 | 51248595.4968 | 60557747.4127 | -3149580.814 | 4.944%
2019-08-01 | 2019 | 8 | 58791766.2267 | 0 | 225.3 | 116 | 7449.6 | 0 | 31 | -56983784.0878 | 0 | 15928804.8509 | -6353517.9189 | 53155105.2207 | 0 | 51248595.4968 | 56995203.5618 | -1796562.6649 | 3.056%
2019-09-01 | 2019 | 9 | 44846342.2267 | 0 | 133.9 | 117 | 7478.3 | 1 | 30 | -56983784.0878 | 0 | 9466786.3717 | -6408289.6251 | 53359888.2319 | -2271916.0407 | 49595414.997 | 46758099.8469 | 1911757.6201 | 4.263%
2019-10-01 | 2019 | 10 | 39953556.2267 | 32 | 16 | 118 | 7504 | 1 | 31 | -56983784.0878 | 461842.5464 | 1131206.736 | -6463061.3313 | 53543265.3534 | -2271916.0407 | 51248595.4968 | 40666148.6727 | 712592.446 | 1.784%
2019-11-01 | 2019 | 11 | 40979024.2267 | 284 | 0 | 119 | 7517.3 | 1 | 30 | -56983784.0878 | 4098852.5991 | 0 | -6517833.0375 | 53638164.7976 | -2271916.0407 | 49595414.997 | 41558899.2276 | 579875.0009 | 1.415%
2019-12-01 | 2019 | 12 | 46060405.2267 | 334.4 | 0 | 120 | 7525 | 0 | 31 | -56983784.0878 | 4826254.6097 | 0 | -6572604.7437 | 53693106.581 | 0 | 51248595.4968 | 46211567.856 | 151162.6293 | 0.3282%
2.541%

## GS<50 PW
Model 2: Prais-Winsten, using observations 2010:01-2019:12 (T = 120)
Dependent variable: GS_lt_50_NoCDM
rho = 0.178816
| coefficient | std. error | t-ratio | p-value
const | -29248414.7411 | 4603048.5194 | -6.3541 | 4.6536e-09
HDD12 | 4978.7602 | 199.5723 | 24.9472 | 1.5028e-47
CDD16 | 13507.7203 | 521.1793 | 25.9176 | 3.9115e-49
Trend | -24836.3642 | 5024.8038 | -4.9428 | 2.7224e-06
Tor_FTEAdj | 1962.414 | 674.1367 | 2.911 | 0.0043479
Shoulder | -216171.8488 | 58813.1974 | -3.6756 | 0.00036588
GS_lt_50_Customers | 5213.7906 | 818.7857 | 6.3677 | 4.3612e-09
MonthDays | 351437.6692 | 23807.5656 | 14.7616 | 4.9084e-28
Statistics based on the rho-differenced data
Mean dependent var | 14821721.5703 | S.D. dependent var | 1042253.7257
Sum squared resid | 5701712454494 | S.E. of regression | 225628.338
R-squared | 0.95593 | Adjusted R-squared | 0.95318
F(7, 112) | 332.4286 | P-value(F) | 8.0252e-72
rho | -0.018248 | Durbin-Watson | 2.0135

## GS<50 Predicted Monthly
Date | Year | Month | GS_lt_50_NoCDM | HDD12 | CDD16 | Trend | Tor_FTEAdj | Shoulder | GS_lt_50_Customers | Month Days | const | HDD12 | CDD16 | Trend | Tor_FTEAdj | Shoulder | GS_lt_50_Customers | Month Days | Predicted | Difference |  | -21300538.1728
2010-01-01 | 2010 | 1 | 15762767 | 483.2 | 0 | 1 | 2836.8 | 0 | 4982 | 31 | -29248414.7411 | 2405736.95 | 0 | -24836.3642 | 5566975.9825 | 0 | 25975104.881 | 10894567.7448 | 15569134.453 | -193632.547 | 1.228%
2010-02-01 | 2010 | 2 | 14456043 | 392.6 | 0 | 2 | 2842.3 | 0 | 4991 | 28 | -29248414.7411 | 1954661.2719 | 0 | -49672.7284 | 5577769.2593 | 0 | 26022028.9966 | 9840254.7372 | 14096626.7956 | -359416.2044 | 2.486%
2010-03-01 | 2010 | 3 | 14266604 | 232.4 | 0 | 3 | 2849.8 | 1 | 4993 | 31 | -29248414.7411 | 1157063.8808 | 0 | -74509.0926 | 5592487.3642 | -216171.8488 | 26032456.5779 | 10894567.7448 | 14137479.8852 | -129124.1148 | 0.9051%
2010-04-01 | 2010 | 4 | 12709245 | 78.5 | 0 | 4 | 2844.4 | 1 | 4962 | 30 | -29248414.7411 | 390832.6792 | 0 | -99345.4568 | 5581890.3287 | -216171.8488 | 25870829.0686 | 10543130.0756 | 12822750.1054 | 113505.1054 | 0.8931%
2010-05-01 | 2010 | 5 | 13617876 | 36.5 | 46.8 | 5 | 2847.5 | 1 | 4969 | 31 | -29248414.7411 | 181724.7489 | 632161.3104 | -124181.821 | 5587973.8121 | -216171.8488 | 25907325.6029 | 10894567.7448 | 13614984.8083 | -2891.1917 | 0.02123%
2010-06-01 | 2010 | 6 | 14352297 | 0 | 105 | 6 | 2859.9 | 0 | 4976 | 30 | -29248414.7411 | 0 | 1418310.6324 | -149018.1852 | 5612307.7454 | 0 | 25943822.1373 | 10543130.0756 | 14120137.6645 | -232159.3355 | 1.618%
2010-07-01 | 2010 | 7 | 16022256 | 0 | 229.8 | 7 | 2878.7 | 0 | 4982 | 31 | -29248414.7411 | 0 | 3104074.1269 | -173854.5494 | 5649201.1283 | 0 | 25975104.881 | 10894567.7448 | 16200678.5906 | 178422.5906 | 1.114%
2010-08-01 | 2010 | 8 | 15750964 | 0 | 207.7 | 8 | 2895.3 | 0 | 4983 | 31 | -29248414.7411 | 0 | 2805553.5081 | -198690.9136 | 5681777.2004 | 0 | 25980318.6716 | 10894567.7448 | 15915111.4703 | 164147.4703 | 1.042%
2010-09-01 | 2010 | 9 | 13403453 | 0.1 | 56.8 | 9 | 2891.8 | 1 | 4981 | 30 | -29248414.7411 | 497.876 | 767238.5135 | -223527.2778 | 5674908.7514 | -216171.8488 | 25969891.0904 | 10543130.0756 | 13267552.4393 | -135900.5607 | 1.014%
2010-10-01 | 2010 | 10 | 13142565 | 44.2 | 3.4 | 10 | 2893.7 | 1 | 4981 | 31 | -29248414.7411 | 220061.2028 | 45926.249 | -248363.642 | 5678637.338 | -216171.8488 | 25969891.0904 | 10894567.7448 | 13096133.3932 | -46431.6068 | 0.3533%
2010-11-01 | 2010 | 11 | 13574075 | 202.7 | 0 | 11 | 2893.6 | 1 | 5023 | 30 | -29248414.7411 | 1009194.7015 | 0 | -273200.0062 | 5678441.0966 | -216171.8488 | 26188870.2965 | 10543130.0756 | 13681849.5742 | 107774.5742 | 0.794%
2010-12-01 | 2010 | 12 | 15142180 | 447.6 | 0 | 12 | 2918.5 | 0 | 5036 | 31 | -29248414.7411 | 2228493.0853 | 0 | -298036.3704 | 5727305.2047 | 0 | 26256649.5746 | 10894567.7448 | 15560564.498 | 418384.498 | 2.763%
2011-01-01 | 2011 | 1 | 15995127.3349 | 540.7 | 0 | 13 | 2938.5 | 0 | 5045 | 31 | -29248414.7411 | 2692015.664 | 0 | -322872.7346 | 5766553.4844 | 0 | 26303573.6902 | 10894567.7448 | 16085423.1078 | 90295.7728 | 0.5645%
2011-02-01 | 2011 | 2 | 14555084.3349 | 437.2 | 0 | 14 | 2947.4 | 0 | 5089 | 28 | -29248414.7411 | 2176713.9788 | 0 | -347709.0988 | 5784018.9688 | 0 | 26532980.4776 | 9840254.7372 | 14737844.3226 | 182759.9876 | 1.256%
2011-03-01 | 2011 | 3 | 15164745.3349 | 359.5 | 0 | 15 | 2938.7 | 1 | 5088 | 31 | -29248414.7411 | 1789864.3078 | 0 | -372545.463 | 5766945.9672 | -216171.8488 | 26527766.687 | 10894567.7448 | 15142012.6539 | -22732.681 | 0.1499%
2011-04-01 | 2011 | 4 | 13518631.3349 | 177.5 | 0 | 16 | 2929.9 | 1 | 5085 | 30 | -29248414.7411 | 883729.9433 | 0 | -397381.8272 | 5749676.7241 | -216171.8488 | 26512125.3151 | 10543130.0756 | 13826693.6412 | 308062.3062 | 2.279%
2011-05-01 | 2011 | 5 | 13626861.3349 | 42.4 | 9.8 | 17 | 2930.2 | 1 | 5078 | 31 | -29248414.7411 | 211099.4344 | 132375.659 | -422218.1914 | 5750265.4483 | -216171.8488 | 26475628.7808 | 10894567.7448 | 13577132.286 | -49729.0489 | 0.3649%
2011-06-01 | 2011 | 6 | 14487788.3349 | 0 | 86.4 | 18 | 2934.9 | 0 | 5082 | 30 | -29248414.7411 | 0 | 1167067.0347 | -447054.5556 | 5759488.794 | 0 | 26496483.9432 | 10543130.0756 | 14270700.5509 | -217087.784 | 1.498%
2011-07-01 | 2011 | 7 | 16609782.3349 | 0 | 251.9 | 19 | 2928.1 | 0 | 5096 | 31 | -29248414.7411 | 0 | 3402594.7458 | -471890.9198 | 5746144.379 | 0 | 26569477.012 | 10894567.7448 | 16892478.2206 | 282695.8857 | 1.702%
2011-08-01 | 2011 | 8 | 15863299.3349 | 0 | 180.4 | 20 | 2922.7 | 0 | 5089 | 31 | -29248414.7411 | 0 | 2436792.7437 | -496727.284 | 5735547.3435 | 0 | 26532980.4776 | 10894567.7448 | 15854746.2845 | -8553.0504 | 0.05392%
2011-09-01 | 2011 | 9 | 13532144.3349 | 0.4 | 65 | 21 | 2918.3 | 1 | 5088 | 30 | -29248414.7411 | 1991.5041 | 878001.8201 | -521563.6482 | 5726912.7219 | -216171.8488 | 26527766.687 | 10543130.0756 | 13691652.5707 | 159508.2357 | 1.179%
2011-10-01 | 2011 | 10 | 13280230.3349 | 61.1 | 11.6 | 22 | 2912.1 | 1 | 5102 | 31 | -29248414.7411 | 304202.2509 | 156689.5556 | -546400.0124 | 5714745.7553 | -216171.8488 | 26600759.7557 | 10894567.7448 | 13659978.46 | 379748.1251 | 2.859%
2011-11-01 | 2011 | 11 | 13582759.3349 | 127.1 | 0 | 23 | 2908.5 | 1 | 5122 | 30 | -29248414.7411 | 632800.427 | 0 | -571236.3766 | 5707681.0649 | -216171.8488 | 26705035.5681 | 10543130.0756 | 13552824.1693 | -29935.1657 | 0.2204%
2011-12-01 | 2011 | 12 | 14822411.3349 | 295.3 | 0 | 24 | 2903 | 0 | 5123 | 31 | -29248414.7411 | 1470227.9001 | 0 | -596072.7408 | 5696887.788 | 0 | 26710249.3588 | 10894567.7448 | 14927445.3099 | 105033.9749 | 0.7086%
2012-01-01 | 2012 | 1 | 15492130.2817 | 382.7 | 0 | 25 | 2903.3 | 0 | 5121 | 31 | -29248414.7411 | 1905371.5455 | 0 | -620909.105 | 5697476.5122 | 0 | 26699821.7775 | 10894567.7448 | 15327913.734 | -164216.5477 | 1.06%
2012-02-01 | 2012 | 2 | 14445977.2817 | 323.4 | 0 | 26 | 2901.2 | 0 | 5127 | 29 | -29248414.7411 | 1610131.063 | 0 | -645745.4692 | 5693355.4429 | 0 | 26731104.5213 | 10191692.4064 | 14332123.2233 | -113854.0584 | 0.7881%
2012-03-01 | 2012 | 3 | 14326333.2817 | 184.9 | 0 | 27 | 2907.4 | 1 | 5122 | 31 | -29248414.7411 | 920572.7692 | 0 | -670581.8334 | 5705522.4095 | -216171.8488 | 26705035.5681 | 10894567.7448 | 14090530.0684 | -235803.2132 | 1.646%
2012-04-01 | 2012 | 4 | 13184039.2817 | 134.2 | 0 | 28 | 2912.5 | 1 | 5123 | 30 | -29248414.7411 | 668149.6248 | 0 | -695418.1976 | 5715530.7208 | -216171.8488 | 26710249.3588 | 10543130.0756 | 13477054.9926 | 293015.7109 | 2.223%
2012-05-01 | 2012 | 5 | 13982977.2817 | 11.4 | 46.2 | 29 | 2917.9 | 1 | 5123 | 31 | -29248414.7411 | 56757.8668 | 624056.6783 | -720254.5618 | 5726127.7563 | -216171.8488 | 26710249.3588 | 10894567.7448 | 13826918.2533 | -156059.0283 | 1.116%
2012-06-01 | 2012 | 6 | 14982710.2817 | 0 | 147 | 30 | 2928.6 | 0 | 5127 | 30 | -29248414.7411 | 0 | 1985634.8854 | -745090.926 | 5747125.5859 | 0 | 26731104.5213 | 10543130.0756 | 15013489.4012 | 30779.1195 | 0.2054%
2012-07-01 | 2012 | 7 | 16737303.2817 | 0 | 255 | 31 | 2949.2 | 0 | 5135 | 31 | -29248414.7411 | 0 | 3444468.6787 | -769927.2902 | 5787551.314 | 0 | 26772814.8462 | 10894567.7448 | 16881060.5525 | 143757.2708 | 0.8589%
2012-08-01 | 2012 | 8 | 15895184.2817 | 0 | 192.8 | 32 | 2968.4 | 0 | 5147 | 31 | -29248414.7411 | 0 | 2604288.4755 | -794763.6544 | 5825229.6624 | 0 | 26835380.3337 | 10894567.7448 | 16116287.821 | 221103.5393 | 1.391%
2012-09-01 | 2012 | 9 | 14172207.2817 | 0.9 | 69.9 | 33 | 2985.6 | 1 | 5148 | 30 | -29248414.7411 | 4480.8842 | 944189.6496 | -819600.0186 | 5858983.1829 | -216171.8488 | 26840594.1243 | 10543130.0756 | 13907191.3082 | -265015.9735 | 1.87%
2012-10-01 | 2012 | 10 | 13656586.2817 | 66.6 | 3.8 | 34 | 3002.1 | 1 | 5150 | 31 | -29248414.7411 | 331585.4323 | 51329.3372 | -844436.3828 | 5891363.0136 | -216171.8488 | 26851021.7056 | 10894567.7448 | 13710844.2608 | 54257.9791 | 0.3973%
2012-11-01 | 2012 | 11 | 14160121.2817 | 216.8 | 0 | 35 | 3019.5 | 1 | 5162 | 30 | -29248414.7411 | 1079395.2209 | 0 | -869272.747 | 5925509.0169 | -216171.8488 | 26913587.193 | 10543130.0756 | 14127762.1696 | -32359.112 | 0.2285%
2012-12-01 | 2012 | 12 | 15041472.2817 | 293.4 | 0 | 36 | 3030.3 | 0 | 5168 | 31 | -29248414.7411 | 1460768.2557 | 0 | -894109.1112 | 5946703.0879 | 0 | 26944869.9368 | 10894567.7448 | 15104385.1728 | 62912.8912 | 0.4183%
2013-01-01 | 2013 | 1 | 15838016.6227 | 395.2 | 0 | 37 | 3038 | 0 | 5177 | 31 | -29248414.7411 | 1967606.0485 | 0 | -918945.4754 | 5961813.6755 | 0 | 26991794.0524 | 10894567.7448 | 15648421.3048 | -189595.3179 | 1.197%
2013-02-01 | 2013 | 2 | 14586196.6227 | 419.5 | 0 | 38 | 3041.7 | 0 | 5175 | 28 | -29248414.7411 | 2088589.9224 | 0 | -943781.8396 | 5969074.6072 | 0 | 26981366.4711 | 9840254.7372 | 14687089.1574 | 100892.5347 | 0.6917%
2013-03-01 | 2013 | 3 | 15372207.6227 | 337.3 | 0 | 39 | 3045.3 | 1 | 5178 | 31 | -29248414.7411 | 1679335.8304 | 0 | -968618.2038 | 5976139.2976 | -216171.8488 | 26997007.843 | 10894567.7448 | 15113845.9221 | -258361.7005 | 1.681%
2013-04-01 | 2013 | 4 | 13920639.6227 | 183 | 0 | 40 | 3057 | 1 | 5137 | 30 | -29248414.7411 | 911113.1247 | 0 | -993454.568 | 5999099.5412 | -216171.8488 | 26783242.4275 | 10543130.0756 | 13778544.0111 | -142095.6116 | 1.021%
2013-05-01 | 2013 | 5 | 13887530.6227 | 28.2 | 26.6 | 41 | 3073.7 | 1 | 5144 | 31 | -29248414.7411 | 140401.0389 | 359305.3602 | -1018290.9322 | 6031871.8546 | -216171.8488 | 26819738.9618 | 10894567.7448 | 13763007.4384 | -124523.1843 | 0.8967%
2013-06-01 | 2013 | 6 | 14423533.6227 | 0.1 | 89.8 | 42 | 3092.4 | 0 | 5144 | 30 | -29248414.7411 | 497.876 | 1212993.2837 | -1043127.2964 | 6068568.9961 | 0 | 26819738.9618 | 10543130.0756 | 14353387.1559 | -70146.4668 | 0.4863%
2013-07-01 | 2013 | 7 | 16236138.6227 | 0 | 192.9 | 43 | 3100 | 0 | 5148 | 31 | -29248414.7411 | 0 | 2605639.2476 | -1067963.6606 | 6083483.3424 | 0 | 26840594.1243 | 10894567.7448 | 16107906.0574 | -128232.5653 | 0.7898%
2013-08-01 | 2013 | 8 | 15500151.6227 | 0 | 151 | 44 | 3110.2 | 0 | 5147 | 31 | -29248414.7411 | 0 | 2039665.7666 | -1092800.0248 | 6103499.965 | 0 | 26835380.3337 | 10894567.7448 | 15531899.0443 | 31747.4216 | 0.2048%
2013-09-01 | 2013 | 9 | 14135606.6227 | 1.9 | 57.1 | 45 | 3116.8 | 1 | 5152 | 30 | -29248414.7411 | 9459.6445 | 771290.8296 | -1117636.389 | 6116451.8972 | -216171.8488 | 26861449.2868 | 10543130.0756 | 13719558.7549 | -416047.8677 | 2.943%
2013-10-01 | 2013 | 10 | 13724627.6227 | 62.4 | 9.7 | 46 | 3116 | 1 | 5151 | 31 | -29248414.7411 | 310674.6392 | 131024.887 | -1142472.7532 | 6114881.9661 | -216171.8488 | 26856235.4962 | 10894567.7448 | 13700325.3903 | -24302.2324 | 0.1771%
2013-11-01 | 2013 | 11 | 14236916.6227 | 249.6 | 0 | 47 | 3113.4 | 1 | 5173 | 30 | -29248414.7411 | 1242698.557 | 0 | -1167309.1174 | 6109779.6897 | -216171.8488 | 26970938.8899 | 10543130.0756 | 14234651.505 | -2265.1177 | 0.01591%
2013-12-01 | 2013 | 12 | 15780327.6227 | 438 | 0 | 48 | 3108.4 | 0 | 5176 | 31 | -29248414.7411 | 2180696.987 | 0 | -1192145.4816 | 6099967.6198 | 0 | 26986580.2618 | 10894567.7448 | 15721252.3907 | -59075.232 | 0.3744%
2014-01-01 | 2014 | 1 | 16666551.6441 | 586.1 | 0 | 49 | 3105.1 | 0 | 5174 | 31 | -29248414.7411 | 2918051.3791 | 0 | -1216981.8458 | 6093491.6537 | 0 | 26976152.6805 | 10894567.7448 | 16416866.8713 | -249684.7729 | 1.498%
2014-02-01 | 2014 | 2 | 15212265.6441 | 528.6 | 0 | 50 | 3109.9 | 0 | 5177 | 28 | -29248414.7411 | 2631772.6651 | 0 | -1241818.21 | 6102911.2408 | 0 | 26991794.0524 | 9840254.7372 | 15076499.7445 | -135765.8997 | 0.8925%
2014-03-01 | 2014 | 3 | 15928487.6441 | 464.4 | 0 | 51 | 3115.2 | 1 | 5180 | 31 | -29248414.7411 | 2312136.2574 | 0 | -1266654.5742 | 6113312.0349 | -216171.8488 | 27007435.4242 | 10894567.7448 | 15596210.2973 | -332277.3468 | 2.086%
2014-04-01 | 2014 | 4 | 13755808.6441 | 185.9 | 0 | 52 | 3126.8 | 1 | 5185 | 30 | -29248414.7411 | 925551.5294 | 0 | -1291490.9384 | 6136076.0371 | -216171.8488 | 27033504.3774 | 10543130.0756 | 13882184.4912 | 126375.8471 | 0.9187%
2014-05-01 | 2014 | 5 | 13728640.6441 | 33.9 | 18.2 | 53 | 3114.3 | 1 | 5182 | 31 | -29248414.7411 | 168779.9723 | 245840.5096 | -1316327.3026 | 6111545.8623 | -216171.8488 | 27017863.0055 | 10894567.7448 | 13657683.2021 | -70957.4421 | 0.5169%
2014-06-01 | 2014 | 6 | 14380195.6441 | 0 | 86.1 | 54 | 3091.8 | 0 | 5192.5 | 30 | -29248414.7411 | 0 | 1163014.7186 | -1341163.6668 | 6067391.5477 | 0 | 27072607.807 | 10543130.0756 | 14256565.7411 | -123629.903 | 0.8597%
2014-07-01 | 2014 | 7 | 15171411.6441 | 0 | 119.5 | 55 | 3067.1 | 0 | 5203 | 31 | -29248414.7411 | 0 | 1614172.5769 | -1366000.031 | 6018919.9224 | 0 | 27127352.6086 | 10894567.7448 | 15040598.0806 | -130813.5635 | 0.8622%
2014-08-01 | 2014 | 8 | 14799566.6441 | 0 | 126.7 | 56 | 3056.5 | 0 | 5210 | 31 | -29248414.7411 | 0 | 1711428.1631 | -1390836.3952 | 5998118.3342 | 0 | 27163849.1429 | 10894567.7448 | 15128712.2488 | 329145.6046 | 2.224%
2014-09-01 | 2014 | 9 | 13670813.6441 | 0.6 | 64.6 | 57 | 3058.5 | 1 | 5214 | 30 | -29248414.7411 | 2987.2561 | 872598.7319 | -1415672.7594 | 6002043.1621 | -216171.8488 | 27184704.3054 | 10543130.0756 | 13725204.182 | 54390.5379 | 0.3979%
2014-10-01 | 2014 | 10 | 13266929.6441 | 50.6 | 6.4 | 58 | 3072.7 | 1 | 5215 | 31 | -29248414.7411 | 251925.2684 | 86449.41 | -1440509.1236 | 6029909.4407 | -216171.8488 | 27189918.096 | 10894567.7448 | 13547674.2464 | 280744.6023 | 2.116%
2014-11-01 | 2014 | 11 | 14011300.6441 | 261.6 | 0 | 59 | 3082 | 1 | 5219 | 30 | -29248414.7411 | 1302443.6799 | 0 | -1465345.4878 | 6048159.8907 | -216171.8488 | 27210773.2585 | 10543130.0756 | 14174574.8271 | 163274.183 | 1.165%
2014-12-01 | 2014 | 12 | 15136895.6441 | 333.1 | 0 | 60 | 3080.1 | 0 | 5230 | 31 | -29248414.7411 | 1658425.0373 | 0 | -1490181.852 | 6044431.3041 | 0 | 27268124.9554 | 10894567.7448 | 15126952.4486 | -9943.1955 | 0.06569%
2015-01-01 | 2015 | 1 | 16182556.6991 | 553.6 | 0 | 61 | 3076.8 | 0 | 5230 | 31 | -29248414.7411 | 2756241.6712 | 0 | -1515018.2162 | 6037955.338 | 0 | 27268124.9554 | 10894567.7448 | 16193456.7521 | 10900.053 | 0.06736%
2015-02-01 | 2015 | 2 | 15130034.6991 | 647.9 | 0 | 62 | 3085.5 | 0 | 5234 | 28 | -29248414.7411 | 3225738.7622 | 0 | -1539854.5804 | 6055028.3396 | 0 | 27288980.1179 | 9840254.7372 | 15621732.6355 | 491697.9364 | 3.25%
2015-03-01 | 2015 | 3 | 15540011.6991 | 408 | 0 | 63 | 3108.7 | 1 | 5236 | 31 | -29248414.7411 | 2031334.1796 | 0 | -1564690.9446 | 6100556.344 | -216171.8488 | 27299407.6991 | 10894567.7448 | 15296588.4331 | -243423.266 | 1.566%
2015-04-01 | 2015 | 4 | 13711956.6991 | 149.7 | 0 | 64 | 3122.7 | 1 | 5236 | 30 | -29248414.7411 | 745320.4086 | 0 | -1589527.3088 | 6128030.1397 | -216171.8488 | 27299407.6991 | 10543130.0756 | 13661774.4244 | -50182.2747 | 0.366%
2015-05-01 | 2015 | 5 | 13844626.6991 | 18.3 | 35.1 | 65 | 3142.3 | 1 | 5250 | 31 | -29248414.7411 | 91111.3125 | 474120.9828 | -1614363.673 | 6166493.4538 | -216171.8488 | 27372400.7678 | 10894567.7448 | 13919743.9989 | 75117.2998 | 0.5426%
2015-06-01 | 2015 | 6 | 14160686.6991 | 3.5 | 56.3 | 66 | 3163.2 | 0 | 5241 | 30 | -29248414.7411 | 17425.6609 | 760484.6534 | -1639200.0372 | 6207507.906 | 0 | 27325476.6522 | 10543130.0756 | 13966410.1698 | -194276.5293 | 1.372%
2015-07-01 | 2015 | 7 | 15621116.6991 | 0 | 182.9 | 67 | 3194.9 | 0 | 5240 | 31 | -29248414.7411 | 0 | 2470562.0445 | -1664036.4014 | 6269716.4292 | 0 | 27320262.8616 | 10894567.7448 | 16042657.9376 | 421541.2385 | 2.699%
2015-08-01 | 2015 | 8 | 15851803.6991 | 0 | 148.7 | 68 | 3214.6 | 0 | 5244 | 31 | -29248414.7411 | 0 | 2008598.0099 | -1688872.7656 | 6308375.9846 | 0 | 27341118.0241 | 10894567.7448 | 15615372.2568 | -236431.4423 | 1.492%
2015-09-01 | 2015 | 9 | 14469369.6991 | 0 | 128.1 | 69 | 3220.3 | 1 | 5237 | 30 | -29248414.7411 | 0 | 1730338.9715 | -1713709.1298 | 6319561.7443 | -216171.8488 | 27304621.4897 | 10543130.0756 | 14719356.5616 | 249986.8625 | 1.728%
2015-10-01 | 2015 | 10 | 13421736.6991 | 51.8 | 4.3 | 70 | 3216.5 | 1 | 5242 | 31 | -29248414.7411 | 257899.7807 | 58083.1973 | -1738545.494 | 6312104.5712 | -216171.8488 | 27330690.4428 | 10894567.7448 | 13650213.653 | 228476.9539 | 1.702%
2015-11-01 | 2015 | 11 | 13464398.6991 | 133 | 0.1 | 71 | 3211.5 | 1 | 5234 | 30 | -29248414.7411 | 662175.1125 | 1350.772 | -1763381.8582 | 6302292.5013 | -216171.8488 | 27288980.1179 | 10543130.0756 | 13569960.1313 | 105561.4322 | 0.784%
2015-12-01 | 2015 | 12 | 14365730.6991 | 208.5 | 0 | 72 | 3220.1 | 0 | 5238 | 31 | -29248414.7411 | 1038071.5109 | 0 | -1788218.2224 | 6319169.2615 | 0 | 27309835.2804 | 10894567.7448 | 14525010.8342 | 159280.1351 | 1.109%
2016-01-01 | 2016 | 1 | 15517081.304 | 439 | 0 | 73 | 3227 | 0 | 5246 | 31 | -29248414.7411 | 2185675.7472 | 0 | -1813054.5866 | 6332709.918 | 0 | 27351545.6053 | 10894567.7448 | 15703029.6877 | 185948.3838 | 1.198%
2016-02-01 | 2016 | 2 | 14725350.304 | 370.3 | 0 | 74 | 3221.1 | 0 | 5267 | 29 | -29248414.7411 | 1843634.9184 | 0 | -1837890.9508 | 6321131.6755 | 0 | 27461035.2084 | 10191692.4064 | 14731188.5169 | 5838.213 | 0.03965%
2016-03-01 | 2016 | 3 | 14848383.304 | 267 | 0 | 75 | 3210.6 | 1 | 5268 | 31 | -29248414.7411 | 1329328.9852 | 0 | -1862727.315 | 6300526.3287 | -216171.8488 | 27466248.999 | 10894567.7448 | 14663358.1529 | -185025.151 | 1.246%
2016-04-01 | 2016 | 4 | 13743778.304 | 216.9 | 0.8 | 76 | 3208.5 | 1 | 5267 | 30 | -29248414.7411 | 1079893.097 | 10806.1762 | -1887563.6792 | 6296405.2593 | -216171.8488 | 27461035.2084 | 10543130.0756 | 14039119.5476 | 295341.2436 | 2.149%
2016-05-01 | 2016 | 5 | 14047734.304 | 41.9 | 47.7 | 77 | 3217.7 | 1 | 5294 | 31 | -29248414.7411 | 208610.0542 | 644318.2587 | -1912400.0434 | 6314459.468 | -216171.8488 | 27601807.5552 | 10894567.7448 | 14286776.4477 | 239042.1438 | 1.702%
2016-06-01 | 2016 | 6 | 14848177.304 | 0 | 110.1 | 78 | 3230.3 | 0 | 5264 | 30 | -29248414.7411 | 0 | 1487200.006 | -1937236.4076 | 6339185.8841 | 0 | 27445393.8365 | 10543130.0756 | 14629258.6537 | -218918.6503 | 1.474%
2016-07-01 | 2016 | 7 | 16626440.304 | 0 | 214.5 | 79 | 3229.4 | 0 | 5262 | 31 | -29248414.7411 | 0 | 2897406.0062 | -1962072.7718 | 6337419.7116 | 0 | 27434966.2553 | 10894567.7448 | 16353872.205 | -272568.0989 | 1.639%
2016-08-01 | 2016 | 8 | 16998535.304 | 0 | 239.8 | 80 | 3224.8 | 0 | 5260 | 31 | -29248414.7411 | 0 | 3239151.33 | -1986909.136 | 6328392.6072 | 0 | 27424538.674 | 10894567.7448 | 16651326.4791 | -347208.8249 | 2.043%
2016-09-01 | 2016 | 9 | 14679750.304 | 0 | 124.7 | 81 | 3216.9 | 1 | 5273 | 30 | -29248414.7411 | 0 | 1684412.7225 | -2011745.5002 | 6312889.5368 | -216171.8488 | 27492317.9521 | 10543130.0756 | 14556418.197 | -123332.1069 | 0.8402%
2016-10-01 | 2016 | 10 | 13570857.304 | 50.1 | 24.8 | 82 | 3209.8 | 1 | 5278 | 31 | -29248414.7411 | 249435.8882 | 334991.4637 | -2036581.8644 | 6298956.3975 | -216171.8488 | 27518386.9052 | 10894567.7448 | 13795169.9453 | 224312.6413 | 1.653%
2016-11-01 | 2016 | 11 | 13638777.304 | 121.3 | 0 | 83 | 3207.3 | 1 | 5298 | 30 | -29248414.7411 | 603923.6176 | 0 | -2061418.2286 | 6294050.3626 | -216171.8488 | 27622662.7177 | 10543130.0756 | 13537761.9551 | -101015.3489 | 0.7406%
2016-12-01 | 2016 | 12 | 15093983.304 | 373 | 0 | 84 | 3203.9 | 0 | 5297 | 31 | -29248414.7411 | 1857077.5711 | 0 | -2086254.5928 | 6287378.155 | 0 | 27617448.9271 | 10894567.7448 | 15321803.0642 | 227819.7602 | 1.509%
2017-01-01 | 2017 | 1 | 15848622.7163 | 382.6 | 0 | 85 | 3213.3 | 0 | 5303 | 31 | -29248414.7411 | 1904873.6694 | 0 | -2111090.957 | 6305824.8465 | 0 | 27648731.6708 | 10894567.7448 | 15394492.2335 | -454130.4828 | 2.865%
2017-02-01 | 2017 | 2 | 14155244.7163 | 303.2 | 0 | 86 | 3230.3 | 0 | 5341 | 28 | -29248414.7411 | 1509560.106 | 0 | -2135927.3212 | 6339185.8841 | 0 | 27846855.7145 | 9840254.7372 | 14151514.3797 | -3730.3366 | 0.02635%
2017-03-01 | 2017 | 3 | 15108599.7163 | 355.2 | 0 | 87 | 3247.6 | 1 | 5342 | 31 | -29248414.7411 | 1768455.6387 | 0 | -2160763.6853 | 6373135.646 | -216171.8488 | 27852069.5051 | 10894567.7448 | 15262878.2594 | 154278.5431 | 1.021%
2017-04-01 | 2017 | 4 | 13649236.7163 | 107.1 | 0.9 | 88 | 3257.7 | 1 | 5344 | 30 | -29248414.7411 | 533225.2222 | 12156.9483 | -2185600.0495 | 6392956.0272 | -216171.8488 | 27862497.0863 | 10543130.0756 | 13693778.7202 | 44542.0039 | 0.3263%
2017-05-01 | 2017 | 5 | 13851346.7163 | 57.9 | 17.3 | 89 | 3266.8 | 1 | 5341 | 31 | -29248414.7411 | 288270.2181 | 233683.5613 | -2210436.4137 | 6410813.9945 | -216171.8488 | 27846855.7145 | 10894567.7448 | 13999168.2296 | 147821.5133 | 1.067%
2017-06-01 | 2017 | 6 | 14440865.7163 | 0 | 108 | 90 | 3268.7 | 0 | 5339 | 30 | -29248414.7411 | 0 | 1458833.7933 | -2235272.7779 | 6414542.581 | 0 | 27836428.1332 | 10543130.0756 | 14769247.0642 | 328381.3479 | 2.274%
2017-07-01 | 2017 | 7 | 15754493.7163 | 0 | 175.5 | 91 | 3270 | 0 | 5337 | 31 | -29248414.7411 | 0 | 2370604.9142 | -2260109.1421 | 6417093.7192 | 0 | 27826000.552 | 10894567.7448 | 15999743.0469 | 245249.3306 | 1.557%
2017-08-01 | 2017 | 8 | 15368668.7163 | 0 | 140.2 | 92 | 3278.6 | 0 | 5344 | 31 | -29248414.7411 | 0 | 1893782.3873 | -2284945.5063 | 6433970.4794 | 0 | 27862497.0863 | 10894567.7448 | 15551457.4504 | 182788.7341 | 1.189%
2017-09-01 | 2017 | 9 | 14399680.7163 | 1 | 96.9 | 93 | 3297.7 | 1 | 5350 | 30 | -29248414.7411 | 4978.7602 | 1308898.0979 | -2309781.8705 | 6471452.5865 | -216171.8488 | 27893779.8301 | 10543130.0756 | 14447870.8899 | 48190.1736 | 0.3347%
2017-10-01 | 2017 | 10 | 14109770.7163 | 26.3 | 33.6 | 94 | 3320.8 | 1 | 5350 | 31 | -29248414.7411 | 130941.3944 | 453859.4024 | -2334618.2347 | 6516784.3495 | -216171.8488 | 27893779.8301 | 10894567.7448 | 14090727.8965 | -19042.8198 | 0.135%
2017-11-01 | 2017 | 11 | 14159054.7163 | 208.1 | 0 | 95 | 3335.4 | 1 | 5353 | 30 | -29248414.7411 | 1036080.0068 | 0 | -2359454.5989 | 6545435.5936 | -216171.8488 | 27909421.2019 | 10543130.0756 | 14210025.6892 | 50970.9729 | 0.36%
2017-12-01 | 2017 | 12 | 15720500.7163 | 463.2 | 0 | 96 | 3352.3 | 0 | 5356 | 31 | -29248414.7411 | 2306161.7451 | 0 | -2384290.9631 | 6578600.3899 | 0 | 27925062.5738 | 10894567.7448 | 16071686.7494 | 351186.0331 | 2.234%
2018-01-01 | 2018 | 1 | 16654358.3673 | 494.3 | 0 | 97 | 3357.1 | 0 | 5365 | 31 | -29248414.7411 | 2461001.1887 | 0 | -2409127.3273 | 6588019.977 | 0 | 27971986.6894 | 10894567.7448 | 16258033.5315 | -396324.8358 | 2.38%
2018-02-01 | 2018 | 2 | 14649762.3673 | 344.1 | 0 | 98 | 3356.1 | 0 | 5367 | 28 | -29248414.7411 | 1713191.4 | 0 | -2433963.6915 | 6586057.563 | 0 | 27982414.2706 | 9840254.7372 | 14439539.5383 | -210222.829 | 1.435%
2018-03-01 | 2018 | 3 | 15509147.3673 | 347.9 | 0 | 99 | 3345.3 | 1 | 5382 | 31 | -29248414.7411 | 1732110.689 | 0 | -2458800.0557 | 6564863.492 | -216171.8488 | 28060621.13 | 10894567.7448 | 15328776.4102 | -180370.9572 | 1.163%
2018-04-01 | 2018 | 4 | 14451924.3673 | 239.3 | 0 | 100 | 3338.5 | 1 | 5377 | 30 | -29248414.7411 | 1191417.3264 | 0 | -2483636.4199 | 6551519.0769 | -216171.8488 | 28034552.1769 | 10543130.0756 | 14372395.6461 | -79528.7213 | 0.5503%
2018-05-01 | 2018 | 5 | 14807257.3673 | 25.2 | 48.5 | 101 | 3335 | 1 | 5371 | 31 | -29248414.7411 | 125464.7582 | 655124.435 | -2508472.7841 | 6544650.628 | -216171.8488 | 28003269.4331 | 10894567.7448 | 14250017.6251 | -557239.7423 | 3.763%
2018-06-01 | 2018 | 6 | 15605806.3673 | 0 | 95.9 | 102 | 3341.9 | 0 | 5437 | 30 | -29248414.7411 | 0 | 1295390.3776 | -2533309.1483 | 6558191.2845 | 0 | 28347379.6142 | 10543130.0756 | 14962367.4625 | -643438.9048 | 4.123%
2018-07-01 | 2018 | 7 | 17337110.3673 | 0 | 226.2 | 103 | 3357.7 | 0 | 5443 | 31 | -29248414.7411 | 0 | 3055446.3338 | -2558145.5125 | 6589197.4254 | 0 | 28378662.358 | 10894567.7448 | 17111313.6083 | -225796.759 | 1.302%
2018-08-01 | 2018 | 8 | 17142851.3673 | 0 | 225.8 | 104 | 3354.6 | 0 | 5466 | 31 | -29248414.7411 | 0 | 3050043.2457 | -2582981.8767 | 6583113.942 | 0 | 28498579.5423 | 10894567.7448 | 17194907.857 | 52056.4897 | 0.3037%
2018-09-01 | 2018 | 9 | 15306561.3673 | 0 | 114.7 | 105 | 3347.2 | 1 | 5466 | 30 | -29248414.7411 | 0 | 1549335.5194 | -2607818.2409 | 6568592.0786 | -216171.8488 | 28498579.5423 | 10543130.0756 | 15087232.3851 | -219328.9823 | 1.433%
2018-10-01 | 2018 | 10 | 14377808.3673 | 88.2 | 16.2 | 106 | 3346.6 | 1 | 5469 | 31 | -29248414.7411 | 439126.6535 | 218825.069 | -2632654.6051 | 6567414.6302 | -216171.8488 | 28514220.9141 | 10894567.7448 | 14536913.8167 | 159105.4493 | 1.107%
2018-11-01 | 2018 | 11 | 14845972.3673 | 272.4 | 0 | 107 | 3365.9 | 1 | 5496 | 30 | -29248414.7411 | 1356214.2905 | 0 | -2657490.9693 | 6605289.22 | -216171.8488 | 28654993.2609 | 10543130.0756 | 15037549.2879 | 191576.9206 | 1.29%
2018-12-01 | 2018 | 12 | 15695898.3673 | 330 | 0 | 108 | 3382.8 | 0 | 5494 | 31 | -29248414.7411 | 1642990.8806 | 0 | -2682327.3335 | 6638454.0163 | 0 | 28644565.6797 | 10894567.7448 | 15889836.2468 | 193937.8794 | 1.236%
2019-01-01 | 2019 | 1 | 16830375.0661 | 514 | 0 | 109 | 3394.9 | 0 | 5499 | 31 | -29248414.7411 | 2559082.7655 | 0 | -2707163.6977 | 6662199.2255 | 0 | 28670634.6328 | 10894567.7448 | 16830905.9298 | 530.8637 | 0.003154%
2019-02-01 | 2019 | 2 | 15569003.0661 | 403.7 | 0 | 110 | 3412.3 | 0 | 5507 | 28 | -29248414.7411 | 2009925.5106 | 0 | -2732000.0619 | 6696345.2288 | 0 | 28712344.9578 | 9840254.7372 | 15278455.6314 | -290547.4347 | 1.866%
2019-03-01 | 2019 | 3 | 16318845.0661 | 370.5 | 0 | 111 | 3430.6 | 1 | 5500 | 31 | -29248414.7411 | 1844630.6705 | 0 | -2756836.4261 | 6732257.4046 | -216171.8488 | 28675848.4234 | 10894567.7448 | 15925881.2273 | -392963.8387 | 2.408%
2019-04-01 | 2019 | 4 | 14529418.0661 | 173.3 | 0 | 112 | 3447.9 | 1 | 5496 | 30 | -29248414.7411 | 862819.1503 | 0 | -2781672.7903 | 6766207.1665 | -216171.8488 | 28654993.2609 | 10543130.0756 | 14580890.2732 | 51472.2071 | 0.3543%
2019-05-01 | 2019 | 5 | 14271330.0661 | 63.5 | 4.6 | 113 | 3461.7 | 1 | 5489 | 31 | -29248414.7411 | 316151.2755 | 62135.5134 | -2806509.1545 | 6793288.4794 | -216171.8488 | 28618496.7266 | 10894567.7448 | 14413543.9954 | 142213.9293 | 0.9965%
2019-06-01 | 2019 | 6 | 14804296.0661 | 0.2 | 61.2 | 114 | 3472.4 | 0 | 5489 | 30 | -29248414.7411 | 995.752 | 826672.4829 | -2831345.5187 | 6814286.309 | 0 | 28618496.7266 | 10543130.0756 | 14723821.0864 | -80474.9797 | 0.5436%
2019-07-01 | 2019 | 7 | 17319087.0661 | 0 | 214.6 | 115 | 3487.5 | 0 | 5495 | 31 | -29248414.7411 | 0 | 2898756.7782 | -2856181.8829 | 6843918.7602 | 0 | 28649779.4703 | 10894567.7448 | 17182426.1295 | -136660.9366 | 0.7891%
2019-08-01 | 2019 | 8 | 16585053.0661 | 0 | 163.3 | 116 | 3500.1 | 0 | 5492 | 31 | -29248414.7411 | 0 | 2205810.7264 | -2881018.2471 | 6868645.1763 | 0 | 28634138.0985 | 10894567.7448 | 16473728.7578 | -111324.3083 | 0.6712%
2019-09-01 | 2019 | 9 | 14725435.0661 | 0 | 78.7 | 117 | 3522.9 | 1 | 5496 | 30 | -29248414.7411 | 0 | 1063057.5883 | -2905854.6113 | 6913388.2151 | -216171.8488 | 28654993.2609 | 10543130.0756 | 14804127.9388 | 78692.8727 | 0.5344%
2019-10-01 | 2019 | 10 | 14042656.0661 | 32 | 8.4 | 118 | 3525.5 | 1 | 5495 | 31 | -29248414.7411 | 159320.3278 | 113464.8506 | -2930690.9755 | 6918490.4914 | -216171.8488 | 28649779.4703 | 10894567.7448 | 14340345.3196 | 297689.2535 | 2.12%
2019-11-01 | 2019 | 11 | 14515114.0661 | 284 | 0 | 119 | 3531.7 | 1 | 5456 | 30 | -29248414.7411 | 1413967.9094 | 0 | -2955527.3397 | 6930657.4581 | -216171.8488 | 28446441.636 | 10543130.0756 | 14914083.1496 | 398969.0835 | 2.749%
2019-12-01 | 2019 | 12 | 15355560.0661 | 334.4 | 0 | 120 | 3532 | 0 | 5460 | 31 | -29248414.7411 | 1664897.4257 | 0 | -2980363.7039 | 6931246.1823 | 0 | 28467296.7985 | 10894567.7448 | 15729229.7063 | 373669.6403 | 2.433%
1.21%

## GS>50 PW
Model 3: Prais-Winsten, using observations 2010:01-2019:12 (T = 120)
Dependent variable: GS_gt_50_NoCDM
rho = 0.367302
| coefficient | std. error | t-ratio | p-value
const | -64837388.7025 | 24486731.0974 | -2.6479 | 0.0092686
HDD14 | 14174.4906 | 958.0008 | 14.7959 | 4.1301e-28
CDD14 | 48252.8274 | 1670.6443 | 28.8828 | 1.0093e-53
GDP | 41.3597 | 31.6052 | 1.3086 | 0.19334
Trend | -49423.5261 | 39896.3409 | -1.2388 | 0.21801
Dec | -3190026.1521 | 424502.193 | -7.5147 | 1.5038e-11
GS_gt_50_Customers | 51641.9861 | 8838.256 | 5.843 | 5.1217e-08
MonthDays | 1923298.8381 | 101264.7834 | 18.9928 | 8.1661e-37
Statistics based on the rho-differenced data
Mean dependent var | 76581760.674 | S.D. dependent var | 4218276.3905
Sum squared resid | 129030602532832 | S.E. of regression | 1073340.0911
R-squared | 0.93906 | Adjusted R-squared | 0.93526
F(7, 112) | 283.4055 | P-value(F) | 3.8358e-68
rho | -0.050446 | Durbin-Watson | 2.0893

## GS>50 Predicted Monthly
Date | Year | Month | GS_gt_50_NoCDM | HDD14 | CDD14 | GDP | Trend | Dec | GS_gt_50_Customers | Month Days | const | HDD14 | CDD14 | GDP | Trend | Dec | GS_gt_50_Customers | Month Days | Predicted | Difference
2010-01-01 | 2010 | 1 | 77865432 | 545.2 | 0 | 609770.3 | 1 | 0 | 979 | 31 | -64837388.7025 | 7727932.258 | 0 | 25219944.858 | -49423.5261 | 0 | 50557504.4194 | 59622263.9808 | 78240833.2875 | 375401.2875 | 0.4821%
2010-02-01 | 2010 | 2 | 70892677 | 448.6 | 0 | 609770.3 | 2 | 0 | 978 | 28 | -64837388.7025 | 6358676.469 | 0 | 25219944.858 | -98847.0522 | 0 | 50505862.4333 | 53852367.4665 | 71000615.4721 | 107938.4721 | 0.1523%
2010-03-01 | 2010 | 3 | 76083324 | 294.4 | 0 | 609770.3 | 3 | 0 | 983 | 31 | -64837388.7025 | 4172970.0234 | 0 | 25219944.858 | -148270.5783 | 0 | 50764072.3639 | 59622263.9808 | 74793591.9452 | -1289732.0548 | 1.695%
2010-04-01 | 2010 | 4 | 70016664 | 130.3 | 1.4 | 609770.3 | 4 | 0 | 994 | 30 | -64837388.7025 | 1846936.1211 | 67553.9584 | 25219944.858 | -197694.1044 | 0 | 51332134.2113 | 57698965.1427 | 71130451.4845 | 1113787.4845 | 1.591%
2010-05-01 | 2010 | 5 | 75214102 | 59.9 | 76.9 | 609770.3 | 5 | 0 | 996 | 31 | -64837388.7025 | 849051.9851 | 3710642.427 | 25219944.858 | -247117.6305 | 0 | 51435418.1836 | 59622263.9808 | 75752815.1013 | 538713.1013 | 0.7162%
2010-06-01 | 2010 | 6 | 78113215 | 0 | 161.1 | 609770.3 | 6 | 0 | 997 | 30 | -64837388.7025 | 0 | 7773530.4939 | 25219944.858 | -296541.1566 | 0 | 51487060.1697 | 57698965.1427 | 77045570.8052 | -1067644.1948 | 1.367%
2010-07-01 | 2010 | 7 | 83811408 | 0 | 291.8 | 609770.3 | 7 | 0 | 995 | 31 | -64837388.7025 | 0 | 14080175.0349 | 25219944.858 | -345964.6827 | 0 | 51383776.1975 | 59622263.9808 | 85122806.6859 | 1311398.6859 | 1.565%
2010-08-01 | 2010 | 8 | 83014987 | 0 | 269.7 | 609770.3 | 8 | 0 | 998 | 31 | -64837388.7025 | 0 | 13013787.5494 | 25219944.858 | -395388.2088 | 0 | 51538702.1558 | 59622263.9808 | 84161921.6327 | 1146934.6327 | 1.382%
2010-09-01 | 2010 | 9 | 73574953 | 5.8 | 94.4 | 609770.3 | 9 | 0 | 1000 | 30 | -64837388.7025 | 82212.0453 | 4555066.9064 | 25219944.858 | -444811.7349 | 0 | 51641986.1281 | 57698965.1427 | 73915974.6431 | 341021.6431 | 0.4635%
2010-10-01 | 2010 | 10 | 71065323 | 89.2 | 13.5 | 609770.3 | 10 | 0 | 1006 | 31 | -64837388.7025 | 1264364.5587 | 651413.1699 | 25219944.858 | -494235.261 | 0 | 51951838.0449 | 59622263.9808 | 73378200.6487 | 2312877.6487 | 3.255%
2010-11-01 | 2010 | 11 | 71655511 | 262.1 | 0 | 609770.3 | 11 | 0 | 1007 | 30 | -64837388.7025 | 3715133.978 | 0 | 25219944.858 | -543658.7871 | 0 | 52003480.031 | 57698965.1427 | 73256476.5201 | 1600965.5201 | 2.234%
2010-12-01 | 2010 | 12 | 74889412 | 509.6 | 0 | 609770.3 | 12 | 1 | 1013 | 31 | -64837388.7025 | 7223320.3937 | 0 | 25219944.858 | -593082.3132 | -3190026.1521 | 52313331.9478 | 59622263.9808 | 75758364.0124 | 868952.0124 | 1.16%
2011-01-01 | 2011 | 1 | 79499206.0928 | 602.7 | 0 | 625936.9 | 13 | 0 | 1021 | 31 | -64837388.7025 | 8542965.4656 | 0 | 25888591.3312 | -642505.8393 | 0 | 52726467.8368 | 59622263.9808 | 81300394.0726 | 1801187.9798 | 2.266%
2011-02-01 | 2011 | 2 | 71789116.0928 | 493.2 | 0 | 625936.9 | 14 | 0 | 977 | 28 | -64837388.7025 | 6990858.7484 | 0 | 25888591.3312 | -691929.3654 | 0 | 50454220.4472 | 53852367.4665 | 71656719.9253 | -132396.1675 | 0.1844%
2011-03-01 | 2011 | 3 | 79353259.0928 | 421.5 | 0 | 625936.9 | 15 | 0 | 979 | 31 | -64837388.7025 | 5974547.7746 | 0 | 25888591.3312 | -741352.8915 | 0 | 50557504.4194 | 59622263.9808 | 76464165.912 | -2889093.1808 | 3.641%
2011-04-01 | 2011 | 4 | 71579772.0928 | 235.7 | 0 | 625936.9 | 16 | 0 | 980 | 30 | -64837388.7025 | 3340927.427 | 0 | 25888591.3312 | -790776.4176 | 0 | 50609146.4055 | 57698965.1427 | 71909465.1863 | 329693.0935 | 0.4606%
2011-05-01 | 2011 | 5 | 74262685.0928 | 85.7 | 22.7 | 625936.9 | 17 | 0 | 982 | 31 | -64837388.7025 | 1214753.8417 | 1095339.1819 | 25888591.3312 | -840199.9437 | 0 | 50712430.3778 | 59622263.9808 | 72855790.0672 | -1406895.0256 | 1.894%
2011-06-01 | 2011 | 6 | 77117693.0928 | 0.3 | 139.9 | 625936.9 | 18 | 0 | 985 | 30 | -64837388.7025 | 4252.3472 | 6750570.5531 | 25888591.3312 | -889623.4698 | 0 | 50867356.3362 | 57698965.1427 | 75482723.5379 | -1634969.5548 | 2.12%
2011-07-01 | 2011 | 7 | 84651520.0928 | 0 | 313.9 | 625936.9 | 19 | 0 | 983 | 31 | -64837388.7025 | 0 | 15146562.5204 | 25888591.3312 | -939046.9959 | 0 | 50764072.3639 | 59622263.9808 | 85645054.4979 | 993534.4051 | 1.174%
2011-08-01 | 2011 | 8 | 82199049.0928 | 0 | 242.4 | 625936.9 | 20 | 0 | 983 | 31 | -64837388.7025 | 0 | 11696485.3614 | 25888591.3312 | -988470.522 | 0 | 50764072.3639 | 59622263.9808 | 82145553.8128 | -53495.28 | 0.06508%
2011-09-01 | 2011 | 9 | 74484945.0928 | 5.7 | 114.2 | 625936.9 | 21 | 0 | 984 | 30 | -64837388.7025 | 80794.5962 | 5510472.8889 | 25888591.3312 | -1037894.0481 | 0 | 50815714.3501 | 57698965.1427 | 74119255.5584 | -365689.5343 | 0.491%
2011-10-01 | 2011 | 10 | 72131128.0928 | 102.2 | 27.4 | 625936.9 | 22 | 0 | 983 | 31 | -64837388.7025 | 1448632.9361 | 1322127.4707 | 25888591.3312 | -1087317.5742 | 0 | 50764072.3639 | 59622263.9808 | 73120981.806 | 989853.7132 | 1.372%
2011-11-01 | 2011 | 11 | 71065271.0928 | 179.4 | 1 | 625936.9 | 23 | 0 | 991 | 30 | -64837388.7025 | 2542903.608 | 48252.8274 | 25888591.3312 | -1136741.1003 | 0 | 51177208.2529 | 57698965.1427 | 71381791.3594 | 316520.2666 | 0.4454%
2011-12-01 | 2011 | 12 | 72314878.0928 | 357.3 | 0 | 625936.9 | 24 | 1 | 995 | 31 | -64837388.7025 | 5064545.4801 | 0 | 25888591.3312 | -1186164.6264 | -3190026.1521 | 51383776.1975 | 59622263.9808 | 72745597.5085 | 430719.4157 | 0.5956%
2012-01-01 | 2012 | 1 | 77861343.963 | 444.7 | 0 | 634944.3 | 25 | 0 | 996 | 31 | -64837388.7025 | 6303395.9558 | 0 | 26261135.1092 | -1235588.1525 | 0 | 51435418.1836 | 59622263.9808 | 77549236.3744 | -312107.5886 | 0.4009%
2012-02-01 | 2012 | 2 | 72912305.963 | 381.4 | 0 | 634944.3 | 26 | 0 | 995 | 29 | -64837388.7025 | 5406150.7028 | 0 | 26261135.1092 | -1285011.6786 | 0 | 51383776.1975 | 55775666.3046 | 72704327.933 | -207978.03 | 0.2852%
2012-03-01 | 2012 | 3 | 74889795.963 | 244.8 | 0.3 | 634944.3 | 27 | 0 | 996 | 31 | -64837388.7025 | 3469915.2912 | 14475.8482 | 26261135.1092 | -1334435.2047 | 0 | 51435418.1836 | 59622263.9808 | 74631384.5058 | -258411.4572 | 0.3451%
2012-04-01 | 2012 | 4 | 69901221.963 | 186.6 | 2.4 | 634944.3 | 28 | 0 | 996 | 30 | -64837388.7025 | 2644959.9401 | 115806.7858 | 26261135.1092 | -1383858.7308 | 0 | 51435418.1836 | 57698965.1427 | 71935037.728 | 2033815.765 | 2.91%
2012-05-01 | 2012 | 5 | 75697992.963 | 31.1 | 77.3 | 634944.3 | 29 | 0 | 998 | 31 | -64837388.7025 | 440826.6567 | 3729943.5579 | 26261135.1092 | -1433282.2569 | 0 | 51538702.1558 | 59622263.9808 | 75322200.501 | -375792.462 | 0.4964%
2012-06-01 | 2012 | 6 | 78642737.963 | 1.1 | 200.1 | 634944.3 | 30 | 0 | 999 | 30 | -64837388.7025 | 15591.9396 | 9655390.7625 | 26261135.1092 | -1482705.783 | 0 | 51590344.142 | 57698965.1427 | 78901332.6105 | 258594.6475 | 0.3288%
2012-07-01 | 2012 | 7 | 85309315.963 | 0 | 317 | 634944.3 | 31 | 0 | 1000 | 31 | -64837388.7025 | 0 | 15296146.2854 | 26261135.1092 | -1532129.3091 | 0 | 51641986.1281 | 59622263.9808 | 86452013.4919 | 1142697.5288 | 1.339%
2012-08-01 | 2012 | 8 | 82517115.963 | 0 | 254.8 | 634944.3 | 32 | 0 | 999 | 31 | -64837388.7025 | 0 | 12294820.4212 | 26261135.1092 | -1581552.8352 | 0 | 51590344.142 | 59622263.9808 | 83349622.1154 | 832506.1524 | 1.009%
2012-09-01 | 2012 | 9 | 74673729.963 | 11.3 | 112.9 | 634944.3 | 33 | 0 | 999 | 30 | -64837388.7025 | 160171.7434 | 5447744.2133 | 26261135.1092 | -1630976.3613 | 0 | 51590344.142 | 57698965.1427 | 74689995.2868 | 16265.3238 | 0.02178%
2012-10-01 | 2012 | 10 | 73374496.963 | 110.6 | 11.9 | 634944.3 | 34 | 0 | 998 | 31 | -64837388.7025 | 1567698.6569 | 574208.646 | 26261135.1092 | -1680399.8874 | 0 | 51538702.1558 | 59622263.9808 | 73046219.9589 | -328277.0042 | 0.4474%
2012-11-01 | 2012 | 11 | 72808754.963 | 274.9 | 0 | 634944.3 | 35 | 0 | 1000 | 30 | -64837388.7025 | 3896567.4573 | 0 | 26261135.1092 | -1729823.4135 | 0 | 51641986.1281 | 57698965.1427 | 72931441.7213 | 122686.7583 | 0.1685%
2012-12-01 | 2012 | 12 | 72687620.963 | 355.4 | 0 | 634944.3 | 36 | 1 | 1004 | 31 | -64837388.7025 | 5037613.948 | 0 | 26261135.1092 | -1779246.9396 | -3190026.1521 | 51848554.0726 | 59622263.9808 | 72962905.3164 | 275284.3534 | 0.3787%
2013-01-01 | 2013 | 1 | 79277065.8949 | 457.2 | 0 | 643937 | 37 | 0 | 1001 | 31 | -64837388.7025 | 6480577.0879 | 0 | 26633070.899 | -1828670.4657 | 0 | 51693628.1142 | 59622263.9808 | 77763480.9137 | -1513584.9812 | 1.909%
2013-02-01 | 2013 | 2 | 72766224.8949 | 475.5 | 0 | 643937 | 38 | 0 | 1002 | 28 | -64837388.7025 | 6739970.2653 | 0 | 26633070.899 | -1878093.9918 | 0 | 51745270.1004 | 53852367.4665 | 72255196.0369 | -511028.858 | 0.7023%
2013-03-01 | 2013 | 3 | 76895003.8949 | 399.3 | 0 | 643937 | 39 | 0 | 1004 | 31 | -64837388.7025 | 5659874.084 | 0 | 26633070.899 | -1927517.5179 | 0 | 51848554.0726 | 59622263.9808 | 76998856.816 | 103852.9211 | 0.1351%
2013-04-01 | 2013 | 4 | 72485963.8949 | 240.2 | 1.6 | 643937 | 40 | 0 | 1006 | 30 | -64837388.7025 | 3404712.6346 | 77204.5238 | 26633070.899 | -1976941.044 | 0 | 51951838.0449 | 57698965.1427 | 72951461.4985 | 465497.6035 | 0.6422%
2013-05-01 | 2013 | 5 | 74512872.8949 | 64.6 | 43.3 | 643937 | 41 | 0 | 1006 | 31 | -64837388.7025 | 915672.0907 | 2089347.4264 | 26633070.899 | -2026364.5701 | 0 | 51951838.0449 | 59622263.9808 | 74348439.1691 | -164433.7258 | 0.2207%
2013-06-01 | 2013 | 6 | 76269513.8949 | 5.6 | 137.6 | 643937 | 42 | 0 | 1005 | 30 | -64837388.7025 | 79377.1472 | 6639589.0501 | 26633070.899 | -2075788.0962 | 0 | 51900196.0587 | 57698965.1427 | 76038021.499 | -231492.396 | 0.3035%
2013-07-01 | 2013 | 7 | 83459194.8949 | 0 | 254.9 | 643937 | 43 | 0 | 1007 | 31 | -64837388.7025 | 0 | 12299645.7039 | 26633070.899 | -2125211.6223 | 0 | 52003480.031 | 59622263.9808 | 83595860.2899 | 136665.3949 | 0.1638%
2013-08-01 | 2013 | 8 | 80843786.8949 | 0 | 213 | 643937 | 44 | 0 | 1008 | 31 | -64837388.7025 | 0 | 10277852.2359 | 26633070.899 | -2174635.1484 | 0 | 52055122.0171 | 59622263.9808 | 81576285.2819 | 732498.387 | 0.9061%
2013-09-01 | 2013 | 9 | 74048827.8949 | 12.4 | 95.4 | 643937 | 45 | 0 | 1009 | 30 | -64837388.7025 | 175763.683 | 4603319.7338 | 26633070.899 | -2224058.6745 | 0 | 52106764.0033 | 57698965.1427 | 74156436.0848 | 107608.1899 | 0.1453%
2013-10-01 | 2013 | 10 | 74442701.8949 | 93.1 | 26.6 | 643937 | 46 | 0 | 1013 | 31 | -64837388.7025 | 1319645.0719 | 1283525.2088 | 26633070.899 | -2273482.2006 | 0 | 52313331.9478 | 59622263.9808 | 74060966.2052 | -381735.6898 | 0.5128%
2013-11-01 | 2013 | 11 | 73596562.8949 | 306.7 | 0 | 643937 | 47 | 0 | 1014 | 30 | -64837388.7025 | 4347316.2574 | 0 | 26633070.899 | -2322905.7267 | 0 | 52364973.9339 | 57698965.1427 | 73884031.8037 | 287468.9088 | 0.3906%
2013-12-01 | 2013 | 12 | 76011256.8949 | 500 | 0 | 643937 | 48 | 1 | 1015 | 31 | -64837388.7025 | 7087245.2843 | 0 | 26633070.899 | -2372329.2528 | -3190026.1521 | 52416615.92 | 59622263.9808 | 75359451.9766 | -651804.9183 | 0.8575%
2014-01-01 | 2014 | 1 | 82552599.2948 | 648.1 | 0 | 659861.2 | 49 | 0 | 1020 | 31 | -64837388.7025 | 9186487.3375 | 0 | 27291691.7697 | -2421752.7789 | 0 | 52674825.8507 | 59622263.9808 | 81516127.4572 | -1036471.8376 | 1.256%
2014-02-01 | 2014 | 2 | 74935797.2948 | 584.6 | 0 | 659861.2 | 50 | 0 | 1020 | 28 | -64837388.7025 | 8286407.1864 | 0 | 27291691.7697 | -2471176.305 | 0 | 52674825.8507 | 53852367.4665 | 74796727.2657 | -139070.0291 | 0.1856%
2014-03-01 | 2014 | 3 | 79784798.2948 | 526.4 | 0 | 659861.2 | 51 | 0 | 1020 | 31 | -64837388.7025 | 7461451.8353 | 0 | 27291691.7697 | -2520599.8311 | 0 | 52674825.8507 | 59622263.9808 | 79692244.9028 | -92553.392 | 0.116%
2014-04-01 | 2014 | 4 | 72659808.2948 | 244.3 | 0 | 659861.2 | 52 | 0 | 1019 | 30 | -64837388.7025 | 3462828.0459 | 0 | 27291691.7697 | -2570023.3572 | 0 | 52623183.8645 | 57698965.1427 | 73669256.7631 | 1009448.4683 | 1.389%
2014-05-01 | 2014 | 5 | 73690526.2948 | 71.1 | 35.8 | 659861.2 | 53 | 0 | 1017 | 31 | -64837388.7025 | 1007806.2794 | 1727451.2209 | 27291691.7697 | -2619446.8833 | 0 | 52519899.8923 | 59622263.9808 | 74712277.5572 | 1021751.2624 | 1.387%
2014-06-01 | 2014 | 6 | 77041220.2948 | 1.9 | 137.3 | 659861.2 | 54 | 0 | 1016.5 | 30 | -64837388.7025 | 26931.5321 | 6625113.2018 | 27291691.7697 | -2668870.4094 | 0 | 52494078.8992 | 57698965.1427 | 76630521.4336 | -410698.8612 | 0.5331%
2014-07-01 | 2014 | 7 | 81112465.2948 | 0 | 180.6 | 659861.2 | 55 | 0 | 1016 | 31 | -64837388.7025 | 0 | 8714460.6282 | 27291691.7697 | -2718293.9355 | 0 | 52468257.9062 | 59622263.9808 | 80540991.6468 | -571473.648 | 0.7045%
2014-08-01 | 2014 | 8 | 79689322.2948 | 0 | 188.2 | 659861.2 | 56 | 0 | 1016 | 31 | -64837388.7025 | 0 | 9081182.1164 | 27291691.7697 | -2767717.4616 | 0 | 52468257.9062 | 59622263.9808 | 80858289.6089 | 1168967.3141 | 1.467%
2014-09-01 | 2014 | 9 | 76306860.2948 | 10.3 | 108.9 | 659861.2 | 57 | 0 | 1025 | 30 | -64837388.7025 | 145997.2529 | 5254732.9037 | 27291691.7697 | -2817140.9877 | 0 | 52933035.7813 | 57698965.1427 | 75669893.1601 | -636967.1348 | 0.8347%
2014-10-01 | 2014 | 10 | 74592542.2948 | 90.8 | 19.9 | 659861.2 | 58 | 0 | 1028 | 31 | -64837388.7025 | 1287043.7436 | 960231.2652 | 27291691.7697 | -2866564.5138 | 0 | 53087961.7397 | 59622263.9808 | 74545239.2827 | -47303.0121 | 0.06342%
2014-11-01 | 2014 | 11 | 74134367.2948 | 321.5 | 0 | 659861.2 | 59 | 0 | 1029 | 30 | -64837388.7025 | 4557098.7178 | 0 | 27291691.7697 | -2915988.0399 | 0 | 53139603.7258 | 57698965.1427 | 74933982.6136 | 799615.3188 | 1.079%
2014-12-01 | 2014 | 12 | 75324781.2948 | 395.1 | 0 | 659861.2 | 60 | 1 | 1028 | 31 | -64837388.7025 | 5600341.2236 | 0 | 27291691.7697 | -2965411.566 | -3190026.1521 | 53087961.7397 | 59622263.9808 | 74609432.2931 | -715349.0017 | 0.9497%
2015-01-01 | 2015 | 1 | 81657018.9013 | 615.6 | 0 | 677384 | 61 | 0 | 1028 | 31 | -64837388.7025 | 8725816.394 | 0 | 28016430.3307 | -3014835.0921 | 0 | 53087961.7397 | 59622263.9808 | 81600248.6505 | -56770.2508 | 0.06952%
2015-02-01 | 2015 | 2 | 76315766.9013 | 703.9 | 0 | 677384 | 62 | 0 | 1027 | 28 | -64837388.7025 | 9977423.9112 | 0 | 28016430.3307 | -3064258.6182 | 0 | 53036319.7536 | 53852367.4665 | 76980894.1412 | 665127.2399 | 0.8715%
2015-03-01 | 2015 | 3 | 79384809.9013 | 470 | 0 | 677384 | 63 | 0 | 1030 | 31 | -64837388.7025 | 6662010.5672 | 0 | 28016430.3307 | -3113682.1443 | 0 | 53191245.7119 | 59622263.9808 | 79540879.7438 | 156069.8425 | 0.1966%
2015-04-01 | 2015 | 4 | 71921603.9013 | 203.5 | 1.6 | 677384 | 64 | 0 | 1028 | 30 | -64837388.7025 | 2884508.8307 | 77204.5238 | 28016430.3307 | -3163105.6704 | 0 | 53087961.7397 | 57698965.1427 | 73764576.1947 | 1842972.2934 | 2.562%
2015-05-01 | 2015 | 5 | 75614661.9013 | 44.2 | 60.8 | 677384 | 65 | 0 | 1028 | 31 | -64837388.7025 | 626512.4831 | 2933771.9058 | 28016430.3307 | -3212529.1965 | 0 | 53087961.7397 | 59622263.9808 | 76237022.5411 | 622360.6398 | 0.8231%
2015-06-01 | 2015 | 6 | 77512457.9013 | 11.4 | 98 | 677384 | 66 | 0 | 1027 | 30 | -64837388.7025 | 161589.1925 | 4728777.0851 | 28016430.3307 | -3261952.7226 | 0 | 53036319.7536 | 57698965.1427 | 75542740.0794 | -1969717.8219 | 2.541%
2015-07-01 | 2015 | 7 | 84109914.9013 | 0 | 244.9 | 677384 | 67 | 0 | 1027 | 31 | -64837388.7025 | 0 | 11817117.4299 | 28016430.3307 | -3311376.2487 | 0 | 53036319.7536 | 59622263.9808 | 84343366.5437 | 233451.6424 | 0.2776%
2015-08-01 | 2015 | 8 | 82970684.9013 | 0 | 210.7 | 677384 | 68 | 0 | 1029 | 31 | -64837388.7025 | 0 | 10166870.7329 | 28016430.3307 | -3360799.7748 | 0 | 53139603.7258 | 59622263.9808 | 82746980.2929 | -223704.6084 | 0.2696%
2015-09-01 | 2015 | 9 | 80471106.9013 | 0.1 | 181 | 677384 | 69 | 0 | 1028 | 30 | -64837388.7025 | 1417.4491 | 8733761.7592 | 28016430.3307 | -3410223.3009 | 0 | 53087961.7397 | 57698965.1427 | 79290924.4179 | -1180182.4834 | 1.467%
2015-10-01 | 2015 | 10 | 74766344.9013 | 89.2 | 14.4 | 677384 | 70 | 0 | 1024 | 31 | -64837388.7025 | 1264364.5587 | 694840.7145 | 28016430.3307 | -3459646.827 | 0 | 52881393.7952 | 59622263.9808 | 74182257.8504 | -584087.0509 | 0.7812%
2015-11-01 | 2015 | 11 | 73580200.9013 | 185.1 | 4 | 677384 | 71 | 0 | 1027 | 30 | -64837388.7025 | 2623698.2042 | 193011.3096 | 28016430.3307 | -3509070.3531 | 0 | 53036319.7536 | 57698965.1427 | 73221965.6852 | -358235.2161 | 0.4869%
2015-12-01 | 2015 | 12 | 74354600.9013 | 270.5 | 0 | 677384 | 72 | 1 | 1029 | 31 | -64837388.7025 | 3834199.6988 | 0 | 28016430.3307 | -3558493.8792 | -3190026.1521 | 53139603.7258 | 59622263.9808 | 73026589.0022 | -1328011.8991 | 1.786%
2016-01-01 | 2016 | 1 | 80877446.452 | 501 | 0 | 692620.8 | 73 | 0 | 1031 | 31 | -64837388.7025 | 7101419.7748 | 0 | 28646620.5118 | -3607917.4053 | 0 | 53242887.6981 | 59622263.9808 | 80167885.8577 | -709560.5942 | 0.8773%
2016-02-01 | 2016 | 2 | 76696727.452 | 428.3 | 0 | 692620.8 | 74 | 0 | 1033 | 29 | -64837388.7025 | 6070934.3105 | 0 | 28646620.5118 | -3657340.9314 | 0 | 53346171.6703 | 55775666.3046 | 75344663.1634 | -1352064.2886 | 1.763%
2016-03-01 | 2016 | 3 | 79053293.452 | 327.2 | 0 | 692620.8 | 75 | 0 | 1034 | 31 | -64837388.7025 | 4637893.314 | 0 | 28646620.5118 | -3706764.4575 | 0 | 53397813.6565 | 59622263.9808 | 77760438.3031 | -1292855.1489 | 1.635%
2016-04-01 | 2016 | 4 | 75326609.452 | 273.8 | 2.8 | 692620.8 | 76 | 0 | 1035 | 30 | -64837388.7025 | 3880975.5177 | 135107.9167 | 28646620.5118 | -3756187.9836 | 0 | 53449455.6426 | 57698965.1427 | 75217548.0454 | -109061.4066 | 0.1448%
2016-05-01 | 2016 | 5 | 77298721.452 | 74.6 | 70.6 | 692620.8 | 77 | 0 | 1035 | 31 | -64837388.7025 | 1057416.9964 | 3406649.6143 | 28646620.5118 | -3805611.5097 | 0 | 53449455.6426 | 59622263.9808 | 77539406.5337 | 240685.0818 | 0.3114%
2016-06-01 | 2016 | 6 | 80715843.452 | 2 | 163.6 | 692620.8 | 78 | 0 | 1033 | 30 | -64837388.7025 | 28348.9811 | 7894162.5624 | 28646620.5118 | -3855035.0358 | 0 | 53346171.6703 | 57698965.1427 | 78921845.1301 | -1793998.3219 | 2.223%
2016-07-01 | 2016 | 7 | 86828378.452 | 0 | 276.5 | 692620.8 | 79 | 0 | 1034 | 31 | -64837388.7025 | 0 | 13341906.7757 | 28646620.5118 | -3904458.5619 | 0 | 53397813.6565 | 59622263.9808 | 86266757.6604 | -561620.7916 | 0.6468%
2016-08-01 | 2016 | 8 | 89984192.452 | 0 | 301.8 | 692620.8 | 80 | 0 | 1034 | 31 | -64837388.7025 | 0 | 14562703.3089 | 28646620.5118 | -3953882.088 | 0 | 53397813.6565 | 59622263.9808 | 87438130.6675 | -2546061.7845 | 2.829%
2016-09-01 | 2016 | 9 | 80657191.452 | 0.1 | 181 | 692620.8 | 81 | 0 | 1033 | 30 | -64837388.7025 | 1417.4491 | 8733761.7592 | 28646620.5118 | -4003305.6141 | 0 | 53346171.6703 | 57698965.1427 | 79586242.2165 | -1070949.2355 | 1.328%
2016-10-01 | 2016 | 10 | 75966711.452 | 77.2 | 52.7 | 692620.8 | 82 | 0 | 1036 | 31 | -64837388.7025 | 1094270.6719 | 2542924.0039 | 28646620.5118 | -4052729.1402 | 0 | 53501097.6287 | 59622263.9808 | 76517058.9544 | 550347.5025 | 0.7245%
2016-11-01 | 2016 | 11 | 74431571.452 | 174.8 | 1.9 | 692620.8 | 83 | 0 | 1036 | 30 | -64837388.7025 | 2477700.9514 | 91680.3721 | 28646620.5118 | -4102152.6663 | 0 | 53501097.6287 | 57698965.1427 | 73476523.2379 | -955048.2141 | 1.283%
2016-12-01 | 2016 | 12 | 76796818.452 | 435 | 0 | 692620.8 | 84 | 1 | 1036 | 31 | -64837388.7025 | 6165903.3973 | 0 | 28646620.5118 | -4151576.1924 | -3190026.1521 | 53501097.6287 | 59622263.9808 | 75756894.4716 | -1039923.9804 | 1.354%
2017-01-01 | 2017 | 1 | 79778744.6665 | 444.6 | 0 | 713254.1 | 85 | 0 | 1035 | 31 | -64837388.7025 | 6301978.5068 | 0 | 29500008.5634 | -4200999.7185 | 0 | 53449455.6426 | 59622263.9808 | 79835318.2725 | 56573.6061 | 0.07091%
2017-02-01 | 2017 | 2 | 71619045.6665 | 359.2 | 0 | 713254.1 | 86 | 0 | 999 | 28 | -64837388.7025 | 5091477.0122 | 0 | 29500008.5634 | -4250423.2446 | 0 | 51590344.142 | 53852367.4665 | 70946385.237 | -672660.4294 | 0.9392%
2017-03-01 | 2017 | 3 | 78853175.6665 | 417.2 | 0 | 713254.1 | 87 | 0 | 1000 | 31 | -64837388.7025 | 5913597.4652 | 0 | 29500008.5634 | -4299846.7707 | 0 | 51641986.1281 | 59622263.9808 | 77540620.6643 | -1312555.0022 | 1.665%
2017-04-01 | 2017 | 4 | 71496185.6665 | 156.8 | 4.7 | 713254.1 | 88 | 0 | 1000 | 30 | -64837388.7025 | 2222560.1211 | 226788.2888 | 29500008.5634 | -4349270.2968 | 0 | 51641986.1281 | 57698965.1427 | 72103649.2448 | 607463.5784 | 0.8496%
2017-05-01 | 2017 | 5 | 75455637.6665 | 98.6 | 29.9 | 713254.1 | 89 | 0 | 997 | 31 | -64837388.7025 | 1397604.7701 | 1442759.5392 | 29500008.5634 | -4398693.8229 | 0 | 51487060.1697 | 59622263.9808 | 74213614.4978 | -1242023.1687 | 1.646%
2017-06-01 | 2017 | 6 | 78632788.6665 | 0 | 159.1 | 713254.1 | 90 | 0 | 1001 | 30 | -64837388.7025 | 0 | 7677024.8391 | 29500008.5634 | -4448117.349 | 0 | 51693628.1142 | 57698965.1427 | 77284120.608 | -1348668.0585 | 1.715%
2017-07-01 | 2017 | 7 | 82422181.6665 | 0 | 237.5 | 713254.1 | 91 | 0 | 1001 | 31 | -64837388.7025 | 0 | 11460046.5072 | 29500008.5634 | -4497540.8751 | 0 | 51693628.1142 | 59622263.9808 | 82941017.588 | 518835.9215 | 0.6295%
2017-08-01 | 2017 | 8 | 82320840.6665 | 0 | 202.2 | 713254.1 | 92 | 0 | 1002 | 31 | -64837388.7025 | 0 | 9756721.7 | 29500008.5634 | -4546964.4012 | 0 | 51745270.1004 | 59622263.9808 | 81239911.2409 | -1080929.4256 | 1.313%
2017-09-01 | 2017 | 9 | 78267352.6665 | 4.1 | 142.4 | 713254.1 | 93 | 0 | 1001 | 30 | -64837388.7025 | 58115.4113 | 6871202.6216 | 29500008.5634 | -4596387.9273 | 0 | 51693628.1142 | 57698965.1427 | 76388143.2234 | -1879209.443 | 2.401%
2017-10-01 | 2017 | 10 | 76411605.6665 | 47.5 | 67.9 | 713254.1 | 94 | 0 | 1002 | 31 | -64837388.7025 | 673288.302 | 3276366.9804 | 29500008.5634 | -4645811.4534 | 0 | 51745270.1004 | 59622263.9808 | 75333997.771 | -1077607.8954 | 1.41%
2017-11-01 | 2017 | 11 | 74842943.6665 | 267.9 | 0 | 713254.1 | 95 | 0 | 1003 | 30 | -64837388.7025 | 3797346.0233 | 0 | 29500008.5634 | -4695234.9795 | 0 | 51796912.0865 | 57698965.1427 | 73260608.1339 | -1582335.5326 | 2.114%
2017-12-01 | 2017 | 12 | 76074354.6665 | 525.2 | 0 | 713254.1 | 96 | 1 | 1003 | 31 | -64837388.7025 | 7444442.4466 | 0 | 29500008.5634 | -4744658.5056 | -3190026.1521 | 51796912.0865 | 59622263.9808 | 75591553.717 | -482800.9494 | 0.6346%
2018-01-01 | 2018 | 1 | 81501426.6568 | 556.3 | 0 | 730276.2 | 97 | 0 | 1002 | 31 | -64837388.7025 | 7885269.1033 | 0 | 30204038.2995 | -4794082.0317 | 0 | 51745270.1004 | 59622263.9808 | 79825370.7497 | -1676055.9072 | 2.056%
2018-02-01 | 2018 | 2 | 72389848.6568 | 400.1 | 0 | 730276.2 | 98 | 0 | 1004 | 28 | -64837388.7025 | 5671213.6765 | 0 | 30204038.2995 | -4843505.5578 | 0 | 51848554.0726 | 53852367.4665 | 71895279.2548 | -494569.4021 | 0.6832%
2018-03-01 | 2018 | 3 | 77808315.6568 | 409.9 | 0 | 730276.2 | 99 | 0 | 1008 | 31 | -64837388.7025 | 5810123.684 | 0 | 30204038.2995 | -4892929.0839 | 0 | 52055122.0171 | 59622263.9808 | 77961230.195 | 152914.5382 | 0.1965%
2018-04-01 | 2018 | 4 | 74246303.6568 | 299.3 | 0 | 730276.2 | 100 | 0 | 1006 | 30 | -64837388.7025 | 4242425.0272 | 0 | 30204038.2995 | -4942352.61 | 0 | 51951838.0449 | 57698965.1427 | 74317525.2017 | 71221.5449 | 0.09593%
2018-05-01 | 2018 | 5 | 76803143.6568 | 50.5 | 75 | 730276.2 | 101 | 0 | 1008 | 31 | -64837388.7025 | 715811.7737 | 3618962.0549 | 30204038.2995 | -4991776.1361 | 0 | 52055122.0171 | 59622263.9808 | 76387033.2874 | -416110.3694 | 0.5418%
2018-06-01 | 2018 | 6 | 78416513.6568 | 0.6 | 151.5 | 730276.2 | 102 | 0 | 970 | 30 | -64837388.7025 | 8504.6943 | 7310303.3509 | 30204038.2995 | -5041199.6622 | 0 | 50092726.5443 | 57698965.1427 | 75435949.667 | -2980563.9899 | 3.801%
2018-07-01 | 2018 | 7 | 83770689.6568 | 0 | 288.2 | 730276.2 | 103 | 0 | 970 | 31 | -64837388.7025 | 0 | 13906464.8563 | 30204038.2995 | -5090623.1883 | 0 | 50092726.5443 | 59622263.9808 | 83897481.79 | 126792.1332 | 0.1514%
2018-08-01 | 2018 | 8 | 83927361.6568 | 0 | 287.8 | 730276.2 | 104 | 0 | 970 | 31 | -64837388.7025 | 0 | 13887163.7253 | 30204038.2995 | -5140046.7144 | 0 | 50092726.5443 | 59622263.9808 | 83828757.1329 | -98604.5239 | 0.1175%
2018-09-01 | 2018 | 9 | 76396317.6568 | 2 | 165.4 | 730276.2 | 105 | 0 | 974 | 30 | -64837388.7025 | 28348.9811 | 7981017.6517 | 30204038.2995 | -5189470.2405 | 0 | 50299294.4888 | 57698965.1427 | 76184805.6208 | -211512.036 | 0.2769%
2018-10-01 | 2018 | 10 | 72584854.6568 | 132.7 | 28.7 | 730276.2 | 106 | 0 | 972 | 31 | -64837388.7025 | 1880954.8984 | 1384856.1463 | 30204038.2995 | -5238893.7666 | 0 | 50196010.5165 | 59622263.9808 | 73211841.3725 | 626986.7156 | 0.8638%
2018-11-01 | 2018 | 11 | 72301301.6568 | 332.4 | 0 | 730276.2 | 107 | 0 | 972 | 30 | -64837388.7025 | 4711600.665 | 0 | 30204038.2995 | -5288317.2927 | 0 | 50196010.5165 | 57698965.1427 | 72684908.6285 | 383606.9716 | 0.5306%
2018-12-01 | 2018 | 12 | 71622528.6568 | 392 | 0 | 730276.2 | 108 | 1 | 974 | 31 | -64837388.7025 | 5556400.3029 | 0 | 30204038.2995 | -5337740.8188 | -3190026.1521 | 50299294.4888 | 59622263.9808 | 72316841.3985 | 694312.7416 | 0.9694%
2019-01-01 | 2019 | 1 | 78801666.5678 | 576 | 0 | 744439.6 | 109 | 0 | 974 | 31 | -64837388.7025 | 8164506.5675 | 0 | 30789832.929 | -5387164.3449 | 0 | 50299294.4888 | 59622263.9808 | 78651344.9187 | -150321.6492 | 0.1908%
2019-02-01 | 2019 | 2 | 71331586.5678 | 459.7 | 0 | 744439.6 | 110 | 0 | 972 | 28 | -64837388.7025 | 6516013.3143 | 0 | 30789832.929 | -5436587.871 | 0 | 50196010.5165 | 53852367.4665 | 71080247.6529 | -251338.9149 | 0.3524%
2019-03-01 | 2019 | 3 | 76137811.5678 | 432.5 | 0 | 744439.6 | 111 | 0 | 972 | 31 | -64837388.7025 | 6130467.1709 | 0 | 30789832.929 | -5486011.3971 | 0 | 50196010.5165 | 59622263.9808 | 76415174.4976 | 277362.9298 | 0.3643%
2019-04-01 | 2019 | 4 | 69883776.5678 | 231.9 | 0 | 744439.6 | 112 | 0 | 973 | 30 | -64837388.7025 | 3287064.3628 | 0 | 30789832.929 | -5535434.9232 | 0 | 50247652.5026 | 57698965.1427 | 71650691.3115 | 1766914.7437 | 2.528%
2019-05-01 | 2019 | 5 | 70924333.5678 | 105.8 | 14.6 | 744439.6 | 113 | 0 | 977 | 31 | -64837388.7025 | 1499661.1021 | 704491.28 | 30789832.929 | -5584858.4493 | 0 | 50454220.4472 | 59622263.9808 | 72648222.5873 | 1723889.0195 | 2.431%
2019-06-01 | 2019 | 6 | 71942833.5678 | 4.4 | 103.6 | 744439.6 | 114 | 0 | 982 | 30 | -64837388.7025 | 62367.7585 | 4998992.9185 | 30789832.929 | -5634281.9754 | 0 | 50712430.3778 | 57698965.1427 | 73790918.4486 | 1848084.8808 | 2.569%
2019-07-01 | 2019 | 7 | 83258537.5678 | 0 | 276.6 | 744439.6 | 115 | 0 | 982 | 31 | -64837388.7025 | 0 | 13346732.0585 | 30789832.929 | -5683705.5015 | 0 | 50712430.3778 | 59622263.9808 | 83950165.1421 | 691627.5743 | 0.8307%
2019-08-01 | 2019 | 8 | 79859842.5678 | 0 | 225.3 | 744439.6 | 116 | 0 | 983 | 31 | -64837388.7025 | 0 | 10871362.0129 | 30789832.929 | -5733129.0276 | 0 | 50764072.3639 | 59622263.9808 | 81477013.5566 | 1617170.9887 | 2.025%
2019-09-01 | 2019 | 9 | 73220953.5678 | 0.3 | 133.9 | 744439.6 | 117 | 0 | 981 | 30 | -64837388.7025 | 4252.3472 | 6461053.5887 | 30789832.929 | -5782552.5537 | 0 | 50660788.3917 | 57698965.1427 | 74994951.143 | 1773997.5752 | 2.423%
2019-10-01 | 2019 | 10 | 71051748.5678 | 74.1 | 16 | 744439.6 | 118 | 0 | 980 | 31 | -64837388.7025 | 1050329.7511 | 772045.2384 | 30789832.929 | -5831976.0798 | 0 | 50609146.4055 | 59622263.9808 | 72174253.5226 | 1122504.9548 | 1.58%
2019-11-01 | 2019 | 11 | 71481685.5678 | 344 | 0 | 744439.6 | 119 | 0 | 1020 | 30 | -64837388.7025 | 4876024.7556 | 0 | 30789832.929 | -5881399.6059 | 0 | 52674825.8507 | 57698965.1427 | 75320860.3696 | 3839174.8018 | 5.371%
2019-12-01 | 2019 | 12 | 72324333.5678 | 396.4 | 0 | 744439.6 | 120 | 1 | 1022 | 31 | -64837388.7025 | 5618768.0614 | 0 | 30789832.929 | -5930823.132 | -3190026.1521 | 52778109.8229 | 59622263.9808 | 74850736.8075 | 2526403.2397 | 3.493%
1.107%

## Model Summary
| Res kWh |  | Absolute |  | GS < 50 kWh |  | Absolute |  | GS > 50 kWh |  | Absolute
Year | CDM Added Back | Predicted | Error (%) | Year | CDM Added Back | Predicted | Error (%) | Year | CDM Added Back | Predicted | Error (%)
2010 | 556896336 | 552465986.3801 | 0.7955% | 2010 | 172200325 | 172083003.6775 | 0.06813% | 2010 | 906197008 | 913557622.2388 | 0.8123%
2011 | 552441915.7138 | 553677984.737 | 0.2237% | 2011 | 175038865.0192 | 176218931.5773 | 0.6742% | 2011 | 910448523.1132 | 908827493.2441 | 0.178%
2012 | 554745009.7672 | 553366143.5218 | 0.2486% | 2012 | 176077042.3799 | 175915560.9576 | 0.09171% | 2012 | 911276433.5561 | 914475717.5433 | 0.3511%
2013 | 544522483.6506 | 546692480.9318 | 0.3985% | 2013 | 177641893.4721 | 176359888.1322 | 0.7217% | 2013 | 914608976.7393 | 912988487.5754 | 0.1772%
2014 | 537297947.8621 | 541455999.4474 | 0.7739% | 2014 | 175728867.7297 | 175629726.381 | 0.05642% | 2014 | 921825088.5377 | 922174983.9849 | 0.03796%
2015 | 541177794.6069 | 543708314.3779 | 0.4676% | 2015 | 175764029.3891 | 176782277.7884 | 0.5793% | 2015 | 932659172.8157 | 930478445.143 | 0.2338%
2016 | 560271575.8107 | 556202883.0946 | 0.7262% | 2016 | 178338848.6476 | 178269082.8523 | 0.03912% | 2016 | 954633505.4234 | 943993394.2415 | 1.115%
2017 | 530174948.1501 | 542669799.7596 | 2.357% | 2017 | 176566085.5956 | 177642590.609 | 0.6097% | 2017 | 926174856.9975 | 916678940.1987 | 1.025%
2018 | 573259355.6574 | 559397254.477 | 2.418% | 2018 | 186384458.4081 | 184468883.4153 | 1.028% | 2018 | 921768605.8821 | 917947024.2987 | 0.4146%
2019 | 550907613.7206 | 552873681.6143 | 0.3569% | 2019 | 184866172.7929 | 185197439.145 | 0.1792% | 2019 | 890219109.8137 | 907004579.9579 | 1.886%
Mean Absolute Percentage Error (Annual) |  |  | 0.8766% | Mean Absolute Percentage Error (Annual) |  |  | 0.4047% | Mean Absolute Percentage Error (Annual) |  |  | 0.623%
Mean Absolute Percentage Error (Monthly) |  |  | 2.541% | Mean Absolute Percentage Error (Monthly) |  |  | 1.21% | Mean Absolute Percentage Error (Monthly) |  |  | 1.107%

## Res Normalized Monthly
Date | Year | Month | Res_NoCDM | HDD12 | CDD14 | Trend | Ont_FTEAdj | Shoulder | Month Days | const | HDD12 | CDD14 | Trend | Ont_FTEAdj | Shoulder | Month Days | Predicted | Difference
2010-01-01 | 2010 | 1 | 49397907 | 477.14 | 0 | 1 | 6466.9 | 0 | 31 | -56983784.0878 | 6886361.0181 | 0 | -54771.7062 | 46143249.2955 | 0 | 51248595.4968 | 47239650.0165 | -2158256.9835 | 4.369%
2010-02-01 | 2010 | 2 | 40768686 | 417.05 | 0 | 2 | 6471 | 0 | 28 | -56983784.0878 | 6019107.3115 | 0 | -109543.4124 | 46172504.0114 | 0 | 46289053.9972 | 41387337.8198 | 618651.8198 | 1.517%
2010-03-01 | 2010 | 3 | 40910014 | 332.71 | 0.03 | 3 | 6477.5 | 1 | 31 | -56983784.0878 | 4801863.5502 | 2121.0126 | -164315.1186 | 46218883.439 | -2271916.0407 | 51248595.4968 | 42851448.2515 | 1941434.2515 | 4.746%
2010-04-01 | 2010 | 4 | 36681881 | 164.54 | 1.45 | 4 | 6485 | 1 | 30 | -56983784.0878 | 2374736.6432 | 102515.6104 | -219086.8248 | 46272398.1632 | -2271916.0407 | 49595414.997 | 38870278.4604 | 2188397.4604 | 5.966%
2010-05-01 | 2010 | 5 | 44687288 | 35.92 | 50.69 | 5 | 6506.8 | 1 | 31 | -56983784.0878 | 518418.2583 | 3583804.3404 | -273858.531 | 46427947.6281 | -2271916.0407 | 51248595.4968 | 42249207.0641 | -2438080.9359 | 5.456%
2010-06-01 | 2010 | 6 | 51533466 | 0.38 | 145.18 | 6 | 6540.8 | 0 | 30 | -56983784.0878 | 5484.3802 | 10264287.1205 | -328630.2372 | 46670547.711 | 0 | 49595414.997 | 49223319.8837 | -2310146.1163 | 4.483%
2010-07-01 | 2010 | 7 | 61497459 | 0 | 268.19 | 7 | 6561 | 0 | 31 | -56983784.0878 | 0 | 18961145.9075 | -383401.9434 | 46814680.7014 | 0 | 51248595.4968 | 59657236.0746 | -1840222.9254 | 2.992%
2010-08-01 | 2010 | 8 | 57219511 | 0 | 239.59 | 8 | 6568.9 | 0 | 31 | -56983784.0878 | 0 | 16939113.867 | -438173.6496 | 46871049.5442 | 0 | 51248595.4968 | 57636801.1706 | 417290.1706 | 0.7293%
2010-09-01 | 2010 | 9 | 45833578 | 0.49 | 132.95 | 9 | 6556 | 1 | 30 | -56983784.0878 | 7071.964 | 9399620.9717 | -492945.3558 | 46779004.2186 | -2271916.0407 | 49595414.997 | 46032466.667 | 198888.667 | 0.4339%
2010-10-01 | 2010 | 10 | 41340554 | 53.33 | 27.9 | 10 | 6551.6 | 1 | 31 | -56983784.0878 | 769689.4687 | 1972541.7458 | -547717.062 | 46747608.9138 | -2271916.0407 | 51248595.4968 | 40935018.4347 | -405535.5653 | 0.981%
2010-11-01 | 2010 | 11 | 39815993 | 207.66 | 0.69 | 11 | 6555.7 | 1 | 30 | -56983784.0878 | 2997069.4744 | 48783.2905 | -602488.7682 | 46776863.6297 | -2271916.0407 | 49595414.997 | 39559942.4948 | -256050.5052 | 0.6431%
2010-12-01 | 2010 | 12 | 47209999 | 351.65 | 0 | 12 | 6578.3 | 0 | 31 | -56983784.0878 | 5075216.6073 | 0 | -657260.4744 | 46938121.3318 | 0 | 51248595.4968 | 45620888.8738 | -1589110.1262 | 3.366%
2011-01-01 | 2011 | 1 | 49456916.4761 | 477.14 | 0 | 13 | 6606.3 | 0 | 31 | -56983784.0878 | 6886361.0181 | 0 | -712032.1806 | 47137909.6354 | 0 | 51248595.4968 | 47577049.882 | -1879866.5942 | 3.801%
2011-02-01 | 2011 | 2 | 41737382.4761 | 417.05 | 0 | 14 | 6619.5 | 0 | 28 | -56983784.0878 | 6019107.3115 | 0 | -766803.8868 | 47232095.5499 | 0 | 46289053.9972 | 41789668.884 | 52286.4078 | 0.1253%
2011-03-01 | 2011 | 3 | 42523489.4761 | 332.71 | 0.03 | 15 | 6628.6 | 1 | 31 | -56983784.0878 | 4801863.5502 | 2121.0126 | -821575.593 | 47297026.7486 | -2271916.0407 | 51248595.4968 | 43272331.0867 | 748841.6106 | 1.761%
2011-04-01 | 2011 | 4 | 38514761.4761 | 164.54 | 1.45 | 16 | 6635.5 | 1 | 30 | -56983784.0878 | 2374736.6432 | 102515.6104 | -876347.2992 | 47346260.2948 | -2271916.0407 | 49595414.997 | 39286880.1177 | 772118.6415 | 2.005%
2011-05-01 | 2011 | 5 | 42499355.4761 | 35.92 | 50.69 | 17 | 6645.8 | 1 | 31 | -56983784.0878 | 518418.2583 | 3583804.3404 | -931119.0054 | 47419753.8493 | -2271916.0407 | 51248595.4968 | 42583752.811 | 84397.3348 | 0.1986%
2011-06-01 | 2011 | 6 | 49779830.4761 | 0.38 | 145.18 | 18 | 6662 | 0 | 30 | -56983784.0878 | 5484.3802 | 10264287.1205 | -985890.7116 | 47535345.6535 | 0 | 49595414.997 | 49430857.3519 | -348973.1243 | 0.701%
2011-07-01 | 2011 | 7 | 61715744.4761 | 0 | 268.19 | 19 | 6665.8 | 0 | 31 | -56983784.0878 | 0 | 18961145.9075 | -1040662.4178 | 47562459.7804 | 0 | 51248595.4968 | 59747754.6793 | -1967989.7969 | 3.189%
2011-08-01 | 2011 | 8 | 56143271.4761 | 0 | 239.59 | 20 | 6677.5 | 0 | 31 | -56983784.0878 | 0 | 16939113.867 | -1095434.1239 | 47645942.7501 | 0 | 51248595.4968 | 57754433.9022 | 1611162.4261 | 2.87%
2011-09-01 | 2011 | 9 | 44393787.4761 | 0.49 | 132.95 | 21 | 6674.4 | 1 | 30 | -56983784.0878 | 7071.964 | 9399620.9717 | -1150205.8301 | 47623823.3308 | -2271916.0407 | 49595414.997 | 46220025.3048 | 1826237.8286 | 4.114%
2011-10-01 | 2011 | 10 | 41972796.4761 | 53.33 | 27.9 | 22 | 6668.1 | 1 | 31 | -56983784.0878 | 769689.4687 | 1972541.7458 | -1204977.5363 | 47578870.9625 | -2271916.0407 | 51248595.4968 | 41109020.009 | -863776.4671 | 2.058%
2011-11-01 | 2011 | 11 | 39897288.4761 | 207.66 | 0.69 | 23 | 6662.8 | 1 | 30 | -56983784.0878 | 2997069.4744 | 48783.2905 | -1259749.2425 | 47541053.8908 | -2271916.0407 | 49595414.997 | 39666872.2815 | -230416.1946 | 0.5775%
2011-12-01 | 2011 | 12 | 43807291.4761 | 351.65 | 0 | 24 | 6667.5 | 0 | 31 | -56983784.0878 | 5075216.6073 | 0 | -1314520.9487 | 47574589.7846 | 0 | 51248595.4968 | 45600096.8522 | 1792805.3761 | 4.092%
2012-01-01 | 2012 | 1 | 47070680.8973 | 477.14 | 0 | 25 | 6673.6 | 0 | 31 | -56983784.0878 | 6886361.0181 | 0 | -1369292.6549 | 47618115.0936 | 0 | 51248595.4968 | 47399994.8658 | 329313.9685 | 0.6996%
2012-02-01 | 2012 | 2 | 40386842.8973 | 417.05 | 0 | 26 | 6670.7 | 0 | 29 | -56983784.0878 | 6019107.3115 | 0 | -1424064.3611 | 47597422.7336 | 0 | 47942234.4971 | 43150916.0932 | 2764073.1959 | 6.844%
2012-03-01 | 2012 | 3 | 39034538.8973 | 332.71 | 0.03 | 27 | 6674 | 1 | 31 | -56983784.0878 | 4801863.5502 | 2121.0126 | -1478836.0673 | 47620969.2122 | -2271916.0407 | 51248595.4968 | 42939013.076 | 3904474.1787 | 10%
2012-04-01 | 2012 | 4 | 37958885.8973 | 164.54 | 1.45 | 28 | 6685.8 | 1 | 30 | -56983784.0878 | 2374736.6432 | 102515.6104 | -1533607.7735 | 47705165.7116 | -2271916.0407 | 49595414.997 | 38988525.06 | 1029639.1628 | 2.713%
2012-05-01 | 2012 | 5 | 43107352.8973 | 35.92 | 50.69 | 29 | 6690.1 | 1 | 31 | -56983784.0878 | 518418.2583 | 3583804.3404 | -1588379.4797 | 47735847.4867 | -2271916.0407 | 51248595.4968 | 42242585.974 | -864766.9232 | 2.006%
2012-06-01 | 2012 | 6 | 53239807.8973 | 0.38 | 145.18 | 30 | 6693.3 | 0 | 30 | -56983784.0878 | 5484.3802 | 10264287.1205 | -1643151.1859 | 47758680.4357 | 0 | 49595414.997 | 48996931.6597 | -4242876.2376 | 7.969%
2012-07-01 | 2012 | 7 | 63475935.8973 | 0 | 268.19 | 31 | 6694.6 | 0 | 31 | -56983784.0878 | 0 | 18961145.9075 | -1697922.8921 | 47767956.3212 | 0 | 51248595.4968 | 59295990.7457 | -4179945.1516 | 6.585%
2012-08-01 | 2012 | 8 | 57530370.8973 | 0 | 239.59 | 32 | 6703.3 | 0 | 31 | -56983784.0878 | 0 | 16939113.867 | -1752694.5983 | 47830033.4013 | 0 | 51248595.4968 | 57281264.079 | -249106.8183 | 0.433%
2012-09-01 | 2012 | 9 | 46622905.8973 | 0.49 | 132.95 | 33 | 6707.4 | 1 | 30 | -56983784.0878 | 7071.964 | 9399620.9717 | -1807466.3045 | 47859288.1172 | -2271916.0407 | 49595414.997 | 45798229.6168 | -824676.2805 | 1.769%
2012-10-01 | 2012 | 10 | 41986598.8973 | 53.33 | 27.9 | 34 | 6710 | 1 | 31 | -56983784.0878 | 769689.4687 | 1972541.7458 | -1862238.0107 | 47877839.8882 | -2271916.0407 | 51248595.4968 | 40750728.4603 | -1235870.4369 | 2.943%
2012-11-01 | 2012 | 11 | 39489997.8973 | 207.66 | 0.69 | 35 | 6722.4 | 1 | 30 | -56983784.0878 | 2997069.4744 | 48783.2905 | -1917009.7169 | 47966317.5655 | -2271916.0407 | 49595414.997 | 39434875.4819 | -55122.4154 | 0.1396%
2012-12-01 | 2012 | 12 | 44841090.8973 | 351.65 | 0 | 36 | 6740.6 | 0 | 31 | -56983784.0878 | 5075216.6073 | 0 | -1971781.4231 | 48096179.9628 | 0 | 51248595.4968 | 45464426.5561 | 623335.6588 | 1.39%
2013-01-01 | 2013 | 1 | 47995321.7209 | 477.14 | 0 | 37 | 6758.8 | 0 | 31 | -56983784.0878 | 6886361.0181 | 0 | -2026553.1293 | 48226042.3601 | 0 | 51248595.4968 | 47350661.658 | -644660.0629 | 1.343%
2013-02-01 | 2013 | 2 | 41164712.7209 | 417.05 | 0 | 38 | 6775.5 | 0 | 28 | -56983784.0878 | 6019107.3115 | 0 | -2081324.8355 | 48345201.8126 | 0 | 46289053.9972 | 41588254.1979 | 423541.477 | 1.029%
2013-03-01 | 2013 | 3 | 42435047.7209 | 332.71 | 0.03 | 39 | 6781.1 | 1 | 31 | -56983784.0878 | 4801863.5502 | 2121.0126 | -2136096.5417 | 48385159.4733 | -2271916.0407 | 51248595.4968 | 43045942.8627 | 610895.1418 | 1.44%
2013-04-01 | 2013 | 4 | 38570561.7209 | 164.54 | 1.45 | 40 | 6788.9 | 1 | 30 | -56983784.0878 | 2374736.6432 | 102515.6104 | -2190868.2479 | 48440814.7864 | -2271916.0407 | 49595414.997 | 39066913.6606 | 496351.9397 | 1.287%
2013-05-01 | 2013 | 5 | 41401216.7209 | 35.92 | 50.69 | 41 | 6801.1 | 1 | 31 | -56983784.0878 | 518418.2583 | 3583804.3404 | -2245639.9541 | 48527865.4044 | -2271916.0407 | 51248595.4968 | 42377343.4173 | 976126.6965 | 2.358%
2013-06-01 | 2013 | 6 | 47845491.7209 | 0.38 | 145.18 | 42 | 6815.2 | 0 | 30 | -56983784.0878 | 5484.3802 | 10264287.1205 | -2300411.6603 | 48628473.0859 | 0 | 49595414.997 | 49209463.8355 | 1363972.1146 | 2.851%
2013-07-01 | 2013 | 7 | 56314814.7209 | 0 | 268.19 | 43 | 6826.2 | 0 | 31 | -56983784.0878 | 0 | 18961145.9075 | -2355183.3665 | 48706961.348 | 0 | 51248595.4968 | 59577735.298 | 3262920.5771 | 5.794%
2013-08-01 | 2013 | 8 | 53136083.7209 | 0 | 239.59 | 44 | 6833.9 | 0 | 31 | -56983784.0878 | 0 | 16939113.867 | -2409955.0727 | 48761903.1314 | 0 | 51248595.4968 | 57555873.3348 | 4419789.6139 | 8.318%
2013-09-01 | 2013 | 9 | 45426909.7209 | 0.49 | 132.95 | 45 | 6843.3 | 1 | 30 | -56983784.0878 | 7071.964 | 9399620.9717 | -2464726.7789 | 48828974.9191 | -2271916.0407 | 49595414.997 | 46110655.9443 | 683746.2234 | 1.505%
2013-10-01 | 2013 | 10 | 42344925.7209 | 53.33 | 27.9 | 46 | 6850.3 | 1 | 31 | -56983784.0878 | 769689.4687 | 1972541.7458 | -2519498.4851 | 48878921.995 | -2271916.0407 | 51248595.4968 | 41094550.0927 | -1250375.6282 | 2.953%
2013-11-01 | 2013 | 11 | 41292979.7209 | 207.66 | 0.69 | 47 | 6854 | 1 | 30 | -56983784.0878 | 2997069.4744 | 48783.2905 | -2574270.1913 | 48905322.5922 | -2271916.0407 | 49595414.997 | 39716620.0342 | -1576359.6867 | 3.818%
2013-12-01 | 2013 | 12 | 46594417.7209 | 351.65 | 0 | 48 | 6850.4 | 0 | 31 | -56983784.0878 | 5075216.6073 | 0 | -2629041.8975 | 48879635.5246 | 0 | 51248595.4968 | 45590621.6435 | -1003796.0774 | 2.154%
2014-01-01 | 2014 | 1 | 51200778.5718 | 477.14 | 0 | 49 | 6848.3 | 0 | 31 | -56983784.0878 | 6886361.0181 | 0 | -2683813.6037 | 48864651.4018 | 0 | 51248595.4968 | 47332010.2253 | -3868768.3465 | 7.556%
2014-02-01 | 2014 | 2 | 43486614.5718 | 417.05 | 0 | 50 | 6850 | 0 | 28 | -56983784.0878 | 6019107.3115 | 0 | -2738585.3099 | 48876781.406 | 0 | 46289053.9972 | 41462573.3169 | -2024041.2549 | 4.654%
2014-03-01 | 2014 | 3 | 44184194.5718 | 332.71 | 0.03 | 51 | 6856.4 | 1 | 31 | -56983784.0878 | 4801863.5502 | 2121.0126 | -2793357.0161 | 48922447.3039 | -2271916.0407 | 51248595.4968 | 42925970.219 | -1258224.3529 | 2.848%
2014-04-01 | 2014 | 4 | 38731453.5718 | 164.54 | 1.45 | 52 | 6869.6 | 1 | 30 | -56983784.0878 | 2374736.6432 | 102515.6104 | -2848128.7223 | 49016633.2185 | -2271916.0407 | 49595414.997 | 38985471.6182 | 254018.0464 | 0.6558%
2014-05-01 | 2014 | 5 | 40675001.5718 | 35.92 | 50.69 | 53 | 6870.6 | 1 | 31 | -56983784.0878 | 518418.2583 | 3583804.3404 | -2902900.4285 | 49023768.515 | -2271916.0407 | 51248595.4968 | 42215986.0536 | 1540984.4817 | 3.789%
2014-06-01 | 2014 | 6 | 45459103.5718 | 0.38 | 145.18 | 54 | 6865.4 | 0 | 30 | -56983784.0878 | 5484.3802 | 10264287.1205 | -2957672.1347 | 48986664.9729 | 0 | 49595414.997 | 48910395.2482 | 3451291.6764 | 7.592%
2014-07-01 | 2014 | 7 | 51897622.5718 | 0 | 268.19 | 55 | 6864.4 | 0 | 31 | -56983784.0878 | 0 | 18961145.9075 | -3012443.8409 | 48979529.6764 | 0 | 51248595.4968 | 59193043.1521 | 7295420.5802 | 14.06%
2014-08-01 | 2014 | 8 | 50248064.5718 | 0 | 239.59 | 56 | 6869.9 | 0 | 31 | -56983784.0878 | 0 | 16939113.867 | -3067215.5471 | 49018773.8074 | 0 | 51248595.4968 | 57155483.5364 | 6907418.9646 | 13.75%
2014-09-01 | 2014 | 9 | 43927568.5718 | 0.49 | 132.95 | 57 | 6884.5 | 1 | 30 | -56983784.0878 | 7071.964 | 9399620.9717 | -3121987.2533 | 49122949.1372 | -2271916.0407 | 49595414.997 | 45747369.688 | 1819801.1162 | 4.143%
2014-10-01 | 2014 | 10 | 41698922.5718 | 53.33 | 27.9 | 58 | 6901.5 | 1 | 31 | -56983784.0878 | 769689.4687 | 1972541.7458 | -3176758.9595 | 49244249.1786 | -2271916.0407 | 51248595.4968 | 40802616.802 | -896305.7698 | 2.149%
2014-11-01 | 2014 | 11 | 40599034.5718 | 207.66 | 0.69 | 59 | 6907.5 | 1 | 30 | -56983784.0878 | 2997069.4744 | 48783.2905 | -3231530.6657 | 49287060.9579 | -2271916.0407 | 49595414.997 | 39441097.9256 | -1157936.6463 | 2.852%
2014-12-01 | 2014 | 12 | 45189588.5718 | 351.65 | 0 | 60 | 6903.1 | 0 | 31 | -56983784.0878 | 5075216.6073 | 0 | -3286302.3718 | 49255665.6531 | 0 | 51248595.4968 | 45309391.2976 | 119802.7258 | 0.2651%
2015-01-01 | 2015 | 1 | 49884340.3839 | 477.14 | 0 | 61 | 6885.7 | 0 | 31 | -56983784.0878 | 6886361.0181 | 0 | -3341074.078 | 49131511.493 | 0 | 51248595.4968 | 46941609.8421 | -2942730.5418 | 5.899%
2015-02-01 | 2015 | 2 | 42980985.3839 | 417.05 | 0 | 62 | 6885.3 | 0 | 28 | -56983784.0878 | 6019107.3115 | 0 | -3395845.7842 | 49128657.3744 | 0 | 46289053.9972 | 41057188.811 | -1923796.5729 | 4.476%
2015-03-01 | 2015 | 3 | 43419024.3839 | 332.71 | 0.03 | 63 | 6892.1 | 1 | 31 | -56983784.0878 | 4801863.5502 | 2121.0126 | -3450617.4904 | 49177177.391 | -2271916.0407 | 51248595.4968 | 42523439.8317 | -895584.5523 | 2.063%
2015-04-01 | 2015 | 4 | 38613457.3839 | 164.54 | 1.45 | 64 | 6897.3 | 1 | 30 | -56983784.0878 | 2374736.6432 | 102515.6104 | -3505389.1966 | 49214280.9331 | -2271916.0407 | 49595414.997 | 38525858.8584 | -87598.5255 | 0.2269%
2015-05-01 | 2015 | 5 | 40763108.3839 | 35.92 | 50.69 | 65 | 6906.5 | 1 | 31 | -56983784.0878 | 518418.2583 | 3583804.3404 | -3560160.9028 | 49279925.6614 | -2271916.0407 | 51248595.4968 | 41814882.7256 | 1051774.3417 | 2.58%
2015-06-01 | 2015 | 6 | 46119249.3839 | 0.38 | 145.18 | 66 | 6921.3 | 0 | 30 | -56983784.0878 | 5484.3802 | 10264287.1205 | -3614932.609 | 49385528.0504 | 0 | 49595414.997 | 48651997.8513 | 2532748.4674 | 5.492%
2015-07-01 | 2015 | 7 | 54424085.3839 | 0 | 268.19 | 67 | 6941.2 | 0 | 31 | -56983784.0878 | 0 | 18961145.9075 | -3669704.3152 | 49527520.4519 | 0 | 51248595.4968 | 59083773.4532 | 4659688.0693 | 8.562%
2015-08-01 | 2015 | 8 | 55134636.3839 | 0 | 239.59 | 68 | 6949.2 | 0 | 31 | -56983784.0878 | 0 | 16939113.867 | -3724476.0214 | 49584602.8243 | 0 | 51248595.4968 | 57064052.0789 | 1929415.695 | 3.499%
2015-09-01 | 2015 | 9 | 47798131.3839 | 0.49 | 132.95 | 69 | 6941.1 | 1 | 30 | -56983784.0878 | 7071.964 | 9399620.9717 | -3779247.7276 | 49526806.9222 | -2271916.0407 | 49595414.997 | 45493966.9987 | -2304164.3852 | 4.821%
2015-10-01 | 2015 | 10 | 41883670.3839 | 53.33 | 27.9 | 70 | 6934.8 | 1 | 31 | -56983784.0878 | 769689.4687 | 1972541.7458 | -3834019.4338 | 49481854.5539 | -2271916.0407 | 51248595.4968 | 40382961.7029 | -1500708.681 | 3.583%
2015-11-01 | 2015 | 11 | 38353292.3839 | 207.66 | 0.69 | 71 | 6928.3 | 1 | 30 | -56983784.0878 | 2997069.4744 | 48783.2905 | -3888791.14 | 49435475.1263 | -2271916.0407 | 49595414.997 | 38932251.6196 | 578959.2357 | 1.51%
2015-12-01 | 2015 | 12 | 41803813.3839 | 351.65 | 0 | 72 | 6942.8 | 0 | 31 | -56983784.0878 | 5075216.6073 | 0 | -3943562.8462 | 49538936.9263 | 0 | 51248595.4968 | 44935402.0965 | 3131588.7126 | 7.491%
2016-01-01 | 2016 | 1 | 46084693.9842 | 477.14 | 0 | 73 | 6957.7 | 0 | 31 | -56983784.0878 | 6886361.0181 | 0 | -3998334.5524 | 49645252.845 | 0 | 51248595.4968 | 46798090.7198 | 713396.7355 | 1.548%
2016-02-01 | 2016 | 2 | 40582823.9842 | 417.05 | 0 | 74 | 6970.6 | 0 | 29 | -56983784.0878 | 6019107.3115 | 0 | -4053106.2586 | 49737298.1706 | 0 | 47942234.4971 | 42661749.6327 | 2078925.6485 | 5.123%
2016-03-01 | 2016 | 3 | 40648907.9842 | 332.71 | 0.03 | 75 | 6978.1 | 1 | 31 | -56983784.0878 | 4801863.5502 | 2121.0126 | -4107877.9648 | 49790812.8948 | -2271916.0407 | 51248595.4968 | 42479814.8611 | 1830906.8768 | 4.504%
2016-04-01 | 2016 | 4 | 38183247.9842 | 164.54 | 1.45 | 76 | 6981.8 | 1 | 30 | -56983784.0878 | 2374736.6432 | 102515.6104 | -4162649.671 | 49817213.492 | -2271916.0407 | 49595414.997 | 38471530.943 | 288282.9588 | 0.755%
2016-05-01 | 2016 | 5 | 42648799.9842 | 35.92 | 50.69 | 77 | 6994.4 | 1 | 31 | -56983784.0878 | 518418.2583 | 3583804.3404 | -4217421.3772 | 49907118.2286 | -2271916.0407 | 51248595.4968 | 41784814.8184 | -863985.1658 | 2.026%
2016-06-01 | 2016 | 6 | 51837156.9842 | 0.38 | 145.18 | 78 | 7001.9 | 0 | 30 | -56983784.0878 | 5484.3802 | 10264287.1205 | -4272193.0834 | 49960632.9528 | 0 | 49595414.997 | 48569842.2793 | -3267314.7049 | 6.303%
2016-07-01 | 2016 | 7 | 62950910.9842 | 0 | 268.19 | 79 | 6995.7 | 0 | 31 | -56983784.0878 | 0 | 18961145.9075 | -4326964.7896 | 49916394.1141 | 0 | 51248595.4968 | 58815386.6411 | -4135524.3431 | 6.569%
2016-08-01 | 2016 | 8 | 61477768.9842 | 0 | 239.59 | 80 | 6990.6 | 0 | 31 | -56983784.0878 | 0 | 16939113.867 | -4381736.4958 | 49880004.1017 | 0 | 51248595.4968 | 56702192.8819 | -4775576.1023 | 7.768%
2016-09-01 | 2016 | 9 | 50972090.9842 | 0.49 | 132.95 | 81 | 6988.9 | 1 | 30 | -56983784.0878 | 7071.964 | 9399620.9717 | -4436508.202 | 49867874.0976 | -2271916.0407 | 49595414.997 | 45177773.6997 | -5794317.2845 | 11.37%
2016-10-01 | 2016 | 10 | 42378157.9842 | 53.33 | 27.9 | 82 | 7006.2 | 1 | 31 | -56983784.0878 | 769689.4687 | 1972541.7458 | -4491279.9082 | 49991314.728 | -2271916.0407 | 51248595.4968 | 40235161.4026 | -2142996.5816 | 5.057%
2016-11-01 | 2016 | 11 | 38434874.9842 | 207.66 | 0.69 | 83 | 7018.5 | 1 | 30 | -56983784.0878 | 2997069.4744 | 48783.2905 | -4546051.6144 | 50079078.8756 | -2271916.0407 | 49595414.997 | 38918594.8945 | 483719.9103 | 1.259%
2016-12-01 | 2016 | 12 | 44072140.9842 | 351.65 | 0 | 84 | 7028.8 | 0 | 31 | -56983784.0878 | 5075216.6073 | 0 | -4600823.3206 | 50152572.4301 | 0 | 51248595.4968 | 44891777.1259 | 819636.1417 | 1.86%
2017-01-01 | 2017 | 1 | 45513379.4292 | 477.14 | 0 | 85 | 7045.6 | 0 | 31 | -56983784.0878 | 6886361.0181 | 0 | -4655595.0268 | 50272445.4123 | 0 | 51248595.4968 | 46768022.8126 | 1254643.3834 | 2.757%
2017-02-01 | 2017 | 2 | 39003386.4292 | 417.05 | 0 | 86 | 7060.7 | 0 | 28 | -56983784.0878 | 6019107.3115 | 0 | -4710366.733 | 50380188.3903 | 0 | 46289053.9972 | 40994198.8781 | 1990812.4489 | 5.104%
2017-03-01 | 2017 | 3 | 40659453.4292 | 332.71 | 0.03 | 87 | 7074.2 | 1 | 31 | -56983784.0878 | 4801863.5502 | 2121.0126 | -4765138.4392 | 50476514.8938 | -2271916.0407 | 51248595.4968 | 42508256.3857 | 1848802.9565 | 4.547%
2017-04-01 | 2017 | 4 | 36365950.4292 | 164.54 | 1.45 | 88 | 7074.8 | 1 | 30 | -56983784.0878 | 2374736.6432 | 102515.6104 | -4819910.1454 | 50480796.0717 | -2271916.0407 | 49595414.997 | 38477853.0483 | 2111902.6192 | 5.807%
2017-05-01 | 2017 | 5 | 39252711.4292 | 35.92 | 50.69 | 89 | 7080.7 | 1 | 31 | -56983784.0878 | 518418.2583 | 3583804.3404 | -4874681.8516 | 50522894.3214 | -2271916.0407 | 51248595.4968 | 41743330.4368 | 2490619.0076 | 6.345%
2017-06-01 | 2017 | 6 | 47628949.4292 | 0.38 | 145.18 | 90 | 7085.4 | 0 | 30 | -56983784.0878 | 5484.3802 | 10264287.1205 | -4929453.5578 | 50556430.2152 | 0 | 49595414.997 | 48508379.0673 | 879429.6381 | 1.846%
2017-07-01 | 2017 | 7 | 55795384.4292 | 0 | 268.19 | 91 | 7099.9 | 0 | 31 | -56983784.0878 | 0 | 18961145.9075 | -4984225.264 | 50659892.0152 | 0 | 51248595.4968 | 58901624.0678 | 3106239.6387 | 5.567%
2017-08-01 | 2017 | 8 | 52455350.4292 | 0 | 239.59 | 92 | 7121.3 | 0 | 31 | -56983784.0878 | 0 | 16939113.867 | -5038996.9702 | 50812587.3615 | 0 | 51248595.4968 | 56977515.6674 | 4522165.2382 | 8.621%
2017-09-01 | 2017 | 9 | 45869313.4292 | 0.49 | 132.95 | 93 | 7150.1 | 1 | 30 | -56983784.0878 | 7071.964 | 9399620.9717 | -5093768.6764 | 51018083.9023 | -2271916.0407 | 49595414.997 | 45670723.0301 | -198590.3991 | 0.4329%
2017-10-01 | 2017 | 10 | 41241719.4292 | 53.33 | 27.9 | 94 | 7170.5 | 1 | 31 | -56983784.0878 | 769689.4687 | 1972541.7458 | -5148540.3826 | 51163643.9521 | -2271916.0407 | 51248595.4968 | 40750230.1524 | -491489.2768 | 1.192%
2017-11-01 | 2017 | 11 | 39186241.4292 | 207.66 | 0.69 | 95 | 7189.6 | 1 | 30 | -56983784.0878 | 2997069.4744 | 48783.2905 | -5203312.0888 | 51299928.1163 | -2271916.0407 | 49595414.997 | 39482183.6608 | 295942.2316 | 0.7552%
2017-12-01 | 2017 | 12 | 47203108.4292 | 351.65 | 0 | 96 | 7203.1 | 0 | 31 | -56983784.0878 | 5075216.6073 | 0 | -5258083.795 | 51396254.6198 | 0 | 51248595.4968 | 45478198.8412 | -1724909.588 | 3.654%
2018-01-01 | 2018 | 1 | 48558249.2214 | 477.14 | 0 | 97 | 7199.8 | 0 | 31 | -56983784.0878 | 6886361.0181 | 0 | -5312855.5012 | 51372708.1411 | 0 | 51248595.4968 | 47211025.0671 | -1347224.1543 | 2.774%
2018-02-01 | 2018 | 2 | 40484738.2214 | 417.05 | 0 | 98 | 7189.2 | 0 | 28 | -56983784.0878 | 6019107.3115 | 0 | -5367627.2074 | 51297073.9977 | 0 | 46289053.9972 | 41253824.0111 | 769085.7897 | 1.9%
2018-03-01 | 2018 | 3 | 41820516.2214 | 332.71 | 0.03 | 99 | 7185 | 1 | 31 | -56983784.0878 | 4801863.5502 | 2121.0126 | -5422398.9136 | 51267105.7521 | -2271916.0407 | 51248595.4968 | 42641586.7697 | 821070.5482 | 1.963%
2018-04-01 | 2018 | 4 | 38864052.2214 | 164.54 | 1.45 | 100 | 7198.2 | 1 | 30 | -56983784.0878 | 2374736.6432 | 102515.6104 | -5477170.6197 | 51361291.6667 | -2271916.0407 | 49595414.997 | 38701088.1689 | -162964.0525 | 0.4193%
2018-05-01 | 2018 | 5 | 41888482.2214 | 35.92 | 50.69 | 101 | 7208.1 | 1 | 31 | -56983784.0878 | 518418.2583 | 3583804.3404 | -5531942.3259 | 51431931.1026 | -2271916.0407 | 51248595.4968 | 41995106.7436 | 106624.5222 | 0.2545%
2018-06-01 | 2018 | 6 | 52737558.2214 | 0.38 | 145.18 | 102 | 7224.1 | 0 | 30 | -56983784.0878 | 5484.3802 | 10264287.1205 | -5586714.0321 | 51546095.8474 | 0 | 49595414.997 | 48840784.2252 | -3896773.9962 | 7.389%
2018-07-01 | 2018 | 7 | 65508403.2214 | 0 | 268.19 | 103 | 7258.6 | 0 | 31 | -56983784.0878 | 0 | 18961145.9075 | -5641485.7383 | 51792263.5786 | 0 | 51248595.4968 | 59376735.1568 | -6131668.0646 | 9.36%
2018-08-01 | 2018 | 8 | 63722566.2214 | 0 | 239.59 | 104 | 7264.8 | 0 | 31 | -56983784.0878 | 0 | 16939113.867 | -5696257.4445 | 51836502.4173 | 0 | 51248595.4968 | 57344170.2487 | -6378395.9727 | 10.01%
2018-09-01 | 2018 | 9 | 51294132.2214 | 0.49 | 132.95 | 105 | 7268.1 | 1 | 30 | -56983784.0878 | 7071.964 | 9399620.9717 | -5751029.1507 | 51860048.8959 | -2271916.0407 | 49595414.997 | 45855427.5493 | -5438704.6722 | 10.6%
2018-10-01 | 2018 | 10 | 41038053.2214 | 53.33 | 27.9 | 106 | 7253 | 1 | 31 | -56983784.0878 | 769689.4687 | 1972541.7458 | -5805800.8569 | 51752305.9179 | -2271916.0407 | 51248595.4968 | 40681631.6438 | -356421.5776 | 0.8685%
2018-11-01 | 2018 | 11 | 41154575.2214 | 207.66 | 0.69 | 107 | 7273.5 | 1 | 30 | -56983784.0878 | 2997069.4744 | 48783.2905 | -5860572.5631 | 51898579.4973 | -2271916.0407 | 49595414.997 | 39423574.5675 | -1731000.654 | 4.206%
2018-12-01 | 2018 | 12 | 46188029.2214 | 351.65 | 0 | 108 | 7289.2 | 0 | 31 | -56983784.0878 | 5075216.6073 | 0 | -5915344.2693 | 52010603.6532 | 0 | 51248595.4968 | 45435287.4002 | -752741.8212 | 1.63%
2019-01-01 | 2019 | 1 | 47946223.2267 | 477.14 | 0 | 109 | 7315.7 | 0 | 31 | -56983784.0878 | 6886361.0181 | 0 | -5970115.9755 | 52199689.0119 | 0 | 51248595.4968 | 47380745.4636 | -565477.7632 | 1.179%
2019-02-01 | 2019 | 2 | 42834954.2267 | 417.05 | 0 | 110 | 7346.7 | 0 | 28 | -56983784.0878 | 6019107.3115 | 0 | -6024887.6817 | 52420883.2052 | 0 | 46289053.9972 | 41720372.7443 | -1114581.4825 | 2.602%
2019-03-01 | 2019 | 3 | 43153575.2267 | 332.71 | 0.03 | 111 | 7371 | 1 | 31 | -56983784.0878 | 4801863.5502 | 2121.0126 | -6079659.3879 | 52594270.9115 | -2271916.0407 | 51248595.4968 | 43311491.4547 | 157916.2279 | 0.3659%
2019-04-01 | 2019 | 4 | 38136662.2267 | 164.54 | 1.45 | 112 | 7395.4 | 1 | 30 | -56983784.0878 | 2374736.6432 | 102515.6104 | -6134431.0941 | 52768372.1474 | -2271916.0407 | 49595414.997 | 39450908.1753 | 1314245.9486 | 3.446%
2019-05-01 | 2019 | 5 | 38687980.2267 | 35.92 | 50.69 | 113 | 7412.6 | 1 | 31 | -56983784.0878 | 518418.2583 | 3583804.3404 | -6189202.8003 | 52891099.2482 | -2271916.0407 | 51248595.4968 | 42797014.4149 | 4109034.1882 | 10.62%
2019-06-01 | 2019 | 6 | 45809796.2267 | 0.38 | 145.18 | 114 | 7430.3 | 0 | 30 | -56983784.0878 | 5484.3802 | 10264287.1205 | -6243974.5065 | 53017393.9972 | 0 | 49595414.997 | 49654821.9006 | 3845025.6739 | 8.393%
2019-07-01 | 2019 | 7 | 63707328.2267 | 0 | 268.19 | 115 | 7432.9 | 0 | 31 | -56983784.0878 | 0 | 18961145.9075 | -6298746.2127 | 53035945.7683 | 0 | 51248595.4968 | 59963156.8721 | -3744171.3546 | 5.877%
2019-08-01 | 2019 | 8 | 58791766.2267 | 0 | 239.59 | 116 | 7449.6 | 0 | 31 | -56983784.0878 | 0 | 16939113.867 | -6353517.9189 | 53155105.2207 | 0 | 51248595.4968 | 58005512.5778 | -786253.6489 | 1.337%
2019-09-01 | 2019 | 9 | 44846342.2267 | 0.49 | 132.95 | 117 | 7478.3 | 1 | 30 | -56983784.0878 | 7071.964 | 9399620.9717 | -6408289.6251 | 53359888.2319 | -2271916.0407 | 49595414.997 | 46698006.4109 | 1851664.1842 | 4.129%
2019-10-01 | 2019 | 10 | 39953556.2267 | 53.33 | 27.9 | 118 | 7504 | 1 | 31 | -56983784.0878 | 769689.4687 | 1972541.7458 | -6463061.3313 | 53543265.3534 | -2271916.0407 | 51248595.4968 | 41815330.6049 | 1861774.3782 | 4.66%
2019-11-01 | 2019 | 11 | 40979024.2267 | 207.66 | 0.69 | 119 | 7517.3 | 1 | 30 | -56983784.0878 | 2997069.4744 | 48783.2905 | -6517833.0375 | 53638164.7976 | -2271916.0407 | 49595414.997 | 40505899.3934 | -473124.8334 | 1.155%
2019-12-01 | 2019 | 12 | 46060405.2267 | 351.65 | 0 | 120 | 7525 | 0 | 31 | -56983784.0878 | 5075216.6073 | 0 | -6572604.7437 | 53693106.581 | 0 | 51248595.4968 | 46460529.8537 | 400124.627 | 0.8687% | HDD12 | CDD14 | Weather-Normal | Difference
2020-01-01 | 2020 | 1 | 45679000.9639 | 477.14 | 0 | 121 | 7423.6066 | 0 | 31 | -56983784.0878 | 6886361.0181 | 0 | -6627376.4499 | 52969634.4249 | 0 | 51248595.4968 | 47493430.4021 |  |  | 365.8 | 0 | 2.5529e+15 | 2552929600713262
2020-02-01 | 2020 | 2 | 41650816.9639 | 417.05 | 0 | 122 | 7455.0638 | 0 | 29 | -56983784.0878 | 6019107.3115 | 0 | -6682148.1561 | 53194091.2324 | 0 | 47942234.4971 | 43489500.7971 |  |  | 387.2 | 0 | 598969345137179 | 5.9897e+14
2020-03-01 | 2020 | 3 | 42916551.9639 | 332.71 | 0.03 | 123 | 7479.7223 | 1 | 31 | -56983784.0878 | 4801863.5502 | 2121.0126 | -6736919.8623 | 53370036.4074 | -2271916.0407 | 51248595.4968 | 43429996.4762 |  |  | 254 | 0 | 1.8081e+15 | 1.8081e+15
2020-04-01 | 2020 | 4 | 41294428.9639 | 164.54 | 1.45 | 124 | 7504.4821 | 1 | 30 | -56983784.0878 | 2374736.6432 | 102515.6104 | -6791691.5685 | 53546705.6366 | -2271916.0407 | 49595414.997 | 39571981.1901 |  |  | 181 | 0 | -2.0093e+14 | -2.0093e+14
2020-05-01 | 2020 | 5 | 46424125.9639 | 35.92 | 50.69 | 125 | 7521.9359 | 1 | 31 | -56983784.0878 | 518418.2583 | 3583804.3404 | -6846463.2747 | 53671242.9621 | -2271916.0407 | 51248595.4968 | 42919897.6544 |  |  | 83.2 | 35.1 | 667014007175081 | 6.6701e+14
2020-06-01 | 2020 | 6 | 59123962.9639 | 0.38 | 145.18 | 126 | 7539.8969 | 0 | 30 | -56983784.0878 | 5484.3802 | 10264287.1205 | -6901234.9809 | 53799400.5587 | 0 | 49595414.997 | 49779567.9877 |  |  | 0 | 182.4 | -3.9071e+15 | -3.9071e+15
2020-07-01 | 2020 | 7 |  | 0 | 268.19 | 127 | 7542.5353 | 0 | 31 | -56983784.0878 | 0 | 18961145.9075 | -6956006.6871 | 53818225.9683 | 0 | 51248595.4968 | 60088176.5978 | [5 empty] | -3.9071e+15 | 1
2020-08-01 | 2020 | 8 |  | 0 | 239.59 | 128 | 7559.4816 | 0 | 31 | -56983784.0878 | 0 | 16939113.867 | -7010778.3933 | 53939143.0227 | 0 | 51248595.4968 | 58132289.9055 | [5 empty] | -3.9071e+15 | 0.9
2020-09-01 | 2020 | 9 |  | 0.49 | 132.95 | 129 | 7588.6049 | 1 | 30 | -56983784.0878 | 7071.964 | 9399620.9717 | -7065550.0995 | 54146946.5833 | -2271916.0407 | 49595414.997 | 46827804.2879 | [5 empty] | -1620045466192115 | 0.8
2020-10-01 | 2020 | 10 |  | 53.33 | 27.9 | 130 | 7614.684 | 1 | 31 | -56983784.0878 | 769689.4687 | 1972541.7458 | -7120321.8057 | 54333028.5173 | -2271916.0407 | 51248595.4968 | 41947833.2945 | [5 empty] | 6.6701e+14 | 0.7
2020-11-01 | 2020 | 11 |  | 207.66 | 0.69 | 131 | 7628.1802 | 1 | 30 | -56983784.0878 | 2997069.4744 | 48783.2905 | -7175093.5119 | 54429327.7283 | -2271916.0407 | 49595414.997 | 40639801.8497 | [5 empty] | -2.0093e+14 | 0.6
2020-12-01 | 2020 | 12 |  | 351.65 | 0 | 132 | 7635.9938 | 0 | 31 | -56983784.0878 | 5075216.6073 | 0 | -7229865.2181 | 54485079.9031 | 0 | 51248595.4968 | 46595242.7014 | [5 empty] | -2.0093e+14 | 0.5
2021-01-01 | 2021 | 1 |  | 477.14 | 0 | 133 | 7497.8426 | 0 | 31 | -56983784.0878 | 6886361.0181 | 0 | -7284636.9243 | 53499330.7691 | 0 | 51248595.4968 | 47365866.272
2021-02-01 | 2021 | 2 |  | 417.05 | 0 | 134 | 7529.6145 | 0 | 28 | -56983784.0878 | 6019107.3115 | 0 | -7339408.6305 | 53726032.1448 | 0 | 46289053.9972 | 41711000.7351
2021-03-01 | 2021 | 3 |  | 332.71 | 0.03 | 135 | 7554.5195 | 1 | 31 | -56983784.0878 | 4801863.5502 | 2121.0126 | -7394180.3367 | 53903736.7715 | -2271916.0407 | 51248595.4968 | 43306436.3659
2021-04-01 | 2021 | 4 |  | 164.54 | 1.45 | 136 | 7579.527 | 1 | 30 | -56983784.0878 | 2374736.6432 | 102515.6104 | -7448952.0429 | 54082172.693 | -2271916.0407 | 49595414.997 | 39450187.7721
2021-05-01 | 2021 | 5 |  | 35.92 | 50.69 | 137 | 7597.1552 | 1 | 31 | -56983784.0878 | 518418.2583 | 3583804.3404 | -7503723.7491 | 54207955.3917 | -2271916.0407 | 51248595.4968 | 42799349.6097
2021-06-01 | 2021 | 6 |  | 0.38 | 145.18 | 138 | 7615.2959 | 0 | 30 | -56983784.0878 | 5484.3802 | 10264287.1205 | -7558495.4553 | 54337394.5643 | 0 | 49595414.997 | 49660301.5189
2021-07-01 | 2021 | 7 |  | 0 | 268.19 | 139 | 7617.9606 | 0 | 31 | -56983784.0878 | 0 | 18961145.9075 | -7613267.1615 | 54356408.228 | 0 | 51248595.4968 | 59969098.3831
2021-08-01 | 2021 | 8 |  | 0 | 239.59 | 140 | 7635.0764 | 0 | 31 | -56983784.0878 | 0 | 16939113.867 | -7668038.8676 | 54478534.453 | 0 | 51248595.4968 | 58014420.8613
2021-09-01 | 2021 | 9 |  | 0.49 | 132.95 | 141 | 7664.491 | 1 | 30 | -56983784.0878 | 7071.964 | 9399620.9717 | -7722810.5738 | 54688416.0491 | -2271916.0407 | 49595414.997 | 46712013.2794
2021-10-01 | 2021 | 10 |  | 53.33 | 27.9 | 142 | 7690.8308 | 1 | 31 | -56983784.0878 | 769689.4687 | 1972541.7458 | -7777582.28 | 54876358.8025 | -2271916.0407 | 51248595.4968 | 41833903.1053
2021-11-01 | 2021 | 11 |  | 207.66 | 0.69 | 143 | 7704.462 | 1 | 30 | -56983784.0878 | 2997069.4744 | 48783.2905 | -7832353.9862 | 54973621.0056 | -2271916.0407 | 49595414.997 | 40526834.6527
2021-12-01 | 2021 | 12 |  | 351.65 | 0 | 144 | 7712.3537 | 0 | 31 | -56983784.0878 | 5075216.6073 | 0 | -7887125.6924 | 55029930.7021 | 0 | 51248595.4968 | 46482833.0261

## GS<50 Normalized Monthly
Date | Year | Month | GS_lt_50_NoCDM | HDD12 | CDD16 | Trend | Tor_FTEAdj | Shoulder | GS_lt_50_Customers | Month Days | const | HDD12 | CDD16 | Trend | Tor_FTEAdj | Shoulder | GS_lt_50_Customers | Month Days | Predicted/Normalized
2010-01-01 | 2010 | 1 | 15762767 | 477.14 | 0 | 1 | 2836.8 | 0 | 4982 | 31 | -29248414.7411 | 2375565.6629 | 0 | -24836.3642 | 5566975.9825 | 0 | 25975104.881 | 10894567.7448 | 15538963.1659
2010-02-01 | 2010 | 2 | 14456043 | 417.05 | 0 | 2 | 2842.3 | 0 | 4991 | 28 | -29248414.7411 | 2076391.9599 | 0 | -49672.7284 | 5577769.2593 | 0 | 26022028.9966 | 9840254.7372 | 14218357.4836
2010-03-01 | 2010 | 3 | 14266604 | 332.71 | 0 | 3 | 2849.8 | 1 | 4993 | 31 | -29248414.7411 | 1656483.3209 | 0 | -74509.0926 | 5592487.3642 | -216171.8488 | 26032456.5779 | 10894567.7448 | 14636899.3253
2010-04-01 | 2010 | 4 | 12709245 | 164.54 | 0.17 | 4 | 2844.4 | 1 | 4962 | 30 | -29248414.7411 | 819205.2106 | 2296.3125 | -99345.4568 | 5581890.3287 | -216171.8488 | 25870829.0686 | 10543130.0756 | 13253418.9493
2010-05-01 | 2010 | 5 | 13617876 | 35.92 | 30.08 | 5 | 2847.5 | 1 | 4969 | 31 | -29248414.7411 | 178837.068 | 406312.2269 | -124181.821 | 5587973.8121 | -216171.8488 | 25907325.6029 | 10894567.7448 | 13386248.0438
2010-06-01 | 2010 | 6 | 14352297 | 0.38 | 94.58 | 6 | 2859.9 | 0 | 4976 | 30 | -29248414.7411 | 1891.9289 | 1277560.1868 | -149018.1852 | 5612307.7454 | 0 | 25943822.1373 | 10543130.0756 | 13981279.1477
2010-07-01 | 2010 | 7 | 16022256 | 0 | 206.28 | 7 | 2878.7 | 0 | 4982 | 31 | -29248414.7411 | 0 | 2786372.5453 | -173854.5494 | 5649201.1283 | 0 | 25975104.881 | 10894567.7448 | 15882977.0089
2010-08-01 | 2010 | 8 | 15750964 | 0 | 177.64 | 8 | 2895.3 | 0 | 4983 | 31 | -29248414.7411 | 0 | 2399511.4356 | -198690.9136 | 5681777.2004 | 0 | 25980318.6716 | 10894567.7448 | 15509069.3978
2010-09-01 | 2010 | 9 | 13403453 | 0.49 | 85.65 | 9 | 2891.8 | 1 | 4981 | 30 | -29248414.7411 | 2439.5925 | 1156936.2444 | -223527.2778 | 5674908.7514 | -216171.8488 | 25969891.0904 | 10543130.0756 | 13659191.8867
2010-10-01 | 2010 | 10 | 13142565 | 53.33 | 12.22 | 10 | 2893.7 | 1 | 4981 | 31 | -29248414.7411 | 265517.2838 | 165064.3422 | -248363.642 | 5678637.338 | -216171.8488 | 25969891.0904 | 10894567.7448 | 13260727.5673
2010-11-01 | 2010 | 11 | 13574075 | 207.66 | 0.01 | 11 | 2893.6 | 1 | 5023 | 30 | -29248414.7411 | 1033889.3523 | 135.0772 | -273200.0062 | 5678441.0966 | -216171.8488 | 26188870.2965 | 10543130.0756 | 13706679.3022
2010-12-01 | 2010 | 12 | 15142180 | 351.65 | 0 | 12 | 2918.5 | 0 | 5036 | 31 | -29248414.7411 | 1750781.0399 | 0 | -298036.3704 | 5727305.2047 | 0 | 26256649.5746 | 10894567.7448 | 15082852.4526
2011-01-01 | 2011 | 1 | 15995127.3349 | 477.14 | 0 | 13 | 2938.5 | 0 | 5045 | 31 | -29248414.7411 | 2375565.6629 | 0 | -322872.7346 | 5766553.4844 | 0 | 26303573.6902 | 10894567.7448 | 15768973.1067
2011-02-01 | 2011 | 2 | 14555084.3349 | 417.05 | 0 | 14 | 2947.4 | 0 | 5089 | 28 | -29248414.7411 | 2076391.9599 | 0 | -347709.0988 | 5784018.9688 | 0 | 26532980.4776 | 9840254.7372 | 14637522.3036
2011-03-01 | 2011 | 3 | 15164745.3349 | 332.71 | 0 | 15 | 2938.7 | 1 | 5088 | 31 | -29248414.7411 | 1656483.3209 | 0 | -372545.463 | 5766945.9672 | -216171.8488 | 26527766.687 | 10894567.7448 | 15008631.667
2011-04-01 | 2011 | 4 | 13518631.3349 | 164.54 | 0.17 | 16 | 2929.9 | 1 | 5085 | 30 | -29248414.7411 | 819205.2106 | 2296.3125 | -397381.8272 | 5749676.7241 | -216171.8488 | 26512125.3151 | 10543130.0756 | 13764465.2208
2011-05-01 | 2011 | 5 | 13626861.3349 | 35.92 | 30.08 | 17 | 2930.2 | 1 | 5078 | 31 | -29248414.7411 | 178837.068 | 406312.2269 | -422218.1914 | 5750265.4483 | -216171.8488 | 26475628.7808 | 10894567.7448 | 13818806.4875
2011-06-01 | 2011 | 6 | 14487788.3349 | 0.38 | 94.58 | 18 | 2934.9 | 0 | 5082 | 30 | -29248414.7411 | 1891.9289 | 1277560.1868 | -447054.5556 | 5759488.794 | 0 | 26496483.9432 | 10543130.0756 | 14383085.6319
2011-07-01 | 2011 | 7 | 16609782.3349 | 0 | 206.28 | 19 | 2928.1 | 0 | 5096 | 31 | -29248414.7411 | 0 | 2786372.5453 | -471890.9198 | 5746144.379 | 0 | 26569477.012 | 10894567.7448 | 16276256.0201
2011-08-01 | 2011 | 8 | 15863299.3349 | 0 | 177.64 | 20 | 2922.7 | 0 | 5089 | 31 | -29248414.7411 | 0 | 2399511.4356 | -496727.284 | 5735547.3435 | 0 | 26532980.4776 | 10894567.7448 | 15817464.9765
2011-09-01 | 2011 | 9 | 13532144.3349 | 0.49 | 85.65 | 21 | 2918.3 | 1 | 5088 | 30 | -29248414.7411 | 2439.5925 | 1156936.2444 | -521563.6482 | 5726912.7219 | -216171.8488 | 26527766.687 | 10543130.0756 | 13971035.0835
2011-10-01 | 2011 | 10 | 13280230.3349 | 53.33 | 12.22 | 22 | 2912.1 | 1 | 5102 | 31 | -29248414.7411 | 265517.2838 | 165064.3422 | -546400.0124 | 5714745.7553 | -216171.8488 | 26600759.7557 | 10894567.7448 | 13629668.2795
2011-11-01 | 2011 | 11 | 13582759.3349 | 207.66 | 0.01 | 23 | 2908.5 | 1 | 5122 | 30 | -29248414.7411 | 1033889.3523 | 135.0772 | -571236.3766 | 5707681.0649 | -216171.8488 | 26705035.5681 | 10543130.0756 | 13954048.1718
2011-12-01 | 2011 | 12 | 14822411.3349 | 351.65 | 0 | 24 | 2903 | 0 | 5123 | 31 | -29248414.7411 | 1750781.0399 | 0 | -596072.7408 | 5696887.788 | 0 | 26710249.3588 | 10894567.7448 | 15207998.4496
2012-01-01 | 2012 | 1 | 15492130.2817 | 477.14 | 0 | 25 | 2903.3 | 0 | 5121 | 31 | -29248414.7411 | 2375565.6629 | 0 | -620909.105 | 5697476.5122 | 0 | 26699821.7775 | 10894567.7448 | 15798107.8514
2012-02-01 | 2012 | 2 | 14445977.2817 | 417.05 | 0 | 26 | 2901.2 | 0 | 5127 | 29 | -29248414.7411 | 2076391.9599 | 0 | -645745.4692 | 5693355.4429 | 0 | 26731104.5213 | 10191692.4064 | 14798384.1201
2012-03-01 | 2012 | 3 | 14326333.2817 | 332.71 | 0 | 27 | 2907.4 | 1 | 5122 | 31 | -29248414.7411 | 1656483.3209 | 0 | -670581.8334 | 5705522.4095 | -216171.8488 | 26705035.5681 | 10894567.7448 | 14826440.6201
2012-04-01 | 2012 | 4 | 13184039.2817 | 164.54 | 0.17 | 28 | 2912.5 | 1 | 5123 | 30 | -29248414.7411 | 819205.2106 | 2296.3125 | -695418.1976 | 5715530.7208 | -216171.8488 | 26710249.3588 | 10543130.0756 | 13630406.8908
2012-05-01 | 2012 | 5 | 13982977.2817 | 35.92 | 30.08 | 29 | 2917.9 | 1 | 5123 | 31 | -29248414.7411 | 178837.068 | 406312.2269 | -720254.5618 | 5726127.7563 | -216171.8488 | 26710249.3588 | 10894567.7448 | 13731253.0031
2012-06-01 | 2012 | 6 | 14982710.2817 | 0.38 | 94.58 | 30 | 2928.6 | 0 | 5127 | 30 | -29248414.7411 | 1891.9289 | 1277560.1868 | -745090.926 | 5747125.5859 | 0 | 26731104.5213 | 10543130.0756 | 14307306.6315
2012-07-01 | 2012 | 7 | 16737303.2817 | 0 | 206.28 | 31 | 2949.2 | 0 | 5135 | 31 | -29248414.7411 | 0 | 2786372.5453 | -769927.2902 | 5787551.314 | 0 | 26772814.8462 | 10894567.7448 | 16222964.419
2012-08-01 | 2012 | 8 | 15895184.2817 | 0 | 177.64 | 32 | 2968.4 | 0 | 5147 | 31 | -29248414.7411 | 0 | 2399511.4356 | -794763.6544 | 5825229.6624 | 0 | 26835380.3337 | 10894567.7448 | 15911510.7811
2012-09-01 | 2012 | 9 | 14172207.2817 | 0.49 | 85.65 | 33 | 2985.6 | 1 | 5148 | 30 | -29248414.7411 | 2439.5925 | 1156936.2444 | -819600.0186 | 5858983.1829 | -216171.8488 | 26840594.1243 | 10543130.0756 | 14117896.6114
2012-10-01 | 2012 | 10 | 13656586.2817 | 53.33 | 12.22 | 34 | 3002.1 | 1 | 5150 | 31 | -29248414.7411 | 265517.2838 | 165064.3422 | -844436.3828 | 5891363.0136 | -216171.8488 | 26851021.7056 | 10894567.7448 | 13758511.1173
2012-11-01 | 2012 | 11 | 14160121.2817 | 207.66 | 0.01 | 35 | 3019.5 | 1 | 5162 | 30 | -29248414.7411 | 1033889.3523 | 135.0772 | -869272.747 | 5925509.0169 | -216171.8488 | 26913587.193 | 10543130.0756 | 14082391.3782
2012-12-01 | 2012 | 12 | 15041472.2817 | 351.65 | 0 | 36 | 3030.3 | 0 | 5168 | 31 | -29248414.7411 | 1750781.0399 | 0 | -894109.1112 | 5946703.0879 | 0 | 26944869.9368 | 10894567.7448 | 15394397.9571
2013-01-01 | 2013 | 1 | 15838016.6227 | 477.14 | 0 | 37 | 3038 | 0 | 5177 | 31 | -29248414.7411 | 2375565.6629 | 0 | -918945.4754 | 5961813.6755 | 0 | 26991794.0524 | 10894567.7448 | 16056380.9192
2013-02-01 | 2013 | 2 | 14586196.6227 | 417.05 | 0 | 38 | 3041.7 | 0 | 5175 | 28 | -29248414.7411 | 2076391.9599 | 0 | -943781.8396 | 5969074.6072 | 0 | 26981366.4711 | 9840254.7372 | 14674891.1948
2013-03-01 | 2013 | 3 | 15372207.6227 | 332.71 | 0 | 39 | 3045.3 | 1 | 5178 | 31 | -29248414.7411 | 1656483.3209 | 0 | -968618.2038 | 5976139.2976 | -216171.8488 | 26997007.843 | 10894567.7448 | 15090993.4126
2013-04-01 | 2013 | 4 | 13920639.6227 | 164.54 | 0.17 | 40 | 3057 | 1 | 5137 | 30 | -29248414.7411 | 819205.2106 | 2296.3125 | -993454.568 | 5999099.5412 | -216171.8488 | 26783242.4275 | 10543130.0756 | 13688932.4095
2013-05-01 | 2013 | 5 | 13887530.6227 | 35.92 | 30.08 | 41 | 3073.7 | 1 | 5144 | 31 | -29248414.7411 | 178837.068 | 406312.2269 | -1018290.9322 | 6031871.8546 | -216171.8488 | 26819738.9618 | 10894567.7448 | 13848450.3341
2013-06-01 | 2013 | 6 | 14423533.6227 | 0.38 | 94.58 | 42 | 3092.4 | 0 | 5144 | 30 | -29248414.7411 | 1891.9289 | 1277560.1868 | -1043127.2964 | 6068568.9961 | 0 | 26819738.9618 | 10543130.0756 | 14419348.1118
2013-07-01 | 2013 | 7 | 16236138.6227 | 0 | 206.28 | 43 | 3100 | 0 | 5148 | 31 | -29248414.7411 | 0 | 2786372.5453 | -1067963.6606 | 6083483.3424 | 0 | 26840594.1243 | 10894567.7448 | 16288639.3551
2013-08-01 | 2013 | 8 | 15500151.6227 | 0 | 177.64 | 44 | 3110.2 | 0 | 5147 | 31 | -29248414.7411 | 0 | 2399511.4356 | -1092800.0248 | 6103499.965 | 0 | 26835380.3337 | 10894567.7448 | 15891744.7133
2013-09-01 | 2013 | 9 | 14135606.6227 | 0.49 | 85.65 | 45 | 3116.8 | 1 | 5152 | 30 | -29248414.7411 | 2439.5925 | 1156936.2444 | -1117636.389 | 6116451.8972 | -216171.8488 | 26861449.2868 | 10543130.0756 | 14098184.1178
2013-10-01 | 2013 | 10 | 13724627.6227 | 53.33 | 12.22 | 46 | 3116 | 1 | 5151 | 31 | -29248414.7411 | 265517.2838 | 165064.3422 | -1142472.7532 | 6114881.9661 | -216171.8488 | 26856235.4962 | 10894567.7448 | 13689207.49
2013-11-01 | 2013 | 11 | 14236916.6227 | 207.66 | 0.01 | 47 | 3113.4 | 1 | 5173 | 30 | -29248414.7411 | 1033889.3523 | 135.0772 | -1167309.1174 | 6109779.6897 | -216171.8488 | 26970938.8899 | 10543130.0756 | 14025977.3775
2013-12-01 | 2013 | 12 | 15780327.6227 | 351.65 | 0 | 48 | 3108.4 | 0 | 5176 | 31 | -29248414.7411 | 1750781.0399 | 0 | -1192145.4816 | 6099967.6198 | 0 | 26986580.2618 | 10894567.7448 | 15291336.4436
2014-01-01 | 2014 | 1 | 16666551.6441 | 477.14 | 0 | 49 | 3105.1 | 0 | 5174 | 31 | -29248414.7411 | 2375565.6629 | 0 | -1216981.8458 | 6093491.6537 | 0 | 26976152.6805 | 10894567.7448 | 15874381.1551
2014-02-01 | 2014 | 2 | 15212265.6441 | 417.05 | 0 | 50 | 3109.9 | 0 | 5177 | 28 | -29248414.7411 | 2076391.9599 | 0 | -1241818.21 | 6102911.2408 | 0 | 26991794.0524 | 9840254.7372 | 14521119.0392
2014-03-01 | 2014 | 3 | 15928487.6441 | 332.71 | 0 | 51 | 3115.2 | 1 | 5180 | 31 | -29248414.7411 | 1656483.3209 | 0 | -1266654.5742 | 6113312.0349 | -216171.8488 | 27007435.4242 | 10894567.7448 | 14940557.3608
2014-04-01 | 2014 | 4 | 13755808.6441 | 164.54 | 0.17 | 52 | 3126.8 | 1 | 5185 | 30 | -29248414.7411 | 819205.2106 | 2296.3125 | -1291490.9384 | 6136076.0371 | -216171.8488 | 27033504.3774 | 10543130.0756 | 13778134.4849
2014-05-01 | 2014 | 5 | 13728640.6441 | 35.92 | 30.08 | 53 | 3114.3 | 1 | 5182 | 31 | -29248414.7411 | 178837.068 | 406312.2269 | -1316327.3026 | 6111545.8623 | -216171.8488 | 27017863.0055 | 10894567.7448 | 13828212.015
2014-06-01 | 2014 | 6 | 14380195.6441 | 0.38 | 94.58 | 54 | 3091.8 | 0 | 5192.5 | 30 | -29248414.7411 | 1891.9289 | 1277560.1868 | -1341163.6668 | 6067391.5477 | 0 | 27072607.807 | 10543130.0756 | 14373003.1382
2014-07-01 | 2014 | 7 | 15171411.6441 | 0 | 206.28 | 55 | 3067.1 | 0 | 5203 | 31 | -29248414.7411 | 0 | 2786372.5453 | -1366000.031 | 6018919.9224 | 0 | 27127352.6086 | 10894567.7448 | 16212798.049
2014-08-01 | 2014 | 8 | 14799566.6441 | 0 | 177.64 | 56 | 3056.5 | 0 | 5210 | 31 | -29248414.7411 | 0 | 2399511.4356 | -1390836.3952 | 5998118.3342 | 0 | 27163849.1429 | 10894567.7448 | 15816795.5213
2014-09-01 | 2014 | 9 | 13670813.6441 | 0.49 | 85.65 | 57 | 3058.5 | 1 | 5214 | 30 | -29248414.7411 | 2439.5925 | 1156936.2444 | -1415672.7594 | 6002043.1621 | -216171.8488 | 27184704.3054 | 10543130.0756 | 14008994.0309
2014-10-01 | 2014 | 10 | 13266929.6441 | 53.33 | 12.22 | 58 | 3072.7 | 1 | 5215 | 31 | -29248414.7411 | 265517.2838 | 165064.3422 | -1440509.1236 | 6029909.4407 | -216171.8488 | 27189918.096 | 10894567.7448 | 13639881.1941
2014-11-01 | 2014 | 11 | 14011300.6441 | 207.66 | 0.01 | 59 | 3082 | 1 | 5219 | 30 | -29248414.7411 | 1033889.3523 | 135.0772 | -1465345.4878 | 6048159.8907 | -216171.8488 | 27210773.2585 | 10543130.0756 | 13906155.5767
2014-12-01 | 2014 | 12 | 15136895.6441 | 351.65 | 0 | 60 | 3080.1 | 0 | 5230 | 31 | -29248414.7411 | 1750781.0399 | 0 | -1490181.852 | 6044431.3041 | 0 | 27268124.9554 | 10894567.7448 | 15219308.4512
2015-01-01 | 2015 | 1 | 16182556.6991 | 477.14 | 0 | 61 | 3076.8 | 0 | 5230 | 31 | -29248414.7411 | 2375565.6629 | 0 | -1515018.2162 | 6037955.338 | 0 | 27268124.9554 | 10894567.7448 | 15812780.7439
2015-02-01 | 2015 | 2 | 15130034.6991 | 417.05 | 0 | 62 | 3085.5 | 0 | 5234 | 28 | -29248414.7411 | 2076391.9599 | 0 | -1539854.5804 | 6055028.3396 | 0 | 27288980.1179 | 9840254.7372 | 14472385.8332
2015-03-01 | 2015 | 3 | 15540011.6991 | 332.71 | 0 | 63 | 3108.7 | 1 | 5236 | 31 | -29248414.7411 | 1656483.3209 | 0 | -1564690.9446 | 6100556.344 | -216171.8488 | 27299407.6991 | 10894567.7448 | 14921737.5743
2015-04-01 | 2015 | 4 | 13711956.6991 | 164.54 | 0.17 | 64 | 3122.7 | 1 | 5236 | 30 | -29248414.7411 | 819205.2106 | 2296.3125 | -1589527.3088 | 6128030.1397 | -216171.8488 | 27299407.6991 | 10543130.0756 | 13737955.5389
2015-05-01 | 2015 | 5 | 13844626.6991 | 35.92 | 30.08 | 65 | 3142.3 | 1 | 5250 | 31 | -29248414.7411 | 178837.068 | 406312.2269 | -1614363.673 | 6166493.4538 | -216171.8488 | 27372400.7678 | 10894567.7448 | 13939660.9984
2015-06-01 | 2015 | 6 | 14160686.6991 | 0.38 | 94.58 | 66 | 3163.2 | 0 | 5241 | 30 | -29248414.7411 | 1891.9289 | 1277560.1868 | -1639200.0372 | 6207507.906 | 0 | 27325476.6522 | 10543130.0756 | 14467951.9713
2015-07-01 | 2015 | 7 | 15621116.6991 | 0 | 206.28 | 67 | 3194.9 | 0 | 5240 | 31 | -29248414.7411 | 0 | 2786372.5453 | -1664036.4014 | 6269716.4292 | 0 | 27320262.8616 | 10894567.7448 | 16358468.4384
2015-08-01 | 2015 | 8 | 15851803.6991 | 0 | 177.64 | 68 | 3214.6 | 0 | 5244 | 31 | -29248414.7411 | 0 | 2399511.4356 | -1688872.7656 | 6308375.9846 | 0 | 27341118.0241 | 10894567.7448 | 16006285.6825
2015-09-01 | 2015 | 9 | 14469369.6991 | 0.49 | 85.65 | 69 | 3220.3 | 1 | 5237 | 30 | -29248414.7411 | 2439.5925 | 1156936.2444 | -1713709.1298 | 6319561.7443 | -216171.8488 | 27304621.4897 | 10543130.0756 | 14148393.427
2015-10-01 | 2015 | 10 | 13421736.6991 | 53.33 | 12.22 | 70 | 3216.5 | 1 | 5242 | 31 | -29248414.7411 | 265517.2838 | 165064.3422 | -1738545.494 | 6312104.5712 | -216171.8488 | 27330690.4428 | 10894567.7448 | 13764812.301
2015-11-01 | 2015 | 11 | 13464398.6991 | 207.66 | 0.01 | 71 | 3211.5 | 1 | 5234 | 30 | -29248414.7411 | 1033889.3523 | 135.0772 | -1763381.8582 | 6302292.5013 | -216171.8488 | 27288980.1179 | 10543130.0756 | 13940458.6763
2015-12-01 | 2015 | 12 | 14365730.6991 | 351.65 | 0 | 72 | 3220.1 | 0 | 5238 | 31 | -29248414.7411 | 1750781.0399 | 0 | -1788218.2224 | 6319169.2615 | 0 | 27309835.2804 | 10894567.7448 | 15237720.3631
2016-01-01 | 2016 | 1 | 15517081.304 | 477.14 | 0 | 73 | 3227 | 0 | 5246 | 31 | -29248414.7411 | 2375565.6629 | 0 | -1813054.5866 | 6332709.918 | 0 | 27351545.6053 | 10894567.7448 | 15892919.6034
2016-02-01 | 2016 | 2 | 14725350.304 | 417.05 | 0 | 74 | 3221.1 | 0 | 5267 | 29 | -29248414.7411 | 2076391.9599 | 0 | -1837890.9508 | 6321131.6755 | 0 | 27461035.2084 | 10191692.4064 | 14963945.5584
2016-03-01 | 2016 | 3 | 14848383.304 | 332.71 | 0 | 75 | 3210.6 | 1 | 5268 | 31 | -29248414.7411 | 1656483.3209 | 0 | -1862727.315 | 6300526.3287 | -216171.8488 | 27466248.999 | 10894567.7448 | 14990512.4886
2016-04-01 | 2016 | 4 | 13743778.304 | 164.54 | 0.17 | 76 | 3208.5 | 1 | 5267 | 30 | -29248414.7411 | 819205.2106 | 2296.3125 | -1887563.6792 | 6296405.2593 | -216171.8488 | 27461035.2084 | 10543130.0756 | 13769921.7974
2016-05-01 | 2016 | 5 | 14047734.304 | 35.92 | 30.08 | 77 | 3217.7 | 1 | 5294 | 31 | -29248414.7411 | 178837.068 | 406312.2269 | -1912400.0434 | 6314459.468 | -216171.8488 | 27601807.5552 | 10894567.7448 | 14018997.4296
2016-06-01 | 2016 | 6 | 14848177.304 | 0.38 | 94.58 | 78 | 3230.3 | 0 | 5264 | 30 | -29248414.7411 | 1891.9289 | 1277560.1868 | -1937236.4076 | 6339185.8841 | 0 | 27445393.8365 | 10543130.0756 | 14421510.7634
2016-07-01 | 2016 | 7 | 16626440.304 | 0 | 206.28 | 79 | 3229.4 | 0 | 5262 | 31 | -29248414.7411 | 0 | 2786372.5453 | -1962072.7718 | 6337419.7116 | 0 | 27434966.2553 | 10894567.7448 | 16242838.7441
2016-08-01 | 2016 | 8 | 16998535.304 | 0 | 177.64 | 80 | 3224.8 | 0 | 5260 | 31 | -29248414.7411 | 0 | 2399511.4356 | -1986909.136 | 6328392.6072 | 0 | 27424538.674 | 10894567.7448 | 15811686.5847
2016-09-01 | 2016 | 9 | 14679750.304 | 0.49 | 85.65 | 81 | 3216.9 | 1 | 5273 | 30 | -29248414.7411 | 2439.5925 | 1156936.2444 | -2011745.5002 | 6312889.5368 | -216171.8488 | 27492317.9521 | 10543130.0756 | 14031381.3115
2016-10-01 | 2016 | 10 | 13570857.304 | 53.33 | 12.22 | 82 | 3209.8 | 1 | 5278 | 31 | -29248414.7411 | 265517.2838 | 165064.3422 | -2036581.8644 | 6298956.3975 | -216171.8488 | 27518386.9052 | 10894567.7448 | 13641324.2194
2016-11-01 | 2016 | 11 | 13638777.304 | 207.66 | 0.01 | 83 | 3207.3 | 1 | 5298 | 30 | -29248414.7411 | 1033889.3523 | 135.0772 | -2061418.2286 | 6294050.3626 | -216171.8488 | 27622662.7177 | 10543130.0756 | 13967862.767
2016-12-01 | 2016 | 12 | 15093983.304 | 351.65 | 0 | 84 | 3203.9 | 0 | 5297 | 31 | -29248414.7411 | 1750781.0399 | 0 | -2086254.5928 | 6287378.155 | 0 | 27617448.9271 | 10894567.7448 | 15215506.533
2017-01-01 | 2017 | 1 | 15848622.7163 | 477.14 | 0 | 85 | 3213.3 | 0 | 5303 | 31 | -29248414.7411 | 2375565.6629 | 0 | -2111090.957 | 6305824.8465 | 0 | 27648731.6708 | 10894567.7448 | 15865184.227
2017-02-01 | 2017 | 2 | 14155244.7163 | 417.05 | 0 | 86 | 3230.3 | 0 | 5341 | 28 | -29248414.7411 | 2076391.9599 | 0 | -2135927.3212 | 6339185.8841 | 0 | 27846855.7145 | 9840254.7372 | 14718346.2335
2017-03-01 | 2017 | 3 | 15108599.7163 | 332.71 | 0 | 87 | 3247.6 | 1 | 5342 | 31 | -29248414.7411 | 1656483.3209 | 0 | -2160763.6853 | 6373135.646 | -216171.8488 | 27852069.5051 | 10894567.7448 | 15150905.9416
2017-04-01 | 2017 | 4 | 13649236.7163 | 164.54 | 0.17 | 88 | 3257.7 | 1 | 5344 | 30 | -29248414.7411 | 819205.2106 | 2296.3125 | -2185600.0495 | 6392956.0272 | -216171.8488 | 27862497.0863 | 10543130.0756 | 13969898.0728
2017-05-01 | 2017 | 5 | 13851346.7163 | 35.92 | 30.08 | 89 | 3266.8 | 1 | 5341 | 31 | -29248414.7411 | 178837.068 | 406312.2269 | -2210436.4137 | 6410813.9945 | -216171.8488 | 27846855.7145 | 10894567.7448 | 14062363.745
2017-06-01 | 2017 | 6 | 14440865.7163 | 0.38 | 94.58 | 90 | 3268.7 | 0 | 5339 | 30 | -29248414.7411 | 1891.9289 | 1277560.1868 | -2235272.7779 | 6414542.581 | 0 | 27836428.1332 | 10543130.0756 | 14589865.3865
2017-07-01 | 2017 | 7 | 15754493.7163 | 0 | 206.28 | 91 | 3270 | 0 | 5337 | 31 | -29248414.7411 | 0 | 2786372.5453 | -2260109.1421 | 6417093.7192 | 0 | 27826000.552 | 10894567.7448 | 16415510.678
2017-08-01 | 2017 | 8 | 15368668.7163 | 0 | 177.64 | 92 | 3278.6 | 0 | 5344 | 31 | -29248414.7411 | 0 | 2399511.4356 | -2284945.5063 | 6433970.4794 | 0 | 27862497.0863 | 10894567.7448 | 16057186.4988
2017-09-01 | 2017 | 9 | 14399680.7163 | 0.49 | 85.65 | 93 | 3297.7 | 1 | 5350 | 30 | -29248414.7411 | 2439.5925 | 1156936.2444 | -2309781.8705 | 6471452.5865 | -216171.8488 | 27893779.8301 | 10543130.0756 | 14293369.8687
2017-10-01 | 2017 | 10 | 14109770.7163 | 53.33 | 12.22 | 94 | 3320.8 | 1 | 5350 | 31 | -29248414.7411 | 265517.2838 | 165064.3422 | -2334618.2347 | 6516784.3495 | -216171.8488 | 27893779.8301 | 10894567.7448 | 13936508.7257
2017-11-01 | 2017 | 11 | 14159054.7163 | 207.66 | 0.01 | 95 | 3335.4 | 1 | 5353 | 30 | -29248414.7411 | 1033889.3523 | 135.0772 | -2359454.5989 | 6545435.5936 | -216171.8488 | 27909421.2019 | 10543130.0756 | 14207970.1119
2017-12-01 | 2017 | 12 | 15720500.7163 | 351.65 | 0 | 96 | 3352.3 | 0 | 5356 | 31 | -29248414.7411 | 1750781.0399 | 0 | -2384290.9631 | 6578600.3899 | 0 | 27925062.5738 | 10894567.7448 | 15516306.0441
2018-01-01 | 2018 | 1 | 16654358.3673 | 477.14 | 0 | 97 | 3357.1 | 0 | 5365 | 31 | -29248414.7411 | 2375565.6629 | 0 | -2409127.3273 | 6588019.977 | 0 | 27971986.6894 | 10894567.7448 | 16172598.0057
2018-02-01 | 2018 | 2 | 14649762.3673 | 417.05 | 0 | 98 | 3356.1 | 0 | 5367 | 28 | -29248414.7411 | 2076391.9599 | 0 | -2433963.6915 | 6586057.563 | 0 | 27982414.2706 | 9840254.7372 | 14802740.0981
2018-03-01 | 2018 | 3 | 15509147.3673 | 332.71 | 0 | 99 | 3345.3 | 1 | 5382 | 31 | -29248414.7411 | 1656483.3209 | 0 | -2458800.0557 | 6564863.492 | -216171.8488 | 28060621.13 | 10894567.7448 | 15253149.042
2018-04-01 | 2018 | 4 | 14451924.3673 | 164.54 | 0.17 | 100 | 3338.5 | 1 | 5377 | 30 | -29248414.7411 | 819205.2106 | 2296.3125 | -2483636.4199 | 6551519.0769 | -216171.8488 | 28034552.1769 | 10543130.0756 | 14002479.8427
2018-05-01 | 2018 | 5 | 14807257.3673 | 35.92 | 30.08 | 101 | 3335 | 1 | 5371 | 31 | -29248414.7411 | 178837.068 | 406312.2269 | -2508472.7841 | 6544650.628 | -216171.8488 | 28003269.4331 | 10894567.7448 | 14054577.7268
2018-06-01 | 2018 | 6 | 15605806.3673 | 0.38 | 94.58 | 102 | 3341.9 | 0 | 5437 | 30 | -29248414.7411 | 1891.9289 | 1277560.1868 | -2533309.1483 | 6558191.2845 | 0 | 28347379.6142 | 10543130.0756 | 14946429.2006
2018-07-01 | 2018 | 7 | 17337110.3673 | 0 | 206.28 | 103 | 3357.7 | 0 | 5443 | 31 | -29248414.7411 | 0 | 2786372.5453 | -2558145.5125 | 6589197.4254 | 0 | 28378662.358 | 10894567.7448 | 16842239.8198
2018-08-01 | 2018 | 8 | 17142851.3673 | 0 | 177.64 | 104 | 3354.6 | 0 | 5466 | 31 | -29248414.7411 | 0 | 2399511.4356 | -2582981.8767 | 6583113.942 | 0 | 28498579.5423 | 10894567.7448 | 16544376.0469
2018-09-01 | 2018 | 9 | 15306561.3673 | 0.49 | 85.65 | 105 | 3347.2 | 1 | 5466 | 30 | -29248414.7411 | 2439.5925 | 1156936.2444 | -2607818.2409 | 6568592.0786 | -216171.8488 | 28498579.5423 | 10543130.0756 | 14697272.7026
2018-10-01 | 2018 | 10 | 14377808.3673 | 53.33 | 12.22 | 106 | 3346.6 | 1 | 5469 | 31 | -29248414.7411 | 265517.2838 | 165064.3422 | -2632654.6051 | 6567414.6302 | -216171.8488 | 28514220.9141 | 10894567.7448 | 14309543.7201
2018-11-01 | 2018 | 11 | 14845972.3673 | 207.66 | 0.01 | 107 | 3365.9 | 1 | 5496 | 30 | -29248414.7411 | 1033889.3523 | 135.0772 | -2657490.9693 | 6605289.22 | -216171.8488 | 28654993.2609 | 10543130.0756 | 14715359.4269
2018-12-01 | 2018 | 12 | 15695898.3673 | 351.65 | 0 | 108 | 3382.8 | 0 | 5494 | 31 | -29248414.7411 | 1750781.0399 | 0 | -2682327.3335 | 6638454.0163 | 0 | 28644565.6797 | 10894567.7448 | 15997626.4061
2019-01-01 | 2019 | 1 | 16830375.0661 | 477.14 | 0 | 109 | 3394.9 | 0 | 5499 | 31 | -29248414.7411 | 2375565.6629 | 0 | -2707163.6977 | 6662199.2255 | 0 | 28670634.6328 | 10894567.7448 | 16647388.8272
2019-02-01 | 2019 | 2 | 15569003.0661 | 417.05 | 0 | 110 | 3412.3 | 0 | 5507 | 28 | -29248414.7411 | 2076391.9599 | 0 | -2732000.0619 | 6696345.2288 | 0 | 28712344.9578 | 9840254.7372 | 15344922.0806
2019-03-01 | 2019 | 3 | 16318845.0661 | 332.71 | 0 | 111 | 3430.6 | 1 | 5500 | 31 | -29248414.7411 | 1656483.3209 | 0 | -2756836.4261 | 6732257.4046 | -216171.8488 | 28675848.4234 | 10894567.7448 | 15737733.8777
2019-04-01 | 2019 | 4 | 14529418.0661 | 164.54 | 0.17 | 112 | 3447.9 | 1 | 5496 | 30 | -29248414.7411 | 819205.2106 | 2296.3125 | -2781672.7903 | 6766207.1665 | -216171.8488 | 28654993.2609 | 10543130.0756 | 14539572.6459
2019-05-01 | 2019 | 5 | 14271330.0661 | 35.92 | 30.08 | 113 | 3461.7 | 1 | 5489 | 31 | -29248414.7411 | 178837.068 | 406312.2269 | -2806509.1545 | 6793288.4794 | -216171.8488 | 28618496.7266 | 10894567.7448 | 14620406.5013
2019-06-01 | 2019 | 6 | 14804296.0661 | 0.38 | 94.58 | 114 | 3472.4 | 0 | 5489 | 30 | -29248414.7411 | 1891.9289 | 1277560.1868 | -2831345.5187 | 6814286.309 | 0 | 28618496.7266 | 10543130.0756 | 15175604.9671
2019-07-01 | 2019 | 7 | 17319087.0661 | 0 | 206.28 | 115 | 3487.5 | 0 | 5495 | 31 | -29248414.7411 | 0 | 2786372.5453 | -2856181.8829 | 6843918.7602 | 0 | 28649779.4703 | 10894567.7448 | 17070041.8966
2019-08-01 | 2019 | 8 | 16585053.0661 | 0 | 177.64 | 116 | 3500.1 | 0 | 5492 | 31 | -29248414.7411 | 0 | 2399511.4356 | -2881018.2471 | 6868645.1763 | 0 | 28634138.0985 | 10894567.7448 | 16667429.467
2019-09-01 | 2019 | 9 | 14725435.0661 | 0.49 | 85.65 | 117 | 3522.9 | 1 | 5496 | 30 | -29248414.7411 | 2439.5925 | 1156936.2444 | -2905854.6113 | 6913388.2151 | -216171.8488 | 28654993.2609 | 10543130.0756 | 14900446.1874
2019-10-01 | 2019 | 10 | 14042656.0661 | 53.33 | 12.22 | 118 | 3525.5 | 1 | 5495 | 31 | -29248414.7411 | 265517.2838 | 165064.3422 | -2930690.9755 | 6918490.4914 | -216171.8488 | 28649779.4703 | 10894567.7448 | 14498141.7672
2019-11-01 | 2019 | 11 | 14515114.0661 | 207.66 | 0.01 | 119 | 3531.7 | 1 | 5456 | 30 | -29248414.7411 | 1033889.3523 | 135.0772 | -2955527.3397 | 6930657.4581 | -216171.8488 | 28446441.636 | 10543130.0756 | 14534139.6697
2019-12-01 | 2019 | 12 | 15355560.0661 | 351.65 | 0 | 120 | 3532 | 0 | 5460 | 31 | -29248414.7411 | 1750781.0399 | 0 | -2980363.7039 | 6931246.1823 | 0 | 28467296.7985 | 10894567.7448 | 15815113.3205
2020-01-01 | 2020 | 1 | 15872905.4544 | 477.14 | 0 | 121 | 3193.7204 | 0 | 5491 | 31 | -29248414.7411 | 2375565.6629 | 0 | -3005200.0681 | 6267401.5961 | 0 | 28628924.3078 | 10894567.7448 | 15912844.5024
2020-02-01 | 2020 | 2 | 14960550.4544 | 417.05 | 0 | 122 | 3210.0893 | 0 | 5489 | 29 | -29248414.7411 | 2076391.9599 | 0 | -3030036.4323 | 6299524.1292 | 0 | 28618496.7266 | 10191692.4064 | 14907654.0487
2020-03-01 | 2020 | 3 | 14210374.4544 | 332.71 | 0 | 123 | 3227.3049 | 1 | 5500 | 31 | -29248414.7411 | 1656483.3209 | 0 | -3054872.7965 | 6333308.1727 | -216171.8488 | 28675848.4234 | 10894567.7448 | 15040748.2754
2020-04-01 | 2020 | 4 | 11710017.4544 | 164.54 | 0.17 | 124 | 2450.8246 | 1 | 5502 | 30 | -29248414.7411 | 819205.2106 | 2296.3125 | -3079709.1607 | 4809532.5457 | -216171.8488 | 28686276.0047 | 10543130.0756 | 12316144.3984
2020-05-01 | 2020 | 5 | 11990515.4544 | 35.92 | 30.08 | 125 | 2463.3859 | 1 | 5501 | 31 | -29248414.7411 | 178837.068 | 406312.2269 | -3104545.5249 | 4834183.0115 | -216171.8488 | 28681062.2141 | 10894567.7448 | 12425830.1504
2020-06-01 | 2020 | 6 | 13734565.4544 | 0.38 | 94.58 | 126 | 2476.597 | 0 | 5504 | 30 | -29248414.7411 | 1891.9289 | 1277560.1868 | -3129381.8891 | 4860108.5014 | 0 | 28696703.5859 | 10543130.0756 | 13001597.6484
2020-07-01 | 2020 | 7 |  | 0 | 206.28 | 127 | 2624.2882 | 0 | 5501 | 31 | -29248414.7411 | 0 | 2786372.5453 | -3154218.2533 | 5149939.8803 | 0 | 28681062.2141 | 10894567.7448 | 15109309.39
2020-08-01 | 2020 | 8 |  | 0 | 177.64 | 128 | 2637.7386 | 0 | 5505.8793 | 31 | -29248414.7411 | 0 | 2399511.4356 | -3179054.6175 | 5176335.0477 | 0 | 28706501.9149 | 10894567.7448 | 14749446.7845
2020-09-01 | 2020 | 9 |  | 0.49 | 85.65 | 129 | 2651.8846 | 1 | 5510.7629 | 30 | -29248414.7411 | 2439.5925 | 1156936.2444 | -3203890.9817 | 5204095.4824 | -216171.8488 | 28731964.1805 | 10543130.0756 | 12970088.0039
2020-10-01 | 2020 | 10 |  | 53.33 | 12.22 | 130 | 2753.5344 | 1 | 5515.6509 | 31 | -29248414.7411 | 265517.2838 | 165064.3422 | -3228727.3459 | 5403574.4194 | -216171.8488 | 28757449.0307 | 10894567.7448 | 12792858.8851
2020-11-01 | 2020 | 11 |  | 207.66 | 0.01 | 131 | 2767.6472 | 1 | 5520.5432 | 30 | -29248414.7411 | 1033889.3523 | 135.0772 | -3253563.7101 | 5431269.5488 | -216171.8488 | 28782956.4857 | 10543130.0756 | 13073230.2396
2020-12-01 | 2020 | 12 |  | 351.65 | 0 | 132 | 2782.49 | 0 | 5525.8852 | 31 | -29248414.7411 | 1750781.0399 | 0 | -3278400.0743 | 5460397.1849 | 0 | 28810808.6043 | 10894567.7448 | 14389739.7585
2021-01-01 | 2021 | 1 |  | 477.14 | 0 | 133 | 3390.4442 | 0 | 5537.3759 | 31 | -29248414.7411 | 2375565.6629 | 0 | -3303236.4385 | 6653455.089 | 0 | 28870718.7394 | 10894567.7448 | 16242656.0565
2021-02-01 | 2021 | 2 |  | 417.05 | 0 | 134 | 3407.8214 | 0 | 5542.2875 | 28 | -29248414.7411 | 2076391.9599 | 0 | -3328072.8027 | 6687556.2756 | 0 | 28896326.663 | 9840254.7372 | 14924042.0919
2021-03-01 | 2021 | 3 |  | 332.71 | 0 | 135 | 3426.0973 | 1 | 5547.2034 | 31 | -29248414.7411 | 1656483.3209 | 0 | -3352909.1669 | 6723421.3168 | -216171.8488 | 28921957.3004 | 10894567.7448 | 15378933.9261
2021-04-01 | 2021 | 4 |  | 164.54 | 0.17 | 136 | 3443.3746 | 1 | 5552.1237 | 30 | -29248414.7411 | 819205.2106 | 2296.3125 | -3377745.5311 | 6757326.5196 | -216171.8488 | 28947610.6719 | 10543130.0756 | 14227236.6691
2021-05-01 | 2021 | 5 |  | 35.92 | 30.08 | 137 | 3457.1565 | 1 | 5557.0484 | 31 | -29248414.7411 | 178837.068 | 406312.2269 | -3402581.8953 | 6784372.2883 | -216171.8488 | 28973286.7975 | 10894567.7448 | 14370207.6403
2021-06-01 | 2021 | 6 |  | 0.38 | 94.58 | 138 | 3467.8425 | 0 | 5561.9774 | 30 | -29248414.7411 | 1891.9289 | 1277560.1868 | -3427418.2595 | 6805342.5583 | 0 | 28998985.6975 | 10543130.0756 | 14951077.4465
2021-07-01 | 2021 | 7 |  | 0 | 206.28 | 139 | 3482.9227 | 0 | 5566.9108 | 31 | -29248414.7411 | 0 | 2786372.5453 | -3452254.6237 | 6834936.1168 | 0 | 29024707.3921 | 10894567.7448 | 16839914.4342
2021-08-01 | 2021 | 8 |  | 0 | 177.64 | 140 | 3495.5061 | 0 | 5571.8486 | 31 | -29248414.7411 | 0 | 2399511.4356 | -3477090.9879 | 6859630.0795 | 0 | 29050451.9015 | 10894567.7448 | 16478655.4325
2021-09-01 | 2021 | 9 |  | 0.49 | 85.65 | 141 | 3518.2762 | 1 | 5576.7907 | 30 | -29248414.7411 | 2439.5925 | 1156936.2444 | -3501927.3521 | 6904314.3931 | -216171.8488 | 29076219.2459 | 10543130.0756 | 14716525.6095
2021-10-01 | 2021 | 10 |  | 53.33 | 12.22 | 142 | 3520.8728 | 1 | 5581.7373 | 31 | -29248414.7411 | 265517.2838 | 165064.3422 | -3526763.7163 | 6909409.9727 | -216171.8488 | 29102009.4455 | 10894567.7448 | 14345218.4828
2021-11-01 | 2021 | 11 |  | 207.66 | 0.01 | 143 | 3527.0646 | 1 | 5586.6882 | 30 | -29248414.7411 | 1033889.3523 | 135.0772 | -3551600.0805 | 6921560.9702 | -216171.8488 | 29127822.5207 | 10543130.0756 | 14610351.3257
2021-12-01 | 2021 | 12 |  | 351.65 | 0 | 144 | 3527.3642 | 0 | 5591.6435 | 31 | -29248414.7411 | 1750781.0399 | 0 | -3576436.4447 | 6922148.9217 | 0 | 29153658.4917 | 10894567.7448 | 15896305.0124

## GS>50 Normalized Monthly
Date | Year | Month | GS_gt_50_NoCDM | AvgGSgt50MD | HDD14 | CDD14 | GDP | Trend | Dec | GS_gt_50_Customers | Month Days | const | HDD14 | CDD14 | GDP | Trend | Dec | GS_gt_50_Customers | Month Days | Predicted/Normalized
2010-01-01 | 2010 | 1 | 77865432 | 2565.6671 | 539.14 | 0 | 609770.3 | 1 | 0 | 979 | 31 | -64837388.7025 | 7642034.8451 | 0 | 25219944.858 | -49423.5261 | 0 | 50557504.4194 | 59622263.9808 | 78154935.8747
2010-02-01 | 2010 | 2 | 70892677 | 2588.8357 | 473.45 | 0 | 609770.3 | 2 | 0 | 978 | 28 | -64837388.7025 | 6710912.5597 | 0 | 25219944.858 | -98847.0522 | 0 | 50505862.4333 | 53852367.4665 | 71352851.5627
2010-03-01 | 2010 | 3 | 76083324 | 2496.7454 | 394.32 | 0.03 | 609770.3 | 3 | 0 | 983 | 31 | -64837388.7025 | 5589285.121 | 1447.5848 | 25219944.858 | -148270.5783 | 0 | 50764072.3639 | 59622263.9808 | 76211354.6277
2010-04-01 | 2010 | 4 | 70016664 | 2347.9767 | 220.24 | 1.45 | 609770.3 | 4 | 0 | 994 | 30 | -64837388.7025 | 3121789.8028 | 69966.5997 | 25219944.858 | -197694.1044 | 0 | 51332134.2113 | 57698965.1427 | 72407717.8076
2010-05-01 | 2010 | 5 | 75214102 | 2436.0054 | 68.61 | 50.69 | 609770.3 | 5 | 0 | 996 | 31 | -64837388.7025 | 972511.7979 | 2445935.8208 | 25219944.858 | -247117.6305 | 0 | 51435418.1836 | 59622263.9808 | 74611568.3081
2010-06-01 | 2010 | 6 | 78113215 | 2611.6087 | 2.73 | 145.18 | 609770.3 | 6 | 0 | 997 | 30 | -64837388.7025 | 38696.3593 | 7005345.4817 | 25219944.858 | -296541.1566 | 0 | 51487060.1697 | 57698965.1427 | 76316082.1523
2010-07-01 | 2010 | 7 | 83811408 | 2717.1797 | 0 | 268.19 | 609770.3 | 7 | 0 | 995 | 31 | -64837388.7025 | 0 | 12940925.78 | 25219944.858 | -345964.6827 | 0 | 51383776.1975 | 59622263.9808 | 83983557.431
2010-08-01 | 2010 | 8 | 83014987 | 2683.2693 | 0 | 239.59 | 609770.3 | 8 | 0 | 998 | 31 | -64837388.7025 | 0 | 11560894.9164 | 25219944.858 | -395388.2088 | 0 | 51538702.1558 | 59622263.9808 | 82709028.9997
2010-09-01 | 2010 | 9 | 73574953 | 2452.4984 | 5.21 | 132.95 | 609770.3 | 9 | 0 | 1000 | 30 | -64837388.7025 | 73849.0959 | 6415213.4026 | 25219944.858 | -444811.7349 | 0 | 51641986.1281 | 57698965.1427 | 75767758.1899
2010-10-01 | 2010 | 10 | 71065323 | 2278.7572 | 90.66 | 27.9 | 609770.3 | 10 | 0 | 1006 | 31 | -64837388.7025 | 1285059.3149 | 1346253.8844 | 25219944.858 | -494235.261 | 0 | 51951838.0449 | 59622263.9808 | 74093736.1195
2010-11-01 | 2010 | 11 | 71655511 | 2371.9136 | 264.88 | 0.69 | 609770.3 | 11 | 0 | 1007 | 30 | -64837388.7025 | 3754539.0618 | 33294.4509 | 25219944.858 | -543658.7871 | 0 | 52003480.031 | 57698965.1427 | 73329176.0547
2010-12-01 | 2010 | 12 | 74889412 | 2384.7853 | 413.65 | 0 | 609770.3 | 12 | 1 | 1013 | 31 | -64837388.7025 | 5863278.0237 | 0 | 25219944.858 | -593082.3132 | -3190026.1521 | 52313331.9478 | 59622263.9808 | 74398321.6423
2011-01-01 | 2011 | 1 | 79499206.0928 | 2511.7439 | 539.14 | 0 | 625936.9 | 13 | 0 | 1021 | 31 | -64837388.7025 | 7642034.8451 | 0 | 25888591.3312 | -642505.8393 | 0 | 52726467.8368 | 59622263.9808 | 80399463.452
2011-02-01 | 2011 | 2 | 71789116.0928 | 2624.2549 | 473.45 | 0 | 625936.9 | 14 | 0 | 977 | 28 | -64837388.7025 | 6710912.5597 | 0 | 25888591.3312 | -691929.3654 | 0 | 50454220.4472 | 53852367.4665 | 71376773.7366
2011-03-01 | 2011 | 3 | 79353259.0928 | 2614.6911 | 394.32 | 0.03 | 625936.9 | 15 | 0 | 979 | 31 | -64837388.7025 | 5589285.121 | 1447.5848 | 25888591.3312 | -741352.8915 | 0 | 50557504.4194 | 59622263.9808 | 76080350.8431
2011-04-01 | 2011 | 4 | 71579772.0928 | 2434.6861 | 220.24 | 1.45 | 625936.9 | 16 | 0 | 980 | 30 | -64837388.7025 | 3121789.8028 | 69966.5997 | 25888591.3312 | -790776.4176 | 0 | 50609146.4055 | 57698965.1427 | 71760294.1618
2011-05-01 | 2011 | 5 | 74262685.0928 | 2439.4811 | 68.61 | 50.69 | 625936.9 | 17 | 0 | 982 | 31 | -64837388.7025 | 972511.7979 | 2445935.8208 | 25888591.3312 | -840199.9437 | 0 | 50712430.3778 | 59622263.9808 | 73964144.6623
2011-06-01 | 2011 | 6 | 77117693.0928 | 2609.7358 | 2.73 | 145.18 | 625936.9 | 18 | 0 | 985 | 30 | -64837388.7025 | 38696.3593 | 7005345.4817 | 25888591.3312 | -889623.4698 | 0 | 50867356.3362 | 57698965.1427 | 75771942.4787
2011-07-01 | 2011 | 7 | 84651520.0928 | 2777.9188 | 0 | 268.19 | 625936.9 | 19 | 0 | 983 | 31 | -64837388.7025 | 0 | 12940925.78 | 25888591.3312 | -939046.9959 | 0 | 50764072.3639 | 59622263.9808 | 83439417.7575
2011-08-01 | 2011 | 8 | 82199049.0928 | 2697.4387 | 0 | 239.59 | 625936.9 | 20 | 0 | 983 | 31 | -64837388.7025 | 0 | 11560894.9164 | 25888591.3312 | -988470.522 | 0 | 50764072.3639 | 59622263.9808 | 82009963.3678
2011-09-01 | 2011 | 9 | 74484945.0928 | 2523.2027 | 5.21 | 132.95 | 625936.9 | 21 | 0 | 984 | 30 | -64837388.7025 | 73849.0959 | 6415213.4026 | 25888591.3312 | -1037894.0481 | 0 | 50815714.3501 | 57698965.1427 | 75017050.5718
2011-10-01 | 2011 | 10 | 72131128.0928 | 2367.0504 | 90.66 | 27.9 | 625936.9 | 22 | 0 | 983 | 31 | -64837388.7025 | 1285059.3149 | 1346253.8844 | 25888591.3312 | -1087317.5742 | 0 | 50764072.3639 | 59622263.9808 | 72981534.5985
2011-11-01 | 2011 | 11 | 71065271.0928 | 2390.3556 | 264.88 | 0.69 | 625936.9 | 23 | 0 | 991 | 30 | -64837388.7025 | 3754539.0618 | 33294.4509 | 25888591.3312 | -1136741.1003 | 0 | 51177208.2529 | 57698965.1427 | 72578468.4367
2011-12-01 | 2011 | 12 | 72314878.0928 | 2344.4603 | 413.65 | 0 | 625936.9 | 24 | 1 | 995 | 31 | -64837388.7025 | 5863278.0237 | 0 | 25888591.3312 | -1186164.6264 | -3190026.1521 | 51383776.1975 | 59622263.9808 | 73544330.052
2012-01-01 | 2012 | 1 | 77861343.963 | 2521.7432 | 539.14 | 0 | 634944.3 | 25 | 0 | 996 | 31 | -64837388.7025 | 7642034.8451 | 0 | 26261135.1092 | -1235588.1525 | 0 | 51435418.1836 | 59622263.9808 | 78887875.2637
2012-02-01 | 2012 | 2 | 72912305.963 | 2526.8517 | 473.45 | 0 | 634944.3 | 26 | 0 | 995 | 29 | -64837388.7025 | 6710912.5597 | 0 | 26261135.1092 | -1285011.6786 | 0 | 51383776.1975 | 55775666.3046 | 74009089.7898
2012-03-01 | 2012 | 3 | 74889795.963 | 2425.5019 | 394.32 | 0.03 | 634944.3 | 27 | 0 | 996 | 31 | -64837388.7025 | 5589285.121 | 1447.5848 | 26261135.1092 | -1334435.2047 | 0 | 51435418.1836 | 59622263.9808 | 76737726.0722
2012-04-01 | 2012 | 4 | 69901221.963 | 2339.3983 | 220.24 | 1.45 | 634944.3 | 28 | 0 | 996 | 30 | -64837388.7025 | 3121789.8028 | 69966.5997 | 26261135.1092 | -1383858.7308 | 0 | 51435418.1836 | 57698965.1427 | 72366027.4047
2012-05-01 | 2012 | 5 | 75697992.963 | 2446.7643 | 68.61 | 50.69 | 634944.3 | 29 | 0 | 998 | 31 | -64837388.7025 | 972511.7979 | 2445935.8208 | 26261135.1092 | -1433282.2569 | 0 | 51538702.1558 | 59622263.9808 | 74569877.9052
2012-06-01 | 2012 | 6 | 78642737.963 | 2624.0486 | 2.73 | 145.18 | 634944.3 | 30 | 0 | 999 | 30 | -64837388.7025 | 38696.3593 | 7005345.4817 | 26261135.1092 | -1482705.783 | 0 | 51590344.142 | 57698965.1427 | 76274391.7494
2012-07-01 | 2012 | 7 | 85309315.963 | 2751.9134 | 0 | 268.19 | 634944.3 | 31 | 0 | 1000 | 31 | -64837388.7025 | 0 | 12940925.78 | 26261135.1092 | -1532129.3091 | 0 | 51641986.1281 | 59622263.9808 | 84096792.9865
2012-08-01 | 2012 | 8 | 82517115.963 | 2664.507 | 0 | 239.59 | 634944.3 | 32 | 0 | 999 | 31 | -64837388.7025 | 0 | 11560894.9164 | 26261135.1092 | -1581552.8352 | 0 | 51590344.142 | 59622263.9808 | 82615696.6107
2012-09-01 | 2012 | 9 | 74673729.963 | 2491.6159 | 5.21 | 132.95 | 634944.3 | 33 | 0 | 999 | 30 | -64837388.7025 | 73849.0959 | 6415213.4026 | 26261135.1092 | -1630976.3613 | 0 | 51590344.142 | 57698965.1427 | 75571141.8286
2012-10-01 | 2012 | 10 | 73374496.963 | 2371.6626 | 90.66 | 27.9 | 634944.3 | 34 | 0 | 998 | 31 | -64837388.7025 | 1285059.3149 | 1346253.8844 | 26261135.1092 | -1680399.8874 | 0 | 51538702.1558 | 59622263.9808 | 73535625.8553
2012-11-01 | 2012 | 11 | 72808754.963 | 2426.9585 | 264.88 | 0.69 | 634944.3 | 35 | 0 | 1000 | 30 | -64837388.7025 | 3754539.0618 | 33294.4509 | 26261135.1092 | -1729823.4135 | 0 | 51641986.1281 | 57698965.1427 | 72822707.7767
2012-12-01 | 2012 | 12 | 72687620.963 | 2335.4203 | 413.65 | 0 | 634944.3 | 36 | 1 | 1004 | 31 | -64837388.7025 | 5863278.0237 | 0 | 26261135.1092 | -1779246.9396 | -3190026.1521 | 51848554.0726 | 59622263.9808 | 73788569.392
2013-01-01 | 2013 | 1 | 79277065.8949 | 2554.7699 | 539.14 | 0 | 643937 | 37 | 0 | 1001 | 31 | -64837388.7025 | 7642034.8451 | 0 | 26633070.899 | -1828670.4657 | 0 | 51693628.1142 | 59622263.9808 | 78924938.6709
2013-02-01 | 2013 | 2 | 72766224.8949 | 2593.6065 | 473.45 | 0 | 643937 | 38 | 0 | 1002 | 28 | -64837388.7025 | 6710912.5597 | 0 | 26633070.899 | -1878093.9918 | 0 | 51745270.1004 | 53852367.4665 | 72226138.3312
2013-03-01 | 2013 | 3 | 76895003.8949 | 2470.6016 | 394.32 | 0.03 | 643937 | 39 | 0 | 1004 | 31 | -64837388.7025 | 5589285.121 | 1447.5848 | 26633070.899 | -1927517.5179 | 0 | 51848554.0726 | 59622263.9808 | 76929715.4378
2013-04-01 | 2013 | 4 | 72485963.8949 | 2401.7881 | 220.24 | 1.45 | 643937 | 40 | 0 | 1006 | 30 | -64837388.7025 | 3121789.8028 | 69966.5997 | 26633070.899 | -1976941.044 | 0 | 51951838.0449 | 57698965.1427 | 72661300.7426
2013-05-01 | 2013 | 5 | 74512872.8949 | 2389.3052 | 68.61 | 50.69 | 643937 | 41 | 0 | 1006 | 31 | -64837388.7025 | 972511.7979 | 2445935.8208 | 26633070.899 | -2026364.5701 | 0 | 51951838.0449 | 59622263.9808 | 74761867.2708
2013-06-01 | 2013 | 6 | 76269513.8949 | 2529.6688 | 2.73 | 145.18 | 643937 | 42 | 0 | 1005 | 30 | -64837388.7025 | 38696.3593 | 7005345.4817 | 26633070.899 | -2075788.0962 | 0 | 51900196.0587 | 57698965.1427 | 76363097.1427
2013-07-01 | 2013 | 7 | 83459194.8949 | 2673.5175 | 0 | 268.19 | 643937 | 43 | 0 | 1007 | 31 | -64837388.7025 | 0 | 12940925.78 | 26633070.899 | -2125211.6223 | 0 | 52003480.031 | 59622263.9808 | 84237140.366
2013-08-01 | 2013 | 8 | 80843786.8949 | 2587.1668 | 0 | 239.59 | 643937 | 44 | 0 | 1008 | 31 | -64837388.7025 | 0 | 11560894.9164 | 26633070.899 | -2174635.1484 | 0 | 52055122.0171 | 59622263.9808 | 82859327.9624
2013-09-01 | 2013 | 9 | 74048827.8949 | 2446.2778 | 5.21 | 132.95 | 643937 | 45 | 0 | 1009 | 30 | -64837388.7025 | 73849.0959 | 6415213.4026 | 26633070.899 | -2224058.6745 | 0 | 52106764.0033 | 57698965.1427 | 75866415.1665
2013-10-01 | 2013 | 10 | 74442701.8949 | 2370.5602 | 90.66 | 27.9 | 643937 | 46 | 0 | 1013 | 31 | -64837388.7025 | 1285059.3149 | 1346253.8844 | 26633070.899 | -2273482.2006 | 0 | 52313331.9478 | 59622263.9808 | 74089109.1238
2013-11-01 | 2013 | 11 | 73596562.8949 | 2419.3479 | 264.88 | 0.69 | 643937 | 47 | 0 | 1014 | 30 | -64837388.7025 | 3754539.0618 | 33294.4509 | 26633070.899 | -2322905.7267 | 0 | 52364973.9339 | 57698965.1427 | 73324549.0591
2013-12-01 | 2013 | 12 | 76011256.8949 | 2415.7399 | 413.65 | 0 | 643937 | 48 | 1 | 1015 | 31 | -64837388.7025 | 5863278.0237 | 0 | 26633070.899 | -2372329.2528 | -3190026.1521 | 52416615.92 | 59622263.9808 | 74135484.716
2014-01-01 | 2014 | 1 | 82552599.2948 | 2610.7716 | 539.14 | 0 | 659861.2 | 49 | 0 | 1020 | 31 | -64837388.7025 | 7642034.8451 | 0 | 27291691.7697 | -2421752.7789 | 0 | 52674825.8507 | 59622263.9808 | 79971674.9648
2014-02-01 | 2014 | 2 | 74935797.2948 | 2623.8024 | 473.45 | 0 | 659861.2 | 50 | 0 | 1020 | 28 | -64837388.7025 | 6710912.5597 | 0 | 27291691.7697 | -2471176.305 | 0 | 52674825.8507 | 53852367.4665 | 73221232.639
2014-03-01 | 2014 | 3 | 79784798.2948 | 2523.2384 | 394.32 | 0.03 | 659861.2 | 51 | 0 | 1020 | 31 | -64837388.7025 | 5589285.121 | 1447.5848 | 27291691.7697 | -2520599.8311 | 0 | 52674825.8507 | 59622263.9808 | 77821525.7733
2014-04-01 | 2014 | 4 | 72659808.2948 | 2376.8338 | 220.24 | 1.45 | 659861.2 | 52 | 0 | 1019 | 30 | -64837388.7025 | 3121789.8028 | 69966.5997 | 27291691.7697 | -2570023.3572 | 0 | 52623183.8645 | 57698965.1427 | 73398185.1198
2014-05-01 | 2014 | 5 | 73690526.2948 | 2337.3783 | 68.61 | 50.69 | 659861.2 | 53 | 0 | 1017 | 31 | -64837388.7025 | 972511.7979 | 2445935.8208 | 27291691.7697 | -2619446.8833 | 0 | 52519899.8923 | 59622263.9808 | 75395467.6757
2014-06-01 | 2014 | 6 | 77041220.2948 | 2526.3558 | 2.73 | 145.18 | 659861.2 | 54 | 0 | 1016.5 | 30 | -64837388.7025 | 38696.3593 | 7005345.4817 | 27291691.7697 | -2668870.4094 | 0 | 52494078.8992 | 57698965.1427 | 77022518.5407
2014-07-01 | 2014 | 7 | 81112465.2948 | 2575.3259 | 0 | 268.19 | 659861.2 | 55 | 0 | 1016 | 31 | -64837388.7025 | 0 | 12940925.78 | 27291691.7697 | -2718293.9355 | 0 | 52468257.9062 | 59622263.9808 | 84767456.7987
2014-08-01 | 2014 | 8 | 79689322.2948 | 2530.141 | 0 | 239.59 | 659861.2 | 56 | 0 | 1016 | 31 | -64837388.7025 | 0 | 11560894.9164 | 27291691.7697 | -2767717.4616 | 0 | 52468257.9062 | 59622263.9808 | 83338002.409
2014-09-01 | 2014 | 9 | 76306860.2948 | 2481.5239 | 5.21 | 132.95 | 659861.2 | 57 | 0 | 1025 | 30 | -64837388.7025 | 73849.0959 | 6415213.4026 | 27291691.7697 | -2817140.9877 | 0 | 52933035.7813 | 57698965.1427 | 76758225.502
2014-10-01 | 2014 | 10 | 74592542.2948 | 2340.6722 | 90.66 | 27.9 | 659861.2 | 58 | 0 | 1028 | 31 | -64837388.7025 | 1285059.3149 | 1346253.8844 | 27291691.7697 | -2866564.5138 | 0 | 53087961.7397 | 59622263.9808 | 74929277.4732
2014-11-01 | 2014 | 11 | 74134367.2948 | 2401.502 | 264.88 | 0.69 | 659861.2 | 59 | 0 | 1029 | 30 | -64837388.7025 | 3754539.0618 | 33294.4509 | 27291691.7697 | -2915988.0399 | 0 | 53139603.7258 | 57698965.1427 | 74164717.4085
2014-12-01 | 2014 | 12 | 75324781.2948 | 2363.6495 | 413.65 | 0 | 659861.2 | 60 | 1 | 1028 | 31 | -64837388.7025 | 5863278.0237 | 0 | 27291691.7697 | -2965411.566 | -3190026.1521 | 53087961.7397 | 59622263.9808 | 74872369.0932
2015-01-01 | 2015 | 1 | 81657018.9013 | 2562.3515 | 539.14 | 0 | 677384 | 61 | 0 | 1028 | 31 | -64837388.7025 | 7642034.8451 | 0 | 28016430.3307 | -3014835.0921 | 0 | 53087961.7397 | 59622263.9808 | 80516467.1017
2015-02-01 | 2015 | 2 | 76315766.9013 | 2653.9076 | 473.45 | 0 | 677384 | 62 | 0 | 1027 | 28 | -64837388.7025 | 6710912.5597 | 0 | 28016430.3307 | -3064258.6182 | 0 | 53036319.7536 | 53852367.4665 | 73714382.7897
2015-03-01 | 2015 | 3 | 79384809.9013 | 2486.2139 | 394.32 | 0.03 | 677384 | 63 | 0 | 1030 | 31 | -64837388.7025 | 5589285.121 | 1447.5848 | 28016430.3307 | -3113682.1443 | 0 | 53191245.7119 | 59622263.9808 | 78469601.8824
2015-04-01 | 2015 | 4 | 71921603.9013 | 2332.0883 | 220.24 | 1.45 | 677384 | 64 | 0 | 1028 | 30 | -64837388.7025 | 3121789.8028 | 69966.5997 | 28016430.3307 | -3163105.6704 | 0 | 53087961.7397 | 57698965.1427 | 73994619.2427
2015-05-01 | 2015 | 5 | 75614661.9013 | 2372.7458 | 68.61 | 50.69 | 677384 | 65 | 0 | 1028 | 31 | -64837388.7025 | 972511.7979 | 2445935.8208 | 28016430.3307 | -3212529.1965 | 0 | 53087961.7397 | 59622263.9808 | 76095185.7709
2015-06-01 | 2015 | 6 | 77512457.9013 | 2515.8214 | 2.73 | 145.18 | 677384 | 66 | 0 | 1027 | 30 | -64837388.7025 | 38696.3593 | 7005345.4817 | 28016430.3307 | -3261952.7226 | 0 | 53036319.7536 | 57698965.1427 | 77696415.6428
2015-07-01 | 2015 | 7 | 84109914.9013 | 2641.892 | 0 | 268.19 | 677384 | 67 | 0 | 1027 | 31 | -64837388.7025 | 0 | 12940925.78 | 28016430.3307 | -3311376.2487 | 0 | 53036319.7536 | 59622263.9808 | 85467174.8939
2015-08-01 | 2015 | 8 | 82970684.9013 | 2601.0434 | 0 | 239.59 | 677384 | 68 | 0 | 1029 | 31 | -64837388.7025 | 0 | 11560894.9164 | 28016430.3307 | -3360799.7748 | 0 | 53139603.7258 | 59622263.9808 | 84141004.4764
2015-09-01 | 2015 | 9 | 80471106.9013 | 2609.3096 | 5.21 | 132.95 | 677384 | 69 | 0 | 1028 | 30 | -64837388.7025 | 73849.0959 | 6415213.4026 | 28016430.3307 | -3410223.3009 | 0 | 53087961.7397 | 57698965.1427 | 77044807.7082
2015-10-01 | 2015 | 10 | 74766344.9013 | 2355.2906 | 90.66 | 27.9 | 677384 | 70 | 0 | 1024 | 31 | -64837388.7025 | 1285059.3149 | 1346253.8844 | 28016430.3307 | -3459646.827 | 0 | 52881393.7952 | 59622263.9808 | 74854365.7765
2015-11-01 | 2015 | 11 | 73580200.9013 | 2388.1922 | 264.88 | 0.69 | 677384 | 71 | 0 | 1027 | 30 | -64837388.7025 | 3754539.0618 | 33294.4509 | 28016430.3307 | -3509070.3531 | 0 | 53036319.7536 | 57698965.1427 | 74193089.684
2015-12-01 | 2015 | 12 | 74354600.9013 | 2330.9383 | 413.65 | 0 | 677384 | 72 | 1 | 1029 | 31 | -64837388.7025 | 5863278.0237 | 0 | 28016430.3307 | -3558493.8792 | -3190026.1521 | 53139603.7258 | 59622263.9808 | 75055667.3271
2016-01-01 | 2016 | 1 | 80877446.452 | 2530.5043 | 539.14 | 0 | 692620.8 | 73 | 0 | 1031 | 31 | -64837388.7025 | 7642034.8451 | 0 | 28646620.5118 | -3607917.4053 | 0 | 53242887.6981 | 59622263.9808 | 80708500.928
2016-02-01 | 2016 | 2 | 76696727.452 | 2560.2272 | 473.45 | 0 | 692620.8 | 74 | 0 | 1033 | 29 | -64837388.7025 | 6710912.5597 | 0 | 28646620.5118 | -3657340.9314 | 0 | 53346171.6703 | 55775666.3046 | 75984641.4125
2016-03-01 | 2016 | 3 | 79053293.452 | 2466.2536 | 394.32 | 0.03 | 692620.8 | 75 | 0 | 1034 | 31 | -64837388.7025 | 5589285.121 | 1447.5848 | 28646620.5118 | -3706764.4575 | 0 | 53397813.6565 | 59622263.9808 | 78713277.6949
2016-04-01 | 2016 | 4 | 75326609.452 | 2425.9778 | 220.24 | 1.45 | 692620.8 | 76 | 0 | 1035 | 30 | -64837388.7025 | 3121789.8028 | 69966.5997 | 28646620.5118 | -3756187.9836 | 0 | 53449455.6426 | 57698965.1427 | 74393221.0135
2016-05-01 | 2016 | 5 | 77298721.452 | 2409.1856 | 68.61 | 50.69 | 692620.8 | 77 | 0 | 1035 | 31 | -64837388.7025 | 972511.7979 | 2445935.8208 | 28646620.5118 | -3805611.5097 | 0 | 53449455.6426 | 59622263.9808 | 76493787.5417
2016-06-01 | 2016 | 6 | 80715843.452 | 2604.5771 | 2.73 | 145.18 | 692620.8 | 78 | 0 | 1033 | 30 | -64837388.7025 | 38696.3593 | 7005345.4817 | 28646620.5118 | -3855035.0358 | 0 | 53346171.6703 | 57698965.1427 | 78043375.4275
2016-07-01 | 2016 | 7 | 86828378.452 | 2708.8157 | 0 | 268.19 | 692620.8 | 79 | 0 | 1034 | 31 | -64837388.7025 | 0 | 12940925.78 | 28646620.5118 | -3904458.5619 | 0 | 53397813.6565 | 59622263.9808 | 85865776.6647
2016-08-01 | 2016 | 8 | 89984192.452 | 2807.2687 | 0 | 239.59 | 692620.8 | 80 | 0 | 1034 | 31 | -64837388.7025 | 0 | 11560894.9164 | 28646620.5118 | -3953882.088 | 0 | 53397813.6565 | 59622263.9808 | 84436322.275
2016-09-01 | 2016 | 9 | 80657191.452 | 2602.6845 | 5.21 | 132.95 | 692620.8 | 81 | 0 | 1033 | 30 | -64837388.7025 | 73849.0959 | 6415213.4026 | 28646620.5118 | -4003305.6141 | 0 | 53346171.6703 | 57698965.1427 | 77340125.5068
2016-10-01 | 2016 | 10 | 75966711.452 | 2365.3852 | 90.66 | 27.9 | 692620.8 | 82 | 0 | 1036 | 31 | -64837388.7025 | 1285059.3149 | 1346253.8844 | 28646620.5118 | -4052729.1402 | 0 | 53501097.6287 | 59622263.9808 | 75511177.478
2016-11-01 | 2016 | 11 | 74431571.452 | 2394.8382 | 264.88 | 0.69 | 692620.8 | 83 | 0 | 1036 | 30 | -64837388.7025 | 3754539.0618 | 33294.4509 | 28646620.5118 | -4102152.6663 | 0 | 53501097.6287 | 57698965.1427 | 74694975.4271
2016-12-01 | 2016 | 12 | 76796818.452 | 2391.2324 | 413.65 | 0 | 692620.8 | 84 | 1 | 1036 | 31 | -64837388.7025 | 5863278.0237 | 0 | 28646620.5118 | -4151576.1924 | -3190026.1521 | 53501097.6287 | 59622263.9808 | 75454269.098
2017-01-01 | 2017 | 1 | 79778744.6665 | 2486.4811 | 539.14 | 0 | 713254.1 | 85 | 0 | 1035 | 31 | -64837388.7025 | 7642034.8451 | 0 | 29500008.5634 | -4200999.7185 | 0 | 53449455.6426 | 59622263.9808 | 81175374.6109
2017-02-01 | 2017 | 2 | 71619045.6665 | 2560.3834 | 473.45 | 0 | 713254.1 | 86 | 0 | 999 | 28 | -64837388.7025 | 6710912.5597 | 0 | 29500008.5634 | -4250423.2446 | 0 | 51590344.142 | 53852367.4665 | 72565820.7845
2017-03-01 | 2017 | 3 | 78853175.6665 | 2543.6508 | 394.32 | 0.03 | 713254.1 | 87 | 0 | 1000 | 31 | -64837388.7025 | 5589285.121 | 1447.5848 | 29500008.5634 | -4299846.7707 | 0 | 51641986.1281 | 59622263.9808 | 77217755.9049
2017-04-01 | 2017 | 4 | 71496185.6665 | 2383.2062 | 220.24 | 1.45 | 713254.1 | 88 | 0 | 1000 | 30 | -64837388.7025 | 3121789.8028 | 69966.5997 | 29500008.5634 | -4349270.2968 | 0 | 51641986.1281 | 57698965.1427 | 72846057.2375
2017-05-01 | 2017 | 5 | 75455637.6665 | 2441.377 | 68.61 | 50.69 | 713254.1 | 89 | 0 | 997 | 31 | -64837388.7025 | 972511.7979 | 2445935.8208 | 29500008.5634 | -4398693.8229 | 0 | 51487060.1697 | 59622263.9808 | 74791697.8073
2017-06-01 | 2017 | 6 | 78632788.6665 | 2618.4745 | 2.73 | 145.18 | 713254.1 | 90 | 0 | 1001 | 30 | -64837388.7025 | 38696.3593 | 7005345.4817 | 29500008.5634 | -4448117.349 | 0 | 51693628.1142 | 57698965.1427 | 76651137.6098
2017-07-01 | 2017 | 7 | 82422181.6665 | 2656.1239 | 0 | 268.19 | 713254.1 | 91 | 0 | 1001 | 31 | -64837388.7025 | 0 | 12940925.78 | 29500008.5634 | -4497540.8751 | 0 | 51693628.1142 | 59622263.9808 | 84421896.8609
2017-08-01 | 2017 | 8 | 82320840.6665 | 2650.2106 | 0 | 239.59 | 713254.1 | 92 | 0 | 1002 | 31 | -64837388.7025 | 0 | 11560894.9164 | 29500008.5634 | -4546964.4012 | 0 | 51745270.1004 | 59622263.9808 | 83044084.4573
2017-09-01 | 2017 | 9 | 78267352.6665 | 2606.3055 | 5.21 | 132.95 | 713254.1 | 93 | 0 | 1001 | 30 | -64837388.7025 | 73849.0959 | 6415213.4026 | 29500008.5634 | -4596387.9273 | 0 | 51693628.1142 | 57698965.1427 | 75947887.6891
2017-10-01 | 2017 | 10 | 76411605.6665 | 2459.9706 | 90.66 | 27.9 | 713254.1 | 94 | 0 | 1002 | 31 | -64837388.7025 | 1285059.3149 | 1346253.8844 | 29500008.5634 | -4645811.4534 | 0 | 51745270.1004 | 59622263.9808 | 74015655.688
2017-11-01 | 2017 | 11 | 74842943.6665 | 2487.3029 | 264.88 | 0.69 | 713254.1 | 95 | 0 | 1003 | 30 | -64837388.7025 | 3754539.0618 | 33294.4509 | 29500008.5634 | -4695234.9795 | 0 | 51796912.0865 | 57698965.1427 | 73251095.6233
2017-12-01 | 2017 | 12 | 76074354.6665 | 2446.6714 | 413.65 | 0 | 713254.1 | 96 | 1 | 1003 | 31 | -64837388.7025 | 5863278.0237 | 0 | 29500008.5634 | -4744658.5056 | -3190026.1521 | 51796912.0865 | 59622263.9808 | 74010389.2941
2018-01-01 | 2018 | 1 | 81501426.6568 | 2623.8306 | 539.14 | 0 | 730276.2 | 97 | 0 | 1002 | 31 | -64837388.7025 | 7642034.8451 | 0 | 30204038.2995 | -4794082.0317 | 0 | 51745270.1004 | 59622263.9808 | 79582136.4915
2018-02-01 | 2018 | 2 | 72389848.6568 | 2575.0515 | 473.45 | 0 | 730276.2 | 98 | 0 | 1004 | 28 | -64837388.7025 | 6710912.5597 | 0 | 30204038.2995 | -4843505.5578 | 0 | 51848554.0726 | 53852367.4665 | 72934978.138
2018-03-01 | 2018 | 3 | 77808315.6568 | 2490.0255 | 394.32 | 0.03 | 730276.2 | 99 | 0 | 1008 | 31 | -64837388.7025 | 5589285.121 | 1447.5848 | 30204038.2995 | -4892929.0839 | 0 | 52055122.0171 | 59622263.9808 | 77741839.2168
2018-04-01 | 2018 | 4 | 74246303.6568 | 2460.1161 | 220.24 | 1.45 | 730276.2 | 100 | 0 | 1006 | 30 | -64837388.7025 | 3121789.8028 | 69966.5997 | 30204038.2995 | -4942352.61 | 0 | 51951838.0449 | 57698965.1427 | 73266856.5771
2018-05-01 | 2018 | 5 | 76803143.6568 | 2457.8579 | 68.61 | 50.69 | 730276.2 | 101 | 0 | 1008 | 31 | -64837388.7025 | 972511.7979 | 2445935.8208 | 30204038.2995 | -4991776.1361 | 0 | 52055122.0171 | 59622263.9808 | 75470707.0775
2018-06-01 | 2018 | 6 | 78416513.6568 | 2694.7256 | 2.73 | 145.18 | 730276.2 | 102 | 0 | 970 | 30 | -64837388.7025 | 38696.3593 | 7005345.4817 | 30204038.2995 | -5041199.6622 | 0 | 50092726.5443 | 57698965.1427 | 75161183.4627
2018-07-01 | 2018 | 7 | 83770689.6568 | 2785.856 | 0 | 268.19 | 730276.2 | 103 | 0 | 970 | 31 | -64837388.7025 | 0 | 12940925.78 | 30204038.2995 | -5090623.1883 | 0 | 50092726.5443 | 59622263.9808 | 82931942.7138
2018-08-01 | 2018 | 8 | 83927361.6568 | 2791.0662 | 0 | 239.59 | 730276.2 | 104 | 0 | 970 | 31 | -64837388.7025 | 0 | 11560894.9164 | 30204038.2995 | -5140046.7144 | 0 | 50092726.5443 | 59622263.9808 | 81502488.3241
2018-09-01 | 2018 | 9 | 76396317.6568 | 2614.5215 | 5.21 | 132.95 | 730276.2 | 105 | 0 | 974 | 30 | -64837388.7025 | 73849.0959 | 6415213.4026 | 30204038.2995 | -5189470.2405 | 0 | 50299294.4888 | 57698965.1427 | 74664501.4865
2018-10-01 | 2018 | 10 | 72584854.6568 | 2408.896 | 90.66 | 27.9 | 730276.2 | 106 | 0 | 972 | 31 | -64837388.7025 | 1285059.3149 | 1346253.8844 | 30204038.2995 | -5238893.7666 | 0 | 50196010.5165 | 59622263.9808 | 72577343.527
2018-11-01 | 2018 | 11 | 72301301.6568 | 2479.4685 | 264.88 | 0.69 | 730276.2 | 107 | 0 | 972 | 30 | -64837388.7025 | 3754539.0618 | 33294.4509 | 30204038.2995 | -5288317.2927 | 0 | 50196010.5165 | 57698965.1427 | 71761141.4762
2018-12-01 | 2018 | 12 | 71622528.6568 | 2372.0782 | 413.65 | 0 | 730276.2 | 108 | 1 | 974 | 31 | -64837388.7025 | 5863278.0237 | 0 | 30204038.2995 | -5337740.8188 | -3190026.1521 | 50299294.4888 | 59622263.9808 | 72623719.1193
2019-01-01 | 2019 | 1 | 78801666.5678 | 2609.8452 | 539.14 | 0 | 744439.6 | 109 | 0 | 974 | 31 | -64837388.7025 | 7642034.8451 | 0 | 30789832.929 | -5387164.3449 | 0 | 50299294.4888 | 59622263.9808 | 78128873.1963
2019-02-01 | 2019 | 2 | 71331586.5678 | 2620.9431 | 473.45 | 0 | 744439.6 | 110 | 0 | 972 | 28 | -64837388.7025 | 6710912.5597 | 0 | 30789832.929 | -5436587.871 | 0 | 50196010.5165 | 53852367.4665 | 71275146.8982
2019-03-01 | 2019 | 3 | 76137811.5678 | 2526.8091 | 394.32 | 0.03 | 744439.6 | 111 | 0 | 972 | 31 | -64837388.7025 | 5589285.121 | 1447.5848 | 30789832.929 | -5486011.3971 | 0 | 50196010.5165 | 59622263.9808 | 75875440.0325
2019-04-01 | 2019 | 4 | 69883776.5678 | 2394.0999 | 220.24 | 1.45 | 744439.6 | 112 | 0 | 973 | 30 | -64837388.7025 | 3121789.8028 | 69966.5997 | 30789832.929 | -5535434.9232 | 0 | 50247652.5026 | 57698965.1427 | 71555383.3512
2019-05-01 | 2019 | 5 | 70924333.5678 | 2341.7418 | 68.61 | 50.69 | 744439.6 | 113 | 0 | 977 | 31 | -64837388.7025 | 972511.7979 | 2445935.8208 | 30789832.929 | -5584858.4493 | 0 | 50454220.4472 | 59622263.9808 | 73862517.8239
2019-06-01 | 2019 | 6 | 71942833.5678 | 2442.0514 | 2.73 | 145.18 | 744439.6 | 114 | 0 | 982 | 30 | -64837388.7025 | 38696.3593 | 7005345.4817 | 30789832.929 | -5634281.9754 | 0 | 50712430.3778 | 57698965.1427 | 75773599.6126
2019-07-01 | 2019 | 7 | 83258537.5678 | 2734.9891 | 0 | 268.19 | 744439.6 | 115 | 0 | 982 | 31 | -64837388.7025 | 0 | 12940925.78 | 30789832.929 | -5683705.5015 | 0 | 50712430.3778 | 59622263.9808 | 83544358.8637
2019-08-01 | 2019 | 8 | 79859842.5678 | 2620.6754 | 0 | 239.59 | 744439.6 | 116 | 0 | 983 | 31 | -64837388.7025 | 0 | 11560894.9164 | 30789832.929 | -5733129.0276 | 0 | 50764072.3639 | 59622263.9808 | 82166546.4601
2019-09-01 | 2019 | 9 | 73220953.5678 | 2487.9699 | 5.21 | 132.95 | 744439.6 | 117 | 0 | 981 | 30 | -64837388.7025 | 73849.0959 | 6415213.4026 | 30789832.929 | -5782552.5537 | 0 | 50660788.3917 | 57698965.1427 | 75018707.7057
2019-10-01 | 2019 | 10 | 71051748.5678 | 2338.7672 | 90.66 | 27.9 | 744439.6 | 118 | 0 | 980 | 31 | -64837388.7025 | 1285059.3149 | 1346253.8844 | 30789832.929 | -5831976.0798 | 0 | 50609146.4055 | 59622263.9808 | 72983191.7324
2019-11-01 | 2019 | 11 | 71481685.5678 | 2336.0028 | 264.88 | 0.69 | 744439.6 | 119 | 0 | 1020 | 30 | -64837388.7025 | 3754539.0618 | 33294.4509 | 30789832.929 | -5881399.6059 | 0 | 52674825.8507 | 57698965.1427 | 74232669.1267
2019-12-01 | 2019 | 12 | 72324333.5678 | 2282.821 | 413.65 | 0 | 744439.6 | 120 | 1 | 1022 | 31 | -64837388.7025 | 5863278.0237 | 0 | 30789832.929 | -5930823.132 | -3190026.1521 | 52778109.8229 | 59622263.9808 | 75095246.7698
2020-01-01 | 2020 | 1 | 75739921.5548 |  | 539.14 | 0 | 744439.6 | 121 | 0 | 1006 | 31 | -64837388.7025 | 7642034.8451 | 0 | 30789832.929 | -5980246.6581 | 0 | 51951838.0449 | 59622263.9808 | 79188334.4392 | -3448412.8844
2020-02-01 | 2020 | 2 | 70677174.5548 |  | 473.45 | 0 | 744439.6 | 122 | 0 | 1006 | 29 | -64837388.7025 | 6710912.5597 | 0 | 30789832.929 | -6029670.1842 | 0 | 51951838.0449 | 55775666.3046 | 74361190.9515 | -3684016.3967
2020-03-01 | 2020 | 3 | 70423460.5548 |  | 394.32 | 0.03 | 678238.0127 | 123 | 0 | 1008 | 31 | -64837388.7025 | 5589285.121 | 1447.5848 | 28051752.0785 | -6079093.7103 | 0 | 52055122.0171 | 59622263.9808 | 74403388.3694 | -3979927.8146
2020-04-01 | 2020 | 4 | 60626134.5548 |  | 220.24 | 1.45 | 599261.1287 | 124 | 0 | 1008 | 30 | -64837388.7025 | 3121789.8028 | 69966.5997 | 24785288.1989 | -6128517.2364 | 0 | 52055122.0171 | 57698965.1427 | 66765225.8224 | -6139091.2676
2020-05-01 | 2020 | 5 | 63498080.5548 |  | 68.61 | 50.69 | 599261.1287 | 125 | 0 | 1006 | 31 | -64837388.7025 | 972511.7979 | 2445935.8208 | 24785288.1989 | -6177940.7625 | 0 | 51951838.0449 | 59622263.9808 | 68762508.3783 | -5264427.8235
2020-06-01 | 2020 | 6 | 69985308.5548 |  | 2.73 | 145.18 | 599261.1287 | 126 | 0 | 1005 | 30 | -64837388.7025 | 38696.3593 | 7005345.4817 | 24785288.1989 | -6227364.2886 | 0 | 51900196.0587 | 57698965.1427 | 70363738.2502 | -378429.6955
2020-07-01 | 2020 | 7 |  |  | 0 | 268.19 | 615006.4395 | 127 | 0 | 1004 | 31 | -64837388.7025 | 0 | 12940925.78 | 25436510.2598 | -6276787.8147 | 0 | 51848554.0726 | 59622263.9808 | 78734077.576
2020-08-01 | 2020 | 8 |  |  | 0 | 239.59 | 615006.4395 | 128 | 0 | 1003.8999 | 31 | -64837388.7025 | 0 | 11560894.9164 | 25436510.2598 | -6326211.3408 | 0 | 51843382.5806 | 59622263.9808 | 77299451.6943
2020-09-01 | 2020 | 9 |  |  | 5.21 | 132.95 | 615006.4395 | 129 | 0 | 1003.7997 | 30 | -64837388.7025 | 73849.0959 | 6415213.4026 | 25436510.2598 | -6375634.8669 | 0 | 51838211.6045 | 57698965.1427 | 70249725.936
2020-10-01 | 2020 | 10 |  |  | 90.66 | 27.9 | 635199.151 | 130 | 0 | 1003.6996 | 31 | -64837388.7025 | 1285059.3149 | 1346253.8844 | 26271675.68 | -6425058.393 | 0 | 51833041.1441 | 59622263.9808 | 69095846.9087
2020-11-01 | 2020 | 11 |  |  | 264.88 | 0.69 | 635199.151 | 131 | 0 | 1003.5995 | 30 | -64837388.7025 | 3754539.0618 | 33294.4509 | 26271675.68 | -6474481.9191 | 0 | 51827871.1994 | 57698965.1427 | 68274474.9131
2020-12-01 | 2020 | 12 |  |  | 413.65 | 0 | 635199.151 | 132 | 1 | 1003.4994 | 31 | -64837388.7025 | 5863278.0237 | 0 | 26271675.68 | -6523905.4452 | -3190026.1521 | 51822701.7703 | 59622263.9808 | 69028599.1549
2021-01-01 | 2021 | 1 |  |  | 539.14 | 0 | 738294.7164 | 133 | 0 | 1004.4695 | 31 | -64837388.7025 | 7642034.8451 | 0 | 30535682.1019 | -6573328.9713 | 0 | 51872802.1273 | 59622263.9808 | 78262065.3813
2021-02-01 | 2021 | 2 |  |  | 473.45 | 0 | 738294.7164 | 134 | 0 | 1004.3694 | 28 | -64837388.7025 | 6710912.5597 | 0 | 30535682.1019 | -6622752.4974 | 0 | 51867628.2168 | 53852367.4665 | 71506449.1449
2021-03-01 | 2021 | 3 |  |  | 394.32 | 0.03 | 738294.7164 | 135 | 0 | 1004.2692 | 31 | -64837388.7025 | 5589285.121 | 1447.5848 | 30535682.1019 | -6672176.0235 | 0 | 51862454.8223 | 59622263.9808 | 76101568.8847
2021-04-01 | 2021 | 4 |  |  | 220.24 | 1.45 | 738294.7164 | 136 | 0 | 1004.169 | 30 | -64837388.7025 | 3121789.8028 | 69966.5997 | 30535682.1019 | -6721599.5496 | 0 | 51857281.9438 | 57698965.1427 | 71724697.3388
2021-05-01 | 2021 | 5 |  |  | 68.61 | 50.69 | 738294.7164 | 137 | 0 | 1004.0688 | 31 | -64837388.7025 | 972511.7979 | 2445935.8208 | 30535682.1019 | -6771023.0757 | 0 | 51852109.5813 | 59622263.9808 | 73820091.5045
2021-06-01 | 2021 | 6 |  |  | 2.73 | 145.18 | 738294.7164 | 138 | 0 | 1003.9687 | 30 | -64837388.7025 | 38696.3593 | 7005345.4817 | 30535682.1019 | -6820446.6018 | 0 | 51846937.7347 | 57698965.1427 | 75467791.5159
2021-07-01 | 2021 | 7 |  |  | 0 | 268.19 | 738294.7164 | 139 | 0 | 1003.8686 | 31 | -64837388.7025 | 0 | 12940925.78 | 30535682.1019 | -6869870.1279 | 0 | 51841766.4039 | 59622263.9808 | 83233379.4362
2021-08-01 | 2021 | 8 |  |  | 0 | 239.59 | 738294.7164 | 140 | 0 | 1003.7684 | 31 | -64837388.7025 | 0 | 11560894.9164 | 30535682.1019 | -6919293.654 | 0 | 51836595.5889 | 59622263.9808 | 81798754.2315
2021-09-01 | 2021 | 9 |  |  | 5.21 | 132.95 | 738294.7164 | 141 | 0 | 1003.6683 | 30 | -64837388.7025 | 73849.0959 | 6415213.4026 | 30535682.1019 | -6968717.1801 | 0 | 51831425.2897 | 57698965.1427 | 74749029.1502
2021-10-01 | 2021 | 10 |  |  | 90.66 | 27.9 | 738294.7164 | 142 | 0 | 1003.5682 | 31 | -64837388.7025 | 1285059.3149 | 1346253.8844 | 30535682.1019 | -7018140.7062 | 0 | 51826255.5062 | 59622263.9808 | 72759985.3795
2021-11-01 | 2021 | 11 |  |  | 264.88 | 0.69 | 738294.7164 | 143 | 0 | 1003.4681 | 30 | -64837388.7025 | 3754539.0618 | 33294.4509 | 30535682.1019 | -7067564.2323 | 0 | 51821086.2383 | 57698965.1427 | 71938614.0607
2021-12-01 | 2021 | 12 |  |  | 413.65 | 0 | 738294.7164 | 144 | 1 | 1003.368 | 31 | -64837388.7025 | 5863278.0237 | 0 | 30535682.1019 | -7116987.7584 | -3190026.1521 | 51815917.486 | 59622263.9808 | 72692738.9793

## Normalized Annual Summary
Residential kWh | [6 empty] | GS<50 kWh | [6 empty] | GS>50 kWh | [6 empty] | Street Light | [8 empty] | USL
Year | Actual | Cumulative Persisting CDM | Actual No CDM | Normal Predicted No CDM | Cumulative Persisting CDM | Normalized | Year | Actual | Cumulative Persisting CDM | Actual No CDM | Normal No CDM | Cumulative Persisting CDM | Normalized | Year | Actual | Cumulative Persisting CDM | Actual No CDM | Normal Predicted No CDM | Cumulative Persisting CDM | Normalized | Year | Actual | Cumulative Persisting CDM | Actual No CDM | Lamps / Devices | Average per Device | Normalized No CDM | Cumulative Persisting CDM | Normalized | Year | Actual | Connections | Average per Device | Normal Forecast
| A | B | C = A + B | D | E = B | F = D - E |  | A | B | C = A + B | D | E = B | F = D - E |  | A | B | C = A + B | D | E = B | F = D - E |  | A | B | C = A + B | D | E = C / D | F = C * E | G = B | H = F - G
2010 | 556896336 | 0 | 556896336 | 551263595.2116 | 0 | 551263595.2116 | 2010 | 172200325 | 0 | 172200325 | 172116663.7311 | 0 | 172116663.7311 | 2010 | 906197008 | 0 | 906197008 | 913336088.7702 | 0 | 913336088.7702 | 2010 | 9467387 | 0 | 9467387 | 14651.8333 | 646.1572 | 9467387 | 0 | 9467387 | 2010 | 3512551 | 603.5833 | 5819.4963 | 3512551
2011 | 551353006 | 1088909.7138 | 552441915.7138 | 554038743.1623 | 1088909.7138 | 552949833.4485 | 2011 | 174484065 | 554800.0192 | 175038865.0192 | 176237955.3985 | 554800.0192 | 175683155.3792 | 2011 | 908229110 | 2219413.1132 | 910448523.1132 | 908923734.1187 | 2219413.1132 | 906704321.0055 | 2011 | 9847280 | 0 | 9847280 | 15024 | 655.4366 | 9847280 | 0 | 9847280 | 2011 | 3296779 | 603.8333 | 5459.7499 | 3296779
2012 | 551839571 | 2905438.7672 | 554745009.7672 | 551743481.6684 | 2905438.7672 | 548838042.9012 | 2012 | 174704767 | 1372275.3799 | 176077042.3799 | 176579571.3812 | 1372275.3799 | 175207296.0013 | 2012 | 903337846 | 7938587.5561 | 911276433.5561 | 915275522.6347 | 7938587.5561 | 907336935.0787 | 2012 | 9866380 | 0 | 9866380 | 15082.6667 | 654.1536 | 9866380 | 0 | 9866380 | 2012 | 3353868 | 604.5 | 5548.1687 | 3353868
2013 | 540087395 | 4435088.6506 | 544522483.6506 | 552284635.9795 | 4435088.6506 | 547849547.3289 | 2013 | 175467402 | 2174491.4721 | 177641893.4721 | 177064085.8794 | 2174491.4721 | 174889594.4073 | 2013 | 899933878 | 14675098.7393 | 914608976.7393 | 916379083.9899 | 14675098.7393 | 901703985.2506 | 2013 | 9864267 | 0 | 9864267 | 15114.4167 | 652.6396 | 9864267 | 0 | 9864267 | 2013 | 3104444 | 568.5833 | 5459.9631 | 3104444
2014 | 530303117 | 6994830.8621 | 537297947.8621 | 549481409.0829 | 6994830.8621 | 542486578.2209 | 2014 | 172644356 | 3084511.7297 | 175728867.7297 | 176119340.0163 | 3084511.7297 | 173034828.2866 | 2014 | 901672321 | 20152767.5377 | 921825088.5377 | 925660653.3979 | 20152767.5377 | 905507885.8601 | 2014 | 9908447 | 0 | 9908447 | 15170.75 | 653.1284 | 9908447 | 0 | 9908447 | 2014 | 3098633 | 559 | 5543.1717 | 3098633
2015 | 530999846 | 10177948.6069 | 541177794.6069 | 545407385.8698 | 10177948.6069 | 535229437.263 | 2015 | 170245509 | 5518520.3891 | 175764029.3891 | 176808611.5484 | 5518520.3891 | 171290091.1593 | 2015 | 907051642 | 25607530.8157 | 932659172.8157 | 931242782.2963 | 25607530.8157 | 905635251.4806 | 2015 | 9918681 | 0 | 9918681 | 15228.5833 | 651.32 | 9918681 | 0 | 9918681 | 2015 | 3110148 | 556.75 | 5586.2559 | 3110148
2016 | 545123880 | 15147695.8107 | 560271575.8107 | 545506729.9001 | 15147695.8107 | 530359034.0894 | 2016 | 169905557 | 8433291.6476 | 178338848.6476 | 176968407.8004 | 8433291.6476 | 168535116.1528 | 2016 | 920835908 | 33797597.4234 | 954633505.4234 | 937639450.4677 | 33797597.4234 | 903841853.0443 | 2016 | 9945876 | 0 | 9945876 | 15252.6667 | 652.0746 | 9945876 | 0 | 9945876 | 2016 | 3115033 | 559.0833 | 5571.6792 | 3115033
2017 | 501428451 | 28746497.1501 | 530174948.1501 | 546260516.0485 | 28746497.1501 | 517514018.8984 | 2017 | 166894185 | 9671900.5956 | 176566085.5956 | 178783415.5336 | 9671900.5956 | 169111514.938 | 2017 | 885596225 | 40578631.9975 | 926174856.9975 | 919938853.5675 | 40578631.9975 | 879360221.57 | 2017 | 11286654.7 | 0 | 11286654.7 | 17184 | 656.8118 | 11286654.7 | 0 | 11286654.7 | 2017 | 3130244 | 561.9167 | 5570.6552 | 3130244
2018 | 536801589 | 36457766.6574 | 573259355.6574 | 548760241.5521 | 36457766.6574 | 512302474.8947 | 2018 | 174257110 | 12127348.4081 | 186384458.4081 | 182338392.0383 | 12127348.4081 | 170211043.6303 | 2018 | 874283086 | 47485519.8821 | 921768605.8821 | 910218837.6104 | 47485519.8821 | 862733317.7283 | 2018 | 6528022.6 | 0 | 6528022.6 | 17184 | 379.8896 | 6528022.6 | 0 | 6528022.6 | 2018 | 3138478 | 563.3333 | 5571.2627 | 3138478
2019 | 512580883 | 38326730.7206 | 550907613.7206 | 557763789.8661 | 38326730.7206 | 519437059.1455 | 2019 | 170703484 | 14162688.7929 | 184866172.7929 | 185550941.2083 | 14162688.7929 | 171388252.4154 | 2019 | 837536595 | 52682514.8137 | 890219109.8137 | 909511681.5731 | 52682514.8137 | 856829166.7594 | 2019 | 5537652.9 | 0 | 5537652.9 | 17184 | 322.2563 | 5537652.9 | 0 | 5537652.9 | 2019 | 3144191 | 561.5 | 5599.6278 | 3144191
2020 |  |  |  | 560915523.1446 | 37950635.567 | 522964887.5775 | 2020 |  |  |  | 166689492.0853 | 14647571.6556 | 152041920.4297 | 2020 |  |  |  | 866526562.3939 | 54709947.5173 | 811816614.8767 | 2020 |  |  |  | 17196.6006 | 322.2563 | 5541713.5212 | 0 | 5541713.5212 | 2020 |  | 558.6796 | 5599.6278 | 3128398.0785
2021 |  |  |  | 557832245.5817 | 37491693.7026 | 520340551.8791 | 2021 |  |  |  | 182981124.1275 | 14164690.2636 | 168816433.8639 | 2021 |  |  |  | 904055165.0074 | 52112827.7512 | 851942337.2562 | 2021 |  |  |  | 17283.2715 | 322.2563 | 5569643.7573 | 0 | 5569643.7573 | 2021 |  | 554.2102 | 5599.6278 | 3103370.8938

## Customer Count
| Residential |  | Percent of Prior Year | GS < 50 |  | Percent of Prior Year | GS > 50 |  | Percent of Prior Year |  | St. Lights |  | Percent of Prior Year | USL |  | Percent of Prior Year
| Year | Customers |  | Year | Customers |  | Year | Customers |  |  | Year | Devices |  | Year | Devices
| 2010 | 57917.3333 |  | 2010 | 4988.25 |  | 2010 | 995.5 |  |  | 2010 | 14651.8333 |  | 2010 | 603.5833
| 2011 | 58488.25 | 101% | 2011 | 5090.5833 | 102.1% | 2011 | 986.9167 | 99.14% |  | 2011 | 15024 | 102.5% | 2011 | 603.8333 | 100%
| 2012 | 59068.0833 | 101% | 2012 | 5137.75 | 100.9% | 2012 | 998.3333 | 101.2% |  | 2012 | 15082.6667 | 100.4% | 2012 | 604.5 | 100.1%
| 2013 | 59319.4167 | 100.4% | 2013 | 5158.5 | 100.4% | 2013 | 1007.5 | 100.9% |  | 2013 | 15114.4167 | 100.2% | 2013 | 568.5833 | 94.06%
| 2014 | 59824.4167 | 100.9% | 2014 | 5198.4583 | 100.8% | 2014 | 1021.2083 | 101.4% |  | 2014 | 15170.75 | 100.4% | 2014 | 559 | 98.31%
| 2015 | 60123.25 | 100.5% | 2015 | 5238.5 | 100.8% | 2015 | 1027.6667 | 100.6% |  | 2015 | 15228.5833 | 100.4% | 2015 | 556.75 | 99.6%
| 2016 | 60318.8333 | 100.3% | 2016 | 5272.8333 | 100.7% | 2016 | 1034.1667 | 100.6% |  | 2016 | 15252.6667 | 100.2% | 2016 | 559.0833 | 100.4%
| 2017 | 60502 | 100.3% | 2017 | 5341.6667 | 101.3% | 2017 | 1003.6667 | 97.05% |  | 2017 | 17184 | 112.7% | 2017 | 561.9167 | 100.5% | SL recount in 2017, growth excluded
| 2018 | 60920.0833 | 100.7% | 2018 | 5427.75 | 101.6% | 2018 | 985.8333 | 98.22% |  | 2018 | 17184 | 100% | 2018 | 563.3333 | 100.3%
| 2019 | 61427.6667 | 100.8% | 2019 | 5489.5 | 101.1% | 2019 | 984.8333 | 99.9% |  | 2019 | 17184 | 100% | 2019 | 561.5 | 99.67%
| 2020 | 61830.6077 | 100.7% | 2020 | 5514.5253 | 101.1% | 2020 | 1016.9487 | 99.88% |  | 2020 | 17270.5429 | 100.5% | 2020 | 557.0091 | 99.2%
| 2021 | 62236.1918 | 100.7% | 2021 | 5573.5082 | 101.1% | 2021 | 1015.7322 | 99.88% |  | 2021 | 17357.5217 | 100.5% | 2021 | 552.554 | 99.2%
Adjusted with actual Jan 2020 - Jul 2020 Counts
| 2020 | 61651.2855 | 100.4% | 2020 | 5505.5601 | 100.3% | 2020 | 1005.1248 | 102.1% | * | 2020 | 17196.6006 | 100.1% | 2020 | 558.6796 | 99.5% | *GS>50 2020 decline would be 98% without Nov 19 reclassification
| 2021 | 62055.7179 | 100.7% | 2021 | 5564.4696 | 101.1% | 2021 | 1003.9187 | 99.88% |  | 2021 | 17283.2715 | 100.5% | 2021 | 554.2102 | 99.2%
2019 | Jan | 61267 |  |  | 5499 |  |  | 974 |  |  |  | 17184 |  |  | 559
| Feb | 61283 |  |  | 5507 |  |  | 972 |  |  |  | 17184 |  |  | 563
| Mar | 61278 |  |  | 5500 |  |  | 972 |  |  |  | 17184 |  |  | 563
| Apr | 61471 |  |  | 5496 |  |  | 973 |  |  |  | 17184 |  |  | 563
| May | 61467 |  |  | 5489 |  |  | 977 |  |  |  | 17184 |  |  | 563
| Jun | 61472 |  |  | 5489 |  |  | 982 |  |  |  | 17184 |  |  | 561
| Jul | 61470 |  |  | 5495 |  |  | 982 |  |  |  | 17184 |  |  | 561
| Aug | 61464 |  |  | 5492 |  |  | 983 |  |  |  | 17184 |  |  | 561
| Sep | 61464 |  |  | 5496 |  |  | 981 |  |  |  | 17184 |  |  | 561
| Oct | 61500 |  |  | 5495 |  |  | 980 |  |  |  | 17184 |  |  | 561
| Nov | 61496 |  |  | 5456 |  |  | 1020 |  |  |  | 17184 |  |  | 561
| Dec | 61500 |  |  | 5460 |  |  | 1022 |  |  |  | 17184 |  |  | 561
Nov 2019 Reclassification |  |  |  |  | -40 |  |  | 40
2020 | Jan | 61510 |  |  | 5491 |  |  | 1006 |  |  |  | 17184 |  |  | 560
| Feb | 61517 | 100% |  | 5489 | 99.96% |  | 1006 | 100% |  |  | 17184 | 100% |  | 560 | 100%
| Mar | 61554 | 100.1% |  | 5500 | 100.2% |  | 1008 | 100.2% |  |  | 17184 | 100% |  | 560 | 100%
| Apr | 61567 | 100% |  | 5502 | 100% |  | 1008 | 100% |  |  | 17184 | 100% |  | 560 | 100%
| May | 61593 | 100% |  | 5501 | 99.98% |  | 1006 | 99.8% |  |  | 17184 | 100% |  | 559 | 99.82%
| Jun | 61616 | 100% |  | 5504 | 100.1% |  | 1005 | 99.9% |  |  | 17184 | 100% |  | 559 | 100%
| Jul | 61659 | 100.1% |  | 5501 | 99.95% |  | 1004 | 99.9% |  |  | 17191.1953 | 100% |  | 558.626 | 99.93%
| Aug | 61692.604 | 100.1% |  | 5505.8793 | 100.1% |  | 1003.8999 | 99.99% |  |  | 17198.3936 | 100% |  | 558.2523 | 99.93%
| Sep | 61726.2262 | 100.1% |  | 5510.7629 | 100.1% |  | 1003.7997 | 99.99% |  |  | 17205.595 | 100% |  | 557.8789 | 99.93%
| Oct | 61759.8668 | 100.1% |  | 5515.6509 | 100.1% |  | 1003.6996 | 99.99% |  |  | 17212.7993 | 100% |  | 557.5057 | 99.93%
| Nov | 61793.5258 | 100.1% |  | 5520.5432 | 100.1% |  | 1003.5995 | 99.99% |  |  | 17220.0067 | 100% |  | 557.1327 | 99.93%
| Dec | 61827.203 | 100.1% |  | 5525.8852 | 100.1% |  | 1003.4994 | 99.99% |  |  | 17227.2171 | 100% |  | 556.76 | 99.93%
2021 | Jan | 61869.9266 | 100.1% |  | 5537.3759 | 100.2% |  | 1004.4695 | 100.1% |  |  | 17243.5047 | 100.1% |  | 556.2523 | 99.91%
| Feb | 61903.6455 | 100.1% |  | 5542.2875 | 100.1% |  | 1004.3694 | 99.99% |  |  | 17250.7249 | 100% |  | 555.8802 | 99.93%
| Mar | 61937.3828 | 100.1% |  | 5547.2034 | 100.1% |  | 1004.2692 | 99.99% |  |  | 17257.9482 | 100% |  | 555.5083 | 99.93%
| Apr | 61971.1385 | 100.1% |  | 5552.1237 | 100.1% |  | 1004.169 | 99.99% |  |  | 17265.1745 | 100% |  | 555.1367 | 99.93%
| May | 62004.9125 | 100.1% |  | 5557.0484 | 100.1% |  | 1004.0688 | 99.99% |  |  | 17272.4038 | 100% |  | 554.7653 | 99.93%
| Jun | 62038.705 | 100.1% |  | 5561.9774 | 100.1% |  | 1003.9687 | 99.99% |  |  | 17279.6361 | 100% |  | 554.3942 | 99.93%
| Jul | 62072.5159 | 100.1% |  | 5566.9108 | 100.1% |  | 1003.8686 | 99.99% |  |  | 17286.8715 | 100% |  | 554.0233 | 99.93%
| Aug | 62106.3452 | 100.1% |  | 5571.8486 | 100.1% |  | 1003.7684 | 99.99% |  |  | 17294.1099 | 100% |  | 553.6527 | 99.93%
| Sep | 62140.193 | 100.1% |  | 5576.7907 | 100.1% |  | 1003.6683 | 99.99% |  |  | 17301.3513 | 100% |  | 553.2823 | 99.93%
| Oct | 62174.0592 | 100.1% |  | 5581.7373 | 100.1% |  | 1003.5682 | 99.99% |  |  | 17308.5957 | 100% |  | 552.9122 | 99.93%
| Nov | 62207.9439 | 100.1% |  | 5586.6882 | 100.1% |  | 1003.4681 | 99.99% |  |  | 17315.8432 | 100% |  | 552.5423 | 99.93%
| Dec | 62241.847 | 100.1% |  | 5591.6435 | 100.1% |  | 1003.368 | 99.99% |  |  | 17323.0937 | 100% |  | 552.1727 | 99.93%

## kW Forecast
|  | GS > 50 | [5 empty] | Street Lights
|  | kWh | kW | Ratio | 3-Yr MA |  |  | kWh | kW | Ratio | 3-Yr MA
|  | A | B | C = B / A
| 2010 | 906197008 | 2403006 | 0.0026517 |  |  | 2010 | 9467387 | 26416 | 0.0027902
| 2011 | 908229110 | 2396756 | 0.0026389 |  |  | 2011 | 9847280 | 27334 | 0.0027758
| 2012 | 903337846 | 2423043 | 0.0026823 | 0.0026577 |  | 2012 | 9866380 | 27457 | 0.0027829 | 0.002783
| 2013 | 899933878 | 2424733 | 0.0026943 | 0.0026719 |  | 2013 | 9864267 | 27500 | 0.0027878 | 0.0027822
| 2014 | 901672321 | 2373361 | 0.0026322 | 0.0026696 |  | 2014 | 9908447 | 27636 | 0.0027891 | 0.0027866
| 2015 | 907051642 | 2374100 | 0.0026174 | 0.002648 |  | 2015 | 9918681 | 27661 | 0.0027888 | 0.0027886
| 2016 | 920835908 | 2410544 | 0.0026178 | 0.0026224 |  | 2016 | 9945876 | 27648 | 0.0027798 | 0.0027859
| 2017 | 885596225 | 2363980 | 0.0026694 | 0.0026348 |  | 2017 | 11286654.7 | 30451.8 | 0.002698 | 0.0027843 | 2017 Ratio Excluded in Avg. Calculation
| 2018 | 874283086 | 2353522 | 0.0026919 | 0.0026597 |  | 2018 | 6528022.6 | 18200.9 | 0.0027881 | 0.002784
| 2019 | 837536595 | 2275484 | 0.0027169 | 0.0026927 |  | 2019 | 5537652.9 | 15445.8 | 0.0027892 | 0.0027887
|  | kWh Normalized | kW Normalized | Avg. Ratio | Trend Ratio (5-yr) |  |  | kWh Normalized | kW Normalized | Avg. Ratio | Trend Ratio (3-Yr. MA)
|  | D | E = D * G | F | G |  |  | D | E = D * F | F | G
| 2019 | 856829166.7594 | 2319865.0979 | 0.0026613 | 0.0027075 | ('14-'19) | 2019 | 5537652.9 | 15433.7004 | 0.0027858 | 0.002787
| 2020 | 811816614.8767 | 2214201.6412 | 0.0026613 | 0.0027275 |  | 2020 | 5541713.5212 | 15447.6201 | 0.0027858 | 0.0027875
| 2021 | 851942337.2562 | 2340652.3063 | 0.0026613 | 0.0027474 |  | 2021 | 5569643.7573 | 15528.0918 | 0.0027858 | 0.002788
|  | kWh | kW | Divergence |  |  |  | kWh | kW | Divergence
5-year change |  | -7.664% | -4.154% | 3.51% |  |  |  | -44.17% | -44.16% | 0.009092%
10-year change |  | -7.577% | -5.307% | 2.27% |  |  |  | -41.51% | -41.53% | -0.0205%
|  |  | Trend Used |  | 5-year trend |  |  |  | Average Used
*Both forecast lines and 3-Yr MA ignore 2017
2214201.6412

## kW Forecast (Weather Normal)
|  | GS > 50 |  |  |  |  | Street Lights
|  | kWh | kW | Ratio | 3-Yr MA |  | kWh | kW | Ratio | 3-Yr MA
|  | A | B | C = B / A
| 2010 | 913336088.7702 | 2421937.0423 | 0.0026517 |  | 2010 | 9467387 | 26416 | 0.0027902
| 2011 | 906704321.0055 | 2392732.1836 | 0.0026389 |  | 2011 | 9847280 | 27334 | 0.0027758
| 2012 | 907336935.0787 | 2433769.8447 | 0.0026823 | 0.0026577 | 2012 | 9866380 | 27457 | 0.0027829 | 0.002783
| 2013 | 901703985.2506 | 2429502.2809 | 0.0026943 | 0.0026719 | 2013 | 9864267 | 27500 | 0.0027878 | 0.0027822
| 2014 | 905507885.8601 | 2383456.885 | 0.0026322 | 0.0026696 | 2014 | 9908447 | 27636 | 0.0027891 | 0.0027866
| 2015 | 905635251.4806 | 2370392.766 | 0.0026174 | 0.002648 | 2015 | 9918681 | 27661 | 0.0027888 | 0.0027886
| 2016 | 903841853.0443 | 2366057.3365 | 0.0026178 | 0.0026224 | 2016 | 9945876 | 27648 | 0.0027798 | 0.0027859
| 2017 | 879360221.57 | 2347333.8277 | 0.0026694 | 0.0026348 | 2017 | 11286654.7 | 30451.8 | 0.002698 | 0.0027843 | 2017 Ratio Excluded in Avg. Calculation
| 2018 | 862733317.7283 | 2322430.6588 | 0.0026919 | 0.0026597 | 2018 | 6528022.6 | 18200.9 | 0.0027881 | 0.002784
| 2019 | 856829166.7594 | 2327899.5465 | 0.0027169 | 0.0026927 | 2019 | 5537652.9 | 15445.8 | 0.0027892 | 0.0027887
|  | kWh Normalized | kW Normalized | Avg. Ratio | Ratio Trend |  | kWh Normalized | kW Normalized | Avg. Ratio | Trend Ratio (3-Yr. MA)
|  | D | E = D * G | F | G |  | D | E = D * F | F | G
| 2010 | 913336088.7702 | 2421937.0423 |  | 0.0026517 | 2010 | 9467387 | 26373.8648 | 0.0027858 | 0.0027828
| 2011 | 906704321.0055 | 2392732.1836 |  | 0.0026389 | 2011 | 9847280 | 27432.1554 | 0.0027858 | 0.0027833
| 2012 | 907336935.0787 | 2433769.8447 |  | 0.0026823 | 2012 | 9866380 | 27485.3634 | 0.0027858 | 0.0027838
| 2013 | 901703985.2506 | 2429502.2809 |  | 0.0026943 | 2013 | 9864267 | 27479.4771 | 0.0027858 | 0.0027842
| 2014 | 905507885.8601 | 2383456.885 |  | 0.0026322 | 2014 | 9908447 | 27602.5519 | 0.0027858 | 0.0027847
| 2015 | 905635251.4806 | 2379683.0329 |  | 0.0026276 | 2015 | 9918681 | 27631.0614 | 0.0027858 | 0.0027852
| 2016 | 903841853.0443 | 2393015.9594 | 0.0026478 | 0.0026476 | 2016 | 9945876 | 27706.8201 | 0.0027858 | 0.0027856
| 2017 | 879360221.57 | 2345754.8282 | 0.0026478 | 0.0026676 | 2017 | 11286654.7 | 31441.9074 | 0.0027858 | 0.0027861
| 2018 | 862733317.7283 | 2318625.9941 | 0.0026478 | 0.0026875 | 2018 | 6528022.6 | 18185.502 | 0.0027858 | 0.0027866
| 2019 | 856829166.7594 | 2319865.0979 | 0.0026613 | 0.0027075 | 2019 | 5537652.9 | 15426.5701 | 0.0027858 | 0.002787
| 2020 | 811816614.8767 | 2214201.6412 | 0.0026613 | 0.0027275 | 2020 | 5541713.5212 | 15437.882 | 0.0027858 | 0.0027875
| 2021 | 851942337.2562 | 2340652.3063 | 0.0026613 | 0.0027474 | 2021 | 5569643.7573 | 15515.6889 | 0.0027858 | 0.002788
|  | kWh | kW | Divergence |  |  | kWh | kW | Divergence
5-year change |  | -5.389% | -1.793% | 3.596% |  |  | -44.17% | -44.16% | 0.009092%
10-year change |  | -6.187% | -3.883% | 2.304% |  |  | -41.51% | -41.53% | -0.0205%
|  |  | Trend Used |  | 5-year trend |  |  | Average Used
*Both forecast lines and 3-Yr MA ignore 2017

## CDM Adjustment
2019-2021 Forecasted kWh Savings by Rate Class
Rate Class | 2019 |  |  | 2020 | 2021 |  |  | CDM Adjustment | LRAMVA Target
| kWh | CDM Adj Weight | Amount | kWh | kWh | CDM Adj Weight | Amount | kWh | kWh
| A | B | C = A * B | D | E | F | G = E * F | H = C + D + G | I = A + D + E
Residential |  | 0.5 | 0 | 0 | 0 | 0.5 | 0 | 0 | 0
GS < 50 |  | 0.5 | 0 | 122603.5954 | 0 | 0.5 | 0 | 122603.5954 | 122603.5954
GS > 50 |  | 0.5 | 0 | 2192934.2797 | 0 | 0.5 | 0 | 2192934.2797 | 2192934.2797
TOTAL | 0 | 0.5 | 0 | 2315537.8752 | 0 | 0.5 | 0 | 2315537.8752 | 2315537.8752
2019-2021 kW Forecasted Savings by Rate Class
Rate Class | 2021 Forecast kWh |  |  | 2021 Forecast kW |  |  | LRAMVA
| Weather-Normal Forecast | CDM | % Savings | Weather-Normal Forecast | CDM |  | LRAMVA kWh | % Savings | LRAMVA kW
| A | B | C = B / A | D | E = C * D |  | F | G = F / B | H = D * G
GS > 50 | 811816614.8767 | 2192934.2797 | 0.2701% | 2214201.6412 | 5981.1521 |  | 2192934.2797 | 0.2701% | 5981.1521
TOTAL | 811816614.8767 | 2192934.2797 | 0.2701% | 2214201.6412 | 5981.1521 |  | 2192934.2797 |  | 5981.1521

## Summary Tables
Normal Forecast
kWh | 2014 Actual | 2015 Actual | 2016 Actual | 2017 Actual | 2018 Actual | 2019 Actual | 2019 Normalized | 2020 Forecast | 2021 Forecast
Residential | 530303117 | 530999846 | 545123880 | 501428451 | 536801589 | 512580883 | 519437059.1455 | 522964887.5775 | 520340551.8791
GS < 50 | 172644356 | 170245509 | 169905557 | 166894185 | 174257110 | 170703484 | 171388252.4154 | 152041920.4297 | 168816433.8639
GS > 50 | 901672321 | 907051642 | 920835908 | 885596225 | 874283086 | 837536595 | 856829166.7594 | 811816614.8767 | 851942337.2562
Street Light | 9908447 | 9918681 | 9945876 | 11286654.7 | 6528022.6 | 5537652.9 | 5537652.9 | 5541713.5212 | 5569643.7573
USL | 3098633 | 3110148 | 3115033 | 3130244 | 3138478 | 3144191 | 3144191 | 3128398.0785 | 3103370.8938
Total | 1617626874 | 1621325826 | 1648926254 | 1568335759.7 | 1595008285.6 | 1529502805.9 | 1556336322.2203 | 1495493534.4836 | 1549772337.6503
CDM Adjusted
kWh | 2021 Weather Normal Forecast | CDM Adjustment | 2021 CDM Adjusted Forecast
Residential | 520340551.8791 |  | 520340551.8791
GS < 50 | 168816433.8639 | 122603.5954 | 168693830.2685
GS > 50 | 851942337.2562 | 2192934.2797 | 849749402.9765
Street Light | 5569643.7573 |  | 5569643.7573
USL | 3103370.8938 |  | 3103370.8938
Total | 1549772337.6503 | 2315537.8752 | 1547456799.7752
Normal Forecast
kW | 2014 Actual | 2015 Actual | 2016 Actual | 2017 Actual | 2018 Actual | 2019 Actual | 2019 Normalized | 2020 Forecast | 2021 Forecast
GS > 50 | 2373361 | 2374100 | 2410544 | 2363980 | 2353522 | 2275484 | 2319865.0979 | 2214201.6412 | 2340652.3063
Street Light | 27636 | 27661 | 27648 | 30451.8 | 18200.9 | 15445.8 | 15433.7004 | 15447.6201 | 15528.0918
Total | 2400997 | 2401761 | 2438192 | 2394431.8 | 2371722.9 | 2290929.8 | 2335298.7983 | 2229649.2613 | 2356180.3981
CDM Adjusted
kW | 2021 Weather Normal Forecast | CDM Adjustment | 2021 CDM Adjusted Forecast
GS > 50 | 2340652.3063 | 5981.1521 | 2334671.1542
Street Light | 15528.0918 |  | 15528.0918
Total | 2356180.3981 | 5981.1521 | 2350199.246
Customers / Devices
Customers | 2014 Actual | 2015 Actual | 2016 Actual | 2017 Actual | 2018 Actual | 2019 Actual | 2020 Forecast | 2021 Forecast
Residential | 59824.4167 | 60123.25 | 60318.8333 | 60502 | 60920.0833 | 61427.6667 | 61651.2855 | 62055.7179
GS < 50 | 5198.4583 | 5238.5 | 5272.8333 | 5341.6667 | 5427.75 | 5489.5 | 5505.5601 | 5564.4696
GS > 50 | 1021.2083 | 1027.6667 | 1034.1667 | 1003.6667 | 985.8333 | 984.8333 | 1005.1248 | 1003.9187
Street Light | 15170.75 | 15228.5833 | 15252.6667 | 17184 | 17184 | 17184 | 17196.6006 | 17283.2715
USL | 559 | 556.75 | 559.0833 | 561.9167 | 563.3333 | 561.5 | 558.6796 | 554.2102
Total | 81773.8333 | 82174.75 | 82437.5833 | 84593.25 | 85081 | 85647.5 | 85917.2507 | 86461.5879

## Summary Tables (Weather Normal)
Normal Forecast
kWh | 2014 Normal | 2015 Normal | 2016 Normal | 2017 Normal | 2018 Normal | 2019 Normal | 2019 Normalized | 2020 Forecast | 2021 Forecast
Residential | 542486578.2209 | 535229437.263 | 530359034.0894 | 517514018.8984 | 512302474.8947 | 519437059.1455 | 519437059.1455 | 522964887.5775 | 520340551.8791
GS < 50 | 173034828.2866 | 171290091.1593 | 168535116.1528 | 169111514.938 | 170211043.6303 | 171388252.4154 | 171388252.4154 | 152041920.4297 | 168816433.8639
GS > 50 | 905507885.8601 | 905635251.4806 | 903841853.0443 | 879360221.57 | 862733317.7283 | 856829166.7594 | 856829166.7594 | 811816614.8767 | 851942337.2562
Street Light | 9908447 | 9918681 | 9945876 | 11286654.7 | 6528022.6 | 5537652.9 | 5537652.9 | 5541713.5212 | 5569643.7573
USL | 3098633 | 3110148 | 3115033 | 3130244 | 3138478 | 3144191 | 3144191 | 3128398.0785 | 3103370.8938
Total | 1634036372.3676 | 1625183608.9029 | 1615796912.2865 | 1580402654.1064 | 1554913336.8533 | 1556336322.2203 | 1556336322.2203 | 1495493534.4836 | 1549772337.6503
CDM Adjusted
kWh | 2021 Weather Normal Forecast | CDM Adjustment | 2021 CDM Adjusted Forecast
Residential | 520340551.8791 |  | 520340551.8791
GS < 50 | 168816433.8639 | 122603.5954 | 168693830.2685
GS > 50 | 851942337.2562 | 2192934.2797 | 849749402.9765
Street Light | 5569643.7573 |  | 5569643.7573
USL | 3103370.8938 |  | 3103370.8938
Total | 1549772337.6503 | 2315537.8752 | 1547456799.7752
Normal Forecast
kW | 2014 Normal | 2015 Normal | 2016 Normal | 2017 Normal | 2018 Normal | 2019 Normal | 2019 Normalized | 2020 Forecast | 2021 Forecast
GS > 50 | 2383456.885 | 2379683.0329 | 2393015.9594 | 2345754.8282 | 2318625.9941 | 2319865.0979 | 2319865.0979 | 2214201.6412 | 2340652.3063
Street Light | 27636 | 27661 | 27648 | 30451.8 | 18200.9 | 15445.8 | 15433.7004 | 15447.6201 | 15528.0918
Total | 2411092.885 | 2407344.0329 | 2420663.9594 | 2376206.6282 | 2336826.8941 | 2335310.8979 | 2335298.7983 | 2229649.2613 | 2356180.3981
CDM Adjusted
kW | 2021 Weather Normal Forecast | CDM Adjustment | 2021 CDM Adjusted Forecast
GS > 50 | 2340652.3063 | 5981.1521 | 2334671.1542
Street Light | 15528.0918 |  | 15528.0918
Total | 2356180.3981 | 5981.1521 | 2350199.246
Customers / Devices
Customers | 2014 Actual | 2015 Actual | 2016 Actual | 2017 Actual | 2018 Actual | 2019 Actual | 2020 Forecast | 2021 Forecast
Residential | 59824.4167 | 60123.25 | 60318.8333 | 60502 | 60920.0833 | 61427.6667 | 61651.2855 | 62055.7179
GS < 50 | 5198.4583 | 5238.5 | 5272.8333 | 5341.6667 | 5427.75 | 5489.5 | 5505.5601 | 5564.4696
GS > 50 | 1021.2083 | 1027.6667 | 1034.1667 | 1003.6667 | 985.8333 | 984.8333 | 1005.1248 | 1003.9187
Street Light | 15170.75 | 15228.5833 | 15252.6667 | 17184 | 17184 | 17184 | 17196.6006 | 17283.2715
USL | 559 | 556.75 | 559.0833 | 561.9167 | 563.3333 | 561.5 | 558.6796 | 554.2102
Total | 81773.8333 | 82174.75 | 82437.5833 | 84593.25 | 85081 | 85647.5 | 85917.2507 | 86461.5879

## Res Normalized Monthly Avg Tr
Date | Year | Month | Res_NoCDM | HDD12 | CDD14 | Trend | Ont_FTEAdj | Shoulder | Month Days | const | HDD12 | CDD14 | Trend | Ont_FTEAdj | Shoulder | Month Days | Predicted | Difference
2010-01-01 | 2010 | 1 | 49397907 | 477.14 | 0 | 1 | 6466.9 | 0 | 31 | -56983784.0878 | 6886361.0181 | 0 | -54771.7062 | 46143249.2955 | 0 | 51248595.4968 | 47239650.0165 | -2158256.9835 | 4.369%
2010-02-01 | 2010 | 2 | 40768686 | 417.05 | 0 | 2 | 6471 | 0 | 28 | -56983784.0878 | 6019107.3115 | 0 | -109543.4124 | 46172504.0114 | 0 | 46289053.9972 | 41387337.8198 | 618651.8198 | 1.517%
2010-03-01 | 2010 | 3 | 40910014 | 332.71 | 0.03 | 3 | 6477.5 | 1 | 31 | -56983784.0878 | 4801863.5502 | 2121.0126 | -164315.1186 | 46218883.439 | -2271916.0407 | 51248595.4968 | 42851448.2515 | 1941434.2515 | 4.746%
2010-04-01 | 2010 | 4 | 36681881 | 164.54 | 1.45 | 4 | 6485 | 1 | 30 | -56983784.0878 | 2374736.6432 | 102515.6104 | -219086.8248 | 46272398.1632 | -2271916.0407 | 49595414.997 | 38870278.4604 | 2188397.4604 | 5.966%
2010-05-01 | 2010 | 5 | 44687288 | 35.92 | 50.69 | 5 | 6506.8 | 1 | 31 | -56983784.0878 | 518418.2583 | 3583804.3404 | -273858.531 | 46427947.6281 | -2271916.0407 | 51248595.4968 | 42249207.0641 | -2438080.9359 | 5.456%
2010-06-01 | 2010 | 6 | 51533466 | 0.38 | 145.18 | 6 | 6540.8 | 0 | 30 | -56983784.0878 | 5484.3802 | 10264287.1205 | -328630.2372 | 46670547.711 | 0 | 49595414.997 | 49223319.8837 | -2310146.1163 | 4.483%
2010-07-01 | 2010 | 7 | 61497459 | 0 | 268.19 | 7 | 6561 | 0 | 31 | -56983784.0878 | 0 | 18961145.9075 | -383401.9434 | 46814680.7014 | 0 | 51248595.4968 | 59657236.0746 | -1840222.9254 | 2.992%
2010-08-01 | 2010 | 8 | 57219511 | 0 | 239.59 | 8 | 6568.9 | 0 | 31 | -56983784.0878 | 0 | 16939113.867 | -438173.6496 | 46871049.5442 | 0 | 51248595.4968 | 57636801.1706 | 417290.1706 | 0.7293%
2010-09-01 | 2010 | 9 | 45833578 | 0.49 | 132.95 | 9 | 6556 | 1 | 30 | -56983784.0878 | 7071.964 | 9399620.9717 | -492945.3558 | 46779004.2186 | -2271916.0407 | 49595414.997 | 46032466.667 | 198888.667 | 0.4339%
2010-10-01 | 2010 | 10 | 41340554 | 53.33 | 27.9 | 10 | 6551.6 | 1 | 31 | -56983784.0878 | 769689.4687 | 1972541.7458 | -547717.062 | 46747608.9138 | -2271916.0407 | 51248595.4968 | 40935018.4347 | -405535.5653 | 0.981%
2010-11-01 | 2010 | 11 | 39815993 | 207.66 | 0.69 | 11 | 6555.7 | 1 | 30 | -56983784.0878 | 2997069.4744 | 48783.2905 | -602488.7682 | 46776863.6297 | -2271916.0407 | 49595414.997 | 39559942.4948 | -256050.5052 | 0.6431%
2010-12-01 | 2010 | 12 | 47209999 | 351.65 | 0 | 12 | 6578.3 | 0 | 31 | -56983784.0878 | 5075216.6073 | 0 | -657260.4744 | 46938121.3318 | 0 | 51248595.4968 | 45620888.8738 | -1589110.1262 | 3.366%
2011-01-01 | 2011 | 1 | 49456916.4761 | 477.14 | 0 | 13 | 6606.3 | 0 | 31 | -56983784.0878 | 6886361.0181 | 0 | -712032.1806 | 47137909.6354 | 0 | 51248595.4968 | 47577049.882 | -1879866.5942 | 3.801%
2011-02-01 | 2011 | 2 | 41737382.4761 | 417.05 | 0 | 14 | 6619.5 | 0 | 28 | -56983784.0878 | 6019107.3115 | 0 | -766803.8868 | 47232095.5499 | 0 | 46289053.9972 | 41789668.884 | 52286.4078 | 0.1253%
2011-03-01 | 2011 | 3 | 42523489.4761 | 332.71 | 0.03 | 15 | 6628.6 | 1 | 31 | -56983784.0878 | 4801863.5502 | 2121.0126 | -821575.593 | 47297026.7486 | -2271916.0407 | 51248595.4968 | 43272331.0867 | 748841.6106 | 1.761%
2011-04-01 | 2011 | 4 | 38514761.4761 | 164.54 | 1.45 | 16 | 6635.5 | 1 | 30 | -56983784.0878 | 2374736.6432 | 102515.6104 | -876347.2992 | 47346260.2948 | -2271916.0407 | 49595414.997 | 39286880.1177 | 772118.6415 | 2.005%
2011-05-01 | 2011 | 5 | 42499355.4761 | 35.92 | 50.69 | 17 | 6645.8 | 1 | 31 | -56983784.0878 | 518418.2583 | 3583804.3404 | -931119.0054 | 47419753.8493 | -2271916.0407 | 51248595.4968 | 42583752.811 | 84397.3348 | 0.1986%
2011-06-01 | 2011 | 6 | 49779830.4761 | 0.38 | 145.18 | 18 | 6662 | 0 | 30 | -56983784.0878 | 5484.3802 | 10264287.1205 | -985890.7116 | 47535345.6535 | 0 | 49595414.997 | 49430857.3519 | -348973.1243 | 0.701%
2011-07-01 | 2011 | 7 | 61715744.4761 | 0 | 268.19 | 19 | 6665.8 | 0 | 31 | -56983784.0878 | 0 | 18961145.9075 | -1040662.4178 | 47562459.7804 | 0 | 51248595.4968 | 59747754.6793 | -1967989.7969 | 3.189%
2011-08-01 | 2011 | 8 | 56143271.4761 | 0 | 239.59 | 20 | 6677.5 | 0 | 31 | -56983784.0878 | 0 | 16939113.867 | -1095434.1239 | 47645942.7501 | 0 | 51248595.4968 | 57754433.9022 | 1611162.4261 | 2.87%
2011-09-01 | 2011 | 9 | 44393787.4761 | 0.49 | 132.95 | 21 | 6674.4 | 1 | 30 | -56983784.0878 | 7071.964 | 9399620.9717 | -1150205.8301 | 47623823.3308 | -2271916.0407 | 49595414.997 | 46220025.3048 | 1826237.8286 | 4.114%
2011-10-01 | 2011 | 10 | 41972796.4761 | 53.33 | 27.9 | 22 | 6668.1 | 1 | 31 | -56983784.0878 | 769689.4687 | 1972541.7458 | -1204977.5363 | 47578870.9625 | -2271916.0407 | 51248595.4968 | 41109020.009 | -863776.4671 | 2.058%
2011-11-01 | 2011 | 11 | 39897288.4761 | 207.66 | 0.69 | 23 | 6662.8 | 1 | 30 | -56983784.0878 | 2997069.4744 | 48783.2905 | -1259749.2425 | 47541053.8908 | -2271916.0407 | 49595414.997 | 39666872.2815 | -230416.1946 | 0.5775%
2011-12-01 | 2011 | 12 | 43807291.4761 | 351.65 | 0 | 24 | 6667.5 | 0 | 31 | -56983784.0878 | 5075216.6073 | 0 | -1314520.9487 | 47574589.7846 | 0 | 51248595.4968 | 45600096.8522 | 1792805.3761 | 4.092%
2012-01-01 | 2012 | 1 | 47070680.8973 | 477.14 | 0 | 25 | 6673.6 | 0 | 31 | -56983784.0878 | 6886361.0181 | 0 | -1369292.6549 | 47618115.0936 | 0 | 51248595.4968 | 47399994.8658 | 329313.9685 | 0.6996%
2012-02-01 | 2012 | 2 | 40386842.8973 | 417.05 | 0 | 26 | 6670.7 | 0 | 29 | -56983784.0878 | 6019107.3115 | 0 | -1424064.3611 | 47597422.7336 | 0 | 47942234.4971 | 43150916.0932 | 2764073.1959 | 6.844%
2012-03-01 | 2012 | 3 | 39034538.8973 | 332.71 | 0.03 | 27 | 6674 | 1 | 31 | -56983784.0878 | 4801863.5502 | 2121.0126 | -1478836.0673 | 47620969.2122 | -2271916.0407 | 51248595.4968 | 42939013.076 | 3904474.1787 | 10%
2012-04-01 | 2012 | 4 | 37958885.8973 | 164.54 | 1.45 | 28 | 6685.8 | 1 | 30 | -56983784.0878 | 2374736.6432 | 102515.6104 | -1533607.7735 | 47705165.7116 | -2271916.0407 | 49595414.997 | 38988525.06 | 1029639.1628 | 2.713%
2012-05-01 | 2012 | 5 | 43107352.8973 | 35.92 | 50.69 | 29 | 6690.1 | 1 | 31 | -56983784.0878 | 518418.2583 | 3583804.3404 | -1588379.4797 | 47735847.4867 | -2271916.0407 | 51248595.4968 | 42242585.974 | -864766.9232 | 2.006%
2012-06-01 | 2012 | 6 | 53239807.8973 | 0.38 | 145.18 | 30 | 6693.3 | 0 | 30 | -56983784.0878 | 5484.3802 | 10264287.1205 | -1643151.1859 | 47758680.4357 | 0 | 49595414.997 | 48996931.6597 | -4242876.2376 | 7.969%
2012-07-01 | 2012 | 7 | 63475935.8973 | 0 | 268.19 | 31 | 6694.6 | 0 | 31 | -56983784.0878 | 0 | 18961145.9075 | -1697922.8921 | 47767956.3212 | 0 | 51248595.4968 | 59295990.7457 | -4179945.1516 | 6.585%
2012-08-01 | 2012 | 8 | 57530370.8973 | 0 | 239.59 | 32 | 6703.3 | 0 | 31 | -56983784.0878 | 0 | 16939113.867 | -1752694.5983 | 47830033.4013 | 0 | 51248595.4968 | 57281264.079 | -249106.8183 | 0.433%
2012-09-01 | 2012 | 9 | 46622905.8973 | 0.49 | 132.95 | 33 | 6707.4 | 1 | 30 | -56983784.0878 | 7071.964 | 9399620.9717 | -1807466.3045 | 47859288.1172 | -2271916.0407 | 49595414.997 | 45798229.6168 | -824676.2805 | 1.769%
2012-10-01 | 2012 | 10 | 41986598.8973 | 53.33 | 27.9 | 34 | 6710 | 1 | 31 | -56983784.0878 | 769689.4687 | 1972541.7458 | -1862238.0107 | 47877839.8882 | -2271916.0407 | 51248595.4968 | 40750728.4603 | -1235870.4369 | 2.943%
2012-11-01 | 2012 | 11 | 39489997.8973 | 207.66 | 0.69 | 35 | 6722.4 | 1 | 30 | -56983784.0878 | 2997069.4744 | 48783.2905 | -1917009.7169 | 47966317.5655 | -2271916.0407 | 49595414.997 | 39434875.4819 | -55122.4154 | 0.1396%
2012-12-01 | 2012 | 12 | 44841090.8973 | 351.65 | 0 | 36 | 6740.6 | 0 | 31 | -56983784.0878 | 5075216.6073 | 0 | -1971781.4231 | 48096179.9628 | 0 | 51248595.4968 | 45464426.5561 | 623335.6588 | 1.39%
2013-01-01 | 2013 | 1 | 47995321.7209 | 477.14 | 0 | 37 | 6758.8 | 0 | 31 | -56983784.0878 | 6886361.0181 | 0 | -2026553.1293 | 48226042.3601 | 0 | 51248595.4968 | 47350661.658 | -644660.0629 | 1.343%
2013-02-01 | 2013 | 2 | 41164712.7209 | 417.05 | 0 | 38 | 6775.5 | 0 | 28 | -56983784.0878 | 6019107.3115 | 0 | -2081324.8355 | 48345201.8126 | 0 | 46289053.9972 | 41588254.1979 | 423541.477 | 1.029%
2013-03-01 | 2013 | 3 | 42435047.7209 | 332.71 | 0.03 | 39 | 6781.1 | 1 | 31 | -56983784.0878 | 4801863.5502 | 2121.0126 | -2136096.5417 | 48385159.4733 | -2271916.0407 | 51248595.4968 | 43045942.8627 | 610895.1418 | 1.44%
2013-04-01 | 2013 | 4 | 38570561.7209 | 164.54 | 1.45 | 40 | 6788.9 | 1 | 30 | -56983784.0878 | 2374736.6432 | 102515.6104 | -2190868.2479 | 48440814.7864 | -2271916.0407 | 49595414.997 | 39066913.6606 | 496351.9397 | 1.287%
2013-05-01 | 2013 | 5 | 41401216.7209 | 35.92 | 50.69 | 41 | 6801.1 | 1 | 31 | -56983784.0878 | 518418.2583 | 3583804.3404 | -2245639.9541 | 48527865.4044 | -2271916.0407 | 51248595.4968 | 42377343.4173 | 976126.6965 | 2.358%
2013-06-01 | 2013 | 6 | 47845491.7209 | 0.38 | 145.18 | 42 | 6815.2 | 0 | 30 | -56983784.0878 | 5484.3802 | 10264287.1205 | -2300411.6603 | 48628473.0859 | 0 | 49595414.997 | 49209463.8355 | 1363972.1146 | 2.851%
2013-07-01 | 2013 | 7 | 56314814.7209 | 0 | 268.19 | 43 | 6826.2 | 0 | 31 | -56983784.0878 | 0 | 18961145.9075 | -2355183.3665 | 48706961.348 | 0 | 51248595.4968 | 59577735.298 | 3262920.5771 | 5.794%
2013-08-01 | 2013 | 8 | 53136083.7209 | 0 | 239.59 | 44 | 6833.9 | 0 | 31 | -56983784.0878 | 0 | 16939113.867 | -2409955.0727 | 48761903.1314 | 0 | 51248595.4968 | 57555873.3348 | 4419789.6139 | 8.318%
2013-09-01 | 2013 | 9 | 45426909.7209 | 0.49 | 132.95 | 45 | 6843.3 | 1 | 30 | -56983784.0878 | 7071.964 | 9399620.9717 | -2464726.7789 | 48828974.9191 | -2271916.0407 | 49595414.997 | 46110655.9443 | 683746.2234 | 1.505%
2013-10-01 | 2013 | 10 | 42344925.7209 | 53.33 | 27.9 | 46 | 6850.3 | 1 | 31 | -56983784.0878 | 769689.4687 | 1972541.7458 | -2519498.4851 | 48878921.995 | -2271916.0407 | 51248595.4968 | 41094550.0927 | -1250375.6282 | 2.953%
2013-11-01 | 2013 | 11 | 41292979.7209 | 207.66 | 0.69 | 47 | 6854 | 1 | 30 | -56983784.0878 | 2997069.4744 | 48783.2905 | -2574270.1913 | 48905322.5922 | -2271916.0407 | 49595414.997 | 39716620.0342 | -1576359.6867 | 3.818%
2013-12-01 | 2013 | 12 | 46594417.7209 | 351.65 | 0 | 48 | 6850.4 | 0 | 31 | -56983784.0878 | 5075216.6073 | 0 | -2629041.8975 | 48879635.5246 | 0 | 51248595.4968 | 45590621.6435 | -1003796.0774 | 2.154%
2014-01-01 | 2014 | 1 | 51200778.5718 | 477.14 | 0 | 49 | 6848.3 | 0 | 31 | -56983784.0878 | 6886361.0181 | 0 | -2683813.6037 | 48864651.4018 | 0 | 51248595.4968 | 47332010.2253 | -3868768.3465 | 7.556%
2014-02-01 | 2014 | 2 | 43486614.5718 | 417.05 | 0 | 50 | 6850 | 0 | 28 | -56983784.0878 | 6019107.3115 | 0 | -2738585.3099 | 48876781.406 | 0 | 46289053.9972 | 41462573.3169 | -2024041.2549 | 4.654%
2014-03-01 | 2014 | 3 | 44184194.5718 | 332.71 | 0.03 | 51 | 6856.4 | 1 | 31 | -56983784.0878 | 4801863.5502 | 2121.0126 | -2793357.0161 | 48922447.3039 | -2271916.0407 | 51248595.4968 | 42925970.219 | -1258224.3529 | 2.848%
2014-04-01 | 2014 | 4 | 38731453.5718 | 164.54 | 1.45 | 52 | 6869.6 | 1 | 30 | -56983784.0878 | 2374736.6432 | 102515.6104 | -2848128.7223 | 49016633.2185 | -2271916.0407 | 49595414.997 | 38985471.6182 | 254018.0464 | 0.6558%
2014-05-01 | 2014 | 5 | 40675001.5718 | 35.92 | 50.69 | 53 | 6870.6 | 1 | 31 | -56983784.0878 | 518418.2583 | 3583804.3404 | -2902900.4285 | 49023768.515 | -2271916.0407 | 51248595.4968 | 42215986.0536 | 1540984.4817 | 3.789%
2014-06-01 | 2014 | 6 | 45459103.5718 | 0.38 | 145.18 | 54 | 6865.4 | 0 | 30 | -56983784.0878 | 5484.3802 | 10264287.1205 | -2957672.1347 | 48986664.9729 | 0 | 49595414.997 | 48910395.2482 | 3451291.6764 | 7.592%
2014-07-01 | 2014 | 7 | 51897622.5718 | 0 | 268.19 | 55 | 6864.4 | 0 | 31 | -56983784.0878 | 0 | 18961145.9075 | -3012443.8409 | 48979529.6764 | 0 | 51248595.4968 | 59193043.1521 | 7295420.5802 | 14.06%
2014-08-01 | 2014 | 8 | 50248064.5718 | 0 | 239.59 | 56 | 6869.9 | 0 | 31 | -56983784.0878 | 0 | 16939113.867 | -3067215.5471 | 49018773.8074 | 0 | 51248595.4968 | 57155483.5364 | 6907418.9646 | 13.75%
2014-09-01 | 2014 | 9 | 43927568.5718 | 0.49 | 132.95 | 57 | 6884.5 | 1 | 30 | -56983784.0878 | 7071.964 | 9399620.9717 | -3121987.2533 | 49122949.1372 | -2271916.0407 | 49595414.997 | 45747369.688 | 1819801.1162 | 4.143%
2014-10-01 | 2014 | 10 | 41698922.5718 | 53.33 | 27.9 | 58 | 6901.5 | 1 | 31 | -56983784.0878 | 769689.4687 | 1972541.7458 | -3176758.9595 | 49244249.1786 | -2271916.0407 | 51248595.4968 | 40802616.802 | -896305.7698 | 2.149%
2014-11-01 | 2014 | 11 | 40599034.5718 | 207.66 | 0.69 | 59 | 6907.5 | 1 | 30 | -56983784.0878 | 2997069.4744 | 48783.2905 | -3231530.6657 | 49287060.9579 | -2271916.0407 | 49595414.997 | 39441097.9256 | -1157936.6463 | 2.852%
2014-12-01 | 2014 | 12 | 45189588.5718 | 351.65 | 0 | 60 | 6903.1 | 0 | 31 | -56983784.0878 | 5075216.6073 | 0 | -3286302.3718 | 49255665.6531 | 0 | 51248595.4968 | 45309391.2976 | 119802.7258 | 0.2651%
2015-01-01 | 2015 | 1 | 49884340.3839 | 477.14 | 0 | 61 | 6885.7 | 0 | 31 | -56983784.0878 | 6886361.0181 | 0 | -3341074.078 | 49131511.493 | 0 | 51248595.4968 | 46941609.8421 | -2942730.5418 | 5.899%
2015-02-01 | 2015 | 2 | 42980985.3839 | 417.05 | 0 | 62 | 6885.3 | 0 | 28 | -56983784.0878 | 6019107.3115 | 0 | -3395845.7842 | 49128657.3744 | 0 | 46289053.9972 | 41057188.811 | -1923796.5729 | 4.476%
2015-03-01 | 2015 | 3 | 43419024.3839 | 332.71 | 0.03 | 63 | 6892.1 | 1 | 31 | -56983784.0878 | 4801863.5502 | 2121.0126 | -3450617.4904 | 49177177.391 | -2271916.0407 | 51248595.4968 | 42523439.8317 | -895584.5523 | 2.063%
2015-04-01 | 2015 | 4 | 38613457.3839 | 164.54 | 1.45 | 64 | 6897.3 | 1 | 30 | -56983784.0878 | 2374736.6432 | 102515.6104 | -3505389.1966 | 49214280.9331 | -2271916.0407 | 49595414.997 | 38525858.8584 | -87598.5255 | 0.2269%
2015-05-01 | 2015 | 5 | 40763108.3839 | 35.92 | 50.69 | 65 | 6906.5 | 1 | 31 | -56983784.0878 | 518418.2583 | 3583804.3404 | -3560160.9028 | 49279925.6614 | -2271916.0407 | 51248595.4968 | 41814882.7256 | 1051774.3417 | 2.58%
2015-06-01 | 2015 | 6 | 46119249.3839 | 0.38 | 145.18 | 66 | 6921.3 | 0 | 30 | -56983784.0878 | 5484.3802 | 10264287.1205 | -3614932.609 | 49385528.0504 | 0 | 49595414.997 | 48651997.8513 | 2532748.4674 | 5.492%
2015-07-01 | 2015 | 7 | 54424085.3839 | 0 | 268.19 | 67 | 6941.2 | 0 | 31 | -56983784.0878 | 0 | 18961145.9075 | -3669704.3152 | 49527520.4519 | 0 | 51248595.4968 | 59083773.4532 | 4659688.0693 | 8.562%
2015-08-01 | 2015 | 8 | 55134636.3839 | 0 | 239.59 | 68 | 6949.2 | 0 | 31 | -56983784.0878 | 0 | 16939113.867 | -3724476.0214 | 49584602.8243 | 0 | 51248595.4968 | 57064052.0789 | 1929415.695 | 3.499%
2015-09-01 | 2015 | 9 | 47798131.3839 | 0.49 | 132.95 | 69 | 6941.1 | 1 | 30 | -56983784.0878 | 7071.964 | 9399620.9717 | -3779247.7276 | 49526806.9222 | -2271916.0407 | 49595414.997 | 45493966.9987 | -2304164.3852 | 4.821%
2015-10-01 | 2015 | 10 | 41883670.3839 | 53.33 | 27.9 | 70 | 6934.8 | 1 | 31 | -56983784.0878 | 769689.4687 | 1972541.7458 | -3834019.4338 | 49481854.5539 | -2271916.0407 | 51248595.4968 | 40382961.7029 | -1500708.681 | 3.583%
2015-11-01 | 2015 | 11 | 38353292.3839 | 207.66 | 0.69 | 71 | 6928.3 | 1 | 30 | -56983784.0878 | 2997069.4744 | 48783.2905 | -3888791.14 | 49435475.1263 | -2271916.0407 | 49595414.997 | 38932251.6196 | 578959.2357 | 1.51%
2015-12-01 | 2015 | 12 | 41803813.3839 | 351.65 | 0 | 72 | 6942.8 | 0 | 31 | -56983784.0878 | 5075216.6073 | 0 | -3943562.8462 | 49538936.9263 | 0 | 51248595.4968 | 44935402.0965 | 3131588.7126 | 7.491%
2016-01-01 | 2016 | 1 | 46084693.9842 | 477.14 | 0 | 73 | 6957.7 | 0 | 31 | -56983784.0878 | 6886361.0181 | 0 | -3998334.5524 | 49645252.845 | 0 | 51248595.4968 | 46798090.7198 | 713396.7355 | 1.548%
2016-02-01 | 2016 | 2 | 40582823.9842 | 417.05 | 0 | 74 | 6970.6 | 0 | 29 | -56983784.0878 | 6019107.3115 | 0 | -4053106.2586 | 49737298.1706 | 0 | 47942234.4971 | 42661749.6327 | 2078925.6485 | 5.123%
2016-03-01 | 2016 | 3 | 40648907.9842 | 332.71 | 0.03 | 75 | 6978.1 | 1 | 31 | -56983784.0878 | 4801863.5502 | 2121.0126 | -4107877.9648 | 49790812.8948 | -2271916.0407 | 51248595.4968 | 42479814.8611 | 1830906.8768 | 4.504%
2016-04-01 | 2016 | 4 | 38183247.9842 | 164.54 | 1.45 | 76 | 6981.8 | 1 | 30 | -56983784.0878 | 2374736.6432 | 102515.6104 | -4162649.671 | 49817213.492 | -2271916.0407 | 49595414.997 | 38471530.943 | 288282.9588 | 0.755%
2016-05-01 | 2016 | 5 | 42648799.9842 | 35.92 | 50.69 | 77 | 6994.4 | 1 | 31 | -56983784.0878 | 518418.2583 | 3583804.3404 | -4217421.3772 | 49907118.2286 | -2271916.0407 | 51248595.4968 | 41784814.8184 | -863985.1658 | 2.026%
2016-06-01 | 2016 | 6 | 51837156.9842 | 0.38 | 145.18 | 78 | 7001.9 | 0 | 30 | -56983784.0878 | 5484.3802 | 10264287.1205 | -4272193.0834 | 49960632.9528 | 0 | 49595414.997 | 48569842.2793 | -3267314.7049 | 6.303%
2016-07-01 | 2016 | 7 | 62950910.9842 | 0 | 268.19 | 79 | 6995.7 | 0 | 31 | -56983784.0878 | 0 | 18961145.9075 | -4326964.7896 | 49916394.1141 | 0 | 51248595.4968 | 58815386.6411 | -4135524.3431 | 6.569%
2016-08-01 | 2016 | 8 | 61477768.9842 | 0 | 239.59 | 80 | 6990.6 | 0 | 31 | -56983784.0878 | 0 | 16939113.867 | -4381736.4958 | 49880004.1017 | 0 | 51248595.4968 | 56702192.8819 | -4775576.1023 | 7.768%
2016-09-01 | 2016 | 9 | 50972090.9842 | 0.49 | 132.95 | 81 | 6988.9 | 1 | 30 | -56983784.0878 | 7071.964 | 9399620.9717 | -4436508.202 | 49867874.0976 | -2271916.0407 | 49595414.997 | 45177773.6997 | -5794317.2845 | 11.37%
2016-10-01 | 2016 | 10 | 42378157.9842 | 53.33 | 27.9 | 82 | 7006.2 | 1 | 31 | -56983784.0878 | 769689.4687 | 1972541.7458 | -4491279.9082 | 49991314.728 | -2271916.0407 | 51248595.4968 | 40235161.4026 | -2142996.5816 | 5.057%
2016-11-01 | 2016 | 11 | 38434874.9842 | 207.66 | 0.69 | 83 | 7018.5 | 1 | 30 | -56983784.0878 | 2997069.4744 | 48783.2905 | -4546051.6144 | 50079078.8756 | -2271916.0407 | 49595414.997 | 38918594.8945 | 483719.9103 | 1.259%
2016-12-01 | 2016 | 12 | 44072140.9842 | 351.65 | 0 | 84 | 7028.8 | 0 | 31 | -56983784.0878 | 5075216.6073 | 0 | -4600823.3206 | 50152572.4301 | 0 | 51248595.4968 | 44891777.1259 | 819636.1417 | 1.86%
2017-01-01 | 2017 | 1 | 45513379.4292 | 477.14 | 0 | 85 | 7045.6 | 0 | 31 | -56983784.0878 | 6886361.0181 | 0 | -4655595.0268 | 50272445.4123 | 0 | 51248595.4968 | 46768022.8126 | 1254643.3834 | 2.757%
2017-02-01 | 2017 | 2 | 39003386.4292 | 417.05 | 0 | 86 | 7060.7 | 0 | 28 | -56983784.0878 | 6019107.3115 | 0 | -4710366.733 | 50380188.3903 | 0 | 46289053.9972 | 40994198.8781 | 1990812.4489 | 5.104%
2017-03-01 | 2017 | 3 | 40659453.4292 | 332.71 | 0.03 | 87 | 7074.2 | 1 | 31 | -56983784.0878 | 4801863.5502 | 2121.0126 | -4765138.4392 | 50476514.8938 | -2271916.0407 | 51248595.4968 | 42508256.3857 | 1848802.9565 | 4.547%
2017-04-01 | 2017 | 4 | 36365950.4292 | 164.54 | 1.45 | 88 | 7074.8 | 1 | 30 | -56983784.0878 | 2374736.6432 | 102515.6104 | -4819910.1454 | 50480796.0717 | -2271916.0407 | 49595414.997 | 38477853.0483 | 2111902.6192 | 5.807%
2017-05-01 | 2017 | 5 | 39252711.4292 | 35.92 | 50.69 | 89 | 7080.7 | 1 | 31 | -56983784.0878 | 518418.2583 | 3583804.3404 | -4874681.8516 | 50522894.3214 | -2271916.0407 | 51248595.4968 | 41743330.4368 | 2490619.0076 | 6.345%
2017-06-01 | 2017 | 6 | 47628949.4292 | 0.38 | 145.18 | 90 | 7085.4 | 0 | 30 | -56983784.0878 | 5484.3802 | 10264287.1205 | -4929453.5578 | 50556430.2152 | 0 | 49595414.997 | 48508379.0673 | 879429.6381 | 1.846%
2017-07-01 | 2017 | 7 | 55795384.4292 | 0 | 268.19 | 91 | 7099.9 | 0 | 31 | -56983784.0878 | 0 | 18961145.9075 | -4984225.264 | 50659892.0152 | 0 | 51248595.4968 | 58901624.0678 | 3106239.6387 | 5.567%
2017-08-01 | 2017 | 8 | 52455350.4292 | 0 | 239.59 | 92 | 7121.3 | 0 | 31 | -56983784.0878 | 0 | 16939113.867 | -5038996.9702 | 50812587.3615 | 0 | 51248595.4968 | 56977515.6674 | 4522165.2382 | 8.621%
2017-09-01 | 2017 | 9 | 45869313.4292 | 0.49 | 132.95 | 93 | 7150.1 | 1 | 30 | -56983784.0878 | 7071.964 | 9399620.9717 | -5093768.6764 | 51018083.9023 | -2271916.0407 | 49595414.997 | 45670723.0301 | -198590.3991 | 0.4329%
2017-10-01 | 2017 | 10 | 41241719.4292 | 53.33 | 27.9 | 94 | 7170.5 | 1 | 31 | -56983784.0878 | 769689.4687 | 1972541.7458 | -5148540.3826 | 51163643.9521 | -2271916.0407 | 51248595.4968 | 40750230.1524 | -491489.2768 | 1.192%
2017-11-01 | 2017 | 11 | 39186241.4292 | 207.66 | 0.69 | 95 | 7189.6 | 1 | 30 | -56983784.0878 | 2997069.4744 | 48783.2905 | -5203312.0888 | 51299928.1163 | -2271916.0407 | 49595414.997 | 39482183.6608 | 295942.2316 | 0.7552%
2017-12-01 | 2017 | 12 | 47203108.4292 | 351.65 | 0 | 96 | 7203.1 | 0 | 31 | -56983784.0878 | 5075216.6073 | 0 | -5258083.795 | 51396254.6198 | 0 | 51248595.4968 | 45478198.8412 | -1724909.588 | 3.654%
2018-01-01 | 2018 | 1 | 48558249.2214 | 477.14 | 0 | 97 | 7199.8 | 0 | 31 | -56983784.0878 | 6886361.0181 | 0 | -5312855.5012 | 51372708.1411 | 0 | 51248595.4968 | 47211025.0671 | -1347224.1543 | 2.774%
2018-02-01 | 2018 | 2 | 40484738.2214 | 417.05 | 0 | 98 | 7189.2 | 0 | 28 | -56983784.0878 | 6019107.3115 | 0 | -5367627.2074 | 51297073.9977 | 0 | 46289053.9972 | 41253824.0111 | 769085.7897 | 1.9%
2018-03-01 | 2018 | 3 | 41820516.2214 | 332.71 | 0.03 | 99 | 7185 | 1 | 31 | -56983784.0878 | 4801863.5502 | 2121.0126 | -5422398.9136 | 51267105.7521 | -2271916.0407 | 51248595.4968 | 42641586.7697 | 821070.5482 | 1.963%
2018-04-01 | 2018 | 4 | 38864052.2214 | 164.54 | 1.45 | 100 | 7198.2 | 1 | 30 | -56983784.0878 | 2374736.6432 | 102515.6104 | -5477170.6197 | 51361291.6667 | -2271916.0407 | 49595414.997 | 38701088.1689 | -162964.0525 | 0.4193%
2018-05-01 | 2018 | 5 | 41888482.2214 | 35.92 | 50.69 | 101 | 7208.1 | 1 | 31 | -56983784.0878 | 518418.2583 | 3583804.3404 | -5531942.3259 | 51431931.1026 | -2271916.0407 | 51248595.4968 | 41995106.7436 | 106624.5222 | 0.2545%
2018-06-01 | 2018 | 6 | 52737558.2214 | 0.38 | 145.18 | 102 | 7224.1 | 0 | 30 | -56983784.0878 | 5484.3802 | 10264287.1205 | -5586714.0321 | 51546095.8474 | 0 | 49595414.997 | 48840784.2252 | -3896773.9962 | 7.389%
2018-07-01 | 2018 | 7 | 65508403.2214 | 0 | 268.19 | 103 | 7258.6 | 0 | 31 | -56983784.0878 | 0 | 18961145.9075 | -5641485.7383 | 51792263.5786 | 0 | 51248595.4968 | 59376735.1568 | -6131668.0646 | 9.36%
2018-08-01 | 2018 | 8 | 63722566.2214 | 0 | 239.59 | 104 | 7264.8 | 0 | 31 | -56983784.0878 | 0 | 16939113.867 | -5696257.4445 | 51836502.4173 | 0 | 51248595.4968 | 57344170.2487 | -6378395.9727 | 10.01%
2018-09-01 | 2018 | 9 | 51294132.2214 | 0.49 | 132.95 | 105 | 7268.1 | 1 | 30 | -56983784.0878 | 7071.964 | 9399620.9717 | -5751029.1507 | 51860048.8959 | -2271916.0407 | 49595414.997 | 45855427.5493 | -5438704.6722 | 10.6%
2018-10-01 | 2018 | 10 | 41038053.2214 | 53.33 | 27.9 | 106 | 7253 | 1 | 31 | -56983784.0878 | 769689.4687 | 1972541.7458 | -5805800.8569 | 51752305.9179 | -2271916.0407 | 51248595.4968 | 40681631.6438 | -356421.5776 | 0.8685%
2018-11-01 | 2018 | 11 | 41154575.2214 | 207.66 | 0.69 | 107 | 7273.5 | 1 | 30 | -56983784.0878 | 2997069.4744 | 48783.2905 | -5860572.5631 | 51898579.4973 | -2271916.0407 | 49595414.997 | 39423574.5675 | -1731000.654 | 4.206%
2018-12-01 | 2018 | 12 | 46188029.2214 | 351.65 | 0 | 108 | 7289.2 | 0 | 31 | -56983784.0878 | 5075216.6073 | 0 | -5915344.2693 | 52010603.6532 | 0 | 51248595.4968 | 45435287.4002 | -752741.8212 | 1.63%
2019-01-01 | 2019 | 1 | 47946223.2267 | 477.14 | 0 | 109 | 7315.7 | 0 | 31 | -56983784.0878 | 6886361.0181 | 0 | -5970115.9755 | 52199689.0119 | 0 | 51248595.4968 | 47380745.4636 | -565477.7632 | 1.179%
2019-02-01 | 2019 | 2 | 42834954.2267 | 417.05 | 0 | 110 | 7346.7 | 0 | 28 | -56983784.0878 | 6019107.3115 | 0 | -6024887.6817 | 52420883.2052 | 0 | 46289053.9972 | 41720372.7443 | -1114581.4825 | 2.602%
2019-03-01 | 2019 | 3 | 43153575.2267 | 332.71 | 0.03 | 111 | 7371 | 1 | 31 | -56983784.0878 | 4801863.5502 | 2121.0126 | -6079659.3879 | 52594270.9115 | -2271916.0407 | 51248595.4968 | 43311491.4547 | 157916.2279 | 0.3659%
2019-04-01 | 2019 | 4 | 38136662.2267 | 164.54 | 1.45 | 112 | 7395.4 | 1 | 30 | -56983784.0878 | 2374736.6432 | 102515.6104 | -6134431.0941 | 52768372.1474 | -2271916.0407 | 49595414.997 | 39450908.1753 | 1314245.9486 | 3.446%
2019-05-01 | 2019 | 5 | 38687980.2267 | 35.92 | 50.69 | 113 | 7412.6 | 1 | 31 | -56983784.0878 | 518418.2583 | 3583804.3404 | -6189202.8003 | 52891099.2482 | -2271916.0407 | 51248595.4968 | 42797014.4149 | 4109034.1882 | 10.62%
2019-06-01 | 2019 | 6 | 45809796.2267 | 0.38 | 145.18 | 114 | 7430.3 | 0 | 30 | -56983784.0878 | 5484.3802 | 10264287.1205 | -6243974.5065 | 53017393.9972 | 0 | 49595414.997 | 49654821.9006 | 3845025.6739 | 8.393%
2019-07-01 | 2019 | 7 | 63707328.2267 | 0 | 268.19 | 115 | 7432.9 | 0 | 31 | -56983784.0878 | 0 | 18961145.9075 | -6298746.2127 | 53035945.7683 | 0 | 51248595.4968 | 59963156.8721 | -3744171.3546 | 5.877%
2019-08-01 | 2019 | 8 | 58791766.2267 | 0 | 239.59 | 116 | 7449.6 | 0 | 31 | -56983784.0878 | 0 | 16939113.867 | -6353517.9189 | 53155105.2207 | 0 | 51248595.4968 | 58005512.5778 | -786253.6489 | 1.337%
2019-09-01 | 2019 | 9 | 44846342.2267 | 0.49 | 132.95 | 117 | 7478.3 | 1 | 30 | -56983784.0878 | 7071.964 | 9399620.9717 | -6408289.6251 | 53359888.2319 | -2271916.0407 | 49595414.997 | 46698006.4109 | 1851664.1842 | 4.129%
2019-10-01 | 2019 | 10 | 39953556.2267 | 53.33 | 27.9 | 118 | 7504 | 1 | 31 | -56983784.0878 | 769689.4687 | 1972541.7458 | -6463061.3313 | 53543265.3534 | -2271916.0407 | 51248595.4968 | 41815330.6049 | 1861774.3782 | 4.66%
2019-11-01 | 2019 | 11 | 40979024.2267 | 207.66 | 0.69 | 119 | 7517.3 | 1 | 30 | -56983784.0878 | 2997069.4744 | 48783.2905 | -6517833.0375 | 53638164.7976 | -2271916.0407 | 49595414.997 | 40505899.3934 | -473124.8334 | 1.155%
2019-12-01 | 2019 | 12 | 46060405.2267 | 351.65 | 0 | 120 | 7525 | 0 | 31 | -56983784.0878 | 5075216.6073 | 0 | -6572604.7437 | 53693106.581 | 0 | 51248595.4968 | 46460529.8537 | 400124.627 | 0.8687%
2020-01-01 | 2020 | 1 | 45679000.9639 | 478.9421 | 0 | 121 | 7423.6066 | 0 | 31 | -56983784.0878 | 6912370.0457 | 0 | -6627376.4499 | 52969634.4249 | 0 | 51248595.4968 | 47519439.4297
2020-02-01 | 2020 | 2 | 41650816.9639 | 421.2063 | 0 | 122 | 7455.0638 | 0 | 29 | -56983784.0878 | 6079093.6698 | 0 | -6682148.1561 | 53194091.2324 | 0 | 47942234.4971 | 43549487.1554
2020-03-01 | 2020 | 3 | 42916551.9639 | 354.4074 | 0.026842 | 123 | 7479.7223 | 1 | 31 | -56983784.0878 | 5115012.5465 | 1897.7481 | -6736919.8623 | 53370036.4074 | -2271916.0407 | 51248595.4968 | 43742922.208
2020-04-01 | 2020 | 4 | 41294428.9639 | 171.0695 | 0 | 124 | 7504.4821 | 1 | 30 | -56983784.0878 | 2468973.7917 | 0 | -6791691.5685 | 53546705.6366 | -2271916.0407 | 49595414.997 | 39563702.7282
2020-05-01 | 2020 | 5 | 46424125.9639 | 36.7374 | 53.2642 | 125 | 7521.9359 | 1 | 31 | -56983784.0878 | 530214.9931 | 3765802.1083 | -6846463.2747 | 53671242.9621 | -2271916.0407 | 51248595.4968 | 43113692.1572
2020-06-01 | 2020 | 6 | 59123962.9639 | 0 | 141.6447 | 126 | 7539.8969 | 0 | 30 | -56983784.0878 | 0 | 10014342.5269 | -6901234.9809 | 53799400.5587 | 0 | 49595414.997 | 49524139.0139
2020-07-01 | 2020 | 7 |  | 0 | 274.9679 | 127 | 7542.5353 | 0 | 31 | -56983784.0878 | 0 | 19440345.9189 | -6956006.6871 | 53818225.9683 | 0 | 51248595.4968 | 60567376.6092
2020-08-01 | 2020 | 8 |  | 0 | 237.0295 | 128 | 7559.4816 | 0 | 31 | -56983784.0878 | 0 | 16758083.5785 | -7010778.3933 | 53939143.0227 | 0 | 51248595.4968 | 57951259.617
2020-09-01 | 2020 | 9 |  | 0 | 141.8489 | 129 | 7588.6049 | 1 | 30 | -56983784.0878 | 0 | 10028780.2971 | -7065550.0995 | 54146946.5833 | -2271916.0407 | 49595414.997 | 47449891.6493
2020-10-01 | 2020 | 10 |  | 46.2484 | 32.1616 | 130 | 7614.684 | 1 | 31 | -56983784.0878 | 667484.017 | 2273837.1715 | -7120321.8057 | 54333028.5173 | -2271916.0407 | 51248595.4968 | 42146923.2685
2020-11-01 | 2020 | 11 |  | 225.6037 | 0.72421 | 131 | 7628.1802 | 1 | 30 | -56983784.0878 | 3256043.1246 | 51201.9891 | -7175093.5119 | 54429327.7283 | -2271916.0407 | 49595414.997 | 40901194.1986
2020-12-01 | 2020 | 12 |  | 337.1868 | 0 | 132 | 7635.9938 | 0 | 31 | -56983784.0878 | 4866475.9301 | 0 | -7229865.2181 | 54485079.9031 | 0 | 51248595.4968 | 46386502.0242
2021-01-01 | 2021 | 1 |  | 479.5328 | 0 | 133 | 7497.8426 | 0 | 31 | -56983784.0878 | 6920895.0341 | 0 | -7284636.9243 | 53499330.7691 | 0 | 51248595.4968 | 47400400.288
2021-02-01 | 2021 | 2 |  | 421.6841 | 0 | 134 | 7529.6145 | 0 | 28 | -56983784.0878 | 6085988.7533 | 0 | -7339408.6305 | 53726032.1448 | 0 | 46289053.9972 | 41777882.177
2021-03-01 | 2021 | 3 |  | 356.4876 | 0.02797 | 135 | 7554.5195 | 1 | 31 | -56983784.0878 | 5145035.5674 | 1977.4855 | -7394180.3367 | 53903736.7715 | -2271916.0407 | 51248595.4968 | 43649464.856
2021-04-01 | 2021 | 4 |  | 171.7747 | 0 | 136 | 7579.527 | 1 | 30 | -56983784.0878 | 2479151.4732 | 0 | -7448952.0429 | 54082172.693 | -2271916.0407 | 49595414.997 | 39452086.9917
2021-05-01 | 2021 | 5 |  | 36.5747 | 54.5398 | 137 | 7597.1552 | 1 | 31 | -56983784.0878 | 527867.7999 | 3855990.3296 | -7503723.7491 | 54207955.3917 | -2271916.0407 | 51248595.4968 | 43080985.1404
2021-06-01 | 2021 | 6 |  | 0 | 140.9895 | 138 | 7615.2959 | 0 | 30 | -56983784.0878 | 0 | 9968015.1458 | -7558495.4553 | 54337394.5643 | 0 | 49595414.997 | 49358545.1639
2021-07-01 | 2021 | 7 |  | 0 | 277.6186 | 139 | 7617.9606 | 0 | 31 | -56983784.0878 | 0 | 19627755.1927 | -7613267.1615 | 54356408.228 | 0 | 51248595.4968 | 60635707.6684
2021-08-01 | 2021 | 8 |  | 0 | 237.0404 | 140 | 7635.0764 | 0 | 31 | -56983784.0878 | 0 | 16758854.3725 | -7668038.8676 | 54478534.453 | 0 | 51248595.4968 | 57834161.3669
2021-09-01 | 2021 | 9 |  | 0 | 142.7893 | 141 | 7664.491 | 1 | 30 | -56983784.0878 | 0 | 10095265.2719 | -7722810.5738 | 54688416.0491 | -2271916.0407 | 49595414.997 | 47400585.6156
2021-10-01 | 2021 | 10 |  | 44.8254 | 32.9032 | 142 | 7690.8308 | 1 | 31 | -56983784.0878 | 646946.3478 | 2326267.1153 | -7777582.28 | 54876358.8025 | -2271916.0407 | 51248595.4968 | 42064885.3539
2021-11-01 | 2021 | 11 |  | 228.3959 | 0.73985 | 143 | 7704.462 | 1 | 30 | -56983784.0878 | 3296342.5763 | 52307.6799 | -7832353.9862 | 54973621.0056 | -2271916.0407 | 49595414.997 | 40829632.144
2021-12-01 | 2021 | 12 |  | 334.3351 | 0 | 144 | 7712.3537 | 0 | 31 | -56983784.0878 | 4825318.1197 | 0 | -7887125.6924 | 55029930.7021 | 0 | 51248595.4968 | 46232934.5385

## GS<50 Normalized Monthly Av Tr
Date | Year | Month | GS_lt_50_NoCDM | HDD12 | CDD16 | Trend | Tor_FTEAdj | Shoulder | GS_lt_50_Customers | Month Days | const | HDD12 | CDD16 | Trend | Tor_FTEAdj | Shoulder | GS_lt_50_Customers | Month Days | Predicted/Normalized
2010-01-01 | 2010 | 1 | 15762767 | 477.14 | 0 | 1 | 2836.8 | 0 | 4982 | 31 | -29248414.7411 | 2375565.6629 | 0 | -24836.3642 | 5566975.9825 | 0 | 25975104.881 | 10894567.7448 | 15538963.1659
2010-02-01 | 2010 | 2 | 14456043 | 417.05 | 0 | 2 | 2842.3 | 0 | 4991 | 28 | -29248414.7411 | 2076391.9599 | 0 | -49672.7284 | 5577769.2593 | 0 | 26022028.9966 | 9840254.7372 | 14218357.4836
2010-03-01 | 2010 | 3 | 14266604 | 332.71 | 0 | 3 | 2849.8 | 1 | 4993 | 31 | -29248414.7411 | 1656483.3209 | 0 | -74509.0926 | 5592487.3642 | -216171.8488 | 26032456.5779 | 10894567.7448 | 14636899.3253
2010-04-01 | 2010 | 4 | 12709245 | 164.54 | 0.17 | 4 | 2844.4 | 1 | 4962 | 30 | -29248414.7411 | 819205.2106 | 2296.3125 | -99345.4568 | 5581890.3287 | -216171.8488 | 25870829.0686 | 10543130.0756 | 13253418.9493
2010-05-01 | 2010 | 5 | 13617876 | 35.92 | 30.08 | 5 | 2847.5 | 1 | 4969 | 31 | -29248414.7411 | 178837.068 | 406312.2269 | -124181.821 | 5587973.8121 | -216171.8488 | 25907325.6029 | 10894567.7448 | 13386248.0438
2010-06-01 | 2010 | 6 | 14352297 | 0.38 | 94.58 | 6 | 2859.9 | 0 | 4976 | 30 | -29248414.7411 | 1891.9289 | 1277560.1868 | -149018.1852 | 5612307.7454 | 0 | 25943822.1373 | 10543130.0756 | 13981279.1477
2010-07-01 | 2010 | 7 | 16022256 | 0 | 206.28 | 7 | 2878.7 | 0 | 4982 | 31 | -29248414.7411 | 0 | 2786372.5453 | -173854.5494 | 5649201.1283 | 0 | 25975104.881 | 10894567.7448 | 15882977.0089
2010-08-01 | 2010 | 8 | 15750964 | 0 | 177.64 | 8 | 2895.3 | 0 | 4983 | 31 | -29248414.7411 | 0 | 2399511.4356 | -198690.9136 | 5681777.2004 | 0 | 25980318.6716 | 10894567.7448 | 15509069.3978
2010-09-01 | 2010 | 9 | 13403453 | 0.49 | 85.65 | 9 | 2891.8 | 1 | 4981 | 30 | -29248414.7411 | 2439.5925 | 1156936.2444 | -223527.2778 | 5674908.7514 | -216171.8488 | 25969891.0904 | 10543130.0756 | 13659191.8867
2010-10-01 | 2010 | 10 | 13142565 | 53.33 | 12.22 | 10 | 2893.7 | 1 | 4981 | 31 | -29248414.7411 | 265517.2838 | 165064.3422 | -248363.642 | 5678637.338 | -216171.8488 | 25969891.0904 | 10894567.7448 | 13260727.5673
2010-11-01 | 2010 | 11 | 13574075 | 207.66 | 0.01 | 11 | 2893.6 | 1 | 5023 | 30 | -29248414.7411 | 1033889.3523 | 135.0772 | -273200.0062 | 5678441.0966 | -216171.8488 | 26188870.2965 | 10543130.0756 | 13706679.3022
2010-12-01 | 2010 | 12 | 15142180 | 351.65 | 0 | 12 | 2918.5 | 0 | 5036 | 31 | -29248414.7411 | 1750781.0399 | 0 | -298036.3704 | 5727305.2047 | 0 | 26256649.5746 | 10894567.7448 | 15082852.4526
2011-01-01 | 2011 | 1 | 15995127.3349 | 477.14 | 0 | 13 | 2938.5 | 0 | 5045 | 31 | -29248414.7411 | 2375565.6629 | 0 | -322872.7346 | 5766553.4844 | 0 | 26303573.6902 | 10894567.7448 | 15768973.1067
2011-02-01 | 2011 | 2 | 14555084.3349 | 417.05 | 0 | 14 | 2947.4 | 0 | 5089 | 28 | -29248414.7411 | 2076391.9599 | 0 | -347709.0988 | 5784018.9688 | 0 | 26532980.4776 | 9840254.7372 | 14637522.3036
2011-03-01 | 2011 | 3 | 15164745.3349 | 332.71 | 0 | 15 | 2938.7 | 1 | 5088 | 31 | -29248414.7411 | 1656483.3209 | 0 | -372545.463 | 5766945.9672 | -216171.8488 | 26527766.687 | 10894567.7448 | 15008631.667
2011-04-01 | 2011 | 4 | 13518631.3349 | 164.54 | 0.17 | 16 | 2929.9 | 1 | 5085 | 30 | -29248414.7411 | 819205.2106 | 2296.3125 | -397381.8272 | 5749676.7241 | -216171.8488 | 26512125.3151 | 10543130.0756 | 13764465.2208
2011-05-01 | 2011 | 5 | 13626861.3349 | 35.92 | 30.08 | 17 | 2930.2 | 1 | 5078 | 31 | -29248414.7411 | 178837.068 | 406312.2269 | -422218.1914 | 5750265.4483 | -216171.8488 | 26475628.7808 | 10894567.7448 | 13818806.4875
2011-06-01 | 2011 | 6 | 14487788.3349 | 0.38 | 94.58 | 18 | 2934.9 | 0 | 5082 | 30 | -29248414.7411 | 1891.9289 | 1277560.1868 | -447054.5556 | 5759488.794 | 0 | 26496483.9432 | 10543130.0756 | 14383085.6319
2011-07-01 | 2011 | 7 | 16609782.3349 | 0 | 206.28 | 19 | 2928.1 | 0 | 5096 | 31 | -29248414.7411 | 0 | 2786372.5453 | -471890.9198 | 5746144.379 | 0 | 26569477.012 | 10894567.7448 | 16276256.0201
2011-08-01 | 2011 | 8 | 15863299.3349 | 0 | 177.64 | 20 | 2922.7 | 0 | 5089 | 31 | -29248414.7411 | 0 | 2399511.4356 | -496727.284 | 5735547.3435 | 0 | 26532980.4776 | 10894567.7448 | 15817464.9765
2011-09-01 | 2011 | 9 | 13532144.3349 | 0.49 | 85.65 | 21 | 2918.3 | 1 | 5088 | 30 | -29248414.7411 | 2439.5925 | 1156936.2444 | -521563.6482 | 5726912.7219 | -216171.8488 | 26527766.687 | 10543130.0756 | 13971035.0835
2011-10-01 | 2011 | 10 | 13280230.3349 | 53.33 | 12.22 | 22 | 2912.1 | 1 | 5102 | 31 | -29248414.7411 | 265517.2838 | 165064.3422 | -546400.0124 | 5714745.7553 | -216171.8488 | 26600759.7557 | 10894567.7448 | 13629668.2795
2011-11-01 | 2011 | 11 | 13582759.3349 | 207.66 | 0.01 | 23 | 2908.5 | 1 | 5122 | 30 | -29248414.7411 | 1033889.3523 | 135.0772 | -571236.3766 | 5707681.0649 | -216171.8488 | 26705035.5681 | 10543130.0756 | 13954048.1718
2011-12-01 | 2011 | 12 | 14822411.3349 | 351.65 | 0 | 24 | 2903 | 0 | 5123 | 31 | -29248414.7411 | 1750781.0399 | 0 | -596072.7408 | 5696887.788 | 0 | 26710249.3588 | 10894567.7448 | 15207998.4496
2012-01-01 | 2012 | 1 | 15492130.2817 | 477.14 | 0 | 25 | 2903.3 | 0 | 5121 | 31 | -29248414.7411 | 2375565.6629 | 0 | -620909.105 | 5697476.5122 | 0 | 26699821.7775 | 10894567.7448 | 15798107.8514
2012-02-01 | 2012 | 2 | 14445977.2817 | 417.05 | 0 | 26 | 2901.2 | 0 | 5127 | 29 | -29248414.7411 | 2076391.9599 | 0 | -645745.4692 | 5693355.4429 | 0 | 26731104.5213 | 10191692.4064 | 14798384.1201
2012-03-01 | 2012 | 3 | 14326333.2817 | 332.71 | 0 | 27 | 2907.4 | 1 | 5122 | 31 | -29248414.7411 | 1656483.3209 | 0 | -670581.8334 | 5705522.4095 | -216171.8488 | 26705035.5681 | 10894567.7448 | 14826440.6201
2012-04-01 | 2012 | 4 | 13184039.2817 | 164.54 | 0.17 | 28 | 2912.5 | 1 | 5123 | 30 | -29248414.7411 | 819205.2106 | 2296.3125 | -695418.1976 | 5715530.7208 | -216171.8488 | 26710249.3588 | 10543130.0756 | 13630406.8908
2012-05-01 | 2012 | 5 | 13982977.2817 | 35.92 | 30.08 | 29 | 2917.9 | 1 | 5123 | 31 | -29248414.7411 | 178837.068 | 406312.2269 | -720254.5618 | 5726127.7563 | -216171.8488 | 26710249.3588 | 10894567.7448 | 13731253.0031
2012-06-01 | 2012 | 6 | 14982710.2817 | 0.38 | 94.58 | 30 | 2928.6 | 0 | 5127 | 30 | -29248414.7411 | 1891.9289 | 1277560.1868 | -745090.926 | 5747125.5859 | 0 | 26731104.5213 | 10543130.0756 | 14307306.6315
2012-07-01 | 2012 | 7 | 16737303.2817 | 0 | 206.28 | 31 | 2949.2 | 0 | 5135 | 31 | -29248414.7411 | 0 | 2786372.5453 | -769927.2902 | 5787551.314 | 0 | 26772814.8462 | 10894567.7448 | 16222964.419
2012-08-01 | 2012 | 8 | 15895184.2817 | 0 | 177.64 | 32 | 2968.4 | 0 | 5147 | 31 | -29248414.7411 | 0 | 2399511.4356 | -794763.6544 | 5825229.6624 | 0 | 26835380.3337 | 10894567.7448 | 15911510.7811
2012-09-01 | 2012 | 9 | 14172207.2817 | 0.49 | 85.65 | 33 | 2985.6 | 1 | 5148 | 30 | -29248414.7411 | 2439.5925 | 1156936.2444 | -819600.0186 | 5858983.1829 | -216171.8488 | 26840594.1243 | 10543130.0756 | 14117896.6114
2012-10-01 | 2012 | 10 | 13656586.2817 | 53.33 | 12.22 | 34 | 3002.1 | 1 | 5150 | 31 | -29248414.7411 | 265517.2838 | 165064.3422 | -844436.3828 | 5891363.0136 | -216171.8488 | 26851021.7056 | 10894567.7448 | 13758511.1173
2012-11-01 | 2012 | 11 | 14160121.2817 | 207.66 | 0.01 | 35 | 3019.5 | 1 | 5162 | 30 | -29248414.7411 | 1033889.3523 | 135.0772 | -869272.747 | 5925509.0169 | -216171.8488 | 26913587.193 | 10543130.0756 | 14082391.3782
2012-12-01 | 2012 | 12 | 15041472.2817 | 351.65 | 0 | 36 | 3030.3 | 0 | 5168 | 31 | -29248414.7411 | 1750781.0399 | 0 | -894109.1112 | 5946703.0879 | 0 | 26944869.9368 | 10894567.7448 | 15394397.9571
2013-01-01 | 2013 | 1 | 15838016.6227 | 477.14 | 0 | 37 | 3038 | 0 | 5177 | 31 | -29248414.7411 | 2375565.6629 | 0 | -918945.4754 | 5961813.6755 | 0 | 26991794.0524 | 10894567.7448 | 16056380.9192
2013-02-01 | 2013 | 2 | 14586196.6227 | 417.05 | 0 | 38 | 3041.7 | 0 | 5175 | 28 | -29248414.7411 | 2076391.9599 | 0 | -943781.8396 | 5969074.6072 | 0 | 26981366.4711 | 9840254.7372 | 14674891.1948
2013-03-01 | 2013 | 3 | 15372207.6227 | 332.71 | 0 | 39 | 3045.3 | 1 | 5178 | 31 | -29248414.7411 | 1656483.3209 | 0 | -968618.2038 | 5976139.2976 | -216171.8488 | 26997007.843 | 10894567.7448 | 15090993.4126
2013-04-01 | 2013 | 4 | 13920639.6227 | 164.54 | 0.17 | 40 | 3057 | 1 | 5137 | 30 | -29248414.7411 | 819205.2106 | 2296.3125 | -993454.568 | 5999099.5412 | -216171.8488 | 26783242.4275 | 10543130.0756 | 13688932.4095
2013-05-01 | 2013 | 5 | 13887530.6227 | 35.92 | 30.08 | 41 | 3073.7 | 1 | 5144 | 31 | -29248414.7411 | 178837.068 | 406312.2269 | -1018290.9322 | 6031871.8546 | -216171.8488 | 26819738.9618 | 10894567.7448 | 13848450.3341
2013-06-01 | 2013 | 6 | 14423533.6227 | 0.38 | 94.58 | 42 | 3092.4 | 0 | 5144 | 30 | -29248414.7411 | 1891.9289 | 1277560.1868 | -1043127.2964 | 6068568.9961 | 0 | 26819738.9618 | 10543130.0756 | 14419348.1118
2013-07-01 | 2013 | 7 | 16236138.6227 | 0 | 206.28 | 43 | 3100 | 0 | 5148 | 31 | -29248414.7411 | 0 | 2786372.5453 | -1067963.6606 | 6083483.3424 | 0 | 26840594.1243 | 10894567.7448 | 16288639.3551
2013-08-01 | 2013 | 8 | 15500151.6227 | 0 | 177.64 | 44 | 3110.2 | 0 | 5147 | 31 | -29248414.7411 | 0 | 2399511.4356 | -1092800.0248 | 6103499.965 | 0 | 26835380.3337 | 10894567.7448 | 15891744.7133
2013-09-01 | 2013 | 9 | 14135606.6227 | 0.49 | 85.65 | 45 | 3116.8 | 1 | 5152 | 30 | -29248414.7411 | 2439.5925 | 1156936.2444 | -1117636.389 | 6116451.8972 | -216171.8488 | 26861449.2868 | 10543130.0756 | 14098184.1178
2013-10-01 | 2013 | 10 | 13724627.6227 | 53.33 | 12.22 | 46 | 3116 | 1 | 5151 | 31 | -29248414.7411 | 265517.2838 | 165064.3422 | -1142472.7532 | 6114881.9661 | -216171.8488 | 26856235.4962 | 10894567.7448 | 13689207.49
2013-11-01 | 2013 | 11 | 14236916.6227 | 207.66 | 0.01 | 47 | 3113.4 | 1 | 5173 | 30 | -29248414.7411 | 1033889.3523 | 135.0772 | -1167309.1174 | 6109779.6897 | -216171.8488 | 26970938.8899 | 10543130.0756 | 14025977.3775
2013-12-01 | 2013 | 12 | 15780327.6227 | 351.65 | 0 | 48 | 3108.4 | 0 | 5176 | 31 | -29248414.7411 | 1750781.0399 | 0 | -1192145.4816 | 6099967.6198 | 0 | 26986580.2618 | 10894567.7448 | 15291336.4436
2014-01-01 | 2014 | 1 | 16666551.6441 | 477.14 | 0 | 49 | 3105.1 | 0 | 5174 | 31 | -29248414.7411 | 2375565.6629 | 0 | -1216981.8458 | 6093491.6537 | 0 | 26976152.6805 | 10894567.7448 | 15874381.1551
2014-02-01 | 2014 | 2 | 15212265.6441 | 417.05 | 0 | 50 | 3109.9 | 0 | 5177 | 28 | -29248414.7411 | 2076391.9599 | 0 | -1241818.21 | 6102911.2408 | 0 | 26991794.0524 | 9840254.7372 | 14521119.0392
2014-03-01 | 2014 | 3 | 15928487.6441 | 332.71 | 0 | 51 | 3115.2 | 1 | 5180 | 31 | -29248414.7411 | 1656483.3209 | 0 | -1266654.5742 | 6113312.0349 | -216171.8488 | 27007435.4242 | 10894567.7448 | 14940557.3608
2014-04-01 | 2014 | 4 | 13755808.6441 | 164.54 | 0.17 | 52 | 3126.8 | 1 | 5185 | 30 | -29248414.7411 | 819205.2106 | 2296.3125 | -1291490.9384 | 6136076.0371 | -216171.8488 | 27033504.3774 | 10543130.0756 | 13778134.4849
2014-05-01 | 2014 | 5 | 13728640.6441 | 35.92 | 30.08 | 53 | 3114.3 | 1 | 5182 | 31 | -29248414.7411 | 178837.068 | 406312.2269 | -1316327.3026 | 6111545.8623 | -216171.8488 | 27017863.0055 | 10894567.7448 | 13828212.015
2014-06-01 | 2014 | 6 | 14380195.6441 | 0.38 | 94.58 | 54 | 3091.8 | 0 | 5192.5 | 30 | -29248414.7411 | 1891.9289 | 1277560.1868 | -1341163.6668 | 6067391.5477 | 0 | 27072607.807 | 10543130.0756 | 14373003.1382
2014-07-01 | 2014 | 7 | 15171411.6441 | 0 | 206.28 | 55 | 3067.1 | 0 | 5203 | 31 | -29248414.7411 | 0 | 2786372.5453 | -1366000.031 | 6018919.9224 | 0 | 27127352.6086 | 10894567.7448 | 16212798.049
2014-08-01 | 2014 | 8 | 14799566.6441 | 0 | 177.64 | 56 | 3056.5 | 0 | 5210 | 31 | -29248414.7411 | 0 | 2399511.4356 | -1390836.3952 | 5998118.3342 | 0 | 27163849.1429 | 10894567.7448 | 15816795.5213
2014-09-01 | 2014 | 9 | 13670813.6441 | 0.49 | 85.65 | 57 | 3058.5 | 1 | 5214 | 30 | -29248414.7411 | 2439.5925 | 1156936.2444 | -1415672.7594 | 6002043.1621 | -216171.8488 | 27184704.3054 | 10543130.0756 | 14008994.0309
2014-10-01 | 2014 | 10 | 13266929.6441 | 53.33 | 12.22 | 58 | 3072.7 | 1 | 5215 | 31 | -29248414.7411 | 265517.2838 | 165064.3422 | -1440509.1236 | 6029909.4407 | -216171.8488 | 27189918.096 | 10894567.7448 | 13639881.1941
2014-11-01 | 2014 | 11 | 14011300.6441 | 207.66 | 0.01 | 59 | 3082 | 1 | 5219 | 30 | -29248414.7411 | 1033889.3523 | 135.0772 | -1465345.4878 | 6048159.8907 | -216171.8488 | 27210773.2585 | 10543130.0756 | 13906155.5767
2014-12-01 | 2014 | 12 | 15136895.6441 | 351.65 | 0 | 60 | 3080.1 | 0 | 5230 | 31 | -29248414.7411 | 1750781.0399 | 0 | -1490181.852 | 6044431.3041 | 0 | 27268124.9554 | 10894567.7448 | 15219308.4512
2015-01-01 | 2015 | 1 | 16182556.6991 | 477.14 | 0 | 61 | 3076.8 | 0 | 5230 | 31 | -29248414.7411 | 2375565.6629 | 0 | -1515018.2162 | 6037955.338 | 0 | 27268124.9554 | 10894567.7448 | 15812780.7439
2015-02-01 | 2015 | 2 | 15130034.6991 | 417.05 | 0 | 62 | 3085.5 | 0 | 5234 | 28 | -29248414.7411 | 2076391.9599 | 0 | -1539854.5804 | 6055028.3396 | 0 | 27288980.1179 | 9840254.7372 | 14472385.8332
2015-03-01 | 2015 | 3 | 15540011.6991 | 332.71 | 0 | 63 | 3108.7 | 1 | 5236 | 31 | -29248414.7411 | 1656483.3209 | 0 | -1564690.9446 | 6100556.344 | -216171.8488 | 27299407.6991 | 10894567.7448 | 14921737.5743
2015-04-01 | 2015 | 4 | 13711956.6991 | 164.54 | 0.17 | 64 | 3122.7 | 1 | 5236 | 30 | -29248414.7411 | 819205.2106 | 2296.3125 | -1589527.3088 | 6128030.1397 | -216171.8488 | 27299407.6991 | 10543130.0756 | 13737955.5389
2015-05-01 | 2015 | 5 | 13844626.6991 | 35.92 | 30.08 | 65 | 3142.3 | 1 | 5250 | 31 | -29248414.7411 | 178837.068 | 406312.2269 | -1614363.673 | 6166493.4538 | -216171.8488 | 27372400.7678 | 10894567.7448 | 13939660.9984
2015-06-01 | 2015 | 6 | 14160686.6991 | 0.38 | 94.58 | 66 | 3163.2 | 0 | 5241 | 30 | -29248414.7411 | 1891.9289 | 1277560.1868 | -1639200.0372 | 6207507.906 | 0 | 27325476.6522 | 10543130.0756 | 14467951.9713
2015-07-01 | 2015 | 7 | 15621116.6991 | 0 | 206.28 | 67 | 3194.9 | 0 | 5240 | 31 | -29248414.7411 | 0 | 2786372.5453 | -1664036.4014 | 6269716.4292 | 0 | 27320262.8616 | 10894567.7448 | 16358468.4384
2015-08-01 | 2015 | 8 | 15851803.6991 | 0 | 177.64 | 68 | 3214.6 | 0 | 5244 | 31 | -29248414.7411 | 0 | 2399511.4356 | -1688872.7656 | 6308375.9846 | 0 | 27341118.0241 | 10894567.7448 | 16006285.6825
2015-09-01 | 2015 | 9 | 14469369.6991 | 0.49 | 85.65 | 69 | 3220.3 | 1 | 5237 | 30 | -29248414.7411 | 2439.5925 | 1156936.2444 | -1713709.1298 | 6319561.7443 | -216171.8488 | 27304621.4897 | 10543130.0756 | 14148393.427
2015-10-01 | 2015 | 10 | 13421736.6991 | 53.33 | 12.22 | 70 | 3216.5 | 1 | 5242 | 31 | -29248414.7411 | 265517.2838 | 165064.3422 | -1738545.494 | 6312104.5712 | -216171.8488 | 27330690.4428 | 10894567.7448 | 13764812.301
2015-11-01 | 2015 | 11 | 13464398.6991 | 207.66 | 0.01 | 71 | 3211.5 | 1 | 5234 | 30 | -29248414.7411 | 1033889.3523 | 135.0772 | -1763381.8582 | 6302292.5013 | -216171.8488 | 27288980.1179 | 10543130.0756 | 13940458.6763
2015-12-01 | 2015 | 12 | 14365730.6991 | 351.65 | 0 | 72 | 3220.1 | 0 | 5238 | 31 | -29248414.7411 | 1750781.0399 | 0 | -1788218.2224 | 6319169.2615 | 0 | 27309835.2804 | 10894567.7448 | 15237720.3631
2016-01-01 | 2016 | 1 | 15517081.304 | 477.14 | 0 | 73 | 3227 | 0 | 5246 | 31 | -29248414.7411 | 2375565.6629 | 0 | -1813054.5866 | 6332709.918 | 0 | 27351545.6053 | 10894567.7448 | 15892919.6034
2016-02-01 | 2016 | 2 | 14725350.304 | 417.05 | 0 | 74 | 3221.1 | 0 | 5267 | 29 | -29248414.7411 | 2076391.9599 | 0 | -1837890.9508 | 6321131.6755 | 0 | 27461035.2084 | 10191692.4064 | 14963945.5584
2016-03-01 | 2016 | 3 | 14848383.304 | 332.71 | 0 | 75 | 3210.6 | 1 | 5268 | 31 | -29248414.7411 | 1656483.3209 | 0 | -1862727.315 | 6300526.3287 | -216171.8488 | 27466248.999 | 10894567.7448 | 14990512.4886
2016-04-01 | 2016 | 4 | 13743778.304 | 164.54 | 0.17 | 76 | 3208.5 | 1 | 5267 | 30 | -29248414.7411 | 819205.2106 | 2296.3125 | -1887563.6792 | 6296405.2593 | -216171.8488 | 27461035.2084 | 10543130.0756 | 13769921.7974
2016-05-01 | 2016 | 5 | 14047734.304 | 35.92 | 30.08 | 77 | 3217.7 | 1 | 5294 | 31 | -29248414.7411 | 178837.068 | 406312.2269 | -1912400.0434 | 6314459.468 | -216171.8488 | 27601807.5552 | 10894567.7448 | 14018997.4296
2016-06-01 | 2016 | 6 | 14848177.304 | 0.38 | 94.58 | 78 | 3230.3 | 0 | 5264 | 30 | -29248414.7411 | 1891.9289 | 1277560.1868 | -1937236.4076 | 6339185.8841 | 0 | 27445393.8365 | 10543130.0756 | 14421510.7634
2016-07-01 | 2016 | 7 | 16626440.304 | 0 | 206.28 | 79 | 3229.4 | 0 | 5262 | 31 | -29248414.7411 | 0 | 2786372.5453 | -1962072.7718 | 6337419.7116 | 0 | 27434966.2553 | 10894567.7448 | 16242838.7441
2016-08-01 | 2016 | 8 | 16998535.304 | 0 | 177.64 | 80 | 3224.8 | 0 | 5260 | 31 | -29248414.7411 | 0 | 2399511.4356 | -1986909.136 | 6328392.6072 | 0 | 27424538.674 | 10894567.7448 | 15811686.5847
2016-09-01 | 2016 | 9 | 14679750.304 | 0.49 | 85.65 | 81 | 3216.9 | 1 | 5273 | 30 | -29248414.7411 | 2439.5925 | 1156936.2444 | -2011745.5002 | 6312889.5368 | -216171.8488 | 27492317.9521 | 10543130.0756 | 14031381.3115
2016-10-01 | 2016 | 10 | 13570857.304 | 53.33 | 12.22 | 82 | 3209.8 | 1 | 5278 | 31 | -29248414.7411 | 265517.2838 | 165064.3422 | -2036581.8644 | 6298956.3975 | -216171.8488 | 27518386.9052 | 10894567.7448 | 13641324.2194
2016-11-01 | 2016 | 11 | 13638777.304 | 207.66 | 0.01 | 83 | 3207.3 | 1 | 5298 | 30 | -29248414.7411 | 1033889.3523 | 135.0772 | -2061418.2286 | 6294050.3626 | -216171.8488 | 27622662.7177 | 10543130.0756 | 13967862.767
2016-12-01 | 2016 | 12 | 15093983.304 | 351.65 | 0 | 84 | 3203.9 | 0 | 5297 | 31 | -29248414.7411 | 1750781.0399 | 0 | -2086254.5928 | 6287378.155 | 0 | 27617448.9271 | 10894567.7448 | 15215506.533
2017-01-01 | 2017 | 1 | 15848622.7163 | 477.14 | 0 | 85 | 3213.3 | 0 | 5303 | 31 | -29248414.7411 | 2375565.6629 | 0 | -2111090.957 | 6305824.8465 | 0 | 27648731.6708 | 10894567.7448 | 15865184.227
2017-02-01 | 2017 | 2 | 14155244.7163 | 417.05 | 0 | 86 | 3230.3 | 0 | 5341 | 28 | -29248414.7411 | 2076391.9599 | 0 | -2135927.3212 | 6339185.8841 | 0 | 27846855.7145 | 9840254.7372 | 14718346.2335
2017-03-01 | 2017 | 3 | 15108599.7163 | 332.71 | 0 | 87 | 3247.6 | 1 | 5342 | 31 | -29248414.7411 | 1656483.3209 | 0 | -2160763.6853 | 6373135.646 | -216171.8488 | 27852069.5051 | 10894567.7448 | 15150905.9416
2017-04-01 | 2017 | 4 | 13649236.7163 | 164.54 | 0.17 | 88 | 3257.7 | 1 | 5344 | 30 | -29248414.7411 | 819205.2106 | 2296.3125 | -2185600.0495 | 6392956.0272 | -216171.8488 | 27862497.0863 | 10543130.0756 | 13969898.0728
2017-05-01 | 2017 | 5 | 13851346.7163 | 35.92 | 30.08 | 89 | 3266.8 | 1 | 5341 | 31 | -29248414.7411 | 178837.068 | 406312.2269 | -2210436.4137 | 6410813.9945 | -216171.8488 | 27846855.7145 | 10894567.7448 | 14062363.745
2017-06-01 | 2017 | 6 | 14440865.7163 | 0.38 | 94.58 | 90 | 3268.7 | 0 | 5339 | 30 | -29248414.7411 | 1891.9289 | 1277560.1868 | -2235272.7779 | 6414542.581 | 0 | 27836428.1332 | 10543130.0756 | 14589865.3865
2017-07-01 | 2017 | 7 | 15754493.7163 | 0 | 206.28 | 91 | 3270 | 0 | 5337 | 31 | -29248414.7411 | 0 | 2786372.5453 | -2260109.1421 | 6417093.7192 | 0 | 27826000.552 | 10894567.7448 | 16415510.678
2017-08-01 | 2017 | 8 | 15368668.7163 | 0 | 177.64 | 92 | 3278.6 | 0 | 5344 | 31 | -29248414.7411 | 0 | 2399511.4356 | -2284945.5063 | 6433970.4794 | 0 | 27862497.0863 | 10894567.7448 | 16057186.4988
2017-09-01 | 2017 | 9 | 14399680.7163 | 0.49 | 85.65 | 93 | 3297.7 | 1 | 5350 | 30 | -29248414.7411 | 2439.5925 | 1156936.2444 | -2309781.8705 | 6471452.5865 | -216171.8488 | 27893779.8301 | 10543130.0756 | 14293369.8687
2017-10-01 | 2017 | 10 | 14109770.7163 | 53.33 | 12.22 | 94 | 3320.8 | 1 | 5350 | 31 | -29248414.7411 | 265517.2838 | 165064.3422 | -2334618.2347 | 6516784.3495 | -216171.8488 | 27893779.8301 | 10894567.7448 | 13936508.7257
2017-11-01 | 2017 | 11 | 14159054.7163 | 207.66 | 0.01 | 95 | 3335.4 | 1 | 5353 | 30 | -29248414.7411 | 1033889.3523 | 135.0772 | -2359454.5989 | 6545435.5936 | -216171.8488 | 27909421.2019 | 10543130.0756 | 14207970.1119
2017-12-01 | 2017 | 12 | 15720500.7163 | 351.65 | 0 | 96 | 3352.3 | 0 | 5356 | 31 | -29248414.7411 | 1750781.0399 | 0 | -2384290.9631 | 6578600.3899 | 0 | 27925062.5738 | 10894567.7448 | 15516306.0441
2018-01-01 | 2018 | 1 | 16654358.3673 | 477.14 | 0 | 97 | 3357.1 | 0 | 5365 | 31 | -29248414.7411 | 2375565.6629 | 0 | -2409127.3273 | 6588019.977 | 0 | 27971986.6894 | 10894567.7448 | 16172598.0057
2018-02-01 | 2018 | 2 | 14649762.3673 | 417.05 | 0 | 98 | 3356.1 | 0 | 5367 | 28 | -29248414.7411 | 2076391.9599 | 0 | -2433963.6915 | 6586057.563 | 0 | 27982414.2706 | 9840254.7372 | 14802740.0981
2018-03-01 | 2018 | 3 | 15509147.3673 | 332.71 | 0 | 99 | 3345.3 | 1 | 5382 | 31 | -29248414.7411 | 1656483.3209 | 0 | -2458800.0557 | 6564863.492 | -216171.8488 | 28060621.13 | 10894567.7448 | 15253149.042
2018-04-01 | 2018 | 4 | 14451924.3673 | 164.54 | 0.17 | 100 | 3338.5 | 1 | 5377 | 30 | -29248414.7411 | 819205.2106 | 2296.3125 | -2483636.4199 | 6551519.0769 | -216171.8488 | 28034552.1769 | 10543130.0756 | 14002479.8427
2018-05-01 | 2018 | 5 | 14807257.3673 | 35.92 | 30.08 | 101 | 3335 | 1 | 5371 | 31 | -29248414.7411 | 178837.068 | 406312.2269 | -2508472.7841 | 6544650.628 | -216171.8488 | 28003269.4331 | 10894567.7448 | 14054577.7268
2018-06-01 | 2018 | 6 | 15605806.3673 | 0.38 | 94.58 | 102 | 3341.9 | 0 | 5437 | 30 | -29248414.7411 | 1891.9289 | 1277560.1868 | -2533309.1483 | 6558191.2845 | 0 | 28347379.6142 | 10543130.0756 | 14946429.2006
2018-07-01 | 2018 | 7 | 17337110.3673 | 0 | 206.28 | 103 | 3357.7 | 0 | 5443 | 31 | -29248414.7411 | 0 | 2786372.5453 | -2558145.5125 | 6589197.4254 | 0 | 28378662.358 | 10894567.7448 | 16842239.8198
2018-08-01 | 2018 | 8 | 17142851.3673 | 0 | 177.64 | 104 | 3354.6 | 0 | 5466 | 31 | -29248414.7411 | 0 | 2399511.4356 | -2582981.8767 | 6583113.942 | 0 | 28498579.5423 | 10894567.7448 | 16544376.0469
2018-09-01 | 2018 | 9 | 15306561.3673 | 0.49 | 85.65 | 105 | 3347.2 | 1 | 5466 | 30 | -29248414.7411 | 2439.5925 | 1156936.2444 | -2607818.2409 | 6568592.0786 | -216171.8488 | 28498579.5423 | 10543130.0756 | 14697272.7026
2018-10-01 | 2018 | 10 | 14377808.3673 | 53.33 | 12.22 | 106 | 3346.6 | 1 | 5469 | 31 | -29248414.7411 | 265517.2838 | 165064.3422 | -2632654.6051 | 6567414.6302 | -216171.8488 | 28514220.9141 | 10894567.7448 | 14309543.7201
2018-11-01 | 2018 | 11 | 14845972.3673 | 207.66 | 0.01 | 107 | 3365.9 | 1 | 5496 | 30 | -29248414.7411 | 1033889.3523 | 135.0772 | -2657490.9693 | 6605289.22 | -216171.8488 | 28654993.2609 | 10543130.0756 | 14715359.4269
2018-12-01 | 2018 | 12 | 15695898.3673 | 351.65 | 0 | 108 | 3382.8 | 0 | 5494 | 31 | -29248414.7411 | 1750781.0399 | 0 | -2682327.3335 | 6638454.0163 | 0 | 28644565.6797 | 10894567.7448 | 15997626.4061
2019-01-01 | 2019 | 1 | 16830375.0661 | 477.14 | 0 | 109 | 3394.9 | 0 | 5499 | 31 | -29248414.7411 | 2375565.6629 | 0 | -2707163.6977 | 6662199.2255 | 0 | 28670634.6328 | 10894567.7448 | 16647388.8272
2019-02-01 | 2019 | 2 | 15569003.0661 | 417.05 | 0 | 110 | 3412.3 | 0 | 5507 | 28 | -29248414.7411 | 2076391.9599 | 0 | -2732000.0619 | 6696345.2288 | 0 | 28712344.9578 | 9840254.7372 | 15344922.0806
2019-03-01 | 2019 | 3 | 16318845.0661 | 332.71 | 0 | 111 | 3430.6 | 1 | 5500 | 31 | -29248414.7411 | 1656483.3209 | 0 | -2756836.4261 | 6732257.4046 | -216171.8488 | 28675848.4234 | 10894567.7448 | 15737733.8777
2019-04-01 | 2019 | 4 | 14529418.0661 | 164.54 | 0.17 | 112 | 3447.9 | 1 | 5496 | 30 | -29248414.7411 | 819205.2106 | 2296.3125 | -2781672.7903 | 6766207.1665 | -216171.8488 | 28654993.2609 | 10543130.0756 | 14539572.6459
2019-05-01 | 2019 | 5 | 14271330.0661 | 35.92 | 30.08 | 113 | 3461.7 | 1 | 5489 | 31 | -29248414.7411 | 178837.068 | 406312.2269 | -2806509.1545 | 6793288.4794 | -216171.8488 | 28618496.7266 | 10894567.7448 | 14620406.5013
2019-06-01 | 2019 | 6 | 14804296.0661 | 0.38 | 94.58 | 114 | 3472.4 | 0 | 5489 | 30 | -29248414.7411 | 1891.9289 | 1277560.1868 | -2831345.5187 | 6814286.309 | 0 | 28618496.7266 | 10543130.0756 | 15175604.9671
2019-07-01 | 2019 | 7 | 17319087.0661 | 0 | 206.28 | 115 | 3487.5 | 0 | 5495 | 31 | -29248414.7411 | 0 | 2786372.5453 | -2856181.8829 | 6843918.7602 | 0 | 28649779.4703 | 10894567.7448 | 17070041.8966
2019-08-01 | 2019 | 8 | 16585053.0661 | 0 | 177.64 | 116 | 3500.1 | 0 | 5492 | 31 | -29248414.7411 | 0 | 2399511.4356 | -2881018.2471 | 6868645.1763 | 0 | 28634138.0985 | 10894567.7448 | 16667429.467
2019-09-01 | 2019 | 9 | 14725435.0661 | 0.49 | 85.65 | 117 | 3522.9 | 1 | 5496 | 30 | -29248414.7411 | 2439.5925 | 1156936.2444 | -2905854.6113 | 6913388.2151 | -216171.8488 | 28654993.2609 | 10543130.0756 | 14900446.1874
2019-10-01 | 2019 | 10 | 14042656.0661 | 53.33 | 12.22 | 118 | 3525.5 | 1 | 5495 | 31 | -29248414.7411 | 265517.2838 | 165064.3422 | -2930690.9755 | 6918490.4914 | -216171.8488 | 28649779.4703 | 10894567.7448 | 14498141.7672
2019-11-01 | 2019 | 11 | 14515114.0661 | 207.66 | 0.01 | 119 | 3531.7 | 1 | 5456 | 30 | -29248414.7411 | 1033889.3523 | 135.0772 | -2955527.3397 | 6930657.4581 | -216171.8488 | 28446441.636 | 10543130.0756 | 14534139.6697
2019-12-01 | 2019 | 12 | 15355560.0661 | 351.65 | 0 | 120 | 3532 | 0 | 5460 | 31 | -29248414.7411 | 1750781.0399 | 0 | -2980363.7039 | 6931246.1823 | 0 | 28467296.7985 | 10894567.7448 | 15815113.3205
2020-01-01 | 2020 | 1 | 15872905.4544 | 478.9421 | 0 | 121 | 3193.7204 | 0 | 5491 | 31 | -29248414.7411 | 2384537.913 | 0 | -3005200.0681 | 6267401.5961 | 0 | 28628924.3078 | 10894567.7448 | 15921816.7525
2020-02-01 | 2020 | 2 | 14960550.4544 | 421.2063 | 0 | 122 | 3210.0893 | 0 | 5489 | 29 | -29248414.7411 | 2097085.2597 | 0 | -3030036.4323 | 6299524.1292 | 0 | 28618496.7266 | 10191692.4064 | 14928347.3485
2020-03-01 | 2020 | 3 | 14210374.4544 | 354.4074 | 0 | 123 | 3227.3049 | 1 | 5500 | 31 | -29248414.7411 | 1764509.3162 | 0 | -3054872.7965 | 6333308.1727 | -216171.8488 | 28675848.4234 | 10894567.7448 | 15148774.2707
2020-04-01 | 2020 | 4 | 11710017.4544 | 171.0695 | 0 | 124 | 2450.8246 | 1 | 5502 | 30 | -29248414.7411 | 851713.8946 | 0 | -3079709.1607 | 4809532.5457 | -216171.8488 | 28686276.0047 | 10543130.0756 | 12346356.77
2020-05-01 | 2020 | 5 | 11990515.4544 | 36.7374 | 31.7642 | 125 | 2463.3859 | 1 | 5501 | 31 | -29248414.7411 | 182906.5494 | 429062.0716 | -3104545.5249 | 4834183.0115 | -216171.8488 | 28681062.2141 | 10894567.7448 | 12452649.4765
2020-06-01 | 2020 | 6 | 13734565.4544 | 0 | 91.1121 | 126 | 2476.597 | 0 | 5504 | 30 | -29248414.7411 | 0 | 1230716.8346 | -3129381.8891 | 4860108.5014 | 0 | 28696703.5859 | 10543130.0756 | 12952862.3673
2020-07-01 | 2020 | 7 |  | 0 | 213.0053 | 127 | 2624.2882 | 0 | 5501 | 31 | -29248414.7411 | 0 | 2877215.519 | -3154218.2533 | 5149939.8803 | 0 | 28681062.2141 | 10894567.7448 | 15200152.3637
2020-08-01 | 2020 | 8 |  | 0 | 175.0021 | 128 | 2637.7386 | 0 | 5505.8793 | 31 | -29248414.7411 | 0 | 2363879.4913 | -3179054.6175 | 5176335.0477 | 0 | 28706501.9149 | 10894567.7448 | 14713814.8402
2020-09-01 | 2020 | 9 |  | 0 | 92.3253 | 129 | 2651.8846 | 1 | 5510.7629 | 30 | -29248414.7411 | 0 | 1247103.8322 | -3203890.9817 | 5204095.4824 | -216171.8488 | 28731964.1805 | 10543130.0756 | 13057815.9991
2020-10-01 | 2020 | 10 |  | 46.2484 | 14.8616 | 130 | 2753.5344 | 1 | 5515.6509 | 31 | -29248414.7411 | 230259.8001 | 200746.0518 | -3228727.3459 | 5403574.4194 | -216171.8488 | 28757449.0307 | 10894567.7448 | 12793283.111
2020-11-01 | 2020 | 11 |  | 225.6037 | 0.013684 | 131 | 2767.6472 | 1 | 5520.5432 | 30 | -29248414.7411 | 1123226.6539 | 184.8425 | -3253563.7101 | 5431269.5488 | -216171.8488 | 28782956.4857 | 10543130.0756 | 13162617.3065
2020-12-01 | 2020 | 12 |  | 337.1868 | 0 | 132 | 2782.49 | 0 | 5525.8852 | 31 | -29248414.7411 | 1678772.4443 | 0 | -3278400.0743 | 5460397.1849 | 0 | 28810808.6043 | 10894567.7448 | 14317731.1629
2021-01-01 | 2021 | 1 |  | 479.5328 | 0 | 133 | 3390.4442 | 0 | 5537.3759 | 31 | -29248414.7411 | 2387478.7506 | 0 | -3303236.4385 | 6653455.089 | 0 | 28870718.7394 | 10894567.7448 | 16254569.1442
2021-02-01 | 2021 | 2 |  | 421.6841 | 0 | 134 | 3407.8214 | 0 | 5542.2875 | 28 | -29248414.7411 | 2099463.8343 | 0 | -3328072.8027 | 6687556.2756 | 0 | 28896326.663 | 9840254.7372 | 14947113.9664
2021-03-01 | 2021 | 3 |  | 356.4876 | 0 | 135 | 3426.0973 | 1 | 5547.2034 | 31 | -29248414.7411 | 1774866.2605 | 0 | -3352909.1669 | 6723421.3168 | -216171.8488 | 28921957.3004 | 10894567.7448 | 15497316.8657
2021-04-01 | 2021 | 4 |  | 171.7747 | 0 | 136 | 3443.3746 | 1 | 5552.1237 | 30 | -29248414.7411 | 855224.8564 | 0 | -3377745.5311 | 6757326.5196 | -216171.8488 | 28947610.6719 | 10543130.0756 | 14260960.0025
2021-05-01 | 2021 | 5 |  | 36.5747 | 32.6241 | 137 | 3457.1565 | 1 | 5557.0484 | 31 | -29248414.7411 | 182096.8457 | 440677.6955 | -3402581.8953 | 6784372.2883 | -216171.8488 | 28973286.7975 | 10894567.7448 | 14407832.8867
2021-06-01 | 2021 | 6 |  | 0 | 90.3685 | 138 | 3467.8425 | 0 | 5561.9774 | 30 | -29248414.7411 | 0 | 1220672.3719 | -3427418.2595 | 6805342.5583 | 0 | 28998985.6975 | 10543130.0756 | 14892297.7028
2021-07-01 | 2021 | 7 |  | 0 | 215.6505 | 139 | 3482.9227 | 0 | 5566.9108 | 31 | -29248414.7411 | 0 | 2912946.9939 | -3452254.6237 | 6834936.1168 | 0 | 29024707.3921 | 10894567.7448 | 16966488.8828
2021-08-01 | 2021 | 8 |  | 0 | 174.9942 | 140 | 3495.5061 | 0 | 5571.8486 | 31 | -29248414.7411 | 0 | 2363772.8514 | -3477090.9879 | 6859630.0795 | 0 | 29050451.9015 | 10894567.7448 | 16442916.8483
2021-09-01 | 2021 | 9 |  | 0 | 93.1605 | 141 | 3518.2762 | 1 | 5576.7907 | 30 | -29248414.7411 | 0 | 1258386.3333 | -3501927.3521 | 6904314.3931 | -216171.8488 | 29076219.2459 | 10543130.0756 | 14815536.1059
2021-10-01 | 2021 | 10 |  | 44.8254 | 15.2017 | 142 | 3520.8728 | 1 | 5581.7373 | 31 | -29248414.7411 | 223174.9868 | 205340.7079 | -3526763.7163 | 6909409.9727 | -216171.8488 | 29102009.4455 | 10894567.7448 | 14343152.5516
2021-11-01 | 2021 | 11 |  | 228.3959 | 0.014511 | 143 | 3527.0646 | 1 | 5586.6882 | 30 | -29248414.7411 | 1137128.6253 | 196.0143 | -3551600.0805 | 6921560.9702 | -216171.8488 | 29127822.5207 | 10543130.0756 | 14713651.5357
2021-12-01 | 2021 | 12 |  | 334.3351 | 0 | 144 | 3527.3642 | 0 | 5591.6435 | 31 | -29248414.7411 | 1664574.3678 | 0 | -3576436.4447 | 6922148.9217 | 0 | 29153658.4917 | 10894567.7448 | 15810098.3402

## GS>50 Normalized Monthly Av Tr
Date | Year | Month | GS_gt_50_NoCDM | AvgGSgt50MD | HDD14 | CDD14 | GDP | Trend | Dec | GS_gt_50_Customers | Month Days | const | HDD14 | CDD14 | GDP | Trend | Dec | GS_gt_50_Customers | Month Days | Predicted/Normalized
2010-01-01 | 2010 | 1 | 77865432 | 2565.6671 | 539.14 | 0 | 609770.3 | 1 | 0 | 979 | 31 | -64837388.7025 | 7642034.8451 | 0 | 25219944.858 | -49423.5261 | 0 | 50557504.4194 | 59622263.9808 | 78154935.8747
2010-02-01 | 2010 | 2 | 70892677 | 2588.8357 | 473.45 | 0 | 609770.3 | 2 | 0 | 978 | 28 | -64837388.7025 | 6710912.5597 | 0 | 25219944.858 | -98847.0522 | 0 | 50505862.4333 | 53852367.4665 | 71352851.5627
2010-03-01 | 2010 | 3 | 76083324 | 2496.7454 | 394.32 | 0.03 | 609770.3 | 3 | 0 | 983 | 31 | -64837388.7025 | 5589285.121 | 1447.5848 | 25219944.858 | -148270.5783 | 0 | 50764072.3639 | 59622263.9808 | 76211354.6277
2010-04-01 | 2010 | 4 | 70016664 | 2347.9767 | 220.24 | 1.45 | 609770.3 | 4 | 0 | 994 | 30 | -64837388.7025 | 3121789.8028 | 69966.5997 | 25219944.858 | -197694.1044 | 0 | 51332134.2113 | 57698965.1427 | 72407717.8076
2010-05-01 | 2010 | 5 | 75214102 | 2436.0054 | 68.61 | 50.69 | 609770.3 | 5 | 0 | 996 | 31 | -64837388.7025 | 972511.7979 | 2445935.8208 | 25219944.858 | -247117.6305 | 0 | 51435418.1836 | 59622263.9808 | 74611568.3081
2010-06-01 | 2010 | 6 | 78113215 | 2611.6087 | 2.73 | 145.18 | 609770.3 | 6 | 0 | 997 | 30 | -64837388.7025 | 38696.3593 | 7005345.4817 | 25219944.858 | -296541.1566 | 0 | 51487060.1697 | 57698965.1427 | 76316082.1523
2010-07-01 | 2010 | 7 | 83811408 | 2717.1797 | 0 | 268.19 | 609770.3 | 7 | 0 | 995 | 31 | -64837388.7025 | 0 | 12940925.78 | 25219944.858 | -345964.6827 | 0 | 51383776.1975 | 59622263.9808 | 83983557.431
2010-08-01 | 2010 | 8 | 83014987 | 2683.2693 | 0 | 239.59 | 609770.3 | 8 | 0 | 998 | 31 | -64837388.7025 | 0 | 11560894.9164 | 25219944.858 | -395388.2088 | 0 | 51538702.1558 | 59622263.9808 | 82709028.9997
2010-09-01 | 2010 | 9 | 73574953 | 2452.4984 | 5.21 | 132.95 | 609770.3 | 9 | 0 | 1000 | 30 | -64837388.7025 | 73849.0959 | 6415213.4026 | 25219944.858 | -444811.7349 | 0 | 51641986.1281 | 57698965.1427 | 75767758.1899
2010-10-01 | 2010 | 10 | 71065323 | 2278.7572 | 90.66 | 27.9 | 609770.3 | 10 | 0 | 1006 | 31 | -64837388.7025 | 1285059.3149 | 1346253.8844 | 25219944.858 | -494235.261 | 0 | 51951838.0449 | 59622263.9808 | 74093736.1195
2010-11-01 | 2010 | 11 | 71655511 | 2371.9136 | 264.88 | 0.69 | 609770.3 | 11 | 0 | 1007 | 30 | -64837388.7025 | 3754539.0618 | 33294.4509 | 25219944.858 | -543658.7871 | 0 | 52003480.031 | 57698965.1427 | 73329176.0547
2010-12-01 | 2010 | 12 | 74889412 | 2384.7853 | 413.65 | 0 | 609770.3 | 12 | 1 | 1013 | 31 | -64837388.7025 | 5863278.0237 | 0 | 25219944.858 | -593082.3132 | -3190026.1521 | 52313331.9478 | 59622263.9808 | 74398321.6423
2011-01-01 | 2011 | 1 | 79499206.0928 | 2511.7439 | 539.14 | 0 | 625936.9 | 13 | 0 | 1021 | 31 | -64837388.7025 | 7642034.8451 | 0 | 25888591.3312 | -642505.8393 | 0 | 52726467.8368 | 59622263.9808 | 80399463.452
2011-02-01 | 2011 | 2 | 71789116.0928 | 2624.2549 | 473.45 | 0 | 625936.9 | 14 | 0 | 977 | 28 | -64837388.7025 | 6710912.5597 | 0 | 25888591.3312 | -691929.3654 | 0 | 50454220.4472 | 53852367.4665 | 71376773.7366
2011-03-01 | 2011 | 3 | 79353259.0928 | 2614.6911 | 394.32 | 0.03 | 625936.9 | 15 | 0 | 979 | 31 | -64837388.7025 | 5589285.121 | 1447.5848 | 25888591.3312 | -741352.8915 | 0 | 50557504.4194 | 59622263.9808 | 76080350.8431
2011-04-01 | 2011 | 4 | 71579772.0928 | 2434.6861 | 220.24 | 1.45 | 625936.9 | 16 | 0 | 980 | 30 | -64837388.7025 | 3121789.8028 | 69966.5997 | 25888591.3312 | -790776.4176 | 0 | 50609146.4055 | 57698965.1427 | 71760294.1618
2011-05-01 | 2011 | 5 | 74262685.0928 | 2439.4811 | 68.61 | 50.69 | 625936.9 | 17 | 0 | 982 | 31 | -64837388.7025 | 972511.7979 | 2445935.8208 | 25888591.3312 | -840199.9437 | 0 | 50712430.3778 | 59622263.9808 | 73964144.6623
2011-06-01 | 2011 | 6 | 77117693.0928 | 2609.7358 | 2.73 | 145.18 | 625936.9 | 18 | 0 | 985 | 30 | -64837388.7025 | 38696.3593 | 7005345.4817 | 25888591.3312 | -889623.4698 | 0 | 50867356.3362 | 57698965.1427 | 75771942.4787
2011-07-01 | 2011 | 7 | 84651520.0928 | 2777.9188 | 0 | 268.19 | 625936.9 | 19 | 0 | 983 | 31 | -64837388.7025 | 0 | 12940925.78 | 25888591.3312 | -939046.9959 | 0 | 50764072.3639 | 59622263.9808 | 83439417.7575
2011-08-01 | 2011 | 8 | 82199049.0928 | 2697.4387 | 0 | 239.59 | 625936.9 | 20 | 0 | 983 | 31 | -64837388.7025 | 0 | 11560894.9164 | 25888591.3312 | -988470.522 | 0 | 50764072.3639 | 59622263.9808 | 82009963.3678
2011-09-01 | 2011 | 9 | 74484945.0928 | 2523.2027 | 5.21 | 132.95 | 625936.9 | 21 | 0 | 984 | 30 | -64837388.7025 | 73849.0959 | 6415213.4026 | 25888591.3312 | -1037894.0481 | 0 | 50815714.3501 | 57698965.1427 | 75017050.5718
2011-10-01 | 2011 | 10 | 72131128.0928 | 2367.0504 | 90.66 | 27.9 | 625936.9 | 22 | 0 | 983 | 31 | -64837388.7025 | 1285059.3149 | 1346253.8844 | 25888591.3312 | -1087317.5742 | 0 | 50764072.3639 | 59622263.9808 | 72981534.5985
2011-11-01 | 2011 | 11 | 71065271.0928 | 2390.3556 | 264.88 | 0.69 | 625936.9 | 23 | 0 | 991 | 30 | -64837388.7025 | 3754539.0618 | 33294.4509 | 25888591.3312 | -1136741.1003 | 0 | 51177208.2529 | 57698965.1427 | 72578468.4367
2011-12-01 | 2011 | 12 | 72314878.0928 | 2344.4603 | 413.65 | 0 | 625936.9 | 24 | 1 | 995 | 31 | -64837388.7025 | 5863278.0237 | 0 | 25888591.3312 | -1186164.6264 | -3190026.1521 | 51383776.1975 | 59622263.9808 | 73544330.052
2012-01-01 | 2012 | 1 | 77861343.963 | 2521.7432 | 539.14 | 0 | 634944.3 | 25 | 0 | 996 | 31 | -64837388.7025 | 7642034.8451 | 0 | 26261135.1092 | -1235588.1525 | 0 | 51435418.1836 | 59622263.9808 | 78887875.2637
2012-02-01 | 2012 | 2 | 72912305.963 | 2526.8517 | 473.45 | 0 | 634944.3 | 26 | 0 | 995 | 29 | -64837388.7025 | 6710912.5597 | 0 | 26261135.1092 | -1285011.6786 | 0 | 51383776.1975 | 55775666.3046 | 74009089.7898
2012-03-01 | 2012 | 3 | 74889795.963 | 2425.5019 | 394.32 | 0.03 | 634944.3 | 27 | 0 | 996 | 31 | -64837388.7025 | 5589285.121 | 1447.5848 | 26261135.1092 | -1334435.2047 | 0 | 51435418.1836 | 59622263.9808 | 76737726.0722
2012-04-01 | 2012 | 4 | 69901221.963 | 2339.3983 | 220.24 | 1.45 | 634944.3 | 28 | 0 | 996 | 30 | -64837388.7025 | 3121789.8028 | 69966.5997 | 26261135.1092 | -1383858.7308 | 0 | 51435418.1836 | 57698965.1427 | 72366027.4047
2012-05-01 | 2012 | 5 | 75697992.963 | 2446.7643 | 68.61 | 50.69 | 634944.3 | 29 | 0 | 998 | 31 | -64837388.7025 | 972511.7979 | 2445935.8208 | 26261135.1092 | -1433282.2569 | 0 | 51538702.1558 | 59622263.9808 | 74569877.9052
2012-06-01 | 2012 | 6 | 78642737.963 | 2624.0486 | 2.73 | 145.18 | 634944.3 | 30 | 0 | 999 | 30 | -64837388.7025 | 38696.3593 | 7005345.4817 | 26261135.1092 | -1482705.783 | 0 | 51590344.142 | 57698965.1427 | 76274391.7494
2012-07-01 | 2012 | 7 | 85309315.963 | 2751.9134 | 0 | 268.19 | 634944.3 | 31 | 0 | 1000 | 31 | -64837388.7025 | 0 | 12940925.78 | 26261135.1092 | -1532129.3091 | 0 | 51641986.1281 | 59622263.9808 | 84096792.9865
2012-08-01 | 2012 | 8 | 82517115.963 | 2664.507 | 0 | 239.59 | 634944.3 | 32 | 0 | 999 | 31 | -64837388.7025 | 0 | 11560894.9164 | 26261135.1092 | -1581552.8352 | 0 | 51590344.142 | 59622263.9808 | 82615696.6107
2012-09-01 | 2012 | 9 | 74673729.963 | 2491.6159 | 5.21 | 132.95 | 634944.3 | 33 | 0 | 999 | 30 | -64837388.7025 | 73849.0959 | 6415213.4026 | 26261135.1092 | -1630976.3613 | 0 | 51590344.142 | 57698965.1427 | 75571141.8286
2012-10-01 | 2012 | 10 | 73374496.963 | 2371.6626 | 90.66 | 27.9 | 634944.3 | 34 | 0 | 998 | 31 | -64837388.7025 | 1285059.3149 | 1346253.8844 | 26261135.1092 | -1680399.8874 | 0 | 51538702.1558 | 59622263.9808 | 73535625.8553
2012-11-01 | 2012 | 11 | 72808754.963 | 2426.9585 | 264.88 | 0.69 | 634944.3 | 35 | 0 | 1000 | 30 | -64837388.7025 | 3754539.0618 | 33294.4509 | 26261135.1092 | -1729823.4135 | 0 | 51641986.1281 | 57698965.1427 | 72822707.7767
2012-12-01 | 2012 | 12 | 72687620.963 | 2335.4203 | 413.65 | 0 | 634944.3 | 36 | 1 | 1004 | 31 | -64837388.7025 | 5863278.0237 | 0 | 26261135.1092 | -1779246.9396 | -3190026.1521 | 51848554.0726 | 59622263.9808 | 73788569.392
2013-01-01 | 2013 | 1 | 79277065.8949 | 2554.7699 | 539.14 | 0 | 643937 | 37 | 0 | 1001 | 31 | -64837388.7025 | 7642034.8451 | 0 | 26633070.899 | -1828670.4657 | 0 | 51693628.1142 | 59622263.9808 | 78924938.6709
2013-02-01 | 2013 | 2 | 72766224.8949 | 2593.6065 | 473.45 | 0 | 643937 | 38 | 0 | 1002 | 28 | -64837388.7025 | 6710912.5597 | 0 | 26633070.899 | -1878093.9918 | 0 | 51745270.1004 | 53852367.4665 | 72226138.3312
2013-03-01 | 2013 | 3 | 76895003.8949 | 2470.6016 | 394.32 | 0.03 | 643937 | 39 | 0 | 1004 | 31 | -64837388.7025 | 5589285.121 | 1447.5848 | 26633070.899 | -1927517.5179 | 0 | 51848554.0726 | 59622263.9808 | 76929715.4378
2013-04-01 | 2013 | 4 | 72485963.8949 | 2401.7881 | 220.24 | 1.45 | 643937 | 40 | 0 | 1006 | 30 | -64837388.7025 | 3121789.8028 | 69966.5997 | 26633070.899 | -1976941.044 | 0 | 51951838.0449 | 57698965.1427 | 72661300.7426
2013-05-01 | 2013 | 5 | 74512872.8949 | 2389.3052 | 68.61 | 50.69 | 643937 | 41 | 0 | 1006 | 31 | -64837388.7025 | 972511.7979 | 2445935.8208 | 26633070.899 | -2026364.5701 | 0 | 51951838.0449 | 59622263.9808 | 74761867.2708
2013-06-01 | 2013 | 6 | 76269513.8949 | 2529.6688 | 2.73 | 145.18 | 643937 | 42 | 0 | 1005 | 30 | -64837388.7025 | 38696.3593 | 7005345.4817 | 26633070.899 | -2075788.0962 | 0 | 51900196.0587 | 57698965.1427 | 76363097.1427
2013-07-01 | 2013 | 7 | 83459194.8949 | 2673.5175 | 0 | 268.19 | 643937 | 43 | 0 | 1007 | 31 | -64837388.7025 | 0 | 12940925.78 | 26633070.899 | -2125211.6223 | 0 | 52003480.031 | 59622263.9808 | 84237140.366
2013-08-01 | 2013 | 8 | 80843786.8949 | 2587.1668 | 0 | 239.59 | 643937 | 44 | 0 | 1008 | 31 | -64837388.7025 | 0 | 11560894.9164 | 26633070.899 | -2174635.1484 | 0 | 52055122.0171 | 59622263.9808 | 82859327.9624
2013-09-01 | 2013 | 9 | 74048827.8949 | 2446.2778 | 5.21 | 132.95 | 643937 | 45 | 0 | 1009 | 30 | -64837388.7025 | 73849.0959 | 6415213.4026 | 26633070.899 | -2224058.6745 | 0 | 52106764.0033 | 57698965.1427 | 75866415.1665
2013-10-01 | 2013 | 10 | 74442701.8949 | 2370.5602 | 90.66 | 27.9 | 643937 | 46 | 0 | 1013 | 31 | -64837388.7025 | 1285059.3149 | 1346253.8844 | 26633070.899 | -2273482.2006 | 0 | 52313331.9478 | 59622263.9808 | 74089109.1238
2013-11-01 | 2013 | 11 | 73596562.8949 | 2419.3479 | 264.88 | 0.69 | 643937 | 47 | 0 | 1014 | 30 | -64837388.7025 | 3754539.0618 | 33294.4509 | 26633070.899 | -2322905.7267 | 0 | 52364973.9339 | 57698965.1427 | 73324549.0591
2013-12-01 | 2013 | 12 | 76011256.8949 | 2415.7399 | 413.65 | 0 | 643937 | 48 | 1 | 1015 | 31 | -64837388.7025 | 5863278.0237 | 0 | 26633070.899 | -2372329.2528 | -3190026.1521 | 52416615.92 | 59622263.9808 | 74135484.716
2014-01-01 | 2014 | 1 | 82552599.2948 | 2610.7716 | 539.14 | 0 | 659861.2 | 49 | 0 | 1020 | 31 | -64837388.7025 | 7642034.8451 | 0 | 27291691.7697 | -2421752.7789 | 0 | 52674825.8507 | 59622263.9808 | 79971674.9648
2014-02-01 | 2014 | 2 | 74935797.2948 | 2623.8024 | 473.45 | 0 | 659861.2 | 50 | 0 | 1020 | 28 | -64837388.7025 | 6710912.5597 | 0 | 27291691.7697 | -2471176.305 | 0 | 52674825.8507 | 53852367.4665 | 73221232.639
2014-03-01 | 2014 | 3 | 79784798.2948 | 2523.2384 | 394.32 | 0.03 | 659861.2 | 51 | 0 | 1020 | 31 | -64837388.7025 | 5589285.121 | 1447.5848 | 27291691.7697 | -2520599.8311 | 0 | 52674825.8507 | 59622263.9808 | 77821525.7733
2014-04-01 | 2014 | 4 | 72659808.2948 | 2376.8338 | 220.24 | 1.45 | 659861.2 | 52 | 0 | 1019 | 30 | -64837388.7025 | 3121789.8028 | 69966.5997 | 27291691.7697 | -2570023.3572 | 0 | 52623183.8645 | 57698965.1427 | 73398185.1198
2014-05-01 | 2014 | 5 | 73690526.2948 | 2337.3783 | 68.61 | 50.69 | 659861.2 | 53 | 0 | 1017 | 31 | -64837388.7025 | 972511.7979 | 2445935.8208 | 27291691.7697 | -2619446.8833 | 0 | 52519899.8923 | 59622263.9808 | 75395467.6757
2014-06-01 | 2014 | 6 | 77041220.2948 | 2526.3558 | 2.73 | 145.18 | 659861.2 | 54 | 0 | 1016.5 | 30 | -64837388.7025 | 38696.3593 | 7005345.4817 | 27291691.7697 | -2668870.4094 | 0 | 52494078.8992 | 57698965.1427 | 77022518.5407
2014-07-01 | 2014 | 7 | 81112465.2948 | 2575.3259 | 0 | 268.19 | 659861.2 | 55 | 0 | 1016 | 31 | -64837388.7025 | 0 | 12940925.78 | 27291691.7697 | -2718293.9355 | 0 | 52468257.9062 | 59622263.9808 | 84767456.7987
2014-08-01 | 2014 | 8 | 79689322.2948 | 2530.141 | 0 | 239.59 | 659861.2 | 56 | 0 | 1016 | 31 | -64837388.7025 | 0 | 11560894.9164 | 27291691.7697 | -2767717.4616 | 0 | 52468257.9062 | 59622263.9808 | 83338002.409
2014-09-01 | 2014 | 9 | 76306860.2948 | 2481.5239 | 5.21 | 132.95 | 659861.2 | 57 | 0 | 1025 | 30 | -64837388.7025 | 73849.0959 | 6415213.4026 | 27291691.7697 | -2817140.9877 | 0 | 52933035.7813 | 57698965.1427 | 76758225.502
2014-10-01 | 2014 | 10 | 74592542.2948 | 2340.6722 | 90.66 | 27.9 | 659861.2 | 58 | 0 | 1028 | 31 | -64837388.7025 | 1285059.3149 | 1346253.8844 | 27291691.7697 | -2866564.5138 | 0 | 53087961.7397 | 59622263.9808 | 74929277.4732
2014-11-01 | 2014 | 11 | 74134367.2948 | 2401.502 | 264.88 | 0.69 | 659861.2 | 59 | 0 | 1029 | 30 | -64837388.7025 | 3754539.0618 | 33294.4509 | 27291691.7697 | -2915988.0399 | 0 | 53139603.7258 | 57698965.1427 | 74164717.4085
2014-12-01 | 2014 | 12 | 75324781.2948 | 2363.6495 | 413.65 | 0 | 659861.2 | 60 | 1 | 1028 | 31 | -64837388.7025 | 5863278.0237 | 0 | 27291691.7697 | -2965411.566 | -3190026.1521 | 53087961.7397 | 59622263.9808 | 74872369.0932
2015-01-01 | 2015 | 1 | 81657018.9013 | 2562.3515 | 539.14 | 0 | 677384 | 61 | 0 | 1028 | 31 | -64837388.7025 | 7642034.8451 | 0 | 28016430.3307 | -3014835.0921 | 0 | 53087961.7397 | 59622263.9808 | 80516467.1017
2015-02-01 | 2015 | 2 | 76315766.9013 | 2653.9076 | 473.45 | 0 | 677384 | 62 | 0 | 1027 | 28 | -64837388.7025 | 6710912.5597 | 0 | 28016430.3307 | -3064258.6182 | 0 | 53036319.7536 | 53852367.4665 | 73714382.7897
2015-03-01 | 2015 | 3 | 79384809.9013 | 2486.2139 | 394.32 | 0.03 | 677384 | 63 | 0 | 1030 | 31 | -64837388.7025 | 5589285.121 | 1447.5848 | 28016430.3307 | -3113682.1443 | 0 | 53191245.7119 | 59622263.9808 | 78469601.8824
2015-04-01 | 2015 | 4 | 71921603.9013 | 2332.0883 | 220.24 | 1.45 | 677384 | 64 | 0 | 1028 | 30 | -64837388.7025 | 3121789.8028 | 69966.5997 | 28016430.3307 | -3163105.6704 | 0 | 53087961.7397 | 57698965.1427 | 73994619.2427
2015-05-01 | 2015 | 5 | 75614661.9013 | 2372.7458 | 68.61 | 50.69 | 677384 | 65 | 0 | 1028 | 31 | -64837388.7025 | 972511.7979 | 2445935.8208 | 28016430.3307 | -3212529.1965 | 0 | 53087961.7397 | 59622263.9808 | 76095185.7709
2015-06-01 | 2015 | 6 | 77512457.9013 | 2515.8214 | 2.73 | 145.18 | 677384 | 66 | 0 | 1027 | 30 | -64837388.7025 | 38696.3593 | 7005345.4817 | 28016430.3307 | -3261952.7226 | 0 | 53036319.7536 | 57698965.1427 | 77696415.6428
2015-07-01 | 2015 | 7 | 84109914.9013 | 2641.892 | 0 | 268.19 | 677384 | 67 | 0 | 1027 | 31 | -64837388.7025 | 0 | 12940925.78 | 28016430.3307 | -3311376.2487 | 0 | 53036319.7536 | 59622263.9808 | 85467174.8939
2015-08-01 | 2015 | 8 | 82970684.9013 | 2601.0434 | 0 | 239.59 | 677384 | 68 | 0 | 1029 | 31 | -64837388.7025 | 0 | 11560894.9164 | 28016430.3307 | -3360799.7748 | 0 | 53139603.7258 | 59622263.9808 | 84141004.4764
2015-09-01 | 2015 | 9 | 80471106.9013 | 2609.3096 | 5.21 | 132.95 | 677384 | 69 | 0 | 1028 | 30 | -64837388.7025 | 73849.0959 | 6415213.4026 | 28016430.3307 | -3410223.3009 | 0 | 53087961.7397 | 57698965.1427 | 77044807.7082
2015-10-01 | 2015 | 10 | 74766344.9013 | 2355.2906 | 90.66 | 27.9 | 677384 | 70 | 0 | 1024 | 31 | -64837388.7025 | 1285059.3149 | 1346253.8844 | 28016430.3307 | -3459646.827 | 0 | 52881393.7952 | 59622263.9808 | 74854365.7765
2015-11-01 | 2015 | 11 | 73580200.9013 | 2388.1922 | 264.88 | 0.69 | 677384 | 71 | 0 | 1027 | 30 | -64837388.7025 | 3754539.0618 | 33294.4509 | 28016430.3307 | -3509070.3531 | 0 | 53036319.7536 | 57698965.1427 | 74193089.684
2015-12-01 | 2015 | 12 | 74354600.9013 | 2330.9383 | 413.65 | 0 | 677384 | 72 | 1 | 1029 | 31 | -64837388.7025 | 5863278.0237 | 0 | 28016430.3307 | -3558493.8792 | -3190026.1521 | 53139603.7258 | 59622263.9808 | 75055667.3271
2016-01-01 | 2016 | 1 | 80877446.452 | 2530.5043 | 539.14 | 0 | 692620.8 | 73 | 0 | 1031 | 31 | -64837388.7025 | 7642034.8451 | 0 | 28646620.5118 | -3607917.4053 | 0 | 53242887.6981 | 59622263.9808 | 80708500.928
2016-02-01 | 2016 | 2 | 76696727.452 | 2560.2272 | 473.45 | 0 | 692620.8 | 74 | 0 | 1033 | 29 | -64837388.7025 | 6710912.5597 | 0 | 28646620.5118 | -3657340.9314 | 0 | 53346171.6703 | 55775666.3046 | 75984641.4125
2016-03-01 | 2016 | 3 | 79053293.452 | 2466.2536 | 394.32 | 0.03 | 692620.8 | 75 | 0 | 1034 | 31 | -64837388.7025 | 5589285.121 | 1447.5848 | 28646620.5118 | -3706764.4575 | 0 | 53397813.6565 | 59622263.9808 | 78713277.6949
2016-04-01 | 2016 | 4 | 75326609.452 | 2425.9778 | 220.24 | 1.45 | 692620.8 | 76 | 0 | 1035 | 30 | -64837388.7025 | 3121789.8028 | 69966.5997 | 28646620.5118 | -3756187.9836 | 0 | 53449455.6426 | 57698965.1427 | 74393221.0135
2016-05-01 | 2016 | 5 | 77298721.452 | 2409.1856 | 68.61 | 50.69 | 692620.8 | 77 | 0 | 1035 | 31 | -64837388.7025 | 972511.7979 | 2445935.8208 | 28646620.5118 | -3805611.5097 | 0 | 53449455.6426 | 59622263.9808 | 76493787.5417
2016-06-01 | 2016 | 6 | 80715843.452 | 2604.5771 | 2.73 | 145.18 | 692620.8 | 78 | 0 | 1033 | 30 | -64837388.7025 | 38696.3593 | 7005345.4817 | 28646620.5118 | -3855035.0358 | 0 | 53346171.6703 | 57698965.1427 | 78043375.4275
2016-07-01 | 2016 | 7 | 86828378.452 | 2708.8157 | 0 | 268.19 | 692620.8 | 79 | 0 | 1034 | 31 | -64837388.7025 | 0 | 12940925.78 | 28646620.5118 | -3904458.5619 | 0 | 53397813.6565 | 59622263.9808 | 85865776.6647
2016-08-01 | 2016 | 8 | 89984192.452 | 2807.2687 | 0 | 239.59 | 692620.8 | 80 | 0 | 1034 | 31 | -64837388.7025 | 0 | 11560894.9164 | 28646620.5118 | -3953882.088 | 0 | 53397813.6565 | 59622263.9808 | 84436322.275
2016-09-01 | 2016 | 9 | 80657191.452 | 2602.6845 | 5.21 | 132.95 | 692620.8 | 81 | 0 | 1033 | 30 | -64837388.7025 | 73849.0959 | 6415213.4026 | 28646620.5118 | -4003305.6141 | 0 | 53346171.6703 | 57698965.1427 | 77340125.5068
2016-10-01 | 2016 | 10 | 75966711.452 | 2365.3852 | 90.66 | 27.9 | 692620.8 | 82 | 0 | 1036 | 31 | -64837388.7025 | 1285059.3149 | 1346253.8844 | 28646620.5118 | -4052729.1402 | 0 | 53501097.6287 | 59622263.9808 | 75511177.478
2016-11-01 | 2016 | 11 | 74431571.452 | 2394.8382 | 264.88 | 0.69 | 692620.8 | 83 | 0 | 1036 | 30 | -64837388.7025 | 3754539.0618 | 33294.4509 | 28646620.5118 | -4102152.6663 | 0 | 53501097.6287 | 57698965.1427 | 74694975.4271
2016-12-01 | 2016 | 12 | 76796818.452 | 2391.2324 | 413.65 | 0 | 692620.8 | 84 | 1 | 1036 | 31 | -64837388.7025 | 5863278.0237 | 0 | 28646620.5118 | -4151576.1924 | -3190026.1521 | 53501097.6287 | 59622263.9808 | 75454269.098
2017-01-01 | 2017 | 1 | 79778744.6665 | 2486.4811 | 539.14 | 0 | 713254.1 | 85 | 0 | 1035 | 31 | -64837388.7025 | 7642034.8451 | 0 | 29500008.5634 | -4200999.7185 | 0 | 53449455.6426 | 59622263.9808 | 81175374.6109
2017-02-01 | 2017 | 2 | 71619045.6665 | 2560.3834 | 473.45 | 0 | 713254.1 | 86 | 0 | 999 | 28 | -64837388.7025 | 6710912.5597 | 0 | 29500008.5634 | -4250423.2446 | 0 | 51590344.142 | 53852367.4665 | 72565820.7845
2017-03-01 | 2017 | 3 | 78853175.6665 | 2543.6508 | 394.32 | 0.03 | 713254.1 | 87 | 0 | 1000 | 31 | -64837388.7025 | 5589285.121 | 1447.5848 | 29500008.5634 | -4299846.7707 | 0 | 51641986.1281 | 59622263.9808 | 77217755.9049
2017-04-01 | 2017 | 4 | 71496185.6665 | 2383.2062 | 220.24 | 1.45 | 713254.1 | 88 | 0 | 1000 | 30 | -64837388.7025 | 3121789.8028 | 69966.5997 | 29500008.5634 | -4349270.2968 | 0 | 51641986.1281 | 57698965.1427 | 72846057.2375
2017-05-01 | 2017 | 5 | 75455637.6665 | 2441.377 | 68.61 | 50.69 | 713254.1 | 89 | 0 | 997 | 31 | -64837388.7025 | 972511.7979 | 2445935.8208 | 29500008.5634 | -4398693.8229 | 0 | 51487060.1697 | 59622263.9808 | 74791697.8073
2017-06-01 | 2017 | 6 | 78632788.6665 | 2618.4745 | 2.73 | 145.18 | 713254.1 | 90 | 0 | 1001 | 30 | -64837388.7025 | 38696.3593 | 7005345.4817 | 29500008.5634 | -4448117.349 | 0 | 51693628.1142 | 57698965.1427 | 76651137.6098
2017-07-01 | 2017 | 7 | 82422181.6665 | 2656.1239 | 0 | 268.19 | 713254.1 | 91 | 0 | 1001 | 31 | -64837388.7025 | 0 | 12940925.78 | 29500008.5634 | -4497540.8751 | 0 | 51693628.1142 | 59622263.9808 | 84421896.8609
2017-08-01 | 2017 | 8 | 82320840.6665 | 2650.2106 | 0 | 239.59 | 713254.1 | 92 | 0 | 1002 | 31 | -64837388.7025 | 0 | 11560894.9164 | 29500008.5634 | -4546964.4012 | 0 | 51745270.1004 | 59622263.9808 | 83044084.4573
2017-09-01 | 2017 | 9 | 78267352.6665 | 2606.3055 | 5.21 | 132.95 | 713254.1 | 93 | 0 | 1001 | 30 | -64837388.7025 | 73849.0959 | 6415213.4026 | 29500008.5634 | -4596387.9273 | 0 | 51693628.1142 | 57698965.1427 | 75947887.6891
2017-10-01 | 2017 | 10 | 76411605.6665 | 2459.9706 | 90.66 | 27.9 | 713254.1 | 94 | 0 | 1002 | 31 | -64837388.7025 | 1285059.3149 | 1346253.8844 | 29500008.5634 | -4645811.4534 | 0 | 51745270.1004 | 59622263.9808 | 74015655.688
2017-11-01 | 2017 | 11 | 74842943.6665 | 2487.3029 | 264.88 | 0.69 | 713254.1 | 95 | 0 | 1003 | 30 | -64837388.7025 | 3754539.0618 | 33294.4509 | 29500008.5634 | -4695234.9795 | 0 | 51796912.0865 | 57698965.1427 | 73251095.6233
2017-12-01 | 2017 | 12 | 76074354.6665 | 2446.6714 | 413.65 | 0 | 713254.1 | 96 | 1 | 1003 | 31 | -64837388.7025 | 5863278.0237 | 0 | 29500008.5634 | -4744658.5056 | -3190026.1521 | 51796912.0865 | 59622263.9808 | 74010389.2941
2018-01-01 | 2018 | 1 | 81501426.6568 | 2623.8306 | 539.14 | 0 | 730276.2 | 97 | 0 | 1002 | 31 | -64837388.7025 | 7642034.8451 | 0 | 30204038.2995 | -4794082.0317 | 0 | 51745270.1004 | 59622263.9808 | 79582136.4915
2018-02-01 | 2018 | 2 | 72389848.6568 | 2575.0515 | 473.45 | 0 | 730276.2 | 98 | 0 | 1004 | 28 | -64837388.7025 | 6710912.5597 | 0 | 30204038.2995 | -4843505.5578 | 0 | 51848554.0726 | 53852367.4665 | 72934978.138
2018-03-01 | 2018 | 3 | 77808315.6568 | 2490.0255 | 394.32 | 0.03 | 730276.2 | 99 | 0 | 1008 | 31 | -64837388.7025 | 5589285.121 | 1447.5848 | 30204038.2995 | -4892929.0839 | 0 | 52055122.0171 | 59622263.9808 | 77741839.2168
2018-04-01 | 2018 | 4 | 74246303.6568 | 2460.1161 | 220.24 | 1.45 | 730276.2 | 100 | 0 | 1006 | 30 | -64837388.7025 | 3121789.8028 | 69966.5997 | 30204038.2995 | -4942352.61 | 0 | 51951838.0449 | 57698965.1427 | 73266856.5771
2018-05-01 | 2018 | 5 | 76803143.6568 | 2457.8579 | 68.61 | 50.69 | 730276.2 | 101 | 0 | 1008 | 31 | -64837388.7025 | 972511.7979 | 2445935.8208 | 30204038.2995 | -4991776.1361 | 0 | 52055122.0171 | 59622263.9808 | 75470707.0775
2018-06-01 | 2018 | 6 | 78416513.6568 | 2694.7256 | 2.73 | 145.18 | 730276.2 | 102 | 0 | 970 | 30 | -64837388.7025 | 38696.3593 | 7005345.4817 | 30204038.2995 | -5041199.6622 | 0 | 50092726.5443 | 57698965.1427 | 75161183.4627
2018-07-01 | 2018 | 7 | 83770689.6568 | 2785.856 | 0 | 268.19 | 730276.2 | 103 | 0 | 970 | 31 | -64837388.7025 | 0 | 12940925.78 | 30204038.2995 | -5090623.1883 | 0 | 50092726.5443 | 59622263.9808 | 82931942.7138
2018-08-01 | 2018 | 8 | 83927361.6568 | 2791.0662 | 0 | 239.59 | 730276.2 | 104 | 0 | 970 | 31 | -64837388.7025 | 0 | 11560894.9164 | 30204038.2995 | -5140046.7144 | 0 | 50092726.5443 | 59622263.9808 | 81502488.3241
2018-09-01 | 2018 | 9 | 76396317.6568 | 2614.5215 | 5.21 | 132.95 | 730276.2 | 105 | 0 | 974 | 30 | -64837388.7025 | 73849.0959 | 6415213.4026 | 30204038.2995 | -5189470.2405 | 0 | 50299294.4888 | 57698965.1427 | 74664501.4865
2018-10-01 | 2018 | 10 | 72584854.6568 | 2408.896 | 90.66 | 27.9 | 730276.2 | 106 | 0 | 972 | 31 | -64837388.7025 | 1285059.3149 | 1346253.8844 | 30204038.2995 | -5238893.7666 | 0 | 50196010.5165 | 59622263.9808 | 72577343.527
2018-11-01 | 2018 | 11 | 72301301.6568 | 2479.4685 | 264.88 | 0.69 | 730276.2 | 107 | 0 | 972 | 30 | -64837388.7025 | 3754539.0618 | 33294.4509 | 30204038.2995 | -5288317.2927 | 0 | 50196010.5165 | 57698965.1427 | 71761141.4762
2018-12-01 | 2018 | 12 | 71622528.6568 | 2372.0782 | 413.65 | 0 | 730276.2 | 108 | 1 | 974 | 31 | -64837388.7025 | 5863278.0237 | 0 | 30204038.2995 | -5337740.8188 | -3190026.1521 | 50299294.4888 | 59622263.9808 | 72623719.1193
2019-01-01 | 2019 | 1 | 78801666.5678 | 2609.8452 | 539.14 | 0 | 744439.6 | 109 | 0 | 974 | 31 | -64837388.7025 | 7642034.8451 | 0 | 30789832.929 | -5387164.3449 | 0 | 50299294.4888 | 59622263.9808 | 78128873.1963
2019-02-01 | 2019 | 2 | 71331586.5678 | 2620.9431 | 473.45 | 0 | 744439.6 | 110 | 0 | 972 | 28 | -64837388.7025 | 6710912.5597 | 0 | 30789832.929 | -5436587.871 | 0 | 50196010.5165 | 53852367.4665 | 71275146.8982
2019-03-01 | 2019 | 3 | 76137811.5678 | 2526.8091 | 394.32 | 0.03 | 744439.6 | 111 | 0 | 972 | 31 | -64837388.7025 | 5589285.121 | 1447.5848 | 30789832.929 | -5486011.3971 | 0 | 50196010.5165 | 59622263.9808 | 75875440.0325
2019-04-01 | 2019 | 4 | 69883776.5678 | 2394.0999 | 220.24 | 1.45 | 744439.6 | 112 | 0 | 973 | 30 | -64837388.7025 | 3121789.8028 | 69966.5997 | 30789832.929 | -5535434.9232 | 0 | 50247652.5026 | 57698965.1427 | 71555383.3512
2019-05-01 | 2019 | 5 | 70924333.5678 | 2341.7418 | 68.61 | 50.69 | 744439.6 | 113 | 0 | 977 | 31 | -64837388.7025 | 972511.7979 | 2445935.8208 | 30789832.929 | -5584858.4493 | 0 | 50454220.4472 | 59622263.9808 | 73862517.8239
2019-06-01 | 2019 | 6 | 71942833.5678 | 2442.0514 | 2.73 | 145.18 | 744439.6 | 114 | 0 | 982 | 30 | -64837388.7025 | 38696.3593 | 7005345.4817 | 30789832.929 | -5634281.9754 | 0 | 50712430.3778 | 57698965.1427 | 75773599.6126
2019-07-01 | 2019 | 7 | 83258537.5678 | 2734.9891 | 0 | 268.19 | 744439.6 | 115 | 0 | 982 | 31 | -64837388.7025 | 0 | 12940925.78 | 30789832.929 | -5683705.5015 | 0 | 50712430.3778 | 59622263.9808 | 83544358.8637
2019-08-01 | 2019 | 8 | 79859842.5678 | 2620.6754 | 0 | 239.59 | 744439.6 | 116 | 0 | 983 | 31 | -64837388.7025 | 0 | 11560894.9164 | 30789832.929 | -5733129.0276 | 0 | 50764072.3639 | 59622263.9808 | 82166546.4601
2019-09-01 | 2019 | 9 | 73220953.5678 | 2487.9699 | 5.21 | 132.95 | 744439.6 | 117 | 0 | 981 | 30 | -64837388.7025 | 73849.0959 | 6415213.4026 | 30789832.929 | -5782552.5537 | 0 | 50660788.3917 | 57698965.1427 | 75018707.7057
2019-10-01 | 2019 | 10 | 71051748.5678 | 2338.7672 | 90.66 | 27.9 | 744439.6 | 118 | 0 | 980 | 31 | -64837388.7025 | 1285059.3149 | 1346253.8844 | 30789832.929 | -5831976.0798 | 0 | 50609146.4055 | 59622263.9808 | 72983191.7324
2019-11-01 | 2019 | 11 | 71481685.5678 | 2336.0028 | 264.88 | 0.69 | 744439.6 | 119 | 0 | 1020 | 30 | -64837388.7025 | 3754539.0618 | 33294.4509 | 30789832.929 | -5881399.6059 | 0 | 52674825.8507 | 57698965.1427 | 74232669.1267
2019-12-01 | 2019 | 12 | 72324333.5678 | 2282.821 | 413.65 | 0 | 744439.6 | 120 | 1 | 1022 | 31 | -64837388.7025 | 5863278.0237 | 0 | 30789832.929 | -5930823.132 | -3190026.1521 | 52778109.8229 | 59622263.9808 | 75095246.7698
2020-01-01 | 2020 | 1 | 75739921.5548 |  | 540.8684 | 0 | 744439.6 | 121 | 0 | 1006 | 31 | -64837388.7025 | 7666534.333 | 0 | 30789832.929 | -5980246.6581 | 0 | 51951838.0449 | 59622263.9808 | 79212833.9271
2020-02-01 | 2020 | 2 | 70677174.5548 |  | 477.4695 | 0 | 744439.6 | 122 | 0 | 1006 | 29 | -64837388.7025 | 6767886.5515 | 0 | 30789832.929 | -6029670.1842 | 0 | 51951838.0449 | 55775666.3046 | 74418164.9433
2020-03-01 | 2020 | 3 | 70423460.5548 |  | 416.0484 | 0.026842 | 678238.0127 | 123 | 0 | 1008 | 31 | -64837388.7025 | 5897274.4203 | 1295.2075 | 28051752.0785 | -6079093.7103 | 0 | 52055122.0171 | 59622263.9808 | 74711225.2913
2020-04-01 | 2020 | 4 | 60626134.5548 |  | 227.7895 | 0 | 599261.1287 | 124 | 0 | 1008 | 30 | -64837388.7025 | 3228799.7463 | 0 | 24785288.1989 | -6128517.2364 | 0 | 52055122.0171 | 57698965.1427 | 66802269.1662
2020-05-01 | 2020 | 5 | 63498080.5548 |  | 68.1695 | 53.2642 | 599261.1287 | 125 | 0 | 1006 | 31 | -64837388.7025 | 966267.5618 | 2570148.7571 | 24785288.1989 | -6177940.7625 | 0 | 51951838.0449 | 59622263.9808 | 68880477.0784
2020-06-01 | 2020 | 6 | 69985308.5548 |  | 0.78579 | 141.6447 | 599261.1287 | 126 | 0 | 1005 | 30 | -64837388.7025 | 11138.1655 | 6834759.0388 | 24785288.1989 | -6227364.2886 | 0 | 51900196.0587 | 57698965.1427 | 70165593.6135
2020-07-01 | 2020 | 7 |  |  | 0 | 274.9679 | 615006.4395 | 127 | 0 | 1004 | 31 | -64837388.7025 | 0 | 13267978.3649 | 25436510.2598 | -6276787.8147 | 0 | 51848554.0726 | 59622263.9808 | 79061130.1609
2020-08-01 | 2020 | 8 |  |  | 0 | 237.0295 | 615006.4395 | 128 | 0 | 1003.8999 | 31 | -64837388.7025 | 0 | 11437342.2821 | 25436510.2598 | -6326211.3408 | 0 | 51843382.5806 | 59622263.9808 | 77175899.0599
2020-09-01 | 2020 | 9 |  |  | 1.48 | 141.8489 | 615006.4395 | 129 | 0 | 1003.7997 | 30 | -64837388.7025 | 20978.246 | 6844612.774 | 25436510.2598 | -6375634.8669 | 0 | 51838211.6045 | 57698965.1427 | 70626254.4576
2020-10-01 | 2020 | 10 |  |  | 81.9821 | 32.1616 | 635199.151 | 130 | 0 | 1003.6996 | 31 | -64837388.7025 | 1162054.5778 | 1551887.1178 | 26271675.68 | -6425058.393 | 0 | 51833041.1441 | 59622263.9808 | 69178475.405
2020-11-01 | 2020 | 11 |  |  | 283.5458 | 0.72421 | 635199.151 | 131 | 0 | 1003.5995 | 30 | -64837388.7025 | 4019117.1186 | 34945.2055 | 26271675.68 | -6474481.9191 | 0 | 51827871.1994 | 57698965.1427 | 68540703.7246
2020-12-01 | 2020 | 12 |  |  | 399.3553 | 0 | 635199.151 | 132 | 1 | 1003.4994 | 31 | -64837388.7025 | 5660657.4111 | 0 | 26271675.68 | -6523905.4452 | -3190026.1521 | 51822701.7703 | 59622263.9808 | 68825978.5424
2021-01-01 | 2021 | 1 |  |  | 541.4654 | 0 | 738294.7164 | 133 | 0 | 1004.4695 | 31 | -64837388.7025 | 7674996.3973 | 0 | 30535682.1019 | -6573328.9713 | 0 | 51872802.1273 | 59622263.9808 | 78295026.9335
2021-02-01 | 2021 | 2 |  |  | 477.9247 | 0 | 738294.7164 | 134 | 0 | 1004.3694 | 28 | -64837388.7025 | 6774338.6091 | 0 | 30535682.1019 | -6622752.4974 | 0 | 51867628.2168 | 53852367.4665 | 71569875.1943
2021-03-01 | 2021 | 3 |  |  | 418.124 | 0.02797 | 738294.7164 | 135 | 0 | 1004.2692 | 31 | -64837388.7025 | 5926694.4813 | 1349.628 | 30535682.1019 | -6672176.0235 | 0 | 51862454.8223 | 59622263.9808 | 76438880.2882
2021-04-01 | 2021 | 4 |  |  | 228.6675 | 0 | 738294.7164 | 136 | 0 | 1004.169 | 30 | -64837388.7025 | 3241245.5885 | 0 | 30535682.1019 | -6721599.5496 | 0 | 51857281.9438 | 57698965.1427 | 71774186.5248
2021-05-01 | 2021 | 5 |  |  | 67.6132 | 54.5398 | 738294.7164 | 137 | 0 | 1004.0688 | 31 | -64837388.7025 | 958383.1346 | 2631701.9503 | 30535682.1019 | -6771023.0757 | 0 | 51852109.5813 | 59622263.9808 | 73991728.9706
2021-06-01 | 2021 | 6 |  |  | 0.43015 | 140.9895 | 738294.7164 | 138 | 0 | 1003.9687 | 30 | -64837388.7025 | 6097.1624 | 6803140.7387 | 30535682.1019 | -6820446.6018 | 0 | 51846937.7347 | 57698965.1427 | 75232987.5761
2021-07-01 | 2021 | 7 |  |  | 0 | 277.6186 | 738294.7164 | 139 | 0 | 1003.8686 | 31 | -64837388.7025 | 0 | 13395884.6378 | 30535682.1019 | -6869870.1279 | 0 | 51841766.4039 | 59622263.9808 | 83688338.294
2021-08-01 | 2021 | 8 |  |  | 0 | 237.0404 | 738294.7164 | 140 | 0 | 1003.7684 | 31 | -64837388.7025 | 0 | 11437868.3467 | 30535682.1019 | -6919293.654 | 0 | 51836595.5889 | 59622263.9808 | 81675727.6618
2021-09-01 | 2021 | 9 |  |  | 1.0557 | 142.7893 | 738294.7164 | 141 | 0 | 1003.6683 | 30 | -64837388.7025 | 14964.2122 | 6889988.572 | 30535682.1019 | -6968717.1801 | 0 | 51831425.2897 | 57698965.1427 | 75164919.4358
2021-10-01 | 2021 | 10 |  |  | 80.1628 | 32.9032 | 738294.7164 | 142 | 0 | 1003.5682 | 31 | -64837388.7025 | 1136266.5968 | 1587670.3988 | 30535682.1019 | -7018140.7062 | 0 | 51826255.5062 | 59622263.9808 | 72852609.1757
2021-11-01 | 2021 | 11 |  |  | 286.4002 | 0.73985 | 738294.7164 | 143 | 0 | 1003.4681 | 30 | -64837388.7025 | 4059576.2303 | 35699.8362 | 30535682.1019 | -7067564.2323 | 0 | 51821086.2383 | 57698965.1427 | 72246056.6146
2021-12-01 | 2021 | 12 |  |  | 396.5291 | 0 | 738294.7164 | 144 | 1 | 1003.368 | 31 | -64837388.7025 | 5620597.9561 | 0 | 30535682.1019 | -7116987.7584 | -3190026.1521 | 51815917.486 | 59622263.9808 | 72450058.9118

## Normalized Annual Summary Tr
Residential kWh | [6 empty] | GS<50 kWh | [6 empty] | GS>50 kWh | [7 empty] | Street Light | [8 empty] | USL
Year | Actual | Cumulative Persisting CDM | Actual No CDM | Normal Predicted No CDM | Cumulative Persisting CDM | Normalized | Year | Actual | Cumulative Persisting CDM | Actual No CDM | Normal No CDM | Cumulative Persisting CDM | Normalized | Year | Actual | Cumulative Persisting CDM | Actual No CDM | Normal Predicted No CDM | Cumulative Persisting CDM | Normalized |  | Year | Actual | Cumulative Persisting CDM | Actual No CDM | Lamps / Devices | Average per Device | Normalized No CDM | Cumulative Persisting CDM | Normalized | Year | Actual | Connections | Average per Device | Normal Forecast
| A | B | C = A + B | D | E = B | F = D - E |  | A | B | C = A + B | D | E = B | F = D - E |  | A | B | C = A + B | D | E = B | F = D - E |  |  | A | B | C = A + B | D | E = C / D | F = C * E | G = B | H = F - G
2010 | 556896336 | 0 | 556896336 | 551263595.2116 | 0 | 551263595.2116 | 2010 | 172200325 | 0 | 172200325 | 172116663.7311 | 0 | 172116663.7311 | 2010 | 906197008 | 0 | 906197008 | 913336088.7702 | 0 | 913336088.7702 |  | 2010 | 9467387 | 0 | 9467387 | 14651.8333 | 646.1572 | 9467387 | 0 | 9467387 | 2010 | 3512551 | 603.5833 | 5819.4963 | 3512551
2011 | 551353006 | 1088909.7138 | 552441915.7138 | 554038743.1623 | 1088909.7138 | 552949833.4485 | 2011 | 174484065 | 554800.0192 | 175038865.0192 | 176237955.3985 | 554800.0192 | 175683155.3792 | 2011 | 908229110 | 2219413.1132 | 910448523.1132 | 908923734.1187 | 2219413.1132 | 906704321.0055 |  | 2011 | 9847280 | 0 | 9847280 | 15024 | 655.4366 | 9847280 | 0 | 9847280 | 2011 | 3296779 | 603.8333 | 5459.7499 | 3296779
2012 | 551839571 | 2905438.7672 | 554745009.7672 | 551743481.6684 | 2905438.7672 | 548838042.9012 | 2012 | 174704767 | 1372275.3799 | 176077042.3799 | 176579571.3812 | 1372275.3799 | 175207296.0013 | 2012 | 903337846 | 7938587.5561 | 911276433.5561 | 915275522.6347 | 7938587.5561 | 907336935.0787 |  | 2012 | 9866380 | 0 | 9866380 | 15082.6667 | 654.1536 | 9866380 | 0 | 9866380 | 2012 | 3353868 | 604.5 | 5548.1687 | 3353868
2013 | 540087395 | 4435088.6506 | 544522483.6506 | 552284635.9795 | 4435088.6506 | 547849547.3289 | 2013 | 175467402 | 2174491.4721 | 177641893.4721 | 177064085.8794 | 2174491.4721 | 174889594.4073 | 2013 | 899933878 | 14675098.7393 | 914608976.7393 | 916379083.9899 | 14675098.7393 | 901703985.2506 |  | 2013 | 9864267 | 0 | 9864267 | 15114.4167 | 652.6396 | 9864267 | 0 | 9864267 | 2013 | 3104444 | 568.5833 | 5459.9631 | 3104444
2014 | 530303117 | 6994830.8621 | 537297947.8621 | 549481409.0829 | 6994830.8621 | 542486578.2209 | 2014 | 172644356 | 3084511.7297 | 175728867.7297 | 176119340.0163 | 3084511.7297 | 173034828.2866 | 2014 | 901672321 | 20152767.5377 | 921825088.5377 | 925660653.3979 | 20152767.5377 | 905507885.8601 |  | 2014 | 9908447 | 0 | 9908447 | 15170.75 | 653.1284 | 9908447 | 0 | 9908447 | 2014 | 3098633 | 559 | 5543.1717 | 3098633
2015 | 530999846 | 10177948.6069 | 541177794.6069 | 545407385.8698 | 10177948.6069 | 535229437.263 | 2015 | 170245509 | 5518520.3891 | 175764029.3891 | 176808611.5484 | 5518520.3891 | 171290091.1593 | 2015 | 907051642 | 25607530.8157 | 932659172.8157 | 931242782.2963 | 25607530.8157 | 905635251.4806 |  | 2015 | 9918681 | 0 | 9918681 | 15228.5833 | 651.32 | 9918681 | 0 | 9918681 | 2015 | 3110148 | 556.75 | 5586.2559 | 3110148
2016 | 545123880 | 15147695.8107 | 560271575.8107 | 545506729.9001 | 15147695.8107 | 530359034.0894 | 2016 | 169905557 | 8433291.6476 | 178338848.6476 | 176968407.8004 | 8433291.6476 | 168535116.1528 | 2016 | 920835908 | 33797597.4234 | 954633505.4234 | 937639450.4677 | 33797597.4234 | 903841853.0443 |  | 2016 | 9945876 | 0 | 9945876 | 15252.6667 | 652.0746 | 9945876 | 0 | 9945876 | 2016 | 3115033 | 559.0833 | 5571.6792 | 3115033
2017 | 501428451 | 28746497.1501 | 530174948.1501 | 546260516.0485 | 28746497.1501 | 517514018.8984 | 2017 | 166894185 | 9671900.5956 | 176566085.5956 | 178783415.5336 | 9671900.5956 | 169111514.938 | 2017 | 885596225 | 40578631.9975 | 926174856.9975 | 919938853.5675 | 40578631.9975 | 879360221.57 |  | 2017 | 11286654.7 | 0 | 11286654.7 | 17184 | 656.8118 | 11286654.7 | 0 | 11286654.7 | 2017 | 3130244 | 561.9167 | 5570.6552 | 3130244
2018 | 536801589 | 36457766.6574 | 573259355.6574 | 548760241.5521 | 36457766.6574 | 512302474.8947 | 2018 | 174257110 | 12127348.4081 | 186384458.4081 | 182338392.0383 | 12127348.4081 | 170211043.6303 | 2018 | 874283086 | 47485519.8821 | 921768605.8821 | 910218837.6104 | 47485519.8821 | 862733317.7283 |  | 2018 | 6528022.6 | 0 | 6528022.6 | 17184 | 379.8896 | 6528022.6 | 0 | 6528022.6 | 2018 | 3138478 | 563.3333 | 5571.2627 | 3138478
2019 | 512580883 | 38326730.7206 | 550907613.7206 | 557763789.8661 | 38326730.7206 | 519437059.1455 | 2019 | 170703484 | 14162688.7929 | 184866172.7929 | 185550941.2083 | 14162688.7929 | 171388252.4154 | 2019 | 837536595 | 52682514.8137 | 890219109.8137 | 909511681.5731 | 52682514.8137 | 856829166.7594 |  | 2019 | 5537652.9 | 0 | 5537652.9 | 17184 | 322.2563 | 5537652.9 | 0 | 5537652.9 | 2019 | 3144191 | 561.5 | 5599.6278 | 3144191
2020 |  |  |  | 562416530.0592 | 37950635.567 | 524465894.4922 | 2020 |  |  |  | 166996221.7689 | 14647571.6556 | 152348650.1133 | 2020 |  |  |  | 867599005.3701 | 54709947.5173 | 812889057.8528 | 811792590.7129 | 2020 |  |  |  | 17196.6006 | 322.2563 | 5541713.5212 | 0 | 5541713.5212 | 2020 |  | 558.6796 | 5599.6278 | 3128398.0785
2021 |  |  |  | 559717271.3043 | 37491693.7026 | 522225577.6017 | 2021 |  |  |  | 183351934.8326 | 14164690.2636 | 169187244.569 | 2021 |  |  |  | 905380395.581 | 52112827.7512 | 853267567.8298 |  | 2021 |  |  |  | 17283.2715 | 322.2563 | 5569643.7573 | 0 | 5569643.7573 | 2021 |  | 554.2102 | 5599.6278 | 3103370.8938

## kW Forecast Tr
|  | GS > 50 | [5 empty] | Street Lights
|  | kWh | kW | Ratio | 3-Yr MA |  |  | kWh | kW | Ratio | 3-Yr MA
|  | A | B | C = B / A
| 2010 | 906197008 | 2403006 | 0.0026517 |  |  | 2010 | 9467387 | 26416 | 0.0027902
| 2011 | 908229110 | 2396756 | 0.0026389 |  |  | 2011 | 9847280 | 27334 | 0.0027758
| 2012 | 903337846 | 2423043 | 0.0026823 | 0.0026577 |  | 2012 | 9866380 | 27457 | 0.0027829 | 0.002783
| 2013 | 899933878 | 2424733 | 0.0026943 | 0.0026719 |  | 2013 | 9864267 | 27500 | 0.0027878 | 0.0027822
| 2014 | 901672321 | 2373361 | 0.0026322 | 0.0026696 |  | 2014 | 9908447 | 27636 | 0.0027891 | 0.0027866
| 2015 | 907051642 | 2374100 | 0.0026174 | 0.002648 |  | 2015 | 9918681 | 27661 | 0.0027888 | 0.0027886
| 2016 | 920835908 | 2410544 | 0.0026178 | 0.0026224 |  | 2016 | 9945876 | 27648 | 0.0027798 | 0.0027859
| 2017 | 885596225 | 2363980 | 0.0026694 | 0.0026348 |  | 2017 | 11286654.7 | 30451.8 | 0.002698 | 0.0027843 | 2017 Ratio Excluded in Avg. Calculation
| 2018 | 874283086 | 2353522 | 0.0026919 | 0.0026597 |  | 2018 | 6528022.6 | 18200.9 | 0.0027881 | 0.002784
| 2019 | 837536595 | 2275484 | 0.0027169 | 0.0026927 |  | 2019 | 5537652.9 | 15445.8 | 0.0027892 | 0.0027887
|  | kWh Normalized | kW Normalized | Avg. Ratio | Trend Ratio (5-yr) |  |  | kWh Normalized | kW Normalized | Avg. Ratio | Trend Ratio (3-Yr. MA)
|  | D | E = D * G | F | G |  |  | D | E = D * F | F | G
| 2019 | 856829166.7594 | 2319865.0979 | 0.0026613 | 0.0027075 | ('14-'19) | 2019 | 5537652.9 | 15433.7004 | 0.0027858 | 0.002787
| 2020 | 812889057.8528 | 2217126.6922 | 0.0026613 | 0.0027275 |  | 2020 | 5541713.5212 | 15447.6201 | 0.0027858 | 0.0027875
| 2021 | 853267567.8298 | 2344293.2851 | 0.0026613 | 0.0027474 |  | 2021 | 5569643.7573 | 15528.0918 | 0.0027858 | 0.002788
|  | kWh | kW | Divergence |  |  |  | kWh | kW | Divergence
5-year change |  | -7.664% | -4.154% | 3.51% |  |  |  | -44.17% | -44.16% | 0.009092%
10-year change |  | -7.577% | -5.307% | 2.27% |  |  |  | -41.51% | -41.53% | -0.0205%
|  |  | Trend Used |  | 5-year trend |  |  |  | Average Used
*Both forecast lines and 3-Yr MA ignore 2017

## Summary Tables Tr
Normal Forecast (Trend)
kWh | 2014 Actual | 2015 Actual | 2016 Actual | 2017 Actual | 2018 Actual | 2019 Actual | 2019 Normalized | 2020 Forecast | 2021 Forecast
Residential | 530303117 | 530999846 | 545123880 | 501428451 | 536801589 | 512580883 | 519437059.1455 | 524465894.4922 | 522225577.6017
GS < 50 | 172644356 | 170245509 | 169905557 | 166894185 | 174257110 | 170703484 | 171388252.4154 | 152348650.1133 | 169187244.569
GS > 50 | 901672321 | 907051642 | 920835908 | 885596225 | 874283086 | 837536595 | 856829166.7594 | 812889057.8528 | 853267567.8298
Street Light | 9908447 | 9918681 | 9945876 | 11286654.7 | 6528022.6 | 5537652.9 | 5537652.9 | 5541713.5212 | 5569643.7573
USL | 3098633 | 3110148 | 3115033 | 3130244 | 3138478 | 3144191 | 3144191 | 3128398.0785 | 3103370.8938
Total | 1617626874 | 1621325826 | 1648926254 | 1568335759.7 | 1595008285.6 | 1529502805.9 | 1556336322.2203 | 1498373714.058 | 1553353404.6517
CDM Adjusted (Trend)
kWh | 2021 Weather Normal Forecast | CDM Adjustment | 2021 CDM Adjusted Forecast
Residential | 522225577.6017 |  | 522225577.6017
GS < 50 | 169187244.569 | 122603.5954 | 169064640.9736
GS > 50 | 853267567.8298 | 2192934.2797 | 851074633.55
Street Light | 5569643.7573 |  | 5569643.7573
USL | 3103370.8938 |  | 3103370.8938
Total | 1553353404.6517 | 2315537.8752 | 1551037866.7765
Normal Forecast (Trend)
kW | 2014 Actual | 2015 Actual | 2016 Actual | 2017 Actual | 2018 Actual | 2019 Actual | 2019 Normalized | 2020 Forecast | 2021 Forecast
GS > 50 | 2373361 | 2374100 | 2410544 | 2363980 | 2353522 | 2275484 | 2319865.0979 | 2217126.6922 | 2344293.2851
Street Light | 27636 | 27661 | 27648 | 30451.8 | 18200.9 | 15445.8 | 15433.7004 | 15447.6201 | 15528.0918
Total | 2400997 | 2401761 | 2438192 | 2394431.8 | 2371722.9 | 2290929.8 | 2335298.7983 | 2232574.3123 | 2359821.377
CDM Adjusted (Trend)
kW | 2021 Weather Normal Forecast | CDM Adjustment | 2021 CDM Adjusted Forecast
GS > 50 | 2344293.2851 | 5981.1521 | 2338312.133
Street Light | 15528.0918 |  | 15528.0918
Total | 2359821.377 | 5981.1521 | 2353840.2248
Customers / Devices
Customers | 2014 Actual | 2015 Actual | 2016 Actual | 2017 Actual | 2018 Actual | 2019 Actual | 2020 Forecast | 2021 Forecast
Residential | 59824.4167 | 60123.25 | 60318.8333 | 60502 | 60920.0833 | 61427.6667 | 61651.2855 | 62055.7179
GS < 50 | 5198.4583 | 5238.5 | 5272.8333 | 5341.6667 | 5427.75 | 5489.5 | 5505.5601 | 5564.4696
GS > 50 | 1021.2083 | 1027.6667 | 1034.1667 | 1003.6667 | 985.8333 | 984.8333 | 1005.1248 | 1003.9187
Street Light | 15170.75 | 15228.5833 | 15252.6667 | 17184 | 17184 | 17184 | 17196.6006 | 17283.2715
USL | 559 | 556.75 | 559.0833 | 561.9167 | 563.3333 | 561.5 | 558.6796 | 554.2102
Total | 81773.8333 | 82174.75 | 82437.5833 | 84593.25 | 85081 | 85647.5 | 85917.2507 | 86461.5879