## Monthly Data
Date | Year | Residential_kWh | Res_CDM | Res_NoCDM | Residential_Customers | GS_lt_50_kWh | GS_lt_50_Customersomers | GS_lt_50_CDM | GS_lt_50_NoCDM | GS_gt_50_kWh | GS_gt_50_CDM | GS_gt_50_NoCDM | GS_gt_50_kW | GS_gt_50_Customers | Streetlights_kWh | Streetlights_kW | Streetlights_Connections | USL_kWh | USL_Customers | USL Connections | GDP | Ont_FTEAdj | Tor_FTEAdj | Ham_FTEAdj | Ont_FTE | Tor_FTE | Ham_FTE | MeanTemp | HDD20 | CDD20 | HDD18 | CDD18 | HDD16 | CDD16 | HDD14 | CDD14 | HDD12 | CDD12 | HDD10 | CDD10 | HDD8 | CDD8 | Jan | Feb | Mar | Apr | May | Jun | Jul | Aug | Sept | Oct | Nov | Dec | Spring | Fall | Shoulder | Trend | Month Days | Peak Days | AvgRes | AvgResD | ResD | AvgGSlt50 | AvgGSlt50D | GSlt50D | AvgGSgt50 | AvgGSgt50MD | AvgGSgt50PD | GSgt50MD | GSgt50PD
2010-01-01 | 2010 | 49397907 | 0 | 49397907 | 57642 | 15762767 | 4982 | 0 | 15762767 | 77865432 | 0 | 77865432 | 193851 | 979 | 975753 | 2155 | 14457 | 292706 | 0 | 603 | 609770.3 | 6466.9 | 2836.8 | 368.4 | 6434.5 | 2831.9 | 365.5 | -3.5871 | 731.2 | 0 | 669.2 | 0 | 607.2 | 0 | 545.2 | 0 | 483.2 | 0 | 421.2 | 0 | 359.2 | 0 | 1 | 0 | 0 | 0 | 0 | 0 | 0 | 0 | 0 | 0 | 0 | 0 | 0 | 0 | 0 | 1 | 31 | 20 | 856.9777 | 27.6444 | 1593480.871 | 3163.9436 | 102.0627 | 508476.3548 | 79535.6813 | 2565.6671 | 3976.7841 | 2511788.129 | 3893271.6
2010-02-01 | 2010 | 40768686 | 0 | 40768686 | 57677 | 14456043 | 4991 | 0 | 14456043 | 70892677 | 0 | 70892677 | 190226 | 978 | 824273 | 2184 | 14457 | 291806 | 0 | 604 | 609770.3 | 6471 | 2842.3 | 366.3 | 6404.1 | 2825.6 | 360.3 | -2.0214 | 616.6 | 0 | 560.6 | 0 | 504.6 | 0 | 448.6 | 0 | 392.6 | 0 | 336.6 | 0 | 280.6 | 0 | 0 | 1 | 0 | 0 | 0 | 0 | 0 | 0 | 0 | 0 | 0 | 0 | 0 | 0 | 0 | 2 | 28 | 19 | 706.8448 | 25.2445 | 1456024.5 | 2896.4222 | 103.4436 | 516287.25 | 72487.3998 | 2588.8357 | 3815.1263 | 2531881.3214 | 3731193.5263
2010-03-01 | 2010 | 40910014 | 0 | 40910014 | 57709 | 14266604 | 4993 | 0 | 14266604 | 76083324 | 0 | 76083324 | 199292 | 983 | 823304 | 2202 | 14599 | 293979 | 0 | 605 | 609770.3 | 6477.5 | 2849.8 | 367.5 | 6377.2 | 2813.8 | 359.4 | 4.5032 | 480.4 | 0 | 418.4 | 0 | 356.4 | 0 | 294.4 | 0 | 232.4 | 0 | 172.7 | 2.3 | 118.9 | 10.5 | 0 | 0 | 1 | 0 | 0 | 0 | 0 | 0 | 0 | 0 | 0 | 0 | 1 | 0 | 1 | 3 | 31 | 23 | 708.9018 | 22.8678 | 1319677.871 | 2857.321 | 92.1716 | 460213.0323 | 77399.1089 | 2496.7454 | 3365.1786 | 2454300.7742 | 3307970.6087
2010-04-01 | 2010 | 36681881 | 0 | 36681881 | 57751 | 12709245 | 4962 | 0 | 12709245 | 70016664 | 0 | 70016664 | 181890 | 994 | 698785 | 2202 | 14701 | 291851 | 0 | 606 | 609770.3 | 6485 | 2844.4 | 364.7 | 6401.7 | 2815.5 | 358.4 | 9.7033 | 308.9 | 0 | 248.9 | 0 | 188.9 | 0 | 130.3 | 1.4 | 78.5 | 9.6 | 39.8 | 30.9 | 11.4 | 62.5 | 0 | 0 | 0 | 1 | 0 | 0 | 0 | 0 | 0 | 0 | 0 | 0 | 1 | 0 | 1 | 4 | 30 | 20 | 635.1731 | 21.1724 | 1222729.3667 | 2561.315 | 85.3772 | 423641.5 | 70439.2998 | 2347.9767 | 3521.965 | 2333888.8 | 3500833.2
2010-05-01 | 2010 | 44687288 | 0 | 44687288 | 57814 | 13617876 | 4969 | 0 | 13617876 | 75214102 | 0 | 75214102 | 191949 | 996 | 635554 | 2202 | 14701 | 292854 | 0 | 605 | 609770.3 | 6506.8 | 2847.5 | 364.3 | 6468.9 | 2831.7 | 362.4 | 14.5484 | 178.6 | 9.6 | 131.8 | 24.8 | 91.8 | 46.8 | 59.9 | 76.9 | 36.5 | 115.5 | 20 | 161 | 6 | 209 | 0 | 0 | 0 | 0 | 1 | 0 | 0 | 0 | 0 | 0 | 0 | 0 | 1 | 0 | 1 | 5 | 31 | 20 | 772.9493 | 24.9338 | 1441525.4194 | 2740.5667 | 88.4054 | 439286.3226 | 75516.1667 | 2436.0054 | 3775.8083 | 2426261.3548 | 3760705.1
2010-06-01 | 2010 | 51533466 | 0 | 51533466 | 57809 | 14352297 | 4976 | 0 | 14352297 | 78113215 | 0 | 78113215 | 218312 | 997 | 571953 | 2202 | 14701 | 292127 | 0 | 588 | 609770.3 | 6540.8 | 2859.9 | 367.2 | 6578.9 | 2867.7 | 370.1 | 19.37 | 47.6 | 28.7 | 20.3 | 61.4 | 3.9 | 105 | 0 | 161.1 | 0 | 221.1 | 0 | 281.1 | 0 | 341.1 | 0 | 0 | 0 | 0 | 0 | 1 | 0 | 0 | 0 | 0 | 0 | 0 | 0 | 0 | 0 | 6 | 30 | 22 | 891.4437 | 29.7148 | 1717782.2 | 2884.3041 | 96.1435 | 478409.9 | 78348.2598 | 2611.6087 | 3561.2845 | 2603773.8333 | 3550600.6818
2010-07-01 | 2010 | 61497459 | 0 | 61497459 | 57987 | 16022256 | 4982 | 0 | 16022256 | 83811408 | 0 | 83811408 | 209550 | 995 | 612762 | 2202 | 14701 | 292850 | 0 | 611 | 609770.3 | 6561 | 2878.7 | 372.2 | 6640.9 | 2899.6 | 375.7 | 23.4129 | 6.2 | 112 | 0.6 | 168.4 | 0 | 229.8 | 0 | 291.8 | 0 | 353.8 | 0 | 415.8 | 0 | 477.8 | 0 | 0 | 0 | 0 | 0 | 0 | 1 | 0 | 0 | 0 | 0 | 0 | 0 | 0 | 0 | 7 | 31 | 21 | 1060.5387 | 34.2109 | 1983789 | 3216.0289 | 103.7429 | 516846.9677 | 84232.5709 | 2717.1797 | 4011.0748 | 2703593.8065 | 3991019.4286
2010-08-01 | 2010 | 57219511 | 0 | 57219511 | 58018 | 15750964 | 4983 | 0 | 15750964 | 83014987 | 0 | 83014987 | 213330 | 998 | 688288 | 2202 | 14701 | 292538 | 0 | 605 | 609770.3 | 6568.9 | 2895.3 | 377 | 6662.6 | 2928.4 | 379.1 | 22.7 | 6.1 | 89.8 | 0 | 145.7 | 0 | 207.7 | 0 | 269.7 | 0 | 331.7 | 0 | 393.7 | 0 | 455.7 | 0 | 0 | 0 | 0 | 0 | 0 | 0 | 1 | 0 | 0 | 0 | 0 | 0 | 0 | 0 | 8 | 31 | 21 | 986.2372 | 31.8141 | 1845790.6774 | 3160.94 | 101.9658 | 508095.6129 | 83181.3497 | 2683.2693 | 3961.0167 | 2677902.8065 | 3953094.619
2010-09-01 | 2010 | 45833578 | 0 | 45833578 | 58071 | 13403453 | 4981 | 0 | 13403453 | 73574953 | 0 | 73574953 | 223610 | 1000 | 759741 | 2202 | 14701 | 292222 | 0 | 605 | 609770.3 | 6556 | 2891.8 | 377.3 | 6611.2 | 2912 | 376.7 | 16.9533 | 113.9 | 22.5 | 67.5 | 36.1 | 28.2 | 56.8 | 5.8 | 94.4 | 0.1 | 148.7 | 0 | 208.6 | 0 | 268.6 | 0 | 0 | 0 | 0 | 0 | 0 | 0 | 0 | 1 | 0 | 0 | 0 | 0 | 1 | 1 | 9 | 30 | 21 | 789.2679 | 26.3089 | 1527785.9333 | 2690.9161 | 89.6972 | 446781.7667 | 73574.953 | 2452.4984 | 3503.5692 | 2452498.4333 | 3503569.1905
2010-10-01 | 2010 | 41340554 | 0 | 41340554 | 58121 | 13142565 | 4981 | 0 | 13142565 | 71065323 | 0 | 71065323 | 210107 | 1006 | 885728 | 2202 | 14701 | 292554 | 0 | 605 | 609770.3 | 6551.6 | 2893.7 | 373.6 | 6587.1 | 2907.8 | 372.9 | 11.5581 | 261.7 | 0 | 199.9 | 0.2 | 141.1 | 3.4 | 89.2 | 13.5 | 44.2 | 30.5 | 16 | 64.3 | 5.9 | 116.2 | 0 | 0 | 0 | 0 | 0 | 0 | 0 | 0 | 0 | 1 | 0 | 0 | 0 | 1 | 1 | 10 | 31 | 20 | 711.2843 | 22.9447 | 1333566.2581 | 2638.5394 | 85.1142 | 423953.7097 | 70641.4742 | 2278.7572 | 3532.0737 | 2292429.7742 | 3553266.15
2010-11-01 | 2010 | 39815993 | 0 | 39815993 | 58162 | 13574075 | 5023 | 0 | 13574075 | 71655511 | 0 | 71655511 | 196628 | 1007 | 943199 | 2202 | 14701 | 292222 | 0 | 605 | 609770.3 | 6555.7 | 2893.6 | 372.3 | 6566.6 | 2895.2 | 371.5 | 5.2633 | 442.1 | 0 | 382.1 | 0 | 322.1 | 0 | 262.1 | 0 | 202.7 | 0.6 | 145 | 2.9 | 91 | 8.9 | 0 | 0 | 0 | 0 | 0 | 0 | 0 | 0 | 0 | 0 | 1 | 0 | 0 | 1 | 1 | 11 | 30 | 22 | 684.5706 | 22.819 | 1327199.7667 | 2702.384 | 90.0795 | 452469.1667 | 71157.4091 | 2371.9136 | 3234.4277 | 2388517.0333 | 3257068.6818
2010-12-01 | 2010 | 47209999 | 0 | 47209999 | 58247 | 15142180 | 5036 | 0 | 15142180 | 74889412 | 0 | 74889412 | 174261 | 1013 | 1048047 | 2259 | 14701 | 294842 | 0 | 601 | 609770.3 | 6578.3 | 2918.5 | 370.9 | 6584.1 | 2927.8 | 370.2 | -2.4387 | 695.6 | 0 | 633.6 | 0 | 571.6 | 0 | 509.6 | 0 | 447.6 | 0 | 385.6 | 0 | 323.9 | 0.3 | 0 | 0 | 0 | 0 | 0 | 0 | 0 | 0 | 0 | 0 | 0 | 1 | 0 | 0 | 0 | 12 | 31 | 21 | 810.5138 | 26.1456 | 1522903.1935 | 3006.7871 | 96.9931 | 488457.4194 | 73928.3435 | 2384.7853 | 3520.3973 | 2415787.4839 | 3566162.4762
2011-01-01 | 2011 | 49366174 | 90742.4761 | 49456916.4761 | 58273 | 15948894 | 5045 | 46233.3349 | 15995127.3349 | 79314255 | 184951.0928 | 79499206.0928 | 192635 | 1021 | 1026582 | 2268 | 14927 | 292859 | 0 | 604 | 625936.9 | 6606.3 | 2938.5 | 372.1 | 6571.2 | 2934.1 | 369.4 | -5.4419 | 788.7 | 0 | 726.7 | 0 | 664.7 | 0 | 602.7 | 0 | 540.7 | 0 | 478.7 | 0 | 416.7 | 0 | 1 | 0 | 0 | 0 | 0 | 0 | 0 | 0 | 0 | 0 | 0 | 0 | 0 | 0 | 0 | 13 | 31 | 20 | 848.7107 | 27.3778 | 1595384.4025 | 3170.491 | 102.2739 | 515971.8495 | 77864.0608 | 2511.7439 | 3893.203 | 2564490.5191 | 3974960.3046
2011-02-01 | 2011 | 41646640 | 90742.4761 | 41737382.4761 | 58299 | 14508851 | 5089 | 46233.3349 | 14555084.3349 | 71604165 | 184951.0928 | 71789116.0928 | 189352 | 977 | 858134 | 2277 | 14976 | 276643 | 0 | 604 | 625936.9 | 6619.5 | 2947.4 | 369.6 | 6548.1 | 2929.4 | 365.4 | -3.6143 | 661.2 | 0 | 605.2 | 0 | 549.2 | 0 | 493.2 | 0 | 437.2 | 0 | 381.2 | 0 | 325.2 | 0 | 0 | 1 | 0 | 0 | 0 | 0 | 0 | 0 | 0 | 0 | 0 | 0 | 0 | 0 | 0 | 14 | 28 | 19 | 715.9194 | 25.5685 | 1490620.8027 | 2860.107 | 102.1467 | 519824.4405 | 73479.1362 | 2624.2549 | 3867.323 | 2563897.0033 | 3778374.5312
2011-03-01 | 2011 | 42432747 | 90742.4761 | 42523489.4761 | 58318 | 15118512 | 5088 | 46233.3349 | 15164745.3349 | 79168308 | 184951.0928 | 79353259.0928 | 199423 | 979 | 851260 | 2277 | 15036 | 278717 | 0 | 599 | 625936.9 | 6628.6 | 2938.7 | 369.8 | 6523.7 | 2901.9 | 363.6 | 0.40323 | 607.5 | 0 | 545.5 | 0 | 483.5 | 0 | 421.5 | 0 | 359.5 | 0 | 297.5 | 0 | 237.8 | 2.3 | 0 | 0 | 1 | 0 | 0 | 0 | 0 | 0 | 0 | 0 | 0 | 0 | 1 | 0 | 1 | 15 | 31 | 23 | 729.1658 | 23.5215 | 1371725.467 | 2980.4924 | 96.1449 | 489185.3334 | 81055.423 | 2614.6911 | 3524.1488 | 2559782.5514 | 3450141.6997
2011-04-01 | 2011 | 38424019 | 90742.4761 | 38514761.4761 | 58345 | 13472398 | 5085 | 46233.3349 | 13518631.3349 | 71394821 | 184951.0928 | 71579772.0928 | 177390 | 980 | 722513 | 2277 | 15036 | 276431 | 0 | 599 | 625936.9 | 6635.5 | 2929.9 | 372 | 6550 | 2898.7 | 367.1 | 6.1433 | 415.7 | 0 | 355.7 | 0 | 295.7 | 0 | 235.7 | 0 | 177.5 | 1.8 | 125.8 | 10.1 | 75.8 | 20.1 | 0 | 0 | 0 | 1 | 0 | 0 | 0 | 0 | 0 | 0 | 0 | 0 | 1 | 0 | 1 | 16 | 30 | 19 | 660.121 | 22.004 | 1283825.3825 | 2658.5312 | 88.6177 | 450621.0445 | 73040.5838 | 2434.6861 | 3844.2413 | 2385992.4031 | 3767356.4259
2011-05-01 | 2011 | 42408613 | 90742.4761 | 42499355.4761 | 58385 | 13580628 | 5078 | 46233.3349 | 13626861.3349 | 74077734 | 184951.0928 | 74262685.0928 | 196574 | 982 | 657139 | 2277 | 15036 | 271003 | 0 | 600 | 625936.9 | 6645.8 | 2930.2 | 375 | 6612 | 2912 | 374.6 | 11.9677 | 251.7 | 2.7 | 191.7 | 4.7 | 134.8 | 9.8 | 85.7 | 22.7 | 42.4 | 41.4 | 12.8 | 73.8 | 3.3 | 126.3 | 0 | 0 | 0 | 0 | 1 | 0 | 0 | 0 | 0 | 0 | 0 | 0 | 1 | 0 | 1 | 17 | 31 | 21 | 727.9157 | 23.4812 | 1370946.9508 | 2683.5095 | 86.5648 | 439576.1721 | 75623.9156 | 2439.4811 | 3601.1388 | 2395570.4869 | 3536318.3378
2011-06-01 | 2011 | 49689088 | 90742.4761 | 49779830.4761 | 58495 | 14441555 | 5082 | 46233.3349 | 14487788.3349 | 76932742 | 184951.0928 | 77117693.0928 | 200273 | 985 | 591348 | 2277 | 15036 | 270213 | 0 | 605 | 625936.9 | 6662 | 2934.9 | 375.2 | 6706.8 | 2941 | 379.2 | 18.6533 | 53.2 | 12.8 | 22.4 | 42 | 6.8 | 86.4 | 0.3 | 139.9 | 0 | 199.6 | 0 | 259.6 | 0 | 319.6 | 0 | 0 | 0 | 0 | 0 | 1 | 0 | 0 | 0 | 0 | 0 | 0 | 0 | 0 | 0 | 18 | 30 | 22 | 851.01 | 28.367 | 1659327.6825 | 2850.8045 | 95.0268 | 482926.2778 | 78292.0742 | 2609.7358 | 3558.7306 | 2570589.7698 | 3505349.686
2011-07-01 | 2011 | 61625002 | 90742.4761 | 61715744.4761 | 58515 | 16563549 | 5096 | 46233.3349 | 16609782.3349 | 84466569 | 184951.0928 | 84651520.0928 | 214167 | 983 | 634718 | 2277 | 15036 | 271583 | 0 | 605 | 625936.9 | 6665.8 | 2928.1 | 375.3 | 6755.3 | 2949.3 | 379.4 | 24.1258 | 2.6 | 130.5 | 0 | 189.9 | 0 | 251.9 | 0 | 313.9 | 0 | 375.9 | 0 | 437.9 | 0 | 499.9 | 0 | 0 | 0 | 0 | 0 | 0 | 1 | 0 | 0 | 0 | 0 | 0 | 0 | 0 | 0 | 19 | 31 | 20 | 1054.6996 | 34.0226 | 1990830.467 | 3259.3764 | 105.1412 | 535799.4302 | 86115.4833 | 2777.9188 | 4305.7742 | 2730694.1965 | 4232576.0046
2011-08-01 | 2011 | 56052529 | 90742.4761 | 56143271.4761 | 58526 | 15817066 | 5089 | 46233.3349 | 15863299.3349 | 82014098 | 184951.0928 | 82199049.0928 | 238830 | 983 | 758824 | 2276 | 15041 | 271317 | 0 | 606 | 625936.9 | 6677.5 | 2922.7 | 371.4 | 6778 | 2957.5 | 372.8 | 21.8194 | 7.1 | 63.5 | 0 | 118.4 | 0 | 180.4 | 0 | 242.4 | 0 | 304.4 | 0 | 366.4 | 0 | 428.4 | 0 | 0 | 0 | 0 | 0 | 0 | 0 | 1 | 0 | 0 | 0 | 0 | 0 | 0 | 0 | 20 | 31 | 22 | 959.2877 | 30.9448 | 1811073.2734 | 3117.1742 | 100.554 | 511719.3334 | 83620.5993 | 2697.4387 | 3800.9363 | 2651582.2288 | 3736320.4133
2011-09-01 | 2011 | 44303045 | 90742.4761 | 44393787.4761 | 58615 | 13485911 | 5088 | 46233.3349 | 13532144.3349 | 74299994 | 184951.0928 | 74484945.0928 | 200230 | 984 | 788049 | 2277 | 15041 | 271024 | 0 | 606 | 625936.9 | 6674.4 | 2918.3 | 372.6 | 6734.6 | 2940.6 | 371.1 | 17.6167 | 83.1 | 11.6 | 41.6 | 30.1 | 16.5 | 65 | 5.7 | 114.2 | 0.4 | 168.9 | 0 | 228.5 | 0 | 288.5 | 0 | 0 | 0 | 0 | 0 | 0 | 0 | 0 | 1 | 0 | 0 | 0 | 0 | 1 | 1 | 21 | 30 | 21 | 757.3793 | 25.246 | 1479792.9159 | 2659.6196 | 88.654 | 451071.4778 | 75696.0824 | 2523.2027 | 3604.5754 | 2482831.5031 | 3546902.1473
2011-10-01 | 2011 | 41882054 | 90742.4761 | 41972796.4761 | 58637 | 13233997 | 5102 | 46233.3349 | 13280230.3349 | 71946177 | 184951.0928 | 72131128.0928 | 204528 | 983 | 918269 | 2277 | 15041 | 271610 | 0 | 606 | 625936.9 | 6668.1 | 2912.1 | 374.6 | 6702.2 | 2925.9 | 373.4 | 11.5871 | 261.7 | 0.9 | 203.5 | 4.7 | 148.4 | 11.6 | 102.2 | 27.4 | 61.1 | 48.3 | 30.6 | 79.8 | 13.2 | 124.4 | 0 | 0 | 0 | 0 | 0 | 0 | 0 | 0 | 0 | 1 | 0 | 0 | 0 | 1 | 1 | 22 | 31 | 20 | 715.8074 | 23.0906 | 1353961.1766 | 2602.946 | 83.966 | 428394.5269 | 73378.5637 | 2367.0504 | 3668.9282 | 2326810.5836 | 3606556.4046
2011-11-01 | 2011 | 39806546 | 90742.4761 | 39897288.4761 | 58706 | 13536526 | 5122 | 46233.3349 | 13582759.3349 | 70880320 | 184951.0928 | 71065271.0928 | 208328 | 991 | 981306 | 2287 | 15041 | 271024 | 0 | 606 | 625936.9 | 6662.8 | 2908.5 | 383.7 | 6669.4 | 2909.9 | 381.7 | 8.0533 | 358.4 | 0 | 298.4 | 0 | 238.4 | 0 | 179.4 | 1 | 127.1 | 8.7 | 82 | 23.6 | 50 | 51.6 | 0 | 0 | 0 | 0 | 0 | 0 | 0 | 0 | 0 | 0 | 1 | 0 | 0 | 1 | 1 | 23 | 30 | 22 | 679.6118 | 22.6537 | 1329909.6159 | 2651.8468 | 88.3949 | 452758.6445 | 71710.6671 | 2390.3556 | 3259.5758 | 2368842.3698 | 3230239.5951
2011-12-01 | 2011 | 43716549 | 90742.4761 | 43807291.4761 | 58745 | 14776178 | 5123 | 46233.3349 | 14822411.3349 | 72129927 | 184951.0928 | 72314878.0928 | 175026 | 995 | 1059138 | 2287 | 15041 | 274355 | 0 | 606 | 625936.9 | 6667.5 | 2903 | 387.6 | 6668.3 | 2910.1 | 386.4 | 2.4742 | 543.3 | 0 | 481.3 | 0 | 419.3 | 0 | 357.3 | 0 | 295.3 | 0 | 233.4 | 0.1 | 173.9 | 2.6 | 0 | 0 | 0 | 0 | 0 | 0 | 0 | 0 | 0 | 0 | 0 | 1 | 0 | 0 | 0 | 24 | 31 | 20 | 745.7195 | 24.0555 | 1413138.4347 | 2893.3069 | 93.3325 | 478142.3011 | 72678.2694 | 2344.4603 | 3633.9135 | 2332738.003 | 3615743.9046
2012-01-01 | 2012 | 46828561 | 242119.8973 | 47070680.8973 | 58846 | 15377774 | 5121 | 114356.2817 | 15492130.2817 | 77199795 | 661548.963 | 77861343.963 | 208709 | 996 | 1035847 | 2287 | 15041 | 372128 | 0 | 609 | 634944.3 | 6673.6 | 2903.3 | 390.1 | 6635.9 | 2898.2 | 387.2 | -0.34516 | 630.7 | 0 | 568.7 | 0 | 506.7 | 0 | 444.7 | 0 | 382.7 | 0 | 320.7 | 0 | 258.7 | 0 | 1 | 0 | 0 | 0 | 0 | 0 | 0 | 0 | 0 | 0 | 0 | 0 | 0 | 0 | 0 | 25 | 31 | 21 | 799.896 | 25.8031 | 1518409.0612 | 3025.2158 | 97.5876 | 499746.1381 | 78174.0401 | 2521.7432 | 3722.5733 | 2511656.2569 | 3707683.0459
2012-02-01 | 2012 | 40144723 | 242119.8973 | 40386842.8973 | 58886 | 14331621 | 5127 | 114356.2817 | 14445977.2817 | 72250757 | 661548.963 | 72912305.963 | 186053 | 995 | 893228 | 2287 | 15041 | 271088 | 0 | 607 | 634944.3 | 6670.7 | 2901.2 | 388.4 | 6598 | 2881 | 385.8 | 0.84828 | 555.4 | 0 | 497.4 | 0 | 439.4 | 0 | 381.4 | 0 | 323.4 | 0 | 265.4 | 0 | 207.4 | 0 | 0 | 1 | 0 | 0 | 0 | 0 | 0 | 0 | 0 | 0 | 0 | 0 | 0 | 0 | 0 | 26 | 29 | 20 | 685.848 | 23.6499 | 1392649.7551 | 2817.6277 | 97.1596 | 498137.1476 | 73278.6995 | 2526.8517 | 3663.935 | 2514217.447 | 3645615.2982
2012-03-01 | 2012 | 38792419 | 242119.8973 | 39034538.8973 | 58950 | 14211977 | 5122 | 114356.2817 | 14326333.2817 | 74228247 | 661548.963 | 74889795.963 | 180847 | 996 | 852724 | 2287 | 15041 | 272285 | 0 | 605 | 634944.3 | 6674 | 2907.4 | 385 | 6569.8 | 2869.6 | 380.7 | 6.1129 | 430.5 | 0 | 368.5 | 0 | 306.5 | 0 | 244.8 | 0.3 | 184.9 | 2.4 | 132.9 | 12.4 | 93.1 | 34.6 | 0 | 0 | 1 | 0 | 0 | 0 | 0 | 0 | 0 | 0 | 0 | 0 | 1 | 0 | 1 | 27 | 31 | 22 | 662.1635 | 21.3601 | 1259178.6741 | 2797.0194 | 90.2264 | 462139.7833 | 75190.5582 | 2425.5019 | 3417.7526 | 2415799.8698 | 3404081.6347
2012-04-01 | 2012 | 37716766 | 242119.8973 | 37958885.8973 | 59035 | 13069683 | 5123 | 114356.2817 | 13184039.2817 | 69239673 | 661548.963 | 69901221.963 | 191354 | 996 | 723442 | 2287 | 15095 | 270583 | 0 | 605 | 634944.3 | 6685.8 | 2912.5 | 382.5 | 6603.3 | 2883 | 378.9 | 7.86 | 364.2 | 0 | 304.2 | 0 | 244.2 | 0 | 186.6 | 2.4 | 134.2 | 10 | 83.5 | 19.3 | 38 | 33.8 | 0 | 0 | 0 | 1 | 0 | 0 | 0 | 0 | 0 | 0 | 0 | 0 | 1 | 0 | 1 | 28 | 30 | 19 | 642.9895 | 21.433 | 1265296.1966 | 2573.4998 | 85.7833 | 439467.9761 | 70181.9498 | 2339.3983 | 3693.7868 | 2330040.7321 | 3679011.6823
2012-05-01 | 2012 | 42865233 | 242119.8973 | 43107352.8973 | 59072 | 13868621 | 5123 | 114356.2817 | 13982977.2817 | 75036444 | 661548.963 | 75697992.963 | 200873 | 998 | 658589 | 2287 | 15095 | 271142 | 0 | 604 | 634944.3 | 6690.1 | 2917.9 | 376.3 | 6658.1 | 2902.3 | 375.1 | 15.4903 | 152 | 12.2 | 101 | 23.2 | 62 | 46.2 | 31.1 | 77.3 | 11.4 | 119.6 | 1.9 | 172.1 | 0 | 232.2 | 0 | 0 | 0 | 0 | 1 | 0 | 0 | 0 | 0 | 0 | 0 | 0 | 1 | 0 | 1 | 29 | 31 | 22 | 729.7426 | 23.5401 | 1390559.7709 | 2729.451 | 88.0468 | 451063.7833 | 75849.6923 | 2446.7643 | 3447.7133 | 2441870.7407 | 3440817.862
2012-06-01 | 2012 | 52997688 | 242119.8973 | 53239807.8973 | 59132 | 14868354 | 5127 | 114356.2817 | 14982710.2817 | 77981189 | 661548.963 | 78642737.963 | 208434 | 999 | 593850 | 2287 | 15095 | 270556 | 0 | 604 | 634944.3 | 6693.3 | 2928.6 | 371.5 | 6737.2 | 2937.8 | 373.8 | 20.6333 | 44.2 | 63.2 | 22.7 | 101.7 | 8 | 147 | 1.1 | 200.1 | 0 | 259 | 0 | 319 | 0 | 379 | 0 | 0 | 0 | 0 | 0 | 1 | 0 | 0 | 0 | 0 | 0 | 0 | 0 | 0 | 0 | 30 | 30 | 21 | 900.3553 | 30.0118 | 1774660.2632 | 2922.3152 | 97.4105 | 499423.6761 | 78721.4594 | 2624.0486 | 3748.6409 | 2621424.5988 | 3744892.284
2012-07-01 | 2012 | 63233816 | 242119.8973 | 63475935.8973 | 59180 | 16622947 | 5135 | 114356.2817 | 16737303.2817 | 84647767 | 661548.963 | 85309315.963 | 214820 | 1000 | 638139 | 2289 | 15095 | 271142 | 0 | 604 | 634944.3 | 6694.6 | 2949.2 | 368.7 | 6778.6 | 2965.9 | 372.6 | 24.2258 | 0 | 131 | 0 | 193 | 0 | 255 | 0 | 317 | 0 | 379 | 0 | 441 | 0 | 503 | 0 | 0 | 0 | 0 | 0 | 0 | 1 | 0 | 0 | 0 | 0 | 0 | 0 | 0 | 0 | 31 | 31 | 21 | 1072.591 | 34.5997 | 2047610.8354 | 3259.4554 | 105.1437 | 539913.0091 | 85309.316 | 2751.9134 | 4062.3484 | 2751913.4182 | 4062348.3792
2012-08-01 | 2012 | 57288251 | 242119.8973 | 57530370.8973 | 59175 | 15780828 | 5147 | 114356.2817 | 15895184.2817 | 81855567 | 661548.963 | 82517115.963 | 226247 | 999 | 717791 | 2289 | 15096 | 270450 | 0 | 604 | 634944.3 | 6703.3 | 2968.4 | 371.3 | 6797.9 | 2997.9 | 374.1 | 22.2194 | 2.7 | 71.5 | 0 | 130.8 | 0 | 192.8 | 0 | 254.8 | 0 | 316.8 | 0 | 378.8 | 0 | 440.8 | 0 | 0 | 0 | 0 | 0 | 0 | 0 | 1 | 0 | 0 | 0 | 0 | 0 | 0 | 0 | 32 | 31 | 22 | 972.2074 | 31.3615 | 1855818.416 | 3088.2425 | 99.6207 | 512747.8801 | 82599.7157 | 2664.507 | 3754.5325 | 2661842.4504 | 3750777.9983
2012-09-01 | 2012 | 46380786 | 242119.8973 | 46622905.8973 | 59185 | 14057851 | 5148 | 114356.2817 | 14172207.2817 | 74012181 | 661548.963 | 74673729.963 | 209543 | 999 | 792296 | 2289 | 15096 | 270145 | 0 | 603 | 634944.3 | 6707.4 | 2985.6 | 376.3 | 6763.1 | 3001.5 | 376.1 | 17.3867 | 97.3 | 18.9 | 58.4 | 40 | 28.3 | 69.9 | 11.3 | 112.9 | 0.9 | 162.5 | 0 | 221.6 | 0 | 281.6 | 0 | 0 | 0 | 0 | 0 | 0 | 0 | 0 | 1 | 0 | 0 | 0 | 0 | 1 | 1 | 33 | 30 | 19 | 787.7487 | 26.2583 | 1554096.8632 | 2752.954 | 91.7651 | 472406.9094 | 74748.4784 | 2491.6159 | 3934.1304 | 2489124.3321 | 3930196.3138
2012-10-01 | 2012 | 41744479 | 242119.8973 | 41986598.8973 | 59026 | 13542230 | 5150 | 114356.2817 | 13656586.2817 | 72712948 | 661548.963 | 73374496.963 | 222776 | 998 | 919844 | 2289 | 15096 | 270729 | 0 | 603 | 634944.3 | 6710 | 3002.1 | 377.5 | 6740.9 | 3012.7 | 375.9 | 10.8161 | 284.7 | 0 | 223.2 | 0.5 | 164.5 | 3.8 | 110.6 | 11.9 | 66.6 | 29.9 | 29.7 | 55 | 9.2 | 96.5 | 0 | 0 | 0 | 0 | 0 | 0 | 0 | 0 | 0 | 1 | 0 | 0 | 0 | 1 | 1 | 34 | 31 | 22 | 711.3238 | 22.9459 | 1354406.416 | 2651.7643 | 85.5408 | 440535.0413 | 73521.54 | 2371.6626 | 3341.8882 | 2366919.2569 | 3335204.4074
2012-11-01 | 2012 | 39247878 | 242119.8973 | 39489997.8973 | 59073 | 14045765 | 5162 | 114356.2817 | 14160121.2817 | 72147206 | 661548.963 | 72808754.963 | 204520 | 1000 | 979610 | 2289 | 15096 | 270145 | 0 | 603 | 634944.3 | 6722.4 | 3019.5 | 377.9 | 6727.4 | 3019 | 373.6 | 4.8367 | 454.9 | 0 | 394.9 | 0 | 334.9 | 0 | 274.9 | 0 | 216.8 | 1.9 | 161 | 6.1 | 107 | 12.1 | 0 | 0 | 0 | 0 | 0 | 0 | 0 | 0 | 0 | 0 | 1 | 0 | 0 | 1 | 1 | 35 | 30 | 22 | 668.4949 | 22.2832 | 1316333.2632 | 2743.1463 | 91.4382 | 472004.0427 | 72808.755 | 2426.9585 | 3309.4889 | 2426958.4988 | 3309488.862
2012-12-01 | 2012 | 44598971 | 242119.8973 | 44841090.8973 | 59257 | 14927116 | 5168 | 114356.2817 | 15041472.2817 | 72026072 | 661548.963 | 72687620.963 | 168867 | 1004 | 1061020 | 2290 | 15105 | 273475 | 0 | 603 | 634944.3 | 6740.6 | 3030.3 | 378.6 | 6740.2 | 3033.6 | 375.8 | 2.5355 | 541.4 | 0 | 479.4 | 0 | 417.4 | 0 | 355.4 | 0 | 293.4 | 0 | 233.3 | 1.9 | 173.8 | 4.4 | 0 | 0 | 0 | 0 | 0 | 0 | 0 | 0 | 0 | 0 | 0 | 1 | 0 | 0 | 0 | 36 | 31 | 19 | 756.7223 | 24.4104 | 1446486.8031 | 2910.5016 | 93.8871 | 485208.7833 | 72398.0288 | 2335.4203 | 3810.4226 | 2344761.9665 | 3825664.2612
2013-01-01 | 2013 | 47625731 | 369590.7209 | 47995321.7209 | 59206 | 15656809 | 5177 | 181207.6227 | 15838016.6227 | 78054141 | 1222924.8949 | 79277065.8949 | 204487 | 1001 | 1038014 | 2290 | 15105 | 260443 | 25 | 586 | 643937 | 6758.8 | 3038 | 380.4 | 6721.7 | 3030.3 | 378.6 | -0.74839 | 643.2 | 0 | 581.2 | 0 | 519.2 | 0 | 457.2 | 0 | 395.2 | 0 | 334.3 | 1.1 | 277.6 | 6.4 | 1 | 0 | 0 | 0 | 0 | 0 | 0 | 0 | 0 | 0 | 0 | 0 | 0 | 0 | 0 | 37 | 31 | 22 | 810.6496 | 26.15 | 1548236.1845 | 3059.304 | 98.6872 | 510903.762 | 79197.868 | 2554.7699 | 3599.9031 | 2557324.7063 | 3603502.9952
2013-02-01 | 2013 | 40795122 | 369590.7209 | 41164712.7209 | 59219 | 14404989 | 5175 | 181207.6227 | 14586196.6227 | 71543300 | 1222924.8949 | 72766224.8949 | 183323 | 1002 | 867491 | 2290 | 15105 | 259344 | 25 | 586 | 643937 | 6775.5 | 3041.7 | 381.8 | 6702 | 3018.2 | 382.7 | -2.9821 | 643.5 | 0 | 587.5 | 0 | 531.5 | 0 | 475.5 | 0 | 419.5 | 0 | 363.5 | 0 | 307.5 | 0 | 0 | 1 | 0 | 0 | 0 | 0 | 0 | 0 | 0 | 0 | 0 | 0 | 0 | 0 | 0 | 38 | 28 | 19 | 695.1268 | 24.826 | 1470168.3115 | 2818.5887 | 100.6639 | 520935.5937 | 72620.9829 | 2593.6065 | 3822.157 | 2598793.7462 | 3829801.3103
2013-03-01 | 2013 | 42065457 | 369590.7209 | 42435047.7209 | 59221 | 15191000 | 5178 | 181207.6227 | 15372207.6227 | 75672079 | 1222924.8949 | 76895003.8949 | 197492 | 1004 | 856916 | 2290 | 15105 | 261170 | 25 | 586 | 643937 | 6781.1 | 3045.3 | 380.1 | 6675.8 | 3007 | 379.3 | 1.1194 | 585.3 | 0 | 523.3 | 0 | 461.3 | 0 | 399.3 | 0 | 337.3 | 0 | 275.3 | 0 | 214.7 | 1.4 | 0 | 0 | 1 | 0 | 0 | 0 | 0 | 0 | 0 | 0 | 0 | 0 | 1 | 0 | 1 | 39 | 31 | 19 | 716.5541 | 23.1146 | 1368872.5071 | 2968.7539 | 95.7663 | 495877.6652 | 76588.6493 | 2470.6016 | 4030.9815 | 2480483.9966 | 4047105.4682
2013-04-01 | 2013 | 38200971 | 369590.7209 | 38570561.7209 | 59208 | 13739432 | 5137 | 181207.6227 | 13920639.6227 | 71263039 | 1222924.8949 | 72485963.8949 | 194894 | 1006 | 727535 | 2290 | 15105 | 258493 | 25 | 580 | 643937 | 6788.9 | 3057 | 377.1 | 6703.7 | 3026.3 | 375.4 | 6.0467 | 418.6 | 0 | 358.6 | 0 | 298.6 | 0 | 240.2 | 1.6 | 183 | 4.4 | 129.4 | 10.8 | 84.2 | 25.6 | 0 | 0 | 0 | 1 | 0 | 0 | 0 | 0 | 0 | 0 | 0 | 0 | 1 | 0 | 1 | 40 | 30 | 22 | 651.4417 | 21.7147 | 1285685.3907 | 2709.8773 | 90.3292 | 464021.3208 | 72053.642 | 2401.7881 | 3275.1655 | 2416198.7965 | 3294816.5407
2013-05-01 | 2013 | 41031626 | 369590.7209 | 41401216.7209 | 59245 | 13706323 | 5144 | 181207.6227 | 13887530.6227 | 73289948 | 1222924.8949 | 74512872.8949 | 190791 | 1006 | 662105 | 2290 | 15105 | 258920 | 25 | 580 | 643937 | 6801.1 | 3073.7 | 378.2 | 6770.3 | 3059.1 | 376.4 | 13.3129 | 216 | 8.7 | 161.5 | 16.2 | 109.9 | 26.6 | 64.6 | 43.3 | 28.2 | 68.9 | 10.7 | 113.4 | 3.5 | 168.2 | 0 | 0 | 0 | 0 | 1 | 0 | 0 | 0 | 0 | 0 | 0 | 0 | 1 | 0 | 1 | 41 | 31 | 22 | 698.8137 | 22.5424 | 1335523.12 | 2699.7532 | 87.0888 | 447984.8588 | 74068.4621 | 2389.3052 | 3366.7483 | 2403641.0611 | 3386948.768
2013-06-01 | 2013 | 47475901 | 369590.7209 | 47845491.7209 | 59259 | 14242326 | 5144 | 181207.6227 | 14423533.6227 | 75046589 | 1222924.8949 | 76269513.8949 | 202400 | 1005 | 595876 | 2290 | 15106 | 256683 | 25 | 580 | 643937 | 6815.2 | 3092.4 | 376.8 | 6861.8 | 3103.8 | 378.6 | 18.4 | 79.4 | 31.4 | 43.6 | 55.6 | 17.8 | 89.8 | 5.6 | 137.6 | 0.1 | 192.1 | 0 | 252 | 0 | 312 | 0 | 0 | 0 | 0 | 0 | 1 | 0 | 0 | 0 | 0 | 0 | 0 | 0 | 0 | 0 | 42 | 30 | 20 | 807.3962 | 26.9132 | 1594849.724 | 2803.9529 | 93.4651 | 480784.4541 | 75890.0636 | 2529.6688 | 3794.5032 | 2542317.1298 | 3813475.6947
2013-07-01 | 2013 | 55945224 | 369590.7209 | 56314814.7209 | 59290 | 16054931 | 5148 | 181207.6227 | 16236138.6227 | 82236270 | 1222924.8949 | 83459194.8949 | 226601 | 1007 | 637883 | 2290 | 15106 | 258065 | 25 | 578 | 643937 | 6826.2 | 3100 | 375.3 | 6917.1 | 3122.7 | 378.7 | 22.2226 | 14.5 | 83.4 | 0.7 | 131.6 | 0 | 192.9 | 0 | 254.9 | 0 | 316.9 | 0 | 378.9 | 0 | 440.9 | 0 | 0 | 0 | 0 | 0 | 0 | 1 | 0 | 0 | 0 | 0 | 0 | 0 | 0 | 0 | 43 | 31 | 22 | 949.8198 | 30.6393 | 1816606.9265 | 3153.8731 | 101.7378 | 523746.4072 | 82879.0416 | 2673.5175 | 3767.2292 | 2692232.0934 | 3793599.768
2013-08-01 | 2013 | 52766493 | 369590.7209 | 53136083.7209 | 59297 | 15318944 | 5147 | 181207.6227 | 15500151.6227 | 79620862 | 1222924.8949 | 80843786.8949 | 214136 | 1008 | 716709 | 2291 | 15123 | 257817 | 25 | 578 | 643937 | 6833.9 | 3110.2 | 364.2 | 6934.7 | 3145.2 | 368.3 | 20.871 | 16.7 | 43.7 | 2.6 | 91.6 | 0 | 151 | 0 | 213 | 0 | 275 | 0 | 337 | 0 | 399 | 0 | 0 | 0 | 0 | 0 | 0 | 0 | 1 | 0 | 0 | 0 | 0 | 0 | 0 | 0 | 44 | 31 | 21 | 896.1007 | 28.9065 | 1714067.2168 | 3011.4924 | 97.1449 | 500004.8911 | 80202.1695 | 2587.1668 | 3819.1509 | 2607864.0934 | 3849704.1379
2013-09-01 | 2013 | 45057319 | 369590.7209 | 45426909.7209 | 59374 | 13954399 | 5152 | 181207.6227 | 14135606.6227 | 72825903 | 1222924.8949 | 74048827.8949 | 209426 | 1009 | 791327 | 2294 | 15123 | 257539 | 25 | 578 | 643937 | 6843.3 | 3116.8 | 362.4 | 6906.9 | 3143.4 | 364.6 | 16.7667 | 110.8 | 13.8 | 67 | 30 | 34.1 | 57.1 | 12.4 | 95.4 | 1.9 | 144.9 | 0 | 203 | 0 | 263 | 0 | 0 | 0 | 0 | 0 | 0 | 0 | 0 | 1 | 0 | 0 | 0 | 0 | 1 | 1 | 45 | 30 | 20 | 765.0977 | 25.5033 | 1514230.324 | 2743.7125 | 91.4571 | 471186.8874 | 73388.3329 | 2446.2778 | 3669.4166 | 2468294.2632 | 3702441.3947
2013-10-01 | 2013 | 41975335 | 369590.7209 | 42344925.7209 | 59424 | 13543420 | 5151 | 181207.6227 | 13724627.6227 | 73219777 | 1222924.8949 | 74442701.8949 | 208131 | 1013 | 922511 | 2295 | 15130 | 258086 | 25 | 578 | 643937 | 6850.3 | 3116 | 363.6 | 6889 | 3136 | 366.5 | 11.8548 | 252.5 | 0 | 193.6 | 3.1 | 138.2 | 9.7 | 93.1 | 26.6 | 62.4 | 57.9 | 40.4 | 97.9 | 21.7 | 141.2 | 0 | 0 | 0 | 0 | 0 | 0 | 0 | 0 | 0 | 1 | 0 | 0 | 0 | 1 | 1 | 46 | 31 | 22 | 712.5896 | 22.9868 | 1365965.3458 | 2664.4589 | 85.9503 | 442729.9233 | 73487.3661 | 2370.5602 | 3340.3348 | 2401377.4805 | 3383759.177
2013-11-01 | 2013 | 40923389 | 369590.7209 | 41292979.7209 | 59441 | 14055709 | 5173 | 181207.6227 | 14236916.6227 | 72373638 | 1222924.8949 | 73596562.8949 | 208178 | 1014 | 982065 | 2295 | 15130 | 257318 | 25 | 514 | 643937 | 6854 | 3113.4 | 369.8 | 6863.8 | 3119.8 | 371.8 | 3.7767 | 486.7 | 0 | 426.7 | 0 | 366.7 | 0 | 306.7 | 0 | 249.6 | 2.9 | 195.6 | 8.9 | 145 | 18.3 | 0 | 0 | 0 | 0 | 0 | 0 | 0 | 0 | 0 | 0 | 1 | 0 | 0 | 1 | 1 | 47 | 30 | 21 | 694.6885 | 23.1563 | 1376432.6574 | 2752.1586 | 91.7386 | 474563.8874 | 72580.4368 | 2419.3479 | 3456.2113 | 2453218.7632 | 3504598.2331
2013-12-01 | 2013 | 46224827 | 369590.7209 | 46594417.7209 | 59649 | 15599120 | 5176 | 181207.6227 | 15780327.6227 | 74788332 | 1222924.8949 | 76011256.8949 | 184874 | 1015 | 1065835 | 2295 | 15130 | 260566 | 25 | 499 | 643937 | 6850.4 | 3108.4 | 373.6 | 6849.3 | 3114.3 | 376.6 | -2.129 | 686 | 0 | 624 | 0 | 562 | 0 | 500 | 0 | 438 | 0 | 376 | 0 | 314 | 0 | 0 | 0 | 0 | 0 | 0 | 0 | 0 | 0 | 0 | 0 | 0 | 1 | 0 | 0 | 0 | 48 | 31 | 20 | 781.1433 | 25.1982 | 1503045.7329 | 3048.7495 | 98.3468 | 509042.8265 | 74887.9378 | 2415.7399 | 3744.3969 | 2451976.0289 | 3800562.8447
2014-01-01 | 2014 | 50617876 | 582902.5718 | 51200778.5718 | 59671 | 16409509 | 5174 | 257042.6441 | 16666551.6441 | 80873202 | 1679397.2948 | 82552599.2948 | 198892 | 1020 | 1043502 | 2302 | 15153 | 258888 | 25 | 326 | 659861.2 | 6848.3 | 3105.1 | 375.1 | 6806.1 | 3097 | 376.3 | -6.9065 | 834.1 | 0 | 772.1 | 0 | 710.1 | 0 | 648.1 | 0 | 586.1 | 0 | 524.1 | 0 | 462.1 | 0 | 1 | 0 | 0 | 0 | 0 | 0 | 0 | 0 | 0 | 0 | 0 | 0 | 0 | 0 | 0 | 49 | 31 | 22 | 858.0513 | 27.6791 | 1651638.0184 | 3221.2121 | 103.9101 | 537630.6982 | 80933.9209 | 2610.7716 | 3678.8146 | 2662987.074 | 3752390.877
2014-02-01 | 2014 | 42903712 | 582902.5718 | 43486614.5718 | 59674 | 14955223 | 5177 | 257042.6441 | 15212265.6441 | 73256400 | 1679397.2948 | 74935797.2948 | 199321 | 1020 | 872098 | 2302 | 15153 | 257812 | 25 | 707 | 659861.2 | 6850 | 3109.9 | 379.9 | 6772.3 | 3085.6 | 382.3 | -6.8786 | 752.6 | 0 | 696.6 | 0 | 640.6 | 0 | 584.6 | 0 | 528.6 | 0 | 472.6 | 0 | 416.6 | 0 | 0 | 1 | 0 | 0 | 0 | 0 | 0 | 0 | 0 | 0 | 0 | 0 | 0 | 0 | 0 | 50 | 28 | 19 | 728.7364 | 26.0263 | 1553093.3776 | 2938.4326 | 104.944 | 543295.2016 | 73466.4679 | 2623.8024 | 3866.6562 | 2676278.4748 | 3943989.3313
2014-03-01 | 2014 | 43601292 | 582902.5718 | 44184194.5718 | 59687 | 15671445 | 5180 | 257042.6441 | 15928487.6441 | 78105401 | 1679397.2948 | 79784798.2948 | 193090 | 1020 | 861465 | 2302 | 15153 | 259626 | 25 | 569 | 659861.2 | 6856.4 | 3115.2 | 382.2 | 6751.3 | 3073.7 | 382.2 | -2.9806 | 712.4 | 0 | 650.4 | 0 | 588.4 | 0 | 526.4 | 0 | 464.4 | 0 | 402.4 | 0 | 340.4 | 0 | 0 | 0 | 1 | 0 | 0 | 0 | 0 | 0 | 0 | 0 | 0 | 0 | 1 | 0 | 1 | 51 | 31 | 21 | 740.265 | 23.8795 | 1425296.5991 | 3074.9976 | 99.1935 | 513822.1821 | 78220.3905 | 2523.2384 | 3724.7805 | 2573703.1708 | 3799276.1093
2014-04-01 | 2014 | 38148551 | 582902.5718 | 38731453.5718 | 59679 | 13498766 | 5185 | 257042.6441 | 13755808.6441 | 70980411 | 1679397.2948 | 72659808.2948 | 192582 | 1019 | 731400 | 2302 | 15153 | 257728 | 25 | 569 | 659861.2 | 6869.6 | 3126.8 | 383.2 | 6785 | 3095.4 | 382.5 | 5.8567 | 424.3 | 0 | 364.3 | 0 | 304.3 | 0 | 244.3 | 0 | 185.9 | 1.6 | 131.9 | 7.6 | 82.3 | 18 | 0 | 0 | 0 | 1 | 0 | 0 | 0 | 0 | 0 | 0 | 0 | 0 | 1 | 0 | 1 | 52 | 30 | 20 | 648.9964 | 21.6332 | 1291048.4524 | 2653.0007 | 88.4334 | 458526.9548 | 71305.013 | 2376.8338 | 3565.2507 | 2421993.6098 | 3632990.4147
2014-05-01 | 2014 | 40092099 | 582902.5718 | 40675001.5718 | 59689 | 13471598 | 5182 | 257042.6441 | 13728640.6441 | 72011129 | 1679397.2948 | 73690526.2948 | 187028 | 1017 | 665621 | 2304 | 15153 | 258180 | 25 | 569 | 659861.2 | 6870.6 | 3114.3 | 381.5 | 6842.6 | 3103 | 379.7 | 12.8613 | 225.3 | 4 | 169.3 | 10 | 115.5 | 18.2 | 71.1 | 35.8 | 33.9 | 60.6 | 9.6 | 98.3 | 1.3 | 152 | 0 | 0 | 0 | 0 | 1 | 0 | 0 | 0 | 0 | 0 | 0 | 0 | 1 | 0 | 1 | 53 | 31 | 22 | 681.4489 | 21.9822 | 1312096.8249 | 2649.2938 | 85.4611 | 442859.3756 | 72458.7279 | 2337.3783 | 3293.5785 | 2377113.7514 | 3349569.377
2014-06-01 | 2014 | 44876201 | 582902.5718 | 45459103.5718 | 59798 | 14123153 | 5192.5 | 257042.6441 | 14380195.6441 | 75361823 | 1679397.2948 | 77041220.2948 | 196650 | 1016.5 | 599040 | 2302 | 15153 | 257573 | 25 | 569 | 659861.2 | 6865.4 | 3091.8 | 382 | 6912.9 | 3107.5 | 383.3 | 18.5133 | 65.4 | 20.8 | 31.2 | 46.6 | 10.7 | 86.1 | 1.9 | 137.3 | 0 | 195.4 | 0 | 255.4 | 0 | 315.4 | 0 | 0 | 0 | 0 | 0 | 1 | 0 | 0 | 0 | 0 | 0 | 0 | 0 | 0 | 0 | 54 | 30 | 21 | 760.2111 | 25.3404 | 1515303.4524 | 2769.4166 | 92.3139 | 479339.8548 | 75790.6742 | 2526.3558 | 3609.0797 | 2568040.6765 | 3668629.5378
2014-07-01 | 2014 | 51314720 | 582902.5718 | 51897622.5718 | 59907 | 14914369 | 5203 | 257042.6441 | 15171411.6441 | 79433068 | 1679397.2948 | 81112465.2948 | 208736 | 1016 | 641462 | 2302 | 15153 | 257738 | 25 | 567 | 659861.2 | 6864.4 | 3067.1 | 383.8 | 6957.8 | 3095.5 | 386.4 | 19.8258 | 36.6 | 31.2 | 9.4 | 66 | 0.9 | 119.5 | 0 | 180.6 | 0 | 242.6 | 0 | 304.6 | 0 | 366.6 | 0 | 0 | 0 | 0 | 0 | 0 | 1 | 0 | 0 | 0 | 0 | 0 | 0 | 0 | 0 | 55 | 31 | 22 | 866.3031 | 27.9453 | 1674116.8572 | 2915.8969 | 94.0612 | 489400.3756 | 79835.1036 | 2575.3259 | 3628.8683 | 2616531.1385 | 3686930.2407
2014-08-01 | 2014 | 49665162 | 582902.5718 | 50248064.5718 | 59924 | 14542524 | 5210 | 257042.6441 | 14799566.6441 | 78009925 | 1679397.2948 | 79689322.2948 | 203097 | 1016 | 719839 | 2304 | 15195 | 257786 | 25 | 567 | 659861.2 | 6869.9 | 3056.5 | 385.2 | 6969.7 | 3094.2 | 388.9 | 20.071 | 29.3 | 31.5 | 8.3 | 72.5 | 0.5 | 126.7 | 0 | 188.2 | 0 | 250.2 | 0 | 312.2 | 0 | 374.2 | 0 | 0 | 0 | 0 | 0 | 0 | 0 | 1 | 0 | 0 | 0 | 0 | 0 | 0 | 0 | 56 | 31 | 20 | 838.5299 | 27.0494 | 1620905.3088 | 2840.6078 | 91.6325 | 477405.3756 | 78434.3723 | 2530.141 | 3921.7186 | 2570623.2998 | 3984466.1147
2014-09-01 | 2014 | 43344666 | 582902.5718 | 43927568.5718 | 59924 | 13413771 | 5214 | 257042.6441 | 13670813.6441 | 74627463 | 1679397.2948 | 76306860.2948 | 208037 | 1025 | 794176 | 2304 | 15195 | 257746 | 25 | 567 | 659861.2 | 6884.5 | 3058.5 | 385.2 | 6944.1 | 3085.3 | 386.9 | 17.2867 | 99.8 | 18.4 | 55.9 | 34.5 | 26 | 64.6 | 10.3 | 108.9 | 0.6 | 159.2 | 0 | 218.6 | 0 | 278.6 | 0 | 0 | 0 | 0 | 0 | 0 | 0 | 0 | 1 | 0 | 0 | 0 | 0 | 1 | 1 | 57 | 30 | 21 | 733.0547 | 24.4352 | 1464252.2857 | 2621.9435 | 87.3981 | 455693.7881 | 74445.7174 | 2481.5239 | 3545.0342 | 2543562.0098 | 3633660.014
2014-10-01 | 2014 | 41116020 | 582902.5718 | 41698922.5718 | 59943 | 13009887 | 5215 | 257042.6441 | 13266929.6441 | 72913145 | 1679397.2948 | 74592542.2948 | 204893 | 1028 | 925946 | 2304 | 15196 | 258047 | 24 | 566 | 659861.2 | 6901.5 | 3072.7 | 385.1 | 6936.6 | 3089.4 | 387.2 | 11.7129 | 256.9 | 0 | 197.1 | 2.2 | 139.3 | 6.4 | 90.8 | 19.9 | 50.6 | 41.7 | 18.1 | 71.2 | 3.8 | 118.9 | 0 | 0 | 0 | 0 | 0 | 0 | 0 | 0 | 0 | 1 | 0 | 0 | 0 | 1 | 1 | 58 | 31 | 22 | 695.6429 | 22.4401 | 1345126.5346 | 2543.9942 | 82.0643 | 427965.4724 | 72560.8388 | 2340.6722 | 3298.2199 | 2406211.0418 | 3390570.1043
2014-11-01 | 2014 | 40016132 | 582902.5718 | 40599034.5718 | 59983 | 13754258 | 5219 | 257042.6441 | 14011300.6441 | 72454970 | 1679397.2948 | 74134367.2948 | 201777 | 1029 | 985612 | 2304 | 15196 | 257104 | 24 | 566 | 659861.2 | 6907.5 | 3082 | 383 | 6914.3 | 3084.8 | 384.2 | 3.2833 | 501.5 | 0 | 441.5 | 0 | 381.5 | 0 | 321.5 | 0 | 261.6 | 0.1 | 207.1 | 5.6 | 156.4 | 14.9 | 0 | 0 | 0 | 0 | 0 | 0 | 0 | 0 | 0 | 0 | 1 | 0 | 0 | 1 | 1 | 59 | 30 | 20 | 676.8423 | 22.5614 | 1353301.1524 | 2684.6715 | 89.4891 | 467043.3548 | 72045.0605 | 2401.502 | 3602.253 | 2471145.5765 | 3706718.3647
2014-12-01 | 2014 | 44606686 | 582902.5718 | 45189588.5718 | 60014 | 14879853 | 5230 | 257042.6441 | 15136895.6441 | 73645384 | 1679397.2948 | 75324781.2948 | 179258 | 1028 | 1068286 | 2304 | 15196 | 260405 | 24 | 566 | 659861.2 | 6903.1 | 3080.1 | 380 | 6903.2 | 3082.8 | 382.5 | 1.2548 | 581.1 | 0 | 519.1 | 0 | 457.1 | 0 | 395.1 | 0 | 333.1 | 0 | 271.1 | 0 | 209.1 | 0 | 0 | 0 | 0 | 0 | 0 | 0 | 0 | 0 | 0 | 0 | 0 | 1 | 0 | 0 | 0 | 60 | 31 | 21 | 752.9841 | 24.2898 | 1457728.6636 | 2894.2439 | 93.3627 | 488286.9563 | 73273.1336 | 2363.6495 | 3489.1968 | 2429831.6547 | 3586894.3474
2015-01-01 | 2015 | 49036178 | 848162.4041 | 49884340.4041 | 60019 | 15722680 | 5230 | 459568.9728 | 16182248.9728 | 79523058 | 2131711.9193 | 81654769.9193 | 190064 | 1028 | 1045146 | 2305 | 15225 | 257164 | 24 | 566 | 677384 | 6885.7 | 3076.8 | 379.5 | 6845.1 | 3066.1 | 379.3 | -5.8581 | 801.6 | 0 | 739.6 | 0 | 677.6 | 0 | 615.6 | 0 | 553.6 | 0 | 491.6 | 0 | 429.6 | 0 | 1 | 0 | 0 | 0 | 0 | 0 | 0 | 0 | 0 | 0 | 0 | 0 | 0 | 0 | 0 | 61 | 31 | 21 | 831.1425 | 26.811 | 1609172.2711 | 3094.1203 | 99.8103 | 522008.0314 | 79430.71 | 2562.281 | 3782.4148 | 2634024.8361 | 3888322.3771
2015-02-01 | 2015 | 42132823 | 848162.4041 | 42980985.4041 | 60029 | 14670158 | 5234 | 459568.9728 | 15129726.9728 | 74181806 | 2131711.9193 | 76313517.9193 | 194654 | 1027 | 873453 | 2305 | 15225 | 256037 | 24 | 553 | 677384 | 6885.3 | 3085.5 | 378.6 | 6810.3 | 3057.4 | 376.2 | -11.1393 | 871.9 | 0 | 815.9 | 0 | 759.9 | 0 | 703.9 | 0 | 647.9 | 0 | 591.9 | 0 | 535.9 | 0 | 0 | 1 | 0 | 0 | 0 | 0 | 0 | 0 | 0 | 0 | 0 | 0 | 0 | 0 | 0 | 62 | 28 | 19 | 716.0037 | 25.5716 | 1535035.193 | 2890.6624 | 103.2379 | 540347.3919 | 74307.2229 | 2653.8294 | 3910.9065 | 2725482.7828 | 4016500.9431
2015-03-01 | 2015 | 42570862 | 848162.4041 | 43419024.4041 | 60053 | 15080135 | 5236 | 459568.9728 | 15539703.9728 | 77250849 | 2131711.9193 | 79382560.9193 | 196634 | 1030 | 862804 | 2305 | 15225 | 257839 | 24 | 553 | 677384 | 6892.1 | 3108.7 | 379.4 | 6783.7 | 3060.7 | 373.1 | -1.1613 | 656 | 0 | 594 | 0 | 532 | 0 | 470 | 0 | 408 | 0 | 346 | 0 | 284 | 0 | 0 | 0 | 1 | 0 | 0 | 0 | 0 | 0 | 0 | 0 | 0 | 0 | 1 | 0 | 1 | 63 | 31 | 22 | 723.0117 | 23.323 | 1400613.6905 | 2967.8579 | 95.7374 | 501280.7733 | 77070.4475 | 2486.1435 | 3503.2022 | 2560727.7716 | 3608298.2236
2015-04-01 | 2015 | 37765295 | 848162.4041 | 38613457.4041 | 60058 | 13252080 | 5236 | 459568.9728 | 13711648.9728 | 69787643 | 2131711.9193 | 71919354.9193 | 192074 | 1028 | 732535 | 2305 | 15225 | 256901 | 24 | 553 | 677384 | 6897.3 | 3122.7 | 379.6 | 6805.6 | 3086.6 | 374.7 | 7.27 | 381.9 | 0 | 321.9 | 0 | 261.9 | 0 | 203.5 | 1.6 | 149.7 | 7.8 | 102.5 | 20.6 | 61.7 | 39.8 | 0 | 0 | 0 | 1 | 0 | 0 | 0 | 0 | 0 | 0 | 0 | 0 | 1 | 0 | 1 | 64 | 30 | 20 | 642.9361 | 21.4312 | 1287115.2468 | 2618.7259 | 87.2909 | 457054.9658 | 69960.462 | 2332.0154 | 3498.0231 | 2397311.8306 | 3595967.746
2015-05-01 | 2015 | 39914946 | 848162.4041 | 40763108.4041 | 60068 | 13384750 | 5250 | 459568.9728 | 13844318.9728 | 73480701 | 2131711.9193 | 75612412.9193 | 187740 | 1028 | 666655 | 2305 | 15225 | 266757 | 24 | 556 | 677384 | 6906.5 | 3142.3 | 385 | 6870.9 | 3130.7 | 382.4 | 14.5355 | 175.5 | 6.1 | 123.9 | 16.5 | 80.5 | 35.1 | 44.2 | 60.8 | 18.3 | 96.9 | 4.6 | 145.2 | 0.5 | 203.1 | 0 | 0 | 0 | 0 | 1 | 0 | 0 | 0 | 0 | 0 | 0 | 0 | 1 | 0 | 1 | 65 | 31 | 20 | 678.616 | 21.8908 | 1314938.9808 | 2637.0131 | 85.0649 | 446590.9346 | 73552.9309 | 2372.6752 | 3677.6465 | 2439110.0942 | 3780620.646
2015-06-01 | 2015 | 45271087 | 848162.4041 | 46119249.4041 | 60094 | 13700810 | 5241 | 459568.9728 | 14160378.9728 | 75378497 | 2131711.9193 | 77510208.9193 | 203725 | 1027 | 599971 | 2305 | 15225 | 266425 | 24 | 556 | 677384 | 6921.3 | 3163.2 | 387.9 | 6965.8 | 3182.8 | 389.3 | 16.8867 | 101.4 | 8 | 61.3 | 27.9 | 29.7 | 56.3 | 11.4 | 98 | 3.5 | 150.1 | 0 | 206.6 | 0 | 266.6 | 0 | 0 | 0 | 0 | 0 | 1 | 0 | 0 | 0 | 0 | 0 | 0 | 0 | 0 | 0 | 66 | 30 | 22 | 767.4518 | 25.5817 | 1537308.3135 | 2701.8468 | 90.0616 | 472012.6324 | 75472.4527 | 2515.7484 | 3430.566 | 2583673.6306 | 3523191.3145
2015-07-01 | 2015 | 53575923 | 848162.4041 | 54424085.4041 | 60096 | 15161240 | 5240 | 459568.9728 | 15620808.9728 | 81975954 | 2131711.9193 | 84107665.9193 | 203387 | 1027 | 641997 | 2305 | 15225 | 258055 | 24 | 558 | 677384 | 6941.2 | 3194.9 | 392.4 | 7032.3 | 3226.4 | 395.3 | 21.9 | 17.6 | 76.5 | 4.4 | 125.3 | 0 | 182.9 | 0 | 244.9 | 0 | 306.9 | 0 | 368.9 | 0 | 430.9 | 0 | 0 | 0 | 0 | 0 | 0 | 1 | 0 | 0 | 0 | 0 | 0 | 0 | 0 | 0 | 67 | 31 | 22 | 905.6191 | 29.2135 | 1755615.6582 | 2981.0704 | 96.1636 | 503897.0636 | 81896.4615 | 2641.8213 | 3722.5664 | 2713150.5135 | 3823075.7236
2015-08-01 | 2015 | 54286474 | 848162.4041 | 55134636.4041 | 60131 | 15391927 | 5244 | 459568.9728 | 15851495.9728 | 80836724 | 2131711.9193 | 82968435.9193 | 210022 | 1029 | 720424 | 2305 | 15225 | 257469 | 24 | 557 | 677384 | 6949.2 | 3214.6 | 392.6 | 7045.7 | 3251.2 | 397.2 | 20.7968 | 20.4 | 45.1 | 1.8 | 88.5 | 0 | 148.7 | 0 | 210.7 | 0 | 272.7 | 0 | 334.7 | 0 | 396.7 | 0 | 0 | 0 | 0 | 0 | 0 | 0 | 1 | 0 | 0 | 0 | 0 | 0 | 0 | 0 | 68 | 31 | 20 | 916.9087 | 29.5777 | 1778536.6582 | 3022.7872 | 97.5093 | 511338.5798 | 80630.1612 | 2600.9729 | 4031.5081 | 2676401.1587 | 4148421.796
2015-09-01 | 2015 | 46949969 | 848162.4041 | 47798131.4041 | 60165 | 14009493 | 5237 | 459568.9728 | 14469061.9728 | 78337146 | 2131711.9193 | 80468857.9193 | 211976 | 1028 | 794773 | 2305 | 15225 | 257589 | 24 | 557 | 677384 | 6941.1 | 3220.3 | 390.5 | 6994.9 | 3243.3 | 393.9 | 20.03 | 50.1 | 51 | 22.6 | 83.5 | 7.2 | 128.1 | 0.1 | 181 | 0 | 240.9 | 0 | 300.9 | 0 | 360.9 | 0 | 0 | 0 | 0 | 0 | 0 | 0 | 0 | 1 | 0 | 0 | 0 | 0 | 1 | 1 | 69 | 30 | 21 | 794.4508 | 26.4817 | 1593271.0468 | 2762.8532 | 92.0951 | 482302.0658 | 78277.0991 | 2609.2366 | 3727.4809 | 2682295.264 | 3831850.3771
2015-10-01 | 2015 | 41035508 | 848162.4041 | 41883670.4041 | 60249 | 12961860 | 5242 | 459568.9728 | 13421428.9728 | 72632384 | 2131711.9193 | 74764095.9193 | 210663 | 1024 | 927060 | 2305 | 15225 | 257836 | 24 | 558 | 677384 | 6934.8 | 3216.5 | 385.6 | 6969 | 3229.5 | 388.2 | 11.5871 | 260.8 | 0 | 200 | 1.2 | 141.1 | 4.3 | 89.2 | 14.4 | 51.8 | 39 | 26.9 | 76.1 | 11.3 | 122.5 | 0 | 0 | 0 | 0 | 0 | 0 | 0 | 0 | 0 | 1 | 0 | 0 | 0 | 1 | 1 | 70 | 31 | 21 | 695.1762 | 22.425 | 1351086.1421 | 2560.3642 | 82.5924 | 432949.3217 | 73011.8124 | 2355.2198 | 3476.753 | 2411745.0297 | 3560195.0438
2015-11-01 | 2015 | 37505130 | 848162.4041 | 38353292.4041 | 60255 | 13004522 | 5234 | 459568.9728 | 13464090.9728 | 71446240 | 2131711.9193 | 73577951.9193 | 195211 | 1027 | 985984 | 2307 | 15235 | 257269 | 24 | 557 | 677384 | 6928.3 | 3211.5 | 384.5 | 6936.9 | 3211.5 | 385.6 | 7.9633 | 361.1 | 0 | 301.1 | 0 | 241.2 | 0.1 | 185.1 | 4 | 133 | 11.9 | 90.2 | 29.1 | 56.8 | 55.7 | 0 | 0 | 0 | 0 | 0 | 0 | 0 | 0 | 0 | 0 | 1 | 0 | 0 | 1 | 1 | 71 | 30 | 21 | 636.5163 | 21.2172 | 1278443.0801 | 2572.4285 | 85.7476 | 448803.0324 | 71643.5754 | 2388.1192 | 3411.5988 | 2452598.3973 | 3503711.9962
2015-12-01 | 2015 | 40955651 | 848162.4041 | 41803813.4041 | 60262 | 13905854 | 5238 | 459568.9728 | 14365422.9728 | 72220640 | 2131711.9193 | 74352351.9193 | 177950 | 1029 | 1067879 | 2304 | 15258 | 260807 | 24 | 557 | 677384 | 6942.8 | 3220.1 | 383.7 | 6948.2 | 3220 | 385.4 | 5.2742 | 456.5 | 0 | 394.5 | 0 | 332.5 | 0 | 270.5 | 0 | 208.5 | 0 | 148 | 1.5 | 96.9 | 12.4 | 0 | 0 | 0 | 0 | 0 | 0 | 0 | 0 | 0 | 0 | 0 | 1 | 0 | 0 | 0 | 72 | 31 | 21 | 693.7011 | 22.3775 | 1348510.1098 | 2742.5397 | 88.469 | 463400.7411 | 72256.9018 | 2330.8678 | 3440.8048 | 2398462.9651 | 3540588.1866
2016-01-01 | 2016 | 44822386 | 1262307.9842 | 46084693.9842 | 60313 | 14814307 | 5246 | 702182.951 | 15516489.951 | 78060980 | 2812165.8049 | 80873145.8049 | 187910 | 1031 | 1044725 | 2304 | 15258 | 258738 | 24 | 557 | 692620.8 | 6957.7 | 3227 | 382.6 | 6919.2 | 3213.9 | 381.7 | -2.1613 | 687 | 0 | 625 | 0 | 563 | 0 | 501 | 0 | 439 | 0 | 377 | 0 | 315 | 0 | 1 | 0 | 0 | 0 | 0 | 0 | 0 | 0 | 0 | 0 | 0 | 0 | 0 | 0 | 0 | 73 | 31 | 20 | 764.0922 | 24.6481 | 1486603.0317 | 2957.7754 | 95.4121 | 500531.9339 | 78441.4605 | 2530.3697 | 3922.073 | 2608811.155 | 4043657.2902
2016-02-01 | 2016 | 39320516 | 1262307.9842 | 40582823.9842 | 60310 | 14022576 | 5267 | 702182.951 | 14724758.951 | 73880261 | 2812165.8049 | 76692426.8049 | 193682 | 1033 | 902902 | 2304 | 15252 | 259398 | 24 | 556 | 692620.8 | 6970.6 | 3221.1 | 384.2 | 6896.8 | 3193.2 | 380.8 | -0.76897 | 602.3 | 0 | 544.3 | 0 | 486.3 | 0 | 428.3 | 0 | 370.3 | 0 | 312.5 | 0.2 | 257.2 | 2.9 | 0 | 1 | 0 | 0 | 0 | 0 | 0 | 0 | 0 | 0 | 0 | 0 | 0 | 0 | 0 | 74 | 29 | 20 | 672.9037 | 23.2036 | 1399407.7236 | 2795.6634 | 96.4022 | 507750.3087 | 74242.4267 | 2560.0837 | 3712.1213 | 2644566.4415 | 3834621.3402
2016-03-01 | 2016 | 39386600 | 1262307.9842 | 40648907.9842 | 60323 | 14145609 | 5268 | 702182.951 | 14847791.951 | 76236827 | 2812165.8049 | 79048992.8049 | 195760 | 1034 | 862508 | 2304 | 15252 | 260607 | 24 | 560 | 692620.8 | 6978.1 | 3210.6 | 385.2 | 6872.4 | 3165.9 | 378.9 | 3.4452 | 513.2 | 0 | 451.2 | 0 | 389.2 | 0 | 327.2 | 0 | 267 | 1.8 | 208.5 | 5.3 | 154.3 | 13.1 | 0 | 0 | 1 | 0 | 0 | 0 | 0 | 0 | 0 | 0 | 0 | 0 | 1 | 0 | 1 | 75 | 31 | 21 | 673.8542 | 21.7372 | 1311255.0963 | 2818.4875 | 90.919 | 478961.0307 | 76449.7029 | 2466.1194 | 3640.462 | 2549967.5098 | 3764237.7526
2016-04-01 | 2016 | 36920940 | 1262307.9842 | 38183247.9842 | 60319 | 13041004 | 5267 | 702182.951 | 13743186.951 | 72510143 | 2812165.8049 | 75322308.8049 | 193410 | 1035 | 732326 | 2304 | 15252 | 259023 | 24 | 560 | 692620.8 | 6981.8 | 3208.5 | 387.9 | 6890.3 | 3172.5 | 383.7 | 4.9667 | 451 | 0 | 391 | 0 | 331.8 | 0.8 | 273.8 | 2.8 | 216.9 | 5.9 | 162.7 | 11.7 | 113.7 | 22.7 | 0 | 0 | 0 | 1 | 0 | 0 | 0 | 0 | 0 | 0 | 0 | 0 | 1 | 0 | 1 | 76 | 30 | 21 | 633.0219 | 21.1007 | 1272774.9328 | 2609.3007 | 86.9767 | 458106.2317 | 72775.1776 | 2425.8393 | 3465.4846 | 2510743.6268 | 3586776.6098
2016-05-01 | 2016 | 41386492 | 1262307.9842 | 42648799.9842 | 60305 | 13344960 | 5294 | 702182.951 | 14047142.951 | 74482255 | 2812165.8049 | 77294420.8049 | 190232 | 1035 | 666464 | 2304 | 15252 | 259477 | 24 | 560 | 692620.8 | 6994.4 | 3217.7 | 383.2 | 6962.5 | 3207.8 | 382.3 | 13.871 | 203.6 | 13.6 | 156.1 | 28.1 | 113.7 | 47.7 | 74.6 | 70.6 | 41.9 | 99.9 | 17.3 | 137.3 | 4.5 | 186.5 | 0 | 0 | 0 | 0 | 1 | 0 | 0 | 0 | 0 | 0 | 0 | 0 | 1 | 0 | 1 | 77 | 31 | 21 | 707.2183 | 22.8135 | 1375767.7414 | 2653.4082 | 85.5938 | 453133.6436 | 74680.5998 | 2409.0516 | 3556.219 | 2493368.4131 | 3680686.705
2016-06-01 | 2016 | 50574849 | 1262307.9842 | 51837156.9842 | 60308 | 14145403 | 5264 | 702182.951 | 14847585.951 | 77899377 | 2812165.8049 | 80711542.8049 | 204631 | 1033 | 599799 | 2304 | 15252 | 258917 | 24 | 560 | 692620.8 | 7001.9 | 3230.3 | 382.1 | 7047.3 | 3251.8 | 384.6 | 19.3867 | 53 | 34.6 | 26.5 | 68.1 | 8.5 | 110.1 | 2 | 163.6 | 0 | 221.6 | 0 | 281.6 | 0 | 341.6 | 0 | 0 | 0 | 0 | 0 | 1 | 0 | 0 | 0 | 0 | 0 | 0 | 0 | 0 | 0 | 78 | 30 | 22 | 859.5403 | 28.6513 | 1727905.2328 | 2820.59 | 94.0197 | 494919.5317 | 78133.1489 | 2604.4383 | 3551.5068 | 2690384.7602 | 3668706.4911
2016-07-01 | 2016 | 61688603 | 1262307.9842 | 62950910.9842 | 60310 | 15923666 | 5262 | 702182.951 | 16625848.951 | 84011912 | 2812165.8049 | 86824077.8049 | 214922 | 1034 | 641842 | 2304 | 15252 | 259477 | 24 | 560 | 692620.8 | 6995.7 | 3229.4 | 379.1 | 7090.8 | 3265.5 | 382.2 | 22.9194 | 5.3 | 95.8 | 0.1 | 152.6 | 0 | 214.5 | 0 | 276.5 | 0 | 338.5 | 0 | 400.5 | 0 | 462.5 | 0 | 0 | 0 | 0 | 0 | 0 | 1 | 0 | 0 | 0 | 0 | 0 | 0 | 0 | 0 | 79 | 31 | 20 | 1043.7889 | 33.6706 | 2030674.5479 | 3159.6064 | 101.9228 | 536317.7081 | 83969.1275 | 2708.6815 | 4198.4564 | 2800776.7034 | 4341203.8902
2016-08-01 | 2016 | 60215461 | 1262307.9842 | 61477768.9842 | 60299 | 16295761 | 5260 | 702182.951 | 16997943.951 | 87167726 | 2812165.8049 | 89979891.8049 | 217408 | 1034 | 720249 | 2304 | 15252 | 259148 | 24 | 560 | 692620.8 | 6990.6 | 3224.8 | 379.5 | 7083.3 | 3263 | 380.6 | 23.7355 | 0.1 | 115.9 | 0 | 177.8 | 0 | 239.8 | 0 | 301.8 | 0 | 363.8 | 0 | 425.8 | 0 | 487.8 | 0 | 0 | 0 | 0 | 0 | 0 | 0 | 1 | 0 | 0 | 0 | 0 | 0 | 0 | 0 | 80 | 31 | 22 | 1019.5487 | 32.8887 | 1983153.8382 | 3231.5483 | 104.2435 | 548320.7726 | 87021.172 | 2807.1346 | 3955.5078 | 2902577.155 | 4089995.082
2016-09-01 | 2016 | 49709783 | 1262307.9842 | 50972090.9842 | 60320 | 13976976 | 5273 | 702182.951 | 14679158.951 | 77840725 | 2812165.8049 | 80652890.8049 | 218401 | 1033 | 794582 | 2304 | 15252 | 258866 | 24 | 559 | 692620.8 | 6988.9 | 3216.9 | 382.3 | 7037 | 3236.1 | 381.7 | 20.03 | 41.9 | 42.8 | 15.5 | 76.4 | 3.8 | 124.7 | 0.1 | 181 | 0 | 240.9 | 0 | 300.9 | 0 | 360.9 | 0 | 0 | 0 | 0 | 0 | 0 | 0 | 0 | 1 | 0 | 0 | 0 | 0 | 1 | 1 | 81 | 30 | 21 | 845.028 | 28.1676 | 1699069.6995 | 2783.8344 | 92.7945 | 489305.2984 | 78076.3706 | 2602.5457 | 3717.9224 | 2688429.6935 | 3840613.8479
2016-10-01 | 2016 | 41115850 | 1262307.9842 | 42378157.9842 | 60321 | 12868083 | 5278 | 702182.951 | 13570265.951 | 73150245 | 2812165.8049 | 75962410.8049 | 211273 | 1036 | 926316 | 2304 | 15252 | 259426 | 24 | 559 | 692620.8 | 7006.2 | 3209.8 | 386.2 | 7033.4 | 3217.5 | 384.6 | 13.2097 | 212.3 | 1.8 | 156.6 | 8.1 | 111.3 | 24.8 | 77.2 | 52.7 | 50.1 | 87.6 | 26.6 | 126.1 | 10.8 | 172.3 | 0 | 0 | 0 | 0 | 0 | 0 | 0 | 0 | 0 | 1 | 0 | 0 | 0 | 1 | 1 | 82 | 31 | 20 | 702.544 | 22.6627 | 1367037.3543 | 2571.1 | 82.9387 | 437750.5145 | 73322.7904 | 2365.2513 | 3666.1395 | 2450400.3485 | 3798120.5402
2016-11-01 | 2016 | 37172567 | 1262307.9842 | 38434874.9842 | 60345 | 12936003 | 5298 | 702182.951 | 13638185.951 | 71615105 | 2812165.8049 | 74427270.8049 | 211233 | 1036 | 986113 | 2304 | 15253 | 258781 | 24 | 559 | 692620.8 | 7018.5 | 3207.3 | 392.2 | 7026.9 | 3203.3 | 391.8 | 8.2367 | 352.9 | 0 | 292.9 | 0 | 232.9 | 0 | 174.8 | 1.9 | 121.3 | 8.4 | 76 | 23.1 | 45.8 | 52.9 | 0 | 0 | 0 | 0 | 0 | 0 | 0 | 0 | 0 | 0 | 1 | 0 | 0 | 1 | 1 | 83 | 30 | 22 | 636.919 | 21.2306 | 1281162.4995 | 2574.214 | 85.8071 | 454606.1984 | 71840.995 | 2394.6998 | 3265.4998 | 2480909.0268 | 3383057.7639
2016-12-01 | 2016 | 42809833 | 1262307.9842 | 44072140.9842 | 60353 | 14391209 | 5297 | 702182.951 | 15093391.951 | 73980352 | 2812165.8049 | 76792517.8049 | 171682 | 1036 | 1068050 | 2304 | 15253 | 263175 | 24 | 559 | 692620.8 | 7028.8 | 3203.9 | 397.1 | 7041.6 | 3206.3 | 398 | -0.032258 | 621 | 0 | 559 | 0 | 497 | 0 | 435 | 0 | 373 | 0 | 311 | 0 | 249 | 0 | 0 | 0 | 0 | 0 | 0 | 0 | 0 | 0 | 0 | 0 | 0 | 1 | 0 | 0 | 0 | 84 | 31 | 20 | 730.2394 | 23.5561 | 1421681.9672 | 2849.4227 | 91.9169 | 486883.6113 | 74124.0519 | 2391.0984 | 3706.2026 | 2477177.9937 | 3839625.8902
2017-01-01 | 2017 | 43117838 | 2395318.9936 | 45513156.9936 | 60357 | 15042631 | 5303 | 806318.8282 | 15848949.8282 | 76397192 | 3383288.5546 | 79780480.5546 | 189110 | 1035 | 1188321.4 | 2623.4 | 17184 | 261189 | 24 | 562 | 713254.1 | 7045.6 | 3213.3 | 398.1 | 7018.6 | 3203.7 | 397.6 | -0.34194 | 630.6 | 0 | 568.6 | 0 | 506.6 | 0 | 444.6 | 0 | 382.6 | 0 | 320.6 | 0 | 258.6 | 0 | 1 | 0 | 0 | 0 | 0 | 0 | 0 | 0 | 0 | 0 | 0 | 0 | 0 | 0 | 0 | 85 | 31 | 22 | 754.0659 | 24.3247 | 1468166.3546 | 2988.6762 | 96.4089 | 511256.4461 | 77082.5899 | 2486.5352 | 3503.7541 | 2573563.8889 | 3626385.4798
2017-02-01 | 2017 | 36607845 | 2395318.9936 | 39003163.9936 | 60440 | 13349253 | 5341 | 806318.8282 | 14155571.8282 | 68237493 | 3383288.5546 | 71620781.5546 | 187278 | 999 | 990953.3 | 2623.4 | 17184 | 260089 | 24 | 562 | 713254.1 | 7060.7 | 3230.3 | 398.6 | 6996 | 3206.5 | 396.1 | 1.1714 | 527.2 | 0 | 471.2 | 0 | 415.2 | 0 | 359.2 | 0 | 303.2 | 0 | 247.7 | 0.5 | 193.8 | 2.6 | 0 | 1 | 0 | 0 | 0 | 0 | 0 | 0 | 0 | 0 | 0 | 0 | 0 | 0 | 0 | 86 | 28 | 19 | 645.3204 | 23.0472 | 1392970.1426 | 2650.3598 | 94.6557 | 505556.1367 | 71692.474 | 2560.4455 | 3773.2881 | 2557885.0555 | 3769514.8187
2017-03-01 | 2017 | 38263912 | 2395318.9936 | 40659230.9936 | 60475 | 14302608 | 5342 | 806318.8282 | 15108926.8282 | 75471623 | 3383288.5546 | 78854911.5546 | 182686 | 1000 | 977923.9 | 2623.4 | 17184 | 261919 | 24 | 562 | 713254.1 | 7074.2 | 3247.6 | 402 | 6972 | 3204.7 | 396.5 | 0.54194 | 603.2 | 0 | 541.2 | 0 | 479.2 | 0 | 417.2 | 0 | 355.2 | 0 | 293.4 | 0.2 | 234.7 | 3.5 | 0 | 0 | 1 | 0 | 0 | 0 | 0 | 0 | 0 | 0 | 0 | 0 | 1 | 0 | 1 | 87 | 31 | 23 | 672.3312 | 21.6881 | 1311588.0966 | 2828.3277 | 91.2364 | 487384.7364 | 78854.9116 | 2543.7068 | 3428.4744 | 2543706.8243 | 3428474.4154
2017-04-01 | 2017 | 33970409 | 2395318.9936 | 36365727.9936 | 60471 | 12843245 | 5344 | 806318.8282 | 13649563.8282 | 68114633 | 3383288.5546 | 71497921.5546 | 189895 | 1000 | 829657.1 | 2623.4 | 17184 | 259900 | 24 | 562 | 713254.1 | 7074.8 | 3257.7 | 411 | 6982.8 | 3222.4 | 406.8 | 8.93 | 332.1 | 0 | 272.1 | 0 | 213 | 0.9 | 156.8 | 4.7 | 107.1 | 15 | 65.8 | 33.7 | 29.5 | 57.4 | 0 | 0 | 0 | 1 | 0 | 0 | 0 | 0 | 0 | 0 | 0 | 0 | 1 | 0 | 1 | 88 | 30 | 19 | 601.3747 | 20.0458 | 1212190.9331 | 2554.1848 | 85.1395 | 454985.4609 | 71497.9216 | 2383.2641 | 3763.0485 | 2383264.0518 | 3763048.5029
2017-05-01 | 2017 | 36857170 | 2395318.9936 | 39252488.9936 | 60529 | 13045355 | 5341 | 806318.8282 | 13851673.8282 | 72074085 | 3383288.5546 | 75457373.5546 | 187094 | 997 | 755282.8 | 2623.4 | 17184 | 260353 | 24 | 561 | 713254.1 | 7080.7 | 3266.8 | 416.7 | 7047.4 | 3255.9 | 414.8 | 11.7839 | 258.6 | 3.9 | 200.5 | 7.8 | 148 | 17.3 | 98.6 | 29.9 | 57.9 | 51.2 | 25.7 | 81 | 6.8 | 124.1 | 0 | 0 | 0 | 0 | 1 | 0 | 0 | 0 | 0 | 0 | 0 | 0 | 1 | 0 | 1 | 89 | 31 | 22 | 648.4906 | 20.9191 | 1266209.3224 | 2593.4607 | 83.66 | 446828.188 | 75684.4268 | 2441.4331 | 3440.2012 | 2434108.8243 | 3429880.6161
2017-06-01 | 2017 | 45233408 | 2395318.9936 | 47628726.9936 | 60518 | 13634874 | 5339 | 806318.8282 | 14441192.8282 | 75251236 | 3383288.5546 | 78634524.5546 | 201444 | 1001 | 681040 | 2623.4 | 17184 | 259791 | 24 | 561 | 713254.1 | 7085.4 | 3268.7 | 417.8 | 7129.6 | 3289.1 | 419.3 | 19.3033 | 57.4 | 36.5 | 29.3 | 68.4 | 8.9 | 108 | 0 | 159.1 | 0 | 219.1 | 0 | 279.1 | 0 | 339.1 | 0 | 0 | 0 | 0 | 0 | 1 | 0 | 0 | 0 | 0 | 0 | 0 | 0 | 0 | 0 | 90 | 30 | 22 | 787.0175 | 26.2339 | 1587624.2331 | 2704.8498 | 90.1617 | 481373.0943 | 78555.9686 | 2618.5323 | 3570.7258 | 2621150.8185 | 3574296.5707
2017-07-01 | 2017 | 53399843 | 2395318.9936 | 55795161.9936 | 60509 | 14948502 | 5337 | 806318.8282 | 15754820.8282 | 79040629 | 3383288.5546 | 82423917.5546 | 210283 | 1001 | 731410 | 2623.4 | 17184 | 260353 | 24 | 561 | 713254.1 | 7099.9 | 3270 | 421.3 | 7195 | 3308.7 | 422.9 | 21.6613 | 5.4 | 56.9 | 0 | 113.5 | 0 | 175.5 | 0 | 237.5 | 0 | 299.5 | 0 | 361.5 | 0 | 423.5 | 0 | 0 | 0 | 0 | 0 | 0 | 1 | 0 | 0 | 0 | 0 | 0 | 0 | 0 | 0 | 91 | 31 | 20 | 922.0969 | 29.7451 | 1799843.9353 | 2951.9994 | 95.2258 | 508220.0267 | 82341.576 | 2656.1799 | 4117.0788 | 2658836.0501 | 4121195.8777
2017-08-01 | 2017 | 50059809 | 2395318.9936 | 52455127.9936 | 60503 | 14562677 | 5344 | 806318.8282 | 15368995.8282 | 78939288 | 3383288.5546 | 82322576.5546 | 205394 | 1002 | 822705 | 2623.4 | 17184 | 260072 | 24 | 561 | 713254.1 | 7121.3 | 3278.6 | 427.8 | 7213.7 | 3315.2 | 429.1 | 20.5226 | 26.6 | 42.8 | 7.2 | 85.4 | 0 | 140.2 | 0 | 202.2 | 0 | 264.2 | 0 | 326.2 | 0 | 388.2 | 0 | 0 | 0 | 0 | 0 | 0 | 0 | 1 | 0 | 0 | 0 | 0 | 0 | 0 | 0 | 92 | 31 | 22 | 866.9839 | 27.9672 | 1692100.903 | 2875.9348 | 92.7721 | 495774.059 | 82158.26 | 2650.2665 | 3734.4664 | 2655566.9856 | 3741935.2979
2017-09-01 | 2017 | 43473772 | 2395318.9936 | 45869090.9936 | 60533 | 13593689 | 5350 | 806318.8282 | 14400007.8282 | 74885800 | 3383288.5546 | 78269088.5546 | 210407 | 1001 | 908096.9 | 2623.4 | 17184 | 260483 | 24 | 561 | 713254.1 | 7150.1 | 3297.7 | 432.9 | 7197 | 3313.7 | 432.4 | 18.61 | 72.2 | 30.5 | 41.7 | 60 | 18.6 | 96.9 | 4.1 | 142.4 | 1 | 199.3 | 0 | 258.3 | 0 | 318.3 | 0 | 0 | 0 | 0 | 0 | 0 | 0 | 0 | 1 | 0 | 0 | 0 | 0 | 1 | 1 | 93 | 30 | 20 | 757.7535 | 25.2584 | 1528969.6998 | 2691.5902 | 89.7197 | 480000.2609 | 78190.8977 | 2606.3633 | 3909.5449 | 2608969.6185 | 3913454.4277
2017-10-01 | 2017 | 38846178 | 2395318.9936 | 41241496.9936 | 60537 | 13303779 | 5350 | 806318.8282 | 14110097.8282 | 73030053 | 3383288.5546 | 76413341.5546 | 214277 | 1002 | 1058156.9 | 2526 | 17184 | 261070 | 24 | 563 | 713254.1 | 7170.5 | 3320.8 | 430.7 | 7193.7 | 3320.5 | 430.3 | 14.6581 | 167.8 | 2.2 | 113.3 | 9.7 | 75.2 | 33.6 | 47.5 | 67.9 | 26.3 | 108.7 | 12.3 | 156.7 | 2.1 | 208.5 | 0 | 0 | 0 | 0 | 0 | 0 | 0 | 0 | 0 | 1 | 0 | 0 | 0 | 1 | 1 | 94 | 31 | 21 | 681.261 | 21.9762 | 1330370.8708 | 2637.4015 | 85.0775 | 455164.4461 | 76260.8199 | 2460.0264 | 3631.4676 | 2464946.5018 | 3638730.5502
2017-11-01 | 2017 | 36790700 | 2395318.9936 | 39186018.9936 | 60558 | 13353063 | 5353 | 806318.8282 | 14159381.8282 | 71461391 | 3383288.5546 | 74844679.5546 | 211293 | 1003 | 1125753.3 | 2285.9 | 17184 | 260852 | 24 | 563 | 713254.1 | 7189.6 | 3335.4 | 426.2 | 7194.2 | 3326.2 | 426.2 | 5.07 | 447.9 | 0 | 387.9 | 0 | 327.9 | 0 | 267.9 | 0 | 208.1 | 0.2 | 151.8 | 3.9 | 99 | 11.1 | 0 | 0 | 0 | 0 | 0 | 0 | 0 | 0 | 0 | 0 | 1 | 0 | 0 | 1 | 1 | 95 | 30 | 22 | 647.0824 | 21.5694 | 1306200.6331 | 2645.1302 | 88.171 | 471979.3943 | 74620.8171 | 2487.3606 | 3391.8553 | 2494822.6518 | 3402030.8888
2017-12-01 | 2017 | 44807567 | 2395318.9936 | 47202885.9936 | 60594 | 14914509 | 5356 | 806318.8282 | 15720827.8282 | 72692802 | 3383288.5546 | 76076090.5546 | 174819 | 1003 | 1217354.1 | 2029.3 | 17184 | 264173 | 24 | 564 | 713254.1 | 7203.1 | 3352.3 | 421.4 | 7213.4 | 3351 | 423.3 | -2.9419 | 711.2 | 0 | 649.2 | 0 | 587.2 | 0 | 525.2 | 0 | 463.2 | 0 | 401.2 | 0 | 339.2 | 0 | 0 | 0 | 0 | 0 | 0 | 0 | 0 | 0 | 0 | 0 | 0 | 1 | 0 | 0 | 0 | 96 | 31 | 19 | 779.0026 | 25.1291 | 1522673.7417 | 2935.1807 | 94.6832 | 507123.4783 | 75848.5449 | 2446.7273 | 3992.0287 | 2454067.4372 | 4004004.766
2018-01-01 | 2018 | 45520102 | 3037702.3568 | 48557804.3568 | 60779 | 15643746 | 5365 | 993596.7115 | 16637342.7115 | 77544300 | 3904844.3543 | 81449144.3543 | 193600 | 1002 | 867512.8 | 1915.2 | 17184 | 262149 | 24 | 564 | 730276.2 | 7199.8 | 3357.1 | 420.4 | 7172.6 | 3347.1 | 420.7 | -3.9452 | 742.3 | 0 | 680.3 | 0 | 618.3 | 0 | 556.3 | 0 | 494.3 | 0 | 432.5 | 0.2 | 372.5 | 2.2 | 1 | 0 | 0 | 0 | 0 | 0 | 0 | 0 | 0 | 0 | 0 | 0 | 0 | 0 | 0 | 97 | 31 | 22 | 798.924 | 25.7717 | 1566380.7857 | 3101.089 | 100.0351 | 536688.4746 | 81286.5712 | 2622.1475 | 3694.8441 | 2627391.7534 | 3702233.8343
2018-02-01 | 2018 | 37446591 | 3037702.3568 | 40484293.3568 | 60797 | 13639150 | 5367 | 993596.7115 | 14632746.7115 | 68432722 | 3904844.3543 | 72337566.3543 | 189385 | 1004 | 668680.3 | 1770.2 | 17184 | 261046 | 24 | 564 | 730276.2 | 7189.2 | 3356.1 | 415.9 | 7125.8 | 3334.6 | 413.8 | -0.28929 | 568.1 | 0 | 512.1 | 0 | 456.1 | 0 | 400.1 | 0 | 344.1 | 0 | 288.5 | 0.4 | 235.5 | 3.4 | 0 | 1 | 0 | 0 | 0 | 0 | 0 | 0 | 0 | 0 | 0 | 0 | 0 | 0 | 0 | 98 | 28 | 19 | 665.8929 | 23.7819 | 1445867.6199 | 2726.4294 | 97.3725 | 522598.0968 | 72049.3689 | 2573.1917 | 3792.072 | 2583484.5127 | 3807240.3344
2018-03-01 | 2018 | 38782369 | 3037702.3568 | 41820071.3568 | 60798 | 14498535 | 5382 | 993596.7115 | 15492131.7115 | 73851189 | 3904844.3543 | 77756033.3543 | 187159 | 1008 | 606508.2 | 1627 | 17184 | 262882 | 24 | 564 | 730276.2 | 7185 | 3345.3 | 413.4 | 7082.3 | 3305.7 | 407.7 | 0.77742 | 595.9 | 0 | 533.9 | 0 | 471.9 | 0 | 409.9 | 0 | 347.9 | 0 | 285.9 | 0 | 223.9 | 0 | 0 | 0 | 1 | 0 | 0 | 0 | 0 | 0 | 0 | 0 | 0 | 0 | 1 | 0 | 1 | 99 | 31 | 21 | 687.8527 | 22.1888 | 1349034.5599 | 2878.5083 | 92.8551 | 499746.1842 | 77138.922 | 2488.3523 | 3673.282 | 2508259.1405 | 3702668.255
2018-04-01 | 2018 | 35825905 | 3037702.3568 | 38863607.3568 | 60792 | 13441312 | 5377 | 993596.7115 | 14434908.7115 | 70289177 | 3904844.3543 | 74194021.3543 | 184065 | 1006 | 479278.6 | 1515.5 | 17184 | 260891 | 24 | 564 | 730276.2 | 7198.2 | 3338.5 | 410 | 7108.4 | 3307.1 | 403.8 | 4.0233 | 479.3 | 0 | 419.3 | 0 | 359.3 | 0 | 299.3 | 0 | 239.3 | 0 | 180.8 | 1.5 | 127.5 | 8.2 | 0 | 0 | 0 | 1 | 0 | 0 | 0 | 0 | 0 | 0 | 0 | 0 | 1 | 0 | 1 | 100 | 30 | 21 | 639.2882 | 21.3096 | 1295453.5786 | 2684.5655 | 89.4855 | 481163.6237 | 73751.5123 | 2458.3837 | 3511.9768 | 2473134.0451 | 3533048.6359
2018-05-01 | 2018 | 38850335 | 3037702.3568 | 41888037.3568 | 60822 | 13796645 | 5371 | 993596.7115 | 14790241.7115 | 72846017 | 3904844.3543 | 76750861.3543 | 187517 | 1008 | 435165 | 1511.5 | 17184 | 261428 | 24 | 564 | 730276.2 | 7208.1 | 3335 | 412.2 | 7174.7 | 3326.5 | 408.1 | 14.7903 | 173.8 | 12.3 | 127.7 | 28.2 | 86 | 48.5 | 50.5 | 75 | 25.2 | 111.7 | 6.9 | 155.4 | 0.7 | 211.2 | 0 | 0 | 0 | 0 | 1 | 0 | 0 | 0 | 0 | 0 | 0 | 0 | 1 | 0 | 1 | 101 | 31 | 22 | 688.6988 | 22.2161 | 1351227.0115 | 2753.7222 | 88.8297 | 477104.5713 | 76141.7275 | 2456.1848 | 3460.9876 | 2475834.2372 | 3488675.5161
2018-06-01 | 2018 | 49699411 | 3037702.3568 | 52737113.3568 | 60920 | 14595194 | 5437 | 993596.7115 | 15588790.7115 | 74459387 | 3904844.3543 | 78364231.3543 | 205707 | 970 | 392256 | 1511 | 17184 | 260815 | 24 | 564 | 730276.2 | 7224.1 | 3341.9 | 414.9 | 7269.2 | 3363.4 | 414.3 | 19.03 | 64.6 | 35.5 | 26.9 | 57.8 | 5 | 95.9 | 0.6 | 151.5 | 0 | 210.9 | 0 | 270.9 | 0 | 330.9 | 0 | 0 | 0 | 0 | 0 | 1 | 0 | 0 | 0 | 0 | 0 | 0 | 0 | 0 | 0 | 102 | 30 | 21 | 865.6782 | 28.8559 | 1757903.7786 | 2867.1677 | 95.5723 | 519626.3571 | 80787.8674 | 2692.9289 | 3847.0413 | 2612141.0451 | 3731630.0645
2018-07-01 | 2018 | 62470256 | 3037702.3568 | 65507958.3568 | 60944 | 16326498 | 5443 | 993596.7115 | 17320094.7115 | 79813563 | 3904844.3543 | 83718407.3543 | 212958 | 970 | 418842.3 | 1502.3 | 17184 | 261377 | 24 | 563 | 730276.2 | 7258.6 | 3357.7 | 416.4 | 7352.5 | 3397.6 | 418.9 | 23.2968 | 0.5 | 102.7 | 0 | 164.2 | 0 | 226.2 | 0 | 288.2 | 0 | 350.2 | 0 | 412.2 | 0 | 474.2 | 0 | 0 | 0 | 0 | 0 | 0 | 1 | 0 | 0 | 0 | 0 | 0 | 0 | 0 | 0 | 103 | 31 | 21 | 1074.8877 | 34.6738 | 2113159.947 | 3182.0861 | 102.6479 | 558712.7326 | 86307.6364 | 2784.1173 | 4109.8874 | 2700593.7856 | 3986590.8264
2018-08-01 | 2018 | 60684419 | 3037702.3568 | 63722121.3568 | 60940 | 16132239 | 5466 | 993596.7115 | 17125835.7115 | 79970235 | 3904844.3543 | 83875079.3543 | 205769 | 970 | 468399.7 | 1493.6 | 17184 | 261095 | 24 | 563 | 730276.2 | 7264.8 | 3354.6 | 413.1 | 7356 | 3390.3 | 416.3 | 23.2839 | 5.8 | 107.6 | 1.3 | 165.1 | 0 | 225.8 | 0 | 287.8 | 0 | 349.8 | 0 | 411.8 | 0 | 473.8 | 0 | 0 | 0 | 0 | 0 | 0 | 0 | 1 | 0 | 0 | 0 | 0 | 0 | 0 | 0 | 104 | 31 | 22 | 1045.6535 | 33.7308 | 2055552.3018 | 3133.1569 | 101.0696 | 552446.3133 | 86469.154 | 2789.3275 | 3930.4161 | 2705647.7211 | 3812503.607
2018-09-01 | 2018 | 48255985 | 3037702.3568 | 51293687.3568 | 60973 | 14295949 | 5466 | 993596.7115 | 15289545.7115 | 72439191 | 3904844.3543 | 76344035.3543 | 206092 | 974 | 487042.4 | 1407 | 17184 | 260813 | 24 | 563 | 730276.2 | 7268.1 | 3347.2 | 411.2 | 7315.2 | 3361.9 | 412.4 | 19.4467 | 57.2 | 40.6 | 27.8 | 71.2 | 11.3 | 114.7 | 2 | 165.4 | 0 | 223.4 | 0 | 283.4 | 0 | 343.4 | 0 | 0 | 0 | 0 | 0 | 0 | 0 | 0 | 1 | 0 | 0 | 0 | 0 | 1 | 1 | 105 | 30 | 19 | 841.2525 | 28.0417 | 1709789.5786 | 2797.2092 | 93.2403 | 509651.5237 | 78381.9665 | 2612.7322 | 4125.3667 | 2544801.1785 | 4018107.1239
2018-10-01 | 2018 | 37999906 | 3037702.3568 | 41037608.3568 | 60992 | 13367196 | 5469 | 993596.7115 | 14360792.7115 | 68627728 | 3904844.3543 | 72532572.3543 | 205563 | 972 | 541847.9 | 1343.3 | 17184 | 261271 | 24 | 563 | 730276.2 | 7253 | 3346.6 | 411.9 | 7274.4 | 3341.9 | 412.1 | 10.6452 | 295.5 | 5.5 | 237.5 | 9.5 | 182.2 | 16.2 | 132.7 | 28.7 | 88.2 | 46.2 | 50.2 | 70.2 | 20.6 | 102.6 | 0 | 0 | 0 | 0 | 0 | 0 | 0 | 0 | 0 | 1 | 0 | 0 | 0 | 1 | 1 | 106 | 31 | 22 | 672.8359 | 21.7044 | 1323793.818 | 2625.8535 | 84.705 | 463251.3778 | 74621.988 | 2407.1609 | 3391.9085 | 2339760.3985 | 3296935.107
2018-11-01 | 2018 | 38116428 | 3037702.3568 | 41154130.3568 | 61031 | 13835360 | 5496 | 993596.7115 | 14828956.7115 | 68344175 | 3904844.3543 | 72249019.3543 | 205844 | 972 | 565178.5 | 1317.1 | 17184 | 260703 | 24 | 562 | 730276.2 | 7273.5 | 3365.9 | 416 | 7279 | 3354.2 | 415.5 | 2.92 | 512.4 | 0 | 452.4 | 0 | 392.4 | 0 | 332.4 | 0 | 272.4 | 0 | 214.1 | 1.7 | 157.9 | 5.5 | 0 | 0 | 0 | 0 | 0 | 0 | 0 | 0 | 0 | 0 | 1 | 0 | 0 | 1 | 1 | 107 | 30 | 22 | 674.3152 | 22.4772 | 1371804.3452 | 2698.1362 | 89.9379 | 494298.5571 | 74330.2668 | 2477.6756 | 3378.6485 | 2408300.6451 | 3284046.3343
2018-12-01 | 2018 | 43149882 | 3037702.3568 | 46187584.3568 | 61253 | 14685286 | 5494 | 993596.7115 | 15678882.7115 | 67665402 | 3904844.3543 | 71570246.3543 | 169863 | 974 | 597310.9 | 1287.2 | 17184 | 264008 | 24 | 562 | 730276.2 | 7289.2 | 3382.8 | 419.2 | 7302.7 | 3380.9 | 420.7 | 1.3548 | 578 | 0 | 516 | 0 | 454 | 0 | 392 | 0 | 330 | 0 | 268 | 0 | 206 | 0 | 0 | 0 | 0 | 0 | 0 | 0 | 0 | 0 | 0 | 0 | 0 | 1 | 0 | 0 | 0 | 108 | 31 | 19 | 754.0461 | 24.3241 | 1489922.076 | 2853.8192 | 92.0587 | 505770.41 | 73480.7457 | 2370.3466 | 3867.4077 | 2308717.6243 | 3766855.0713
2019-01-01 | 2019 | 44752329 | 3193449.3685 | 47945778.3685 | 61267 | 15650151 | 5499 | 1118662.4123 | 16768813.4123 | 74411457 | 4404868.1497 | 78816325.1497 | 179535 | 974 | 583065.5 | 1287.2 | 17184 | 262538 | 24 | 559 | 744439.6 | 7315.7 | 3394.9 | 420.6 | 7293.3 | 3386.2 | 420.6 | -4.5806 | 762 | 0 | 700 | 0 | 638 | 0 | 576 | 0 | 514 | 0 | 452 | 0 | 390 | 0 | 1 | 0 | 0 | 0 | 0 | 0 | 0 | 0 | 0 | 0 | 0 | 0 | 0 | 0 | 0 | 109 | 31 | 22 | 782.571 | 25.2442 | 1546638.0119 | 3049.4296 | 98.3687 | 540929.4649 | 80920.2517 | 2610.3307 | 3678.1933 | 2542462.1016 | 3582560.2341
2019-02-01 | 2019 | 39641060 | 3193449.3685 | 42834509.3685 | 61283 | 14388779 | 5507 | 1118662.4123 | 15507441.4123 | 66941377 | 4404868.1497 | 71346245.1497 | 190349 | 972 | 486224.5 | 1287.2 | 17184 | 261673 | 24 | 563 | 744439.6 | 7346.7 | 3412.3 | 421.7 | 7286.5 | 3393.3 | 419.8 | -2.4179 | 627.7 | 0 | 571.7 | 0 | 515.7 | 0 | 459.7 | 0 | 403.7 | 0 | 347.7 | 0 | 293.7 | 2 | 0 | 1 | 0 | 0 | 0 | 0 | 0 | 0 | 0 | 0 | 0 | 0 | 0 | 0 | 0 | 110 | 28 | 19 | 698.9623 | 24.9629 | 1529803.906 | 2815.9509 | 100.5697 | 553837.1933 | 73401.4868 | 2621.4817 | 3863.2361 | 2548080.1839 | 3755065.5342
2019-03-01 | 2019 | 39959681 | 3193449.3685 | 43153130.3685 | 61278 | 15138621 | 5500 | 1118662.4123 | 16257283.4123 | 71747602 | 4404868.1497 | 76152470.1497 | 186476 | 972 | 479831.6 | 1287.2 | 17184 | 263490 | 24 | 563 | 744439.6 | 7371 | 3430.6 | 420.5 | 7268.2 | 3393.6 | 415.1 | 0.048387 | 618.5 | 0 | 556.5 | 0 | 494.5 | 0 | 432.5 | 0 | 370.5 | 0 | 308.5 | 0 | 246.6 | 0.1 | 0 | 0 | 1 | 0 | 0 | 0 | 0 | 0 | 0 | 0 | 0 | 0 | 1 | 0 | 1 | 111 | 31 | 22 | 704.219 | 22.7167 | 1392036.4635 | 2955.8697 | 95.3506 | 524428.4972 | 78346.1627 | 2527.2956 | 3561.1892 | 2456531.2952 | 3461475.9159
2019-04-01 | 2019 | 34942768 | 3193449.3685 | 38136217.3685 | 61471 | 13349194 | 5496 | 1118662.4123 | 14467856.4123 | 65493567 | 4404868.1497 | 69898435.1497 | 182739 | 973 | 407082.6 | 1287.2 | 17184 | 261275 | 24 | 563 | 744439.6 | 7395.4 | 3447.9 | 417.5 | 7304.3 | 3418.2 | 411.2 | 6.27 | 411.9 | 0 | 351.9 | 0 | 291.9 | 0 | 231.9 | 0 | 173.3 | 1.4 | 116.7 | 4.8 | 71.4 | 19.5 | 0 | 0 | 0 | 1 | 0 | 0 | 0 | 0 | 0 | 0 | 0 | 0 | 1 | 0 | 1 | 112 | 30 | 21 | 620.3936 | 20.6798 | 1271207.2456 | 2632.4338 | 87.7478 | 482261.8804 | 71838.0628 | 2394.6021 | 3420.8601 | 2329947.8383 | 3328496.9119
2019-05-01 | 2019 | 35494086 | 3193449.3685 | 38687535.3685 | 61467 | 13091106 | 5489 | 1118662.4123 | 14209768.4123 | 66534124 | 4404868.1497 | 70938992.1497 | 180588 | 977 | 370589.6 | 1287.2 | 17184 | 261806 | 24 | 563 | 744439.6 | 7412.6 | 3461.7 | 415.7 | 7376.9 | 3452.9 | 411.2 | 11.0581 | 277.2 | 0 | 215.6 | 0.4 | 157.8 | 4.6 | 105.8 | 14.6 | 63.5 | 34.3 | 33.1 | 65.9 | 13.4 | 108.2 | 0 | 0 | 0 | 0 | 1 | 0 | 0 | 0 | 0 | 0 | 0 | 0 | 1 | 0 | 1 | 113 | 31 | 20 | 629.4033 | 20.3033 | 1247985.0119 | 2588.7718 | 83.5088 | 458379.6262 | 72608.9991 | 2342.2258 | 3630.45 | 2288354.5855 | 3546949.6075
2019-06-01 | 2019 | 42615902 | 3193449.3685 | 45809351.3685 | 61472 | 13624072 | 5489 | 1118662.4123 | 14742734.4123 | 67552624 | 4404868.1497 | 71957492.1497 | 184356 | 982 | 334161.4 | 1287.2 | 17184 | 261241 | 24 | 561 | 744439.6 | 7430.3 | 3472.4 | 416.3 | 7472.1 | 3492.2 | 415.4 | 17.3067 | 96.9 | 16.1 | 54.9 | 34.1 | 22 | 61.2 | 4.4 | 103.6 | 0.2 | 159.4 | 0 | 219.2 | 0 | 279.2 | 0 | 0 | 0 | 0 | 0 | 1 | 0 | 0 | 0 | 0 | 0 | 0 | 0 | 0 | 0 | 114 | 30 | 22 | 745.2068 | 24.8402 | 1526978.3789 | 2685.8689 | 89.529 | 491424.4804 | 73276.4686 | 2442.549 | 3330.7486 | 2398583.0717 | 3270795.0977
2019-07-01 | 2019 | 60513434 | 3193449.3685 | 63706883.3685 | 61470 | 16138863 | 5495 | 1118662.4123 | 17257525.4123 | 78868328 | 4404868.1497 | 83273196.1497 | 199980 | 982 | 358876.3 | 1287.2 | 17184 | 261806 | 24 | 561 | 744439.6 | 7432.9 | 3487.5 | 415.9 | 7524.4 | 3526.4 | 417.8 | 22.9226 | 1.4 | 92 | 0 | 152.6 | 0 | 214.6 | 0 | 276.6 | 0 | 338.6 | 0 | 400.6 | 0 | 462.6 | 0 | 0 | 0 | 0 | 0 | 0 | 1 | 0 | 0 | 0 | 0 | 0 | 0 | 0 | 0 | 115 | 31 | 22 | 1036.3898 | 33.4319 | 2055060.7538 | 3140.587 | 101.3093 | 556694.3681 | 84799.5887 | 2735.4706 | 3854.5268 | 2686232.1339 | 3785145.2795
2019-08-01 | 2019 | 55597872 | 3193449.3685 | 58791321.3685 | 61464 | 15404829 | 5492 | 1118662.4123 | 16523491.4123 | 75469633 | 4404868.1497 | 79874501.1497 | 205692 | 983 | 403671.4 | 1287.2 | 17184 | 261523 | 24 | 561 | 744439.6 | 7449.6 | 3500.1 | 418.8 | 7540.9 | 3533.8 | 422.3 | 21.2677 | 10.7 | 50 | 1.4 | 102.7 | 0 | 163.3 | 0 | 225.3 | 0 | 287.3 | 0 | 349.3 | 0 | 411.3 | 0 | 0 | 0 | 0 | 0 | 0 | 0 | 1 | 0 | 0 | 0 | 0 | 0 | 0 | 0 | 116 | 31 | 20 | 956.5164 | 30.8554 | 1896494.2377 | 3008.6474 | 97.0531 | 533015.852 | 81255.8506 | 2621.1565 | 4062.7925 | 2576596.8113 | 3993725.0575
2019-09-01 | 2019 | 41652448 | 3193449.3685 | 44845897.3685 | 61464 | 13545211 | 5496 | 1118662.4123 | 14663873.4123 | 68830744 | 4404868.1497 | 73235612.1497 | 201400 | 981 | 445569.9 | 1287.2 | 17184 | 261241 | 24 | 561 | 744439.6 | 7478.3 | 3522.9 | 419.9 | 7535 | 3545.3 | 423.1 | 18.4533 | 58 | 11.6 | 21.8 | 35.4 | 5.1 | 78.7 | 0.3 | 133.9 | 0 | 193.6 | 0 | 253.6 | 0 | 313.6 | 0 | 0 | 0 | 0 | 0 | 0 | 0 | 0 | 1 | 0 | 0 | 0 | 0 | 1 | 1 | 117 | 30 | 21 | 729.6287 | 24.321 | 1494863.2456 | 2668.0992 | 88.9366 | 488795.7804 | 74654.0389 | 2488.468 | 3554.9542 | 2441187.0717 | 3487410.1024
2019-10-01 | 2019 | 36759662 | 3193449.3685 | 39953111.3685 | 61500 | 12862432 | 5495 | 1118662.4123 | 13981094.4123 | 66661539 | 4404868.1497 | 71066407.1497 | 195686 | 980 | 519107 | 1287 | 17184 | 261806 | 24 | 561 | 744439.6 | 7504 | 3525.5 | 427.3 | 7538.5 | 3530.2 | 433.4 | 12.1258 | 247 | 2.9 | 187 | 4.9 | 128.5 | 8.4 | 74.1 | 16 | 32 | 35.9 | 10.4 | 76.3 | 0.3 | 128.2 | 0 | 0 | 0 | 0 | 0 | 0 | 0 | 0 | 0 | 1 | 0 | 0 | 0 | 1 | 1 | 118 | 31 | 21 | 649.6441 | 20.9563 | 1288810.0441 | 2544.3302 | 82.0752 | 451003.0456 | 72516.742 | 2339.2497 | 3453.1782 | 2292464.7468 | 3384114.6262
2019-11-01 | 2019 | 37785130 | 3193449.3685 | 40978579.3685 | 61496 | 13334890 | 5456 | 1118662.4123 | 14453552.4123 | 67091476 | 4404868.1497 | 71496344.1497 | 196909 | 1020 | 552268 | 1287 | 17184 | 261241 | 24 | 561 | 744439.6 | 7517.3 | 3531.7 | 427.5 | 7530.1 | 3530.8 | 434.3 | 2.5333 | 524 | 0 | 464 | 0 | 404 | 0 | 344 | 0 | 284 | 0 | 224 | 0 | 165.8 | 1.8 | 0 | 0 | 0 | 0 | 0 | 0 | 0 | 0 | 0 | 0 | 1 | 0 | 0 | 1 | 1 | 119 | 30 | 21 | 666.3617 | 22.2121 | 1365952.6456 | 2649.1115 | 88.3037 | 481785.0804 | 70094.455 | 2336.4818 | 3337.8312 | 2383211.4717 | 3404587.8167
2019-12-01 | 2019 | 42866511 | 3193449.3685 | 46059960.3685 | 61500 | 14175336 | 5460 | 1118662.4123 | 15293998.4123 | 67934124 | 4404868.1497 | 72338992.1497 | 171774 | 1022 | 597205.1 | 1287 | 17184 | 264551 | 24 | 561 | 744439.6 | 7525 | 3532 | 429.5 | 7535.2 | 3534.9 | 437.6 | 1.2129 | 582.4 | 0 | 520.4 | 0 | 458.4 | 0 | 396.4 | 0 | 334.4 | 0 | 272.4 | 0 | 210.4 | 0 | 0 | 0 | 0 | 0 | 0 | 0 | 0 | 0 | 0 | 0 | 0 | 1 | 0 | 0 | 0 | 120 | 31 | 21 | 748.9424 | 24.1594 | 1485805.1732 | 2801.0986 | 90.358 | 493354.7875 | 70781.7927 | 2283.2836 | 3370.5616 | 2333515.8758 | 3444713.9119

## Economic
Date | Year | GDP | Ont_FTEAdj | Ont_FTE | Tor_FTEAdj | Tor_FTE | Ham_FTEAdj | Ham_FTE
2009-01-01 | 2009 | 591636.5 | 6541.6 | 6506.5 | 2842.1 | 2835.9 | 361.3 | 358.8 | Latest Figures as of February 2020
2009-02-01 | 2009 | 591636.5 | 6506 | 6436.2 | 2838 | 2820.5 | 364.6 | 357.3 | Ontario
2009-03-01 | 2009 | 591636.5 | 6466.8 | 6363.8 | 2839.9 | 2804.5 | 369.7 | 359.9 |  | BMO | TD | Scotia | RBC | Average
2009-04-01 | 2009 | 591636.5 | 6445.5 | 6359.6 | 2843.4 | 2816.6 | 374.2 | 366.2 | Report Date | 2020-02-12 | 2019-12-17 | 2020-01-13 | 2019-12-01
2009-05-01 | 2009 | 591636.5 | 6420.3 | 6382.1 | 2837.3 | 2824.5 | 376.7 | 374.5 | FTE
2009-06-01 | 2009 | 591636.5 | 6393.2 | 6429.4 | 2810.4 | 2820.1 | 373.4 | 376.9 | 2019 | 2.9% | 2.9% | 2.9% | 2.9% | 2.9%
2009-07-01 | 2009 | 591636.5 | 6390.2 | 6467 | 2796.2 | 2818 | 370 | 375.1 | 2020 | 1.9% | 1.4% | 1.2% | 1.4% | 1.475%
2009-08-01 | 2009 | 591636.5 | 6401 | 6487.6 | 2791.5 | 2817 | 365.6 | 372.7 | 2021 | 1.2% | 1% | 1% | 0.8% | 1%
2009-09-01 | 2009 | 591636.5 | 6421.2 | 6470.2 | 2796.5 | 2808.4 | 367.1 | 371.5
2009-10-01 | 2009 | 591636.5 | 6438.2 | 6472.1 | 2803.9 | 2811.8 | 370.5 | 374.6 | GDP | 2020-02-12 | 2019-12-17 | 2020-01-13 | 2019-12-01
2009-11-01 | 2009 | 591636.5 | 6454 | 6465.6 | 2815.8 | 2817.5 | 373 | 373.5 | 2019 | 1.9% | 1.9% | 1.6% | 1.9% | 1.825%
2009-12-01 | 2009 | 591636.5 | 6458.5 | 6467.5 | 2823.8 | 2834.8 | 370.8 | 370.8 | 2020 | 1.8% | 1.7% | 1.5% | 1.6% | 1.65%
2010-01-01 | 2010 | 609770.3 | 6466.9 | 6434.5 | 2836.8 | 2831.9 | 368.4 | 365.5 | 2021 | 1.8% | 1.7% | 1.8% | 1.6% | 1.725%
2010-02-01 | 2010 | 609770.3 | 6471 | 6404.1 | 2842.3 | 2825.6 | 366.3 | 360.3
2010-03-01 | 2010 | 609770.3 | 6477.5 | 6377.2 | 2849.8 | 2813.8 | 367.5 | 359.4
2010-04-01 | 2010 | 609770.3 | 6485 | 6401.7 | 2844.4 | 2815.5 | 364.7 | 358.4
2010-05-01 | 2010 | 609770.3 | 6506.8 | 6468.9 | 2847.5 | 2831.7 | 364.3 | 362.4
2010-06-01 | 2010 | 609770.3 | 6540.8 | 6578.9 | 2859.9 | 2867.7 | 367.2 | 370.1
2010-07-01 | 2010 | 609770.3 | 6561 | 6640.9 | 2878.7 | 2899.6 | 372.2 | 375.7
2010-08-01 | 2010 | 609770.3 | 6568.9 | 6662.6 | 2895.3 | 2928.4 | 377 | 379.1
2010-09-01 | 2010 | 609770.3 | 6556 | 6611.2 | 2891.8 | 2912 | 377.3 | 376.7
2010-10-01 | 2010 | 609770.3 | 6551.6 | 6587.1 | 2893.7 | 2907.8 | 373.6 | 372.9
2010-11-01 | 2010 | 609770.3 | 6555.7 | 6566.6 | 2893.6 | 2895.2 | 372.3 | 371.5
2010-12-01 | 2010 | 609770.3 | 6578.3 | 6584.1 | 2918.5 | 2927.8 | 370.9 | 370.2
2011-01-01 | 2011 | 625936.9 | 6606.3 | 6571.2 | 2938.5 | 2934.1 | 372.1 | 369.4
2011-02-01 | 2011 | 625936.9 | 6619.5 | 6548.1 | 2947.4 | 2929.4 | 369.6 | 365.4
2011-03-01 | 2011 | 625936.9 | 6628.6 | 6523.7 | 2938.7 | 2901.9 | 369.8 | 363.6
2011-04-01 | 2011 | 625936.9 | 6635.5 | 6550 | 2929.9 | 2898.7 | 372 | 367.1
2011-05-01 | 2011 | 625936.9 | 6645.8 | 6612 | 2930.2 | 2912 | 375 | 374.6
2011-06-01 | 2011 | 625936.9 | 6662 | 6706.8 | 2934.9 | 2941 | 375.2 | 379.2
2011-07-01 | 2011 | 625936.9 | 6665.8 | 6755.3 | 2928.1 | 2949.3 | 375.3 | 379.4
2011-08-01 | 2011 | 625936.9 | 6677.5 | 6778 | 2922.7 | 2957.5 | 371.4 | 372.8
2011-09-01 | 2011 | 625936.9 | 6674.4 | 6734.6 | 2918.3 | 2940.6 | 372.6 | 371.1
2011-10-01 | 2011 | 625936.9 | 6668.1 | 6702.2 | 2912.1 | 2925.9 | 374.6 | 373.4
2011-11-01 | 2011 | 625936.9 | 6662.8 | 6669.4 | 2908.5 | 2909.9 | 383.7 | 381.7
2011-12-01 | 2011 | 625936.9 | 6667.5 | 6668.3 | 2903 | 2910.1 | 387.6 | 386.4
2012-01-01 | 2012 | 634944.3 | 6673.6 | 6635.9 | 2903.3 | 2898.2 | 390.1 | 387.2
2012-02-01 | 2012 | 634944.3 | 6670.7 | 6598 | 2901.2 | 2881 | 388.4 | 385.8
2012-03-01 | 2012 | 634944.3 | 6674 | 6569.8 | 2907.4 | 2869.6 | 385 | 380.7
2012-04-01 | 2012 | 634944.3 | 6685.8 | 6603.3 | 2912.5 | 2883 | 382.5 | 378.9
2012-05-01 | 2012 | 634944.3 | 6690.1 | 6658.1 | 2917.9 | 2902.3 | 376.3 | 375.1
2012-06-01 | 2012 | 634944.3 | 6693.3 | 6737.2 | 2928.6 | 2937.8 | 371.5 | 373.8
2012-07-01 | 2012 | 634944.3 | 6694.6 | 6778.6 | 2949.2 | 2965.9 | 368.7 | 372.6
2012-08-01 | 2012 | 634944.3 | 6703.3 | 6797.9 | 2968.4 | 2997.9 | 371.3 | 374.1
2012-09-01 | 2012 | 634944.3 | 6707.4 | 6763.1 | 2985.6 | 3001.5 | 376.3 | 376.1
2012-10-01 | 2012 | 634944.3 | 6710 | 6740.9 | 3002.1 | 3012.7 | 377.5 | 375.9
2012-11-01 | 2012 | 634944.3 | 6722.4 | 6727.4 | 3019.5 | 3019 | 377.9 | 373.6
2012-12-01 | 2012 | 634944.3 | 6740.6 | 6740.2 | 3030.3 | 3033.6 | 378.6 | 375.8
2013-01-01 | 2013 | 643937 | 6758.8 | 6721.7 | 3038 | 3030.3 | 380.4 | 378.6
2013-02-01 | 2013 | 643937 | 6775.5 | 6702 | 3041.7 | 3018.2 | 381.8 | 382.7
2013-03-01 | 2013 | 643937 | 6781.1 | 6675.8 | 3045.3 | 3007 | 380.1 | 379.3
2013-04-01 | 2013 | 643937 | 6788.9 | 6703.7 | 3057 | 3026.3 | 377.1 | 375.4
2013-05-01 | 2013 | 643937 | 6801.1 | 6770.3 | 3073.7 | 3059.1 | 378.2 | 376.4
2013-06-01 | 2013 | 643937 | 6815.2 | 6861.8 | 3092.4 | 3103.8 | 376.8 | 378.6
2013-07-01 | 2013 | 643937 | 6826.2 | 6917.1 | 3100 | 3122.7 | 375.3 | 378.7
2013-08-01 | 2013 | 643937 | 6833.9 | 6934.7 | 3110.2 | 3145.2 | 364.2 | 368.3
2013-09-01 | 2013 | 643937 | 6843.3 | 6906.9 | 3116.8 | 3143.4 | 362.4 | 364.6
2013-10-01 | 2013 | 643937 | 6850.3 | 6889 | 3116 | 3136 | 363.6 | 366.5
2013-11-01 | 2013 | 643937 | 6854 | 6863.8 | 3113.4 | 3119.8 | 369.8 | 371.8
2013-12-01 | 2013 | 643937 | 6850.4 | 6849.3 | 3108.4 | 3114.3 | 373.6 | 376.6
2014-01-01 | 2014 | 659861.2 | 6848.3 | 6806.1 | 3105.1 | 3097 | 375.1 | 376.3
2014-02-01 | 2014 | 659861.2 | 6850 | 6772.3 | 3109.9 | 3085.6 | 379.9 | 382.3
2014-03-01 | 2014 | 659861.2 | 6856.4 | 6751.3 | 3115.2 | 3073.7 | 382.2 | 382.2
2014-04-01 | 2014 | 659861.2 | 6869.6 | 6785 | 3126.8 | 3095.4 | 383.2 | 382.5
2014-05-01 | 2014 | 659861.2 | 6870.6 | 6842.6 | 3114.3 | 3103 | 381.5 | 379.7
2014-06-01 | 2014 | 659861.2 | 6865.4 | 6912.9 | 3091.8 | 3107.5 | 382 | 383.3
2014-07-01 | 2014 | 659861.2 | 6864.4 | 6957.8 | 3067.1 | 3095.5 | 383.8 | 386.4
2014-08-01 | 2014 | 659861.2 | 6869.9 | 6969.7 | 3056.5 | 3094.2 | 385.2 | 388.9
2014-09-01 | 2014 | 659861.2 | 6884.5 | 6944.1 | 3058.5 | 3085.3 | 385.2 | 386.9
2014-10-01 | 2014 | 659861.2 | 6901.5 | 6936.6 | 3072.7 | 3089.4 | 385.1 | 387.2
2014-11-01 | 2014 | 659861.2 | 6907.5 | 6914.3 | 3082 | 3084.8 | 383 | 384.2
2014-12-01 | 2014 | 659861.2 | 6903.1 | 6903.2 | 3080.1 | 3082.8 | 380 | 382.5
2015-01-01 | 2015 | 677384 | 6885.7 | 6845.1 | 3076.8 | 3066.1 | 379.5 | 379.3
2015-02-01 | 2015 | 677384 | 6885.3 | 6810.3 | 3085.5 | 3057.4 | 378.6 | 376.2
2015-03-01 | 2015 | 677384 | 6892.1 | 6783.7 | 3108.7 | 3060.7 | 379.4 | 373.1
2015-04-01 | 2015 | 677384 | 6897.3 | 6805.6 | 3122.7 | 3086.6 | 379.6 | 374.7
2015-05-01 | 2015 | 677384 | 6906.5 | 6870.9 | 3142.3 | 3130.7 | 385 | 382.4
2015-06-01 | 2015 | 677384 | 6921.3 | 6965.8 | 3163.2 | 3182.8 | 387.9 | 389.3
2015-07-01 | 2015 | 677384 | 6941.2 | 7032.3 | 3194.9 | 3226.4 | 392.4 | 395.3
2015-08-01 | 2015 | 677384 | 6949.2 | 7045.7 | 3214.6 | 3251.2 | 392.6 | 397.2
2015-09-01 | 2015 | 677384 | 6941.1 | 6994.9 | 3220.3 | 3243.3 | 390.5 | 393.9
2015-10-01 | 2015 | 677384 | 6934.8 | 6969 | 3216.5 | 3229.5 | 385.6 | 388.2
2015-11-01 | 2015 | 677384 | 6928.3 | 6936.9 | 3211.5 | 3211.5 | 384.5 | 385.6
2015-12-01 | 2015 | 677384 | 6942.8 | 6948.2 | 3220.1 | 3220 | 383.7 | 385.4
2016-01-01 | 2016 | 692620.8 | 6957.7 | 6919.2 | 3227 | 3213.9 | 382.6 | 381.7
2016-02-01 | 2016 | 692620.8 | 6970.6 | 6896.8 | 3221.1 | 3193.2 | 384.2 | 380.8
2016-03-01 | 2016 | 692620.8 | 6978.1 | 6872.4 | 3210.6 | 3165.9 | 385.2 | 378.9
2016-04-01 | 2016 | 692620.8 | 6981.8 | 6890.3 | 3208.5 | 3172.5 | 387.9 | 383.7
2016-05-01 | 2016 | 692620.8 | 6994.4 | 6962.5 | 3217.7 | 3207.8 | 383.2 | 382.3
2016-06-01 | 2016 | 692620.8 | 7001.9 | 7047.3 | 3230.3 | 3251.8 | 382.1 | 384.6
2016-07-01 | 2016 | 692620.8 | 6995.7 | 7090.8 | 3229.4 | 3265.5 | 379.1 | 382.2
2016-08-01 | 2016 | 692620.8 | 6990.6 | 7083.3 | 3224.8 | 3263 | 379.5 | 380.6
2016-09-01 | 2016 | 692620.8 | 6988.9 | 7037 | 3216.9 | 3236.1 | 382.3 | 381.7
2016-10-01 | 2016 | 692620.8 | 7006.2 | 7033.4 | 3209.8 | 3217.5 | 386.2 | 384.6
2016-11-01 | 2016 | 692620.8 | 7018.5 | 7026.9 | 3207.3 | 3203.3 | 392.2 | 391.8
2016-12-01 | 2016 | 692620.8 | 7028.8 | 7041.6 | 3203.9 | 3206.3 | 397.1 | 398
2017-01-01 | 2017 | 713254.1 | 7045.6 | 7018.6 | 3213.3 | 3203.7 | 398.1 | 397.6
2017-02-01 | 2017 | 713254.1 | 7060.7 | 6996 | 3230.3 | 3206.5 | 398.6 | 396.1
2017-03-01 | 2017 | 713254.1 | 7074.2 | 6972 | 3247.6 | 3204.7 | 402 | 396.5
2017-04-01 | 2017 | 713254.1 | 7074.8 | 6982.8 | 3257.7 | 3222.4 | 411 | 406.8
2017-05-01 | 2017 | 713254.1 | 7080.7 | 7047.4 | 3266.8 | 3255.9 | 416.7 | 414.8
2017-06-01 | 2017 | 713254.1 | 7085.4 | 7129.6 | 3268.7 | 3289.1 | 417.8 | 419.3
2017-07-01 | 2017 | 713254.1 | 7099.9 | 7195 | 3270 | 3308.7 | 421.3 | 422.9
2017-08-01 | 2017 | 713254.1 | 7121.3 | 7213.7 | 3278.6 | 3315.2 | 427.8 | 429.1
2017-09-01 | 2017 | 713254.1 | 7150.1 | 7197 | 3297.7 | 3313.7 | 432.9 | 432.4
2017-10-01 | 2017 | 713254.1 | 7170.5 | 7193.7 | 3320.8 | 3320.5 | 430.7 | 430.3
2017-11-01 | 2017 | 713254.1 | 7189.6 | 7194.2 | 3335.4 | 3326.2 | 426.2 | 426.2
2017-12-01 | 2017 | 713254.1 | 7203.1 | 7213.4 | 3352.3 | 3351 | 421.4 | 423.3
2018-01-01 | 2018 | 730276.2 | 7199.8 | 7172.6 | 3357.1 | 3347.1 | 420.4 | 420.7
2018-02-01 | 2018 | 730276.2 | 7189.2 | 7125.8 | 3356.1 | 3334.6 | 415.9 | 413.8
2018-03-01 | 2018 | 730276.2 | 7185 | 7082.3 | 3345.3 | 3305.7 | 413.4 | 407.7
2018-04-01 | 2018 | 730276.2 | 7198.2 | 7108.4 | 3338.5 | 3307.1 | 410 | 403.8
2018-05-01 | 2018 | 730276.2 | 7208.1 | 7174.7 | 3335 | 3326.5 | 412.2 | 408.1
2018-06-01 | 2018 | 730276.2 | 7224.1 | 7269.2 | 3341.9 | 3363.4 | 414.9 | 414.3
2018-07-01 | 2018 | 730276.2 | 7258.6 | 7352.5 | 3357.7 | 3397.6 | 416.4 | 418.9
2018-08-01 | 2018 | 730276.2 | 7264.8 | 7356 | 3354.6 | 3390.3 | 413.1 | 416.3
2018-09-01 | 2018 | 730276.2 | 7268.1 | 7315.2 | 3347.2 | 3361.9 | 411.2 | 412.4
2018-10-01 | 2018 | 730276.2 | 7253 | 7274.4 | 3346.6 | 3341.9 | 411.9 | 412.1
2018-11-01 | 2018 | 730276.2 | 7273.5 | 7279 | 3365.9 | 3354.2 | 416 | 415.5
2018-12-01 | 2018 | 730276.2 | 7289.2 | 7302.7 | 3382.8 | 3380.9 | 419.2 | 420.7
2019-01-01 | 2019 | 744439.6 | 7315.7 | 7293.3 | 3394.9 | 3386.2 | 420.6 | 420.6
2019-02-01 | 2019 | 744439.6 | 7346.7 | 7286.5 | 3412.3 | 3393.3 | 421.7 | 419.8
2019-03-01 | 2019 | 744439.6 | 7371 | 7268.2 | 3430.6 | 3393.6 | 420.5 | 415.1
2019-04-01 | 2019 | 744439.6 | 7395.4 | 7304.3 | 3447.9 | 3418.2 | 417.5 | 411.2
2019-05-01 | 2019 | 744439.6 | 7412.6 | 7376.9 | 3461.7 | 3452.9 | 415.7 | 411.2
2019-06-01 | 2019 | 744439.6 | 7430.3 | 7472.1 | 3472.4 | 3492.2 | 416.3 | 415.4
2019-07-01 | 2019 | 744439.6 | 7432.9 | 7524.4 | 3487.5 | 3526.4 | 415.9 | 417.8
2019-08-01 | 2019 | 744439.6 | 7449.6 | 7540.9 | 3500.1 | 3533.8 | 418.8 | 422.3
2019-09-01 | 2019 | 744439.6 | 7478.3 | 7535 | 3522.9 | 3545.3 | 419.9 | 423.1
2019-10-01 | 2019 | 744439.6 | 7504 | 7538.5 | 3525.5 | 3530.2 | 427.3 | 433.4
2019-11-01 | 2019 | 744439.6 | 7517.3 | 7530.1 | 3531.7 | 3530.8 | 427.5 | 434.3
2019-12-01 | 2019 | 744439.6 | 7525 | 7535.2 | 3532 | 3534.9 | 429.5 | 437.6
2020-01-01 | 2020 | 756722.8534 | 7542 | 7512.5 | 3555.9 | 3552.2 | 426.7 | 430.1
2020-02-01 | 2020 | 756722.8534 | 7551.9 | 7488.9 | 3562.1 | 3548.8 | 427.9 | 427.9
2020-03-01 | 2020 | 756722.8534 | 7421.9 | 7317 | 3489.5 | 3454.3 | 424 | 417
2020-04-01 | 2020 | 756722.8534 | 7056.8 | 6968.7 | 3298.9 | 3268.1 | 407.4 | 399
2020-05-01 | 2020 | 756722.8534 | 6671.4 | 6632 | 3089.7 | 3077.6 | 382 | 374
2020-06-01 | 2020 | 756722.8534 | 6546.1 | 6583 | 3022.6 | 3040 | 371 | 368.4
2020-07-01 | 2020 | 756722.8534 | 6700.8 | 6777 | 3082.3 | 3119.9 | 380.3 | 379.6
2020-08-01 | 2020 | 756722.8534 | 7559.4816 | 7652.1283 | 3551.7265 | 3585.9236 | 424.9773 | 428.5289
2020-09-01 | 2020 | 756722.8534 | 7588.6049 | 7646.1413 | 3574.8628 | 3597.5932 | 426.0935 | 429.3407
2020-10-01 | 2020 | 756722.8534 | 7614.684 | 7649.6929 | 3577.5011 | 3582.2704 | 433.6027 | 439.7926
2020-11-01 | 2020 | 756722.8534 | 7628.1802 | 7641.169 | 3583.7926 | 3582.8793 | 433.8056 | 440.7059
2020-12-01 | 2020 | 756722.8534 | 7635.9938 | 7646.3442 | 3584.097 | 3587.0398 | 435.8351 | 444.0546
2021-01-01 | 2021 | 769776.3226 | 7617.42 | 7587.625 | 3591.459 | 3587.722 | 430.967 | 434.401
2021-02-01 | 2021 | 769776.3226 | 7627.419 | 7563.789 | 3597.721 | 3584.288 | 432.179 | 432.179
2021-03-01 | 2021 | 769776.3226 | 7496.119 | 7390.17 | 3524.395 | 3488.843 | 428.24 | 421.17
2021-04-01 | 2021 | 769776.3226 | 7127.368 | 7038.387 | 3331.889 | 3300.781 | 411.474 | 402.99
2021-05-01 | 2021 | 769776.3226 | 6738.114 | 6698.32 | 3120.597 | 3108.376 | 385.82 | 377.74
2021-06-01 | 2021 | 769776.3226 | 6611.561 | 6648.83 | 3052.826 | 3070.4 | 374.71 | 372.084
2021-07-01 | 2021 | 769776.3226 | 6767.808 | 6844.77 | 3113.123 | 3151.099 | 384.103 | 383.396
2021-08-01 | 2021 | 769776.3226 | 7635.0764 | 7728.6496 | 3587.2437 | 3621.7828 | 429.2271 | 432.8142
2021-09-01 | 2021 | 769776.3226 | 7664.491 | 7722.6027 | 3610.6114 | 3633.5691 | 430.3545 | 433.6341
2021-10-01 | 2021 | 769776.3226 | 7690.8308 | 7726.1898 | 3613.2761 | 3618.0932 | 437.9387 | 444.1906
2021-11-01 | 2021 | 769776.3226 | 7704.462 | 7717.5807 | 3619.6305 | 3618.7081 | 438.1437 | 445.113
2021-12-01 | 2021 | 769776.3226 | 7712.3537 | 7722.8076 | 3619.938 | 3622.9102 | 440.1935 | 448.4951

## Monthly Data (to June 2020)
Date | Year | Residential_kWh | Res_CDM | Res_NoCDM | Residential_Customers | GS_lt_50_kWh | GS_lt_50_Customersomers | GS_lt_50_CDM | GS_lt_50_NoCDM | GS_gt_50_kWh | GS_gt_50_CDM | GS_gt_50_NoCDM | GS_gt_50_kW | GS_gt_50_Customers | Streetlights_kWh | Streetlights_kW | Streetlights_Connections | USL_kWh | USL_Customers | USL Connections | GDP | Ont_FTEAdj | Tor_FTEAdj | Ham_FTEAdj | Ont_FTE | Tor_FTE | Ham_FTE | MeanTemp | HDD20 | CDD20 | HDD18 | CDD18 | HDD16 | CDD16 | HDD14 | CDD14 | HDD12 | CDD12 | HDD10 | CDD10 | HDD8 | CDD8 | Jan | Feb | Mar | Apr | May | Jun | Jul | Aug | Sept | Oct | Nov | Dec | Spring | Fall | Shoulder | Trend | Month Days | Peak Days | AvgRes | AvgResD | ResD | AvgGSlt50 | AvgGSlt50D | GSlt50D | AvgGSgt50 | AvgGSgt50MD | AvgGSgt50PD | GSgt50MD | GSgt50PD
2010-01-01 | 2010 | 49397907 | 0 | 49397907 | 57642 | 15762767 | 4982 | 0 | 15762767 | 77865432 | 0 | 77865432 | 193851 | 979 | 975753 | 2155 | 14457 | 292706 | 0 | 603 | 609770.3 | 6466.9 | 2836.8 | 368.4 | 6434.5 | 2831.9 | 365.5 | -3.5871 | 731.2 | 0 | 669.2 | 0 | 607.2 | 0 | 545.2 | 0 | 483.2 | 0 | 421.2 | 0 | 359.2 | 0 | 1 | 0 | 0 | 0 | 0 | 0 | 0 | 0 | 0 | 0 | 0 | 0 | 0 | 0 | 0 | 1 | 31 | 20 | 856.9777 | 27.6444 | 1593480.871 | 3163.9436 | 102.0627 | 508476.3548 | 79535.6813 | 2565.6671 | 3976.7841 | 2511788.129 | 3893271.6
2010-02-01 | 2010 | 40768686 | 0 | 40768686 | 57677 | 14456043 | 4991 | 0 | 14456043 | 70892677 | 0 | 70892677 | 190226 | 978 | 824273 | 2184 | 14457 | 291806 | 0 | 604 | 609770.3 | 6471 | 2842.3 | 366.3 | 6404.1 | 2825.6 | 360.3 | -2.0214 | 616.6 | 0 | 560.6 | 0 | 504.6 | 0 | 448.6 | 0 | 392.6 | 0 | 336.6 | 0 | 280.6 | 0 | 0 | 1 | 0 | 0 | 0 | 0 | 0 | 0 | 0 | 0 | 0 | 0 | 0 | 0 | 0 | 2 | 28 | 19 | 706.8448 | 25.2445 | 1456024.5 | 2896.4222 | 103.4436 | 516287.25 | 72487.3998 | 2588.8357 | 3815.1263 | 2531881.3214 | 3731193.5263
2010-03-01 | 2010 | 40910014 | 0 | 40910014 | 57709 | 14266604 | 4993 | 0 | 14266604 | 76083324 | 0 | 76083324 | 199292 | 983 | 823304 | 2202 | 14599 | 293979 | 0 | 605 | 609770.3 | 6477.5 | 2849.8 | 367.5 | 6377.2 | 2813.8 | 359.4 | 4.5032 | 480.4 | 0 | 418.4 | 0 | 356.4 | 0 | 294.4 | 0 | 232.4 | 0 | 172.7 | 2.3 | 118.9 | 10.5 | 0 | 0 | 1 | 0 | 0 | 0 | 0 | 0 | 0 | 0 | 0 | 0 | 1 | 0 | 1 | 3 | 31 | 23 | 708.9018 | 22.8678 | 1319677.871 | 2857.321 | 92.1716 | 460213.0323 | 77399.1089 | 2496.7454 | 3365.1786 | 2454300.7742 | 3307970.6087
2010-04-01 | 2010 | 36681881 | 0 | 36681881 | 57751 | 12709245 | 4962 | 0 | 12709245 | 70016664 | 0 | 70016664 | 181890 | 994 | 698785 | 2202 | 14701 | 291851 | 0 | 606 | 609770.3 | 6485 | 2844.4 | 364.7 | 6401.7 | 2815.5 | 358.4 | 9.7033 | 308.9 | 0 | 248.9 | 0 | 188.9 | 0 | 130.3 | 1.4 | 78.5 | 9.6 | 39.8 | 30.9 | 11.4 | 62.5 | 0 | 0 | 0 | 1 | 0 | 0 | 0 | 0 | 0 | 0 | 0 | 0 | 1 | 0 | 1 | 4 | 30 | 20 | 635.1731 | 21.1724 | 1222729.3667 | 2561.315 | 85.3772 | 423641.5 | 70439.2998 | 2347.9767 | 3521.965 | 2333888.8 | 3500833.2
2010-05-01 | 2010 | 44687288 | 0 | 44687288 | 57814 | 13617876 | 4969 | 0 | 13617876 | 75214102 | 0 | 75214102 | 191949 | 996 | 635554 | 2202 | 14701 | 292854 | 0 | 605 | 609770.3 | 6506.8 | 2847.5 | 364.3 | 6468.9 | 2831.7 | 362.4 | 14.5484 | 178.6 | 9.6 | 131.8 | 24.8 | 91.8 | 46.8 | 59.9 | 76.9 | 36.5 | 115.5 | 20 | 161 | 6 | 209 | 0 | 0 | 0 | 0 | 1 | 0 | 0 | 0 | 0 | 0 | 0 | 0 | 1 | 0 | 1 | 5 | 31 | 20 | 772.9493 | 24.9338 | 1441525.4194 | 2740.5667 | 88.4054 | 439286.3226 | 75516.1667 | 2436.0054 | 3775.8083 | 2426261.3548 | 3760705.1
2010-06-01 | 2010 | 51533466 | 0 | 51533466 | 57809 | 14352297 | 4976 | 0 | 14352297 | 78113215 | 0 | 78113215 | 218312 | 997 | 571953 | 2202 | 14701 | 292127 | 0 | 588 | 609770.3 | 6540.8 | 2859.9 | 367.2 | 6578.9 | 2867.7 | 370.1 | 19.37 | 47.6 | 28.7 | 20.3 | 61.4 | 3.9 | 105 | 0 | 161.1 | 0 | 221.1 | 0 | 281.1 | 0 | 341.1 | 0 | 0 | 0 | 0 | 0 | 1 | 0 | 0 | 0 | 0 | 0 | 0 | 0 | 0 | 0 | 6 | 30 | 22 | 891.4437 | 29.7148 | 1717782.2 | 2884.3041 | 96.1435 | 478409.9 | 78348.2598 | 2611.6087 | 3561.2845 | 2603773.8333 | 3550600.6818
2010-07-01 | 2010 | 61497459 | 0 | 61497459 | 57987 | 16022256 | 4982 | 0 | 16022256 | 83811408 | 0 | 83811408 | 209550 | 995 | 612762 | 2202 | 14701 | 292850 | 0 | 611 | 609770.3 | 6561 | 2878.7 | 372.2 | 6640.9 | 2899.6 | 375.7 | 23.4129 | 6.2 | 112 | 0.6 | 168.4 | 0 | 229.8 | 0 | 291.8 | 0 | 353.8 | 0 | 415.8 | 0 | 477.8 | 0 | 0 | 0 | 0 | 0 | 0 | 1 | 0 | 0 | 0 | 0 | 0 | 0 | 0 | 0 | 7 | 31 | 21 | 1060.5387 | 34.2109 | 1983789 | 3216.0289 | 103.7429 | 516846.9677 | 84232.5709 | 2717.1797 | 4011.0748 | 2703593.8065 | 3991019.4286
2010-08-01 | 2010 | 57219511 | 0 | 57219511 | 58018 | 15750964 | 4983 | 0 | 15750964 | 83014987 | 0 | 83014987 | 213330 | 998 | 688288 | 2202 | 14701 | 292538 | 0 | 605 | 609770.3 | 6568.9 | 2895.3 | 377 | 6662.6 | 2928.4 | 379.1 | 22.7 | 6.1 | 89.8 | 0 | 145.7 | 0 | 207.7 | 0 | 269.7 | 0 | 331.7 | 0 | 393.7 | 0 | 455.7 | 0 | 0 | 0 | 0 | 0 | 0 | 0 | 1 | 0 | 0 | 0 | 0 | 0 | 0 | 0 | 8 | 31 | 21 | 986.2372 | 31.8141 | 1845790.6774 | 3160.94 | 101.9658 | 508095.6129 | 83181.3497 | 2683.2693 | 3961.0167 | 2677902.8065 | 3953094.619
2010-09-01 | 2010 | 45833578 | 0 | 45833578 | 58071 | 13403453 | 4981 | 0 | 13403453 | 73574953 | 0 | 73574953 | 223610 | 1000 | 759741 | 2202 | 14701 | 292222 | 0 | 605 | 609770.3 | 6556 | 2891.8 | 377.3 | 6611.2 | 2912 | 376.7 | 16.9533 | 113.9 | 22.5 | 67.5 | 36.1 | 28.2 | 56.8 | 5.8 | 94.4 | 0.1 | 148.7 | 0 | 208.6 | 0 | 268.6 | 0 | 0 | 0 | 0 | 0 | 0 | 0 | 0 | 1 | 0 | 0 | 0 | 0 | 1 | 1 | 9 | 30 | 21 | 789.2679 | 26.3089 | 1527785.9333 | 2690.9161 | 89.6972 | 446781.7667 | 73574.953 | 2452.4984 | 3503.5692 | 2452498.4333 | 3503569.1905
2010-10-01 | 2010 | 41340554 | 0 | 41340554 | 58121 | 13142565 | 4981 | 0 | 13142565 | 71065323 | 0 | 71065323 | 210107 | 1006 | 885728 | 2202 | 14701 | 292554 | 0 | 605 | 609770.3 | 6551.6 | 2893.7 | 373.6 | 6587.1 | 2907.8 | 372.9 | 11.5581 | 261.7 | 0 | 199.9 | 0.2 | 141.1 | 3.4 | 89.2 | 13.5 | 44.2 | 30.5 | 16 | 64.3 | 5.9 | 116.2 | 0 | 0 | 0 | 0 | 0 | 0 | 0 | 0 | 0 | 1 | 0 | 0 | 0 | 1 | 1 | 10 | 31 | 20 | 711.2843 | 22.9447 | 1333566.2581 | 2638.5394 | 85.1142 | 423953.7097 | 70641.4742 | 2278.7572 | 3532.0737 | 2292429.7742 | 3553266.15
2010-11-01 | 2010 | 39815993 | 0 | 39815993 | 58162 | 13574075 | 5023 | 0 | 13574075 | 71655511 | 0 | 71655511 | 196628 | 1007 | 943199 | 2202 | 14701 | 292222 | 0 | 605 | 609770.3 | 6555.7 | 2893.6 | 372.3 | 6566.6 | 2895.2 | 371.5 | 5.2633 | 442.1 | 0 | 382.1 | 0 | 322.1 | 0 | 262.1 | 0 | 202.7 | 0.6 | 145 | 2.9 | 91 | 8.9 | 0 | 0 | 0 | 0 | 0 | 0 | 0 | 0 | 0 | 0 | 1 | 0 | 0 | 1 | 1 | 11 | 30 | 22 | 684.5706 | 22.819 | 1327199.7667 | 2702.384 | 90.0795 | 452469.1667 | 71157.4091 | 2371.9136 | 3234.4277 | 2388517.0333 | 3257068.6818
2010-12-01 | 2010 | 47209999 | 0 | 47209999 | 58247 | 15142180 | 5036 | 0 | 15142180 | 74889412 | 0 | 74889412 | 174261 | 1013 | 1048047 | 2259 | 14701 | 294842 | 0 | 601 | 609770.3 | 6578.3 | 2918.5 | 370.9 | 6584.1 | 2927.8 | 370.2 | -2.4387 | 695.6 | 0 | 633.6 | 0 | 571.6 | 0 | 509.6 | 0 | 447.6 | 0 | 385.6 | 0 | 323.9 | 0.3 | 0 | 0 | 0 | 0 | 0 | 0 | 0 | 0 | 0 | 0 | 0 | 1 | 0 | 0 | 0 | 12 | 31 | 21 | 810.5138 | 26.1456 | 1522903.1935 | 3006.7871 | 96.9931 | 488457.4194 | 73928.3435 | 2384.7853 | 3520.3973 | 2415787.4839 | 3566162.4762
2011-01-01 | 2011 | 49366174 | 90742.4761 | 49456916.4761 | 58273 | 15948894 | 5045 | 46233.3349 | 15995127.3349 | 79314255 | 184951.0928 | 79499206.0928 | 192635 | 1021 | 1026582 | 2268 | 14927 | 292859 | 0 | 604 | 625936.9 | 6606.3 | 2938.5 | 372.1 | 6571.2 | 2934.1 | 369.4 | -5.4419 | 788.7 | 0 | 726.7 | 0 | 664.7 | 0 | 602.7 | 0 | 540.7 | 0 | 478.7 | 0 | 416.7 | 0 | 1 | 0 | 0 | 0 | 0 | 0 | 0 | 0 | 0 | 0 | 0 | 0 | 0 | 0 | 0 | 13 | 31 | 20 | 848.7107 | 27.3778 | 1595384.4025 | 3170.491 | 102.2739 | 515971.8495 | 77864.0608 | 2511.7439 | 3893.203 | 2564490.5191 | 3974960.3046
2011-02-01 | 2011 | 41646640 | 90742.4761 | 41737382.4761 | 58299 | 14508851 | 5089 | 46233.3349 | 14555084.3349 | 71604165 | 184951.0928 | 71789116.0928 | 189352 | 977 | 858134 | 2277 | 14976 | 276643 | 0 | 604 | 625936.9 | 6619.5 | 2947.4 | 369.6 | 6548.1 | 2929.4 | 365.4 | -3.6143 | 661.2 | 0 | 605.2 | 0 | 549.2 | 0 | 493.2 | 0 | 437.2 | 0 | 381.2 | 0 | 325.2 | 0 | 0 | 1 | 0 | 0 | 0 | 0 | 0 | 0 | 0 | 0 | 0 | 0 | 0 | 0 | 0 | 14 | 28 | 19 | 715.9194 | 25.5685 | 1490620.8027 | 2860.107 | 102.1467 | 519824.4405 | 73479.1362 | 2624.2549 | 3867.323 | 2563897.0033 | 3778374.5312
2011-03-01 | 2011 | 42432747 | 90742.4761 | 42523489.4761 | 58318 | 15118512 | 5088 | 46233.3349 | 15164745.3349 | 79168308 | 184951.0928 | 79353259.0928 | 199423 | 979 | 851260 | 2277 | 15036 | 278717 | 0 | 599 | 625936.9 | 6628.6 | 2938.7 | 369.8 | 6523.7 | 2901.9 | 363.6 | 0.40323 | 607.5 | 0 | 545.5 | 0 | 483.5 | 0 | 421.5 | 0 | 359.5 | 0 | 297.5 | 0 | 237.8 | 2.3 | 0 | 0 | 1 | 0 | 0 | 0 | 0 | 0 | 0 | 0 | 0 | 0 | 1 | 0 | 1 | 15 | 31 | 23 | 729.1658 | 23.5215 | 1371725.467 | 2980.4924 | 96.1449 | 489185.3334 | 81055.423 | 2614.6911 | 3524.1488 | 2559782.5514 | 3450141.6997
2011-04-01 | 2011 | 38424019 | 90742.4761 | 38514761.4761 | 58345 | 13472398 | 5085 | 46233.3349 | 13518631.3349 | 71394821 | 184951.0928 | 71579772.0928 | 177390 | 980 | 722513 | 2277 | 15036 | 276431 | 0 | 599 | 625936.9 | 6635.5 | 2929.9 | 372 | 6550 | 2898.7 | 367.1 | 6.1433 | 415.7 | 0 | 355.7 | 0 | 295.7 | 0 | 235.7 | 0 | 177.5 | 1.8 | 125.8 | 10.1 | 75.8 | 20.1 | 0 | 0 | 0 | 1 | 0 | 0 | 0 | 0 | 0 | 0 | 0 | 0 | 1 | 0 | 1 | 16 | 30 | 19 | 660.121 | 22.004 | 1283825.3825 | 2658.5312 | 88.6177 | 450621.0445 | 73040.5838 | 2434.6861 | 3844.2413 | 2385992.4031 | 3767356.4259
2011-05-01 | 2011 | 42408613 | 90742.4761 | 42499355.4761 | 58385 | 13580628 | 5078 | 46233.3349 | 13626861.3349 | 74077734 | 184951.0928 | 74262685.0928 | 196574 | 982 | 657139 | 2277 | 15036 | 271003 | 0 | 600 | 625936.9 | 6645.8 | 2930.2 | 375 | 6612 | 2912 | 374.6 | 11.9677 | 251.7 | 2.7 | 191.7 | 4.7 | 134.8 | 9.8 | 85.7 | 22.7 | 42.4 | 41.4 | 12.8 | 73.8 | 3.3 | 126.3 | 0 | 0 | 0 | 0 | 1 | 0 | 0 | 0 | 0 | 0 | 0 | 0 | 1 | 0 | 1 | 17 | 31 | 21 | 727.9157 | 23.4812 | 1370946.9508 | 2683.5095 | 86.5648 | 439576.1721 | 75623.9156 | 2439.4811 | 3601.1388 | 2395570.4869 | 3536318.3378
2011-06-01 | 2011 | 49689088 | 90742.4761 | 49779830.4761 | 58495 | 14441555 | 5082 | 46233.3349 | 14487788.3349 | 76932742 | 184951.0928 | 77117693.0928 | 200273 | 985 | 591348 | 2277 | 15036 | 270213 | 0 | 605 | 625936.9 | 6662 | 2934.9 | 375.2 | 6706.8 | 2941 | 379.2 | 18.6533 | 53.2 | 12.8 | 22.4 | 42 | 6.8 | 86.4 | 0.3 | 139.9 | 0 | 199.6 | 0 | 259.6 | 0 | 319.6 | 0 | 0 | 0 | 0 | 0 | 1 | 0 | 0 | 0 | 0 | 0 | 0 | 0 | 0 | 0 | 18 | 30 | 22 | 851.01 | 28.367 | 1659327.6825 | 2850.8045 | 95.0268 | 482926.2778 | 78292.0742 | 2609.7358 | 3558.7306 | 2570589.7698 | 3505349.686
2011-07-01 | 2011 | 61625002 | 90742.4761 | 61715744.4761 | 58515 | 16563549 | 5096 | 46233.3349 | 16609782.3349 | 84466569 | 184951.0928 | 84651520.0928 | 214167 | 983 | 634718 | 2277 | 15036 | 271583 | 0 | 605 | 625936.9 | 6665.8 | 2928.1 | 375.3 | 6755.3 | 2949.3 | 379.4 | 24.1258 | 2.6 | 130.5 | 0 | 189.9 | 0 | 251.9 | 0 | 313.9 | 0 | 375.9 | 0 | 437.9 | 0 | 499.9 | 0 | 0 | 0 | 0 | 0 | 0 | 1 | 0 | 0 | 0 | 0 | 0 | 0 | 0 | 0 | 19 | 31 | 20 | 1054.6996 | 34.0226 | 1990830.467 | 3259.3764 | 105.1412 | 535799.4302 | 86115.4833 | 2777.9188 | 4305.7742 | 2730694.1965 | 4232576.0046
2011-08-01 | 2011 | 56052529 | 90742.4761 | 56143271.4761 | 58526 | 15817066 | 5089 | 46233.3349 | 15863299.3349 | 82014098 | 184951.0928 | 82199049.0928 | 238830 | 983 | 758824 | 2276 | 15041 | 271317 | 0 | 606 | 625936.9 | 6677.5 | 2922.7 | 371.4 | 6778 | 2957.5 | 372.8 | 21.8194 | 7.1 | 63.5 | 0 | 118.4 | 0 | 180.4 | 0 | 242.4 | 0 | 304.4 | 0 | 366.4 | 0 | 428.4 | 0 | 0 | 0 | 0 | 0 | 0 | 0 | 1 | 0 | 0 | 0 | 0 | 0 | 0 | 0 | 20 | 31 | 22 | 959.2877 | 30.9448 | 1811073.2734 | 3117.1742 | 100.554 | 511719.3334 | 83620.5993 | 2697.4387 | 3800.9363 | 2651582.2288 | 3736320.4133
2011-09-01 | 2011 | 44303045 | 90742.4761 | 44393787.4761 | 58615 | 13485911 | 5088 | 46233.3349 | 13532144.3349 | 74299994 | 184951.0928 | 74484945.0928 | 200230 | 984 | 788049 | 2277 | 15041 | 271024 | 0 | 606 | 625936.9 | 6674.4 | 2918.3 | 372.6 | 6734.6 | 2940.6 | 371.1 | 17.6167 | 83.1 | 11.6 | 41.6 | 30.1 | 16.5 | 65 | 5.7 | 114.2 | 0.4 | 168.9 | 0 | 228.5 | 0 | 288.5 | 0 | 0 | 0 | 0 | 0 | 0 | 0 | 0 | 1 | 0 | 0 | 0 | 0 | 1 | 1 | 21 | 30 | 21 | 757.3793 | 25.246 | 1479792.9159 | 2659.6196 | 88.654 | 451071.4778 | 75696.0824 | 2523.2027 | 3604.5754 | 2482831.5031 | 3546902.1473
2011-10-01 | 2011 | 41882054 | 90742.4761 | 41972796.4761 | 58637 | 13233997 | 5102 | 46233.3349 | 13280230.3349 | 71946177 | 184951.0928 | 72131128.0928 | 204528 | 983 | 918269 | 2277 | 15041 | 271610 | 0 | 606 | 625936.9 | 6668.1 | 2912.1 | 374.6 | 6702.2 | 2925.9 | 373.4 | 11.5871 | 261.7 | 0.9 | 203.5 | 4.7 | 148.4 | 11.6 | 102.2 | 27.4 | 61.1 | 48.3 | 30.6 | 79.8 | 13.2 | 124.4 | 0 | 0 | 0 | 0 | 0 | 0 | 0 | 0 | 0 | 1 | 0 | 0 | 0 | 1 | 1 | 22 | 31 | 20 | 715.8074 | 23.0906 | 1353961.1766 | 2602.946 | 83.966 | 428394.5269 | 73378.5637 | 2367.0504 | 3668.9282 | 2326810.5836 | 3606556.4046
2011-11-01 | 2011 | 39806546 | 90742.4761 | 39897288.4761 | 58706 | 13536526 | 5122 | 46233.3349 | 13582759.3349 | 70880320 | 184951.0928 | 71065271.0928 | 208328 | 991 | 981306 | 2287 | 15041 | 271024 | 0 | 606 | 625936.9 | 6662.8 | 2908.5 | 383.7 | 6669.4 | 2909.9 | 381.7 | 8.0533 | 358.4 | 0 | 298.4 | 0 | 238.4 | 0 | 179.4 | 1 | 127.1 | 8.7 | 82 | 23.6 | 50 | 51.6 | 0 | 0 | 0 | 0 | 0 | 0 | 0 | 0 | 0 | 0 | 1 | 0 | 0 | 1 | 1 | 23 | 30 | 22 | 679.6118 | 22.6537 | 1329909.6159 | 2651.8468 | 88.3949 | 452758.6445 | 71710.6671 | 2390.3556 | 3259.5758 | 2368842.3698 | 3230239.5951
2011-12-01 | 2011 | 43716549 | 90742.4761 | 43807291.4761 | 58745 | 14776178 | 5123 | 46233.3349 | 14822411.3349 | 72129927 | 184951.0928 | 72314878.0928 | 175026 | 995 | 1059138 | 2287 | 15041 | 274355 | 0 | 606 | 625936.9 | 6667.5 | 2903 | 387.6 | 6668.3 | 2910.1 | 386.4 | 2.4742 | 543.3 | 0 | 481.3 | 0 | 419.3 | 0 | 357.3 | 0 | 295.3 | 0 | 233.4 | 0.1 | 173.9 | 2.6 | 0 | 0 | 0 | 0 | 0 | 0 | 0 | 0 | 0 | 0 | 0 | 1 | 0 | 0 | 0 | 24 | 31 | 20 | 745.7195 | 24.0555 | 1413138.4347 | 2893.3069 | 93.3325 | 478142.3011 | 72678.2694 | 2344.4603 | 3633.9135 | 2332738.003 | 3615743.9046
2012-01-01 | 2012 | 46828561 | 242119.8973 | 47070680.8973 | 58846 | 15377774 | 5121 | 114356.2817 | 15492130.2817 | 77199795 | 661548.963 | 77861343.963 | 208709 | 996 | 1035847 | 2287 | 15041 | 372128 | 0 | 609 | 634944.3 | 6673.6 | 2903.3 | 390.1 | 6635.9 | 2898.2 | 387.2 | -0.34516 | 630.7 | 0 | 568.7 | 0 | 506.7 | 0 | 444.7 | 0 | 382.7 | 0 | 320.7 | 0 | 258.7 | 0 | 1 | 0 | 0 | 0 | 0 | 0 | 0 | 0 | 0 | 0 | 0 | 0 | 0 | 0 | 0 | 25 | 31 | 21 | 799.896 | 25.8031 | 1518409.0612 | 3025.2158 | 97.5876 | 499746.1381 | 78174.0401 | 2521.7432 | 3722.5733 | 2511656.2569 | 3707683.0459
2012-02-01 | 2012 | 40144723 | 242119.8973 | 40386842.8973 | 58886 | 14331621 | 5127 | 114356.2817 | 14445977.2817 | 72250757 | 661548.963 | 72912305.963 | 186053 | 995 | 893228 | 2287 | 15041 | 271088 | 0 | 607 | 634944.3 | 6670.7 | 2901.2 | 388.4 | 6598 | 2881 | 385.8 | 0.84828 | 555.4 | 0 | 497.4 | 0 | 439.4 | 0 | 381.4 | 0 | 323.4 | 0 | 265.4 | 0 | 207.4 | 0 | 0 | 1 | 0 | 0 | 0 | 0 | 0 | 0 | 0 | 0 | 0 | 0 | 0 | 0 | 0 | 26 | 29 | 20 | 685.848 | 23.6499 | 1392649.7551 | 2817.6277 | 97.1596 | 498137.1476 | 73278.6995 | 2526.8517 | 3663.935 | 2514217.447 | 3645615.2982
2012-03-01 | 2012 | 38792419 | 242119.8973 | 39034538.8973 | 58950 | 14211977 | 5122 | 114356.2817 | 14326333.2817 | 74228247 | 661548.963 | 74889795.963 | 180847 | 996 | 852724 | 2287 | 15041 | 272285 | 0 | 605 | 634944.3 | 6674 | 2907.4 | 385 | 6569.8 | 2869.6 | 380.7 | 6.1129 | 430.5 | 0 | 368.5 | 0 | 306.5 | 0 | 244.8 | 0.3 | 184.9 | 2.4 | 132.9 | 12.4 | 93.1 | 34.6 | 0 | 0 | 1 | 0 | 0 | 0 | 0 | 0 | 0 | 0 | 0 | 0 | 1 | 0 | 1 | 27 | 31 | 22 | 662.1635 | 21.3601 | 1259178.6741 | 2797.0194 | 90.2264 | 462139.7833 | 75190.5582 | 2425.5019 | 3417.7526 | 2415799.8698 | 3404081.6347
2012-04-01 | 2012 | 37716766 | 242119.8973 | 37958885.8973 | 59035 | 13069683 | 5123 | 114356.2817 | 13184039.2817 | 69239673 | 661548.963 | 69901221.963 | 191354 | 996 | 723442 | 2287 | 15095 | 270583 | 0 | 605 | 634944.3 | 6685.8 | 2912.5 | 382.5 | 6603.3 | 2883 | 378.9 | 7.86 | 364.2 | 0 | 304.2 | 0 | 244.2 | 0 | 186.6 | 2.4 | 134.2 | 10 | 83.5 | 19.3 | 38 | 33.8 | 0 | 0 | 0 | 1 | 0 | 0 | 0 | 0 | 0 | 0 | 0 | 0 | 1 | 0 | 1 | 28 | 30 | 19 | 642.9895 | 21.433 | 1265296.1966 | 2573.4998 | 85.7833 | 439467.9761 | 70181.9498 | 2339.3983 | 3693.7868 | 2330040.7321 | 3679011.6823
2012-05-01 | 2012 | 42865233 | 242119.8973 | 43107352.8973 | 59072 | 13868621 | 5123 | 114356.2817 | 13982977.2817 | 75036444 | 661548.963 | 75697992.963 | 200873 | 998 | 658589 | 2287 | 15095 | 271142 | 0 | 604 | 634944.3 | 6690.1 | 2917.9 | 376.3 | 6658.1 | 2902.3 | 375.1 | 15.4903 | 152 | 12.2 | 101 | 23.2 | 62 | 46.2 | 31.1 | 77.3 | 11.4 | 119.6 | 1.9 | 172.1 | 0 | 232.2 | 0 | 0 | 0 | 0 | 1 | 0 | 0 | 0 | 0 | 0 | 0 | 0 | 1 | 0 | 1 | 29 | 31 | 22 | 729.7426 | 23.5401 | 1390559.7709 | 2729.451 | 88.0468 | 451063.7833 | 75849.6923 | 2446.7643 | 3447.7133 | 2441870.7407 | 3440817.862
2012-06-01 | 2012 | 52997688 | 242119.8973 | 53239807.8973 | 59132 | 14868354 | 5127 | 114356.2817 | 14982710.2817 | 77981189 | 661548.963 | 78642737.963 | 208434 | 999 | 593850 | 2287 | 15095 | 270556 | 0 | 604 | 634944.3 | 6693.3 | 2928.6 | 371.5 | 6737.2 | 2937.8 | 373.8 | 20.6333 | 44.2 | 63.2 | 22.7 | 101.7 | 8 | 147 | 1.1 | 200.1 | 0 | 259 | 0 | 319 | 0 | 379 | 0 | 0 | 0 | 0 | 0 | 1 | 0 | 0 | 0 | 0 | 0 | 0 | 0 | 0 | 0 | 30 | 30 | 21 | 900.3553 | 30.0118 | 1774660.2632 | 2922.3152 | 97.4105 | 499423.6761 | 78721.4594 | 2624.0486 | 3748.6409 | 2621424.5988 | 3744892.284
2012-07-01 | 2012 | 63233816 | 242119.8973 | 63475935.8973 | 59180 | 16622947 | 5135 | 114356.2817 | 16737303.2817 | 84647767 | 661548.963 | 85309315.963 | 214820 | 1000 | 638139 | 2289 | 15095 | 271142 | 0 | 604 | 634944.3 | 6694.6 | 2949.2 | 368.7 | 6778.6 | 2965.9 | 372.6 | 24.2258 | 0 | 131 | 0 | 193 | 0 | 255 | 0 | 317 | 0 | 379 | 0 | 441 | 0 | 503 | 0 | 0 | 0 | 0 | 0 | 0 | 1 | 0 | 0 | 0 | 0 | 0 | 0 | 0 | 0 | 31 | 31 | 21 | 1072.591 | 34.5997 | 2047610.8354 | 3259.4554 | 105.1437 | 539913.0091 | 85309.316 | 2751.9134 | 4062.3484 | 2751913.4182 | 4062348.3792
2012-08-01 | 2012 | 57288251 | 242119.8973 | 57530370.8973 | 59175 | 15780828 | 5147 | 114356.2817 | 15895184.2817 | 81855567 | 661548.963 | 82517115.963 | 226247 | 999 | 717791 | 2289 | 15096 | 270450 | 0 | 604 | 634944.3 | 6703.3 | 2968.4 | 371.3 | 6797.9 | 2997.9 | 374.1 | 22.2194 | 2.7 | 71.5 | 0 | 130.8 | 0 | 192.8 | 0 | 254.8 | 0 | 316.8 | 0 | 378.8 | 0 | 440.8 | 0 | 0 | 0 | 0 | 0 | 0 | 0 | 1 | 0 | 0 | 0 | 0 | 0 | 0 | 0 | 32 | 31 | 22 | 972.2074 | 31.3615 | 1855818.416 | 3088.2425 | 99.6207 | 512747.8801 | 82599.7157 | 2664.507 | 3754.5325 | 2661842.4504 | 3750777.9983
2012-09-01 | 2012 | 46380786 | 242119.8973 | 46622905.8973 | 59185 | 14057851 | 5148 | 114356.2817 | 14172207.2817 | 74012181 | 661548.963 | 74673729.963 | 209543 | 999 | 792296 | 2289 | 15096 | 270145 | 0 | 603 | 634944.3 | 6707.4 | 2985.6 | 376.3 | 6763.1 | 3001.5 | 376.1 | 17.3867 | 97.3 | 18.9 | 58.4 | 40 | 28.3 | 69.9 | 11.3 | 112.9 | 0.9 | 162.5 | 0 | 221.6 | 0 | 281.6 | 0 | 0 | 0 | 0 | 0 | 0 | 0 | 0 | 1 | 0 | 0 | 0 | 0 | 1 | 1 | 33 | 30 | 19 | 787.7487 | 26.2583 | 1554096.8632 | 2752.954 | 91.7651 | 472406.9094 | 74748.4784 | 2491.6159 | 3934.1304 | 2489124.3321 | 3930196.3138
2012-10-01 | 2012 | 41744479 | 242119.8973 | 41986598.8973 | 59026 | 13542230 | 5150 | 114356.2817 | 13656586.2817 | 72712948 | 661548.963 | 73374496.963 | 222776 | 998 | 919844 | 2289 | 15096 | 270729 | 0 | 603 | 634944.3 | 6710 | 3002.1 | 377.5 | 6740.9 | 3012.7 | 375.9 | 10.8161 | 284.7 | 0 | 223.2 | 0.5 | 164.5 | 3.8 | 110.6 | 11.9 | 66.6 | 29.9 | 29.7 | 55 | 9.2 | 96.5 | 0 | 0 | 0 | 0 | 0 | 0 | 0 | 0 | 0 | 1 | 0 | 0 | 0 | 1 | 1 | 34 | 31 | 22 | 711.3238 | 22.9459 | 1354406.416 | 2651.7643 | 85.5408 | 440535.0413 | 73521.54 | 2371.6626 | 3341.8882 | 2366919.2569 | 3335204.4074
2012-11-01 | 2012 | 39247878 | 242119.8973 | 39489997.8973 | 59073 | 14045765 | 5162 | 114356.2817 | 14160121.2817 | 72147206 | 661548.963 | 72808754.963 | 204520 | 1000 | 979610 | 2289 | 15096 | 270145 | 0 | 603 | 634944.3 | 6722.4 | 3019.5 | 377.9 | 6727.4 | 3019 | 373.6 | 4.8367 | 454.9 | 0 | 394.9 | 0 | 334.9 | 0 | 274.9 | 0 | 216.8 | 1.9 | 161 | 6.1 | 107 | 12.1 | 0 | 0 | 0 | 0 | 0 | 0 | 0 | 0 | 0 | 0 | 1 | 0 | 0 | 1 | 1 | 35 | 30 | 22 | 668.4949 | 22.2832 | 1316333.2632 | 2743.1463 | 91.4382 | 472004.0427 | 72808.755 | 2426.9585 | 3309.4889 | 2426958.4988 | 3309488.862
2012-12-01 | 2012 | 44598971 | 242119.8973 | 44841090.8973 | 59257 | 14927116 | 5168 | 114356.2817 | 15041472.2817 | 72026072 | 661548.963 | 72687620.963 | 168867 | 1004 | 1061020 | 2290 | 15105 | 273475 | 0 | 603 | 634944.3 | 6740.6 | 3030.3 | 378.6 | 6740.2 | 3033.6 | 375.8 | 2.5355 | 541.4 | 0 | 479.4 | 0 | 417.4 | 0 | 355.4 | 0 | 293.4 | 0 | 233.3 | 1.9 | 173.8 | 4.4 | 0 | 0 | 0 | 0 | 0 | 0 | 0 | 0 | 0 | 0 | 0 | 1 | 0 | 0 | 0 | 36 | 31 | 19 | 756.7223 | 24.4104 | 1446486.8031 | 2910.5016 | 93.8871 | 485208.7833 | 72398.0288 | 2335.4203 | 3810.4226 | 2344761.9665 | 3825664.2612
2013-01-01 | 2013 | 47625731 | 369590.7209 | 47995321.7209 | 59206 | 15656809 | 5177 | 181207.6227 | 15838016.6227 | 78054141 | 1222924.8949 | 79277065.8949 | 204487 | 1001 | 1038014 | 2290 | 15105 | 260443 | 25 | 586 | 643937 | 6758.8 | 3038 | 380.4 | 6721.7 | 3030.3 | 378.6 | -0.74839 | 643.2 | 0 | 581.2 | 0 | 519.2 | 0 | 457.2 | 0 | 395.2 | 0 | 334.3 | 1.1 | 277.6 | 6.4 | 1 | 0 | 0 | 0 | 0 | 0 | 0 | 0 | 0 | 0 | 0 | 0 | 0 | 0 | 0 | 37 | 31 | 22 | 810.6496 | 26.15 | 1548236.1845 | 3059.304 | 98.6872 | 510903.762 | 79197.868 | 2554.7699 | 3599.9031 | 2557324.7063 | 3603502.9952
2013-02-01 | 2013 | 40795122 | 369590.7209 | 41164712.7209 | 59219 | 14404989 | 5175 | 181207.6227 | 14586196.6227 | 71543300 | 1222924.8949 | 72766224.8949 | 183323 | 1002 | 867491 | 2290 | 15105 | 259344 | 25 | 586 | 643937 | 6775.5 | 3041.7 | 381.8 | 6702 | 3018.2 | 382.7 | -2.9821 | 643.5 | 0 | 587.5 | 0 | 531.5 | 0 | 475.5 | 0 | 419.5 | 0 | 363.5 | 0 | 307.5 | 0 | 0 | 1 | 0 | 0 | 0 | 0 | 0 | 0 | 0 | 0 | 0 | 0 | 0 | 0 | 0 | 38 | 28 | 19 | 695.1268 | 24.826 | 1470168.3115 | 2818.5887 | 100.6639 | 520935.5937 | 72620.9829 | 2593.6065 | 3822.157 | 2598793.7462 | 3829801.3103
2013-03-01 | 2013 | 42065457 | 369590.7209 | 42435047.7209 | 59221 | 15191000 | 5178 | 181207.6227 | 15372207.6227 | 75672079 | 1222924.8949 | 76895003.8949 | 197492 | 1004 | 856916 | 2290 | 15105 | 261170 | 25 | 586 | 643937 | 6781.1 | 3045.3 | 380.1 | 6675.8 | 3007 | 379.3 | 1.1194 | 585.3 | 0 | 523.3 | 0 | 461.3 | 0 | 399.3 | 0 | 337.3 | 0 | 275.3 | 0 | 214.7 | 1.4 | 0 | 0 | 1 | 0 | 0 | 0 | 0 | 0 | 0 | 0 | 0 | 0 | 1 | 0 | 1 | 39 | 31 | 19 | 716.5541 | 23.1146 | 1368872.5071 | 2968.7539 | 95.7663 | 495877.6652 | 76588.6493 | 2470.6016 | 4030.9815 | 2480483.9966 | 4047105.4682
2013-04-01 | 2013 | 38200971 | 369590.7209 | 38570561.7209 | 59208 | 13739432 | 5137 | 181207.6227 | 13920639.6227 | 71263039 | 1222924.8949 | 72485963.8949 | 194894 | 1006 | 727535 | 2290 | 15105 | 258493 | 25 | 580 | 643937 | 6788.9 | 3057 | 377.1 | 6703.7 | 3026.3 | 375.4 | 6.0467 | 418.6 | 0 | 358.6 | 0 | 298.6 | 0 | 240.2 | 1.6 | 183 | 4.4 | 129.4 | 10.8 | 84.2 | 25.6 | 0 | 0 | 0 | 1 | 0 | 0 | 0 | 0 | 0 | 0 | 0 | 0 | 1 | 0 | 1 | 40 | 30 | 22 | 651.4417 | 21.7147 | 1285685.3907 | 2709.8773 | 90.3292 | 464021.3208 | 72053.642 | 2401.7881 | 3275.1655 | 2416198.7965 | 3294816.5407
2013-05-01 | 2013 | 41031626 | 369590.7209 | 41401216.7209 | 59245 | 13706323 | 5144 | 181207.6227 | 13887530.6227 | 73289948 | 1222924.8949 | 74512872.8949 | 190791 | 1006 | 662105 | 2290 | 15105 | 258920 | 25 | 580 | 643937 | 6801.1 | 3073.7 | 378.2 | 6770.3 | 3059.1 | 376.4 | 13.3129 | 216 | 8.7 | 161.5 | 16.2 | 109.9 | 26.6 | 64.6 | 43.3 | 28.2 | 68.9 | 10.7 | 113.4 | 3.5 | 168.2 | 0 | 0 | 0 | 0 | 1 | 0 | 0 | 0 | 0 | 0 | 0 | 0 | 1 | 0 | 1 | 41 | 31 | 22 | 698.8137 | 22.5424 | 1335523.12 | 2699.7532 | 87.0888 | 447984.8588 | 74068.4621 | 2389.3052 | 3366.7483 | 2403641.0611 | 3386948.768
2013-06-01 | 2013 | 47475901 | 369590.7209 | 47845491.7209 | 59259 | 14242326 | 5144 | 181207.6227 | 14423533.6227 | 75046589 | 1222924.8949 | 76269513.8949 | 202400 | 1005 | 595876 | 2290 | 15106 | 256683 | 25 | 580 | 643937 | 6815.2 | 3092.4 | 376.8 | 6861.8 | 3103.8 | 378.6 | 18.4 | 79.4 | 31.4 | 43.6 | 55.6 | 17.8 | 89.8 | 5.6 | 137.6 | 0.1 | 192.1 | 0 | 252 | 0 | 312 | 0 | 0 | 0 | 0 | 0 | 1 | 0 | 0 | 0 | 0 | 0 | 0 | 0 | 0 | 0 | 42 | 30 | 20 | 807.3962 | 26.9132 | 1594849.724 | 2803.9529 | 93.4651 | 480784.4541 | 75890.0636 | 2529.6688 | 3794.5032 | 2542317.1298 | 3813475.6947
2013-07-01 | 2013 | 55945224 | 369590.7209 | 56314814.7209 | 59290 | 16054931 | 5148 | 181207.6227 | 16236138.6227 | 82236270 | 1222924.8949 | 83459194.8949 | 226601 | 1007 | 637883 | 2290 | 15106 | 258065 | 25 | 578 | 643937 | 6826.2 | 3100 | 375.3 | 6917.1 | 3122.7 | 378.7 | 22.2226 | 14.5 | 83.4 | 0.7 | 131.6 | 0 | 192.9 | 0 | 254.9 | 0 | 316.9 | 0 | 378.9 | 0 | 440.9 | 0 | 0 | 0 | 0 | 0 | 0 | 1 | 0 | 0 | 0 | 0 | 0 | 0 | 0 | 0 | 43 | 31 | 22 | 949.8198 | 30.6393 | 1816606.9265 | 3153.8731 | 101.7378 | 523746.4072 | 82879.0416 | 2673.5175 | 3767.2292 | 2692232.0934 | 3793599.768
2013-08-01 | 2013 | 52766493 | 369590.7209 | 53136083.7209 | 59297 | 15318944 | 5147 | 181207.6227 | 15500151.6227 | 79620862 | 1222924.8949 | 80843786.8949 | 214136 | 1008 | 716709 | 2291 | 15123 | 257817 | 25 | 578 | 643937 | 6833.9 | 3110.2 | 364.2 | 6934.7 | 3145.2 | 368.3 | 20.871 | 16.7 | 43.7 | 2.6 | 91.6 | 0 | 151 | 0 | 213 | 0 | 275 | 0 | 337 | 0 | 399 | 0 | 0 | 0 | 0 | 0 | 0 | 0 | 1 | 0 | 0 | 0 | 0 | 0 | 0 | 0 | 44 | 31 | 21 | 896.1007 | 28.9065 | 1714067.2168 | 3011.4924 | 97.1449 | 500004.8911 | 80202.1695 | 2587.1668 | 3819.1509 | 2607864.0934 | 3849704.1379
2013-09-01 | 2013 | 45057319 | 369590.7209 | 45426909.7209 | 59374 | 13954399 | 5152 | 181207.6227 | 14135606.6227 | 72825903 | 1222924.8949 | 74048827.8949 | 209426 | 1009 | 791327 | 2294 | 15123 | 257539 | 25 | 578 | 643937 | 6843.3 | 3116.8 | 362.4 | 6906.9 | 3143.4 | 364.6 | 16.7667 | 110.8 | 13.8 | 67 | 30 | 34.1 | 57.1 | 12.4 | 95.4 | 1.9 | 144.9 | 0 | 203 | 0 | 263 | 0 | 0 | 0 | 0 | 0 | 0 | 0 | 0 | 1 | 0 | 0 | 0 | 0 | 1 | 1 | 45 | 30 | 20 | 765.0977 | 25.5033 | 1514230.324 | 2743.7125 | 91.4571 | 471186.8874 | 73388.3329 | 2446.2778 | 3669.4166 | 2468294.2632 | 3702441.3947
2013-10-01 | 2013 | 41975335 | 369590.7209 | 42344925.7209 | 59424 | 13543420 | 5151 | 181207.6227 | 13724627.6227 | 73219777 | 1222924.8949 | 74442701.8949 | 208131 | 1013 | 922511 | 2295 | 15130 | 258086 | 25 | 578 | 643937 | 6850.3 | 3116 | 363.6 | 6889 | 3136 | 366.5 | 11.8548 | 252.5 | 0 | 193.6 | 3.1 | 138.2 | 9.7 | 93.1 | 26.6 | 62.4 | 57.9 | 40.4 | 97.9 | 21.7 | 141.2 | 0 | 0 | 0 | 0 | 0 | 0 | 0 | 0 | 0 | 1 | 0 | 0 | 0 | 1 | 1 | 46 | 31 | 22 | 712.5896 | 22.9868 | 1365965.3458 | 2664.4589 | 85.9503 | 442729.9233 | 73487.3661 | 2370.5602 | 3340.3348 | 2401377.4805 | 3383759.177
2013-11-01 | 2013 | 40923389 | 369590.7209 | 41292979.7209 | 59441 | 14055709 | 5173 | 181207.6227 | 14236916.6227 | 72373638 | 1222924.8949 | 73596562.8949 | 208178 | 1014 | 982065 | 2295 | 15130 | 257318 | 25 | 514 | 643937 | 6854 | 3113.4 | 369.8 | 6863.8 | 3119.8 | 371.8 | 3.7767 | 486.7 | 0 | 426.7 | 0 | 366.7 | 0 | 306.7 | 0 | 249.6 | 2.9 | 195.6 | 8.9 | 145 | 18.3 | 0 | 0 | 0 | 0 | 0 | 0 | 0 | 0 | 0 | 0 | 1 | 0 | 0 | 1 | 1 | 47 | 30 | 21 | 694.6885 | 23.1563 | 1376432.6574 | 2752.1586 | 91.7386 | 474563.8874 | 72580.4368 | 2419.3479 | 3456.2113 | 2453218.7632 | 3504598.2331
2013-12-01 | 2013 | 46224827 | 369590.7209 | 46594417.7209 | 59649 | 15599120 | 5176 | 181207.6227 | 15780327.6227 | 74788332 | 1222924.8949 | 76011256.8949 | 184874 | 1015 | 1065835 | 2295 | 15130 | 260566 | 25 | 499 | 643937 | 6850.4 | 3108.4 | 373.6 | 6849.3 | 3114.3 | 376.6 | -2.129 | 686 | 0 | 624 | 0 | 562 | 0 | 500 | 0 | 438 | 0 | 376 | 0 | 314 | 0 | 0 | 0 | 0 | 0 | 0 | 0 | 0 | 0 | 0 | 0 | 0 | 1 | 0 | 0 | 0 | 48 | 31 | 20 | 781.1433 | 25.1982 | 1503045.7329 | 3048.7495 | 98.3468 | 509042.8265 | 74887.9378 | 2415.7399 | 3744.3969 | 2451976.0289 | 3800562.8447
2014-01-01 | 2014 | 50617876 | 582902.5718 | 51200778.5718 | 59671 | 16409509 | 5174 | 257042.6441 | 16666551.6441 | 80873202 | 1679397.2948 | 82552599.2948 | 198892 | 1020 | 1043502 | 2302 | 15153 | 258888 | 25 | 326 | 659861.2 | 6848.3 | 3105.1 | 375.1 | 6806.1 | 3097 | 376.3 | -6.9065 | 834.1 | 0 | 772.1 | 0 | 710.1 | 0 | 648.1 | 0 | 586.1 | 0 | 524.1 | 0 | 462.1 | 0 | 1 | 0 | 0 | 0 | 0 | 0 | 0 | 0 | 0 | 0 | 0 | 0 | 0 | 0 | 0 | 49 | 31 | 22 | 858.0513 | 27.6791 | 1651638.0184 | 3221.2121 | 103.9101 | 537630.6982 | 80933.9209 | 2610.7716 | 3678.8146 | 2662987.074 | 3752390.877
2014-02-01 | 2014 | 42903712 | 582902.5718 | 43486614.5718 | 59674 | 14955223 | 5177 | 257042.6441 | 15212265.6441 | 73256400 | 1679397.2948 | 74935797.2948 | 199321 | 1020 | 872098 | 2302 | 15153 | 257812 | 25 | 707 | 659861.2 | 6850 | 3109.9 | 379.9 | 6772.3 | 3085.6 | 382.3 | -6.8786 | 752.6 | 0 | 696.6 | 0 | 640.6 | 0 | 584.6 | 0 | 528.6 | 0 | 472.6 | 0 | 416.6 | 0 | 0 | 1 | 0 | 0 | 0 | 0 | 0 | 0 | 0 | 0 | 0 | 0 | 0 | 0 | 0 | 50 | 28 | 19 | 728.7364 | 26.0263 | 1553093.3776 | 2938.4326 | 104.944 | 543295.2016 | 73466.4679 | 2623.8024 | 3866.6562 | 2676278.4748 | 3943989.3313
2014-03-01 | 2014 | 43601292 | 582902.5718 | 44184194.5718 | 59687 | 15671445 | 5180 | 257042.6441 | 15928487.6441 | 78105401 | 1679397.2948 | 79784798.2948 | 193090 | 1020 | 861465 | 2302 | 15153 | 259626 | 25 | 569 | 659861.2 | 6856.4 | 3115.2 | 382.2 | 6751.3 | 3073.7 | 382.2 | -2.9806 | 712.4 | 0 | 650.4 | 0 | 588.4 | 0 | 526.4 | 0 | 464.4 | 0 | 402.4 | 0 | 340.4 | 0 | 0 | 0 | 1 | 0 | 0 | 0 | 0 | 0 | 0 | 0 | 0 | 0 | 1 | 0 | 1 | 51 | 31 | 21 | 740.265 | 23.8795 | 1425296.5991 | 3074.9976 | 99.1935 | 513822.1821 | 78220.3905 | 2523.2384 | 3724.7805 | 2573703.1708 | 3799276.1093
2014-04-01 | 2014 | 38148551 | 582902.5718 | 38731453.5718 | 59679 | 13498766 | 5185 | 257042.6441 | 13755808.6441 | 70980411 | 1679397.2948 | 72659808.2948 | 192582 | 1019 | 731400 | 2302 | 15153 | 257728 | 25 | 569 | 659861.2 | 6869.6 | 3126.8 | 383.2 | 6785 | 3095.4 | 382.5 | 5.8567 | 424.3 | 0 | 364.3 | 0 | 304.3 | 0 | 244.3 | 0 | 185.9 | 1.6 | 131.9 | 7.6 | 82.3 | 18 | 0 | 0 | 0 | 1 | 0 | 0 | 0 | 0 | 0 | 0 | 0 | 0 | 1 | 0 | 1 | 52 | 30 | 20 | 648.9964 | 21.6332 | 1291048.4524 | 2653.0007 | 88.4334 | 458526.9548 | 71305.013 | 2376.8338 | 3565.2507 | 2421993.6098 | 3632990.4147
2014-05-01 | 2014 | 40092099 | 582902.5718 | 40675001.5718 | 59689 | 13471598 | 5182 | 257042.6441 | 13728640.6441 | 72011129 | 1679397.2948 | 73690526.2948 | 187028 | 1017 | 665621 | 2304 | 15153 | 258180 | 25 | 569 | 659861.2 | 6870.6 | 3114.3 | 381.5 | 6842.6 | 3103 | 379.7 | 12.8613 | 225.3 | 4 | 169.3 | 10 | 115.5 | 18.2 | 71.1 | 35.8 | 33.9 | 60.6 | 9.6 | 98.3 | 1.3 | 152 | 0 | 0 | 0 | 0 | 1 | 0 | 0 | 0 | 0 | 0 | 0 | 0 | 1 | 0 | 1 | 53 | 31 | 22 | 681.4489 | 21.9822 | 1312096.8249 | 2649.2938 | 85.4611 | 442859.3756 | 72458.7279 | 2337.3783 | 3293.5785 | 2377113.7514 | 3349569.377
2014-06-01 | 2014 | 44876201 | 582902.5718 | 45459103.5718 | 59798 | 14123153 | 5192.5 | 257042.6441 | 14380195.6441 | 75361823 | 1679397.2948 | 77041220.2948 | 196650 | 1016.5 | 599040 | 2302 | 15153 | 257573 | 25 | 569 | 659861.2 | 6865.4 | 3091.8 | 382 | 6912.9 | 3107.5 | 383.3 | 18.5133 | 65.4 | 20.8 | 31.2 | 46.6 | 10.7 | 86.1 | 1.9 | 137.3 | 0 | 195.4 | 0 | 255.4 | 0 | 315.4 | 0 | 0 | 0 | 0 | 0 | 1 | 0 | 0 | 0 | 0 | 0 | 0 | 0 | 0 | 0 | 54 | 30 | 21 | 760.2111 | 25.3404 | 1515303.4524 | 2769.4166 | 92.3139 | 479339.8548 | 75790.6742 | 2526.3558 | 3609.0797 | 2568040.6765 | 3668629.5378
2014-07-01 | 2014 | 51314720 | 582902.5718 | 51897622.5718 | 59907 | 14914369 | 5203 | 257042.6441 | 15171411.6441 | 79433068 | 1679397.2948 | 81112465.2948 | 208736 | 1016 | 641462 | 2302 | 15153 | 257738 | 25 | 567 | 659861.2 | 6864.4 | 3067.1 | 383.8 | 6957.8 | 3095.5 | 386.4 | 19.8258 | 36.6 | 31.2 | 9.4 | 66 | 0.9 | 119.5 | 0 | 180.6 | 0 | 242.6 | 0 | 304.6 | 0 | 366.6 | 0 | 0 | 0 | 0 | 0 | 0 | 1 | 0 | 0 | 0 | 0 | 0 | 0 | 0 | 0 | 55 | 31 | 22 | 866.3031 | 27.9453 | 1674116.8572 | 2915.8969 | 94.0612 | 489400.3756 | 79835.1036 | 2575.3259 | 3628.8683 | 2616531.1385 | 3686930.2407
2014-08-01 | 2014 | 49665162 | 582902.5718 | 50248064.5718 | 59924 | 14542524 | 5210 | 257042.6441 | 14799566.6441 | 78009925 | 1679397.2948 | 79689322.2948 | 203097 | 1016 | 719839 | 2304 | 15195 | 257786 | 25 | 567 | 659861.2 | 6869.9 | 3056.5 | 385.2 | 6969.7 | 3094.2 | 388.9 | 20.071 | 29.3 | 31.5 | 8.3 | 72.5 | 0.5 | 126.7 | 0 | 188.2 | 0 | 250.2 | 0 | 312.2 | 0 | 374.2 | 0 | 0 | 0 | 0 | 0 | 0 | 0 | 1 | 0 | 0 | 0 | 0 | 0 | 0 | 0 | 56 | 31 | 20 | 838.5299 | 27.0494 | 1620905.3088 | 2840.6078 | 91.6325 | 477405.3756 | 78434.3723 | 2530.141 | 3921.7186 | 2570623.2998 | 3984466.1147
2014-09-01 | 2014 | 43344666 | 582902.5718 | 43927568.5718 | 59924 | 13413771 | 5214 | 257042.6441 | 13670813.6441 | 74627463 | 1679397.2948 | 76306860.2948 | 208037 | 1025 | 794176 | 2304 | 15195 | 257746 | 25 | 567 | 659861.2 | 6884.5 | 3058.5 | 385.2 | 6944.1 | 3085.3 | 386.9 | 17.2867 | 99.8 | 18.4 | 55.9 | 34.5 | 26 | 64.6 | 10.3 | 108.9 | 0.6 | 159.2 | 0 | 218.6 | 0 | 278.6 | 0 | 0 | 0 | 0 | 0 | 0 | 0 | 0 | 1 | 0 | 0 | 0 | 0 | 1 | 1 | 57 | 30 | 21 | 733.0547 | 24.4352 | 1464252.2857 | 2621.9435 | 87.3981 | 455693.7881 | 74445.7174 | 2481.5239 | 3545.0342 | 2543562.0098 | 3633660.014
2014-10-01 | 2014 | 41116020 | 582902.5718 | 41698922.5718 | 59943 | 13009887 | 5215 | 257042.6441 | 13266929.6441 | 72913145 | 1679397.2948 | 74592542.2948 | 204893 | 1028 | 925946 | 2304 | 15196 | 258047 | 24 | 566 | 659861.2 | 6901.5 | 3072.7 | 385.1 | 6936.6 | 3089.4 | 387.2 | 11.7129 | 256.9 | 0 | 197.1 | 2.2 | 139.3 | 6.4 | 90.8 | 19.9 | 50.6 | 41.7 | 18.1 | 71.2 | 3.8 | 118.9 | 0 | 0 | 0 | 0 | 0 | 0 | 0 | 0 | 0 | 1 | 0 | 0 | 0 | 1 | 1 | 58 | 31 | 22 | 695.6429 | 22.4401 | 1345126.5346 | 2543.9942 | 82.0643 | 427965.4724 | 72560.8388 | 2340.6722 | 3298.2199 | 2406211.0418 | 3390570.1043
2014-11-01 | 2014 | 40016132 | 582902.5718 | 40599034.5718 | 59983 | 13754258 | 5219 | 257042.6441 | 14011300.6441 | 72454970 | 1679397.2948 | 74134367.2948 | 201777 | 1029 | 985612 | 2304 | 15196 | 257104 | 24 | 566 | 659861.2 | 6907.5 | 3082 | 383 | 6914.3 | 3084.8 | 384.2 | 3.2833 | 501.5 | 0 | 441.5 | 0 | 381.5 | 0 | 321.5 | 0 | 261.6 | 0.1 | 207.1 | 5.6 | 156.4 | 14.9 | 0 | 0 | 0 | 0 | 0 | 0 | 0 | 0 | 0 | 0 | 1 | 0 | 0 | 1 | 1 | 59 | 30 | 20 | 676.8423 | 22.5614 | 1353301.1524 | 2684.6715 | 89.4891 | 467043.3548 | 72045.0605 | 2401.502 | 3602.253 | 2471145.5765 | 3706718.3647
2014-12-01 | 2014 | 44606686 | 582902.5718 | 45189588.5718 | 60014 | 14879853 | 5230 | 257042.6441 | 15136895.6441 | 73645384 | 1679397.2948 | 75324781.2948 | 179258 | 1028 | 1068286 | 2304 | 15196 | 260405 | 24 | 566 | 659861.2 | 6903.1 | 3080.1 | 380 | 6903.2 | 3082.8 | 382.5 | 1.2548 | 581.1 | 0 | 519.1 | 0 | 457.1 | 0 | 395.1 | 0 | 333.1 | 0 | 271.1 | 0 | 209.1 | 0 | 0 | 0 | 0 | 0 | 0 | 0 | 0 | 0 | 0 | 0 | 0 | 1 | 0 | 0 | 0 | 60 | 31 | 21 | 752.9841 | 24.2898 | 1457728.6636 | 2894.2439 | 93.3627 | 488286.9563 | 73273.1336 | 2363.6495 | 3489.1968 | 2429831.6547 | 3586894.3474
2015-01-01 | 2015 | 49036178 | 848162.4041 | 49884340.4041 | 60019 | 15722680 | 5230 | 459568.9728 | 16182248.9728 | 79523058 | 2131711.9193 | 81654769.9193 | 190064 | 1028 | 1045146 | 2305 | 15225 | 257164 | 24 | 566 | 677384 | 6885.7 | 3076.8 | 379.5 | 6845.1 | 3066.1 | 379.3 | -5.8581 | 801.6 | 0 | 739.6 | 0 | 677.6 | 0 | 615.6 | 0 | 553.6 | 0 | 491.6 | 0 | 429.6 | 0 | 1 | 0 | 0 | 0 | 0 | 0 | 0 | 0 | 0 | 0 | 0 | 0 | 0 | 0 | 0 | 61 | 31 | 21 | 831.1425 | 26.811 | 1609172.2711 | 3094.1203 | 99.8103 | 522008.0314 | 79430.71 | 2562.281 | 3782.4148 | 2634024.8361 | 3888322.3771
2015-02-01 | 2015 | 42132823 | 848162.4041 | 42980985.4041 | 60029 | 14670158 | 5234 | 459568.9728 | 15129726.9728 | 74181806 | 2131711.9193 | 76313517.9193 | 194654 | 1027 | 873453 | 2305 | 15225 | 256037 | 24 | 553 | 677384 | 6885.3 | 3085.5 | 378.6 | 6810.3 | 3057.4 | 376.2 | -11.1393 | 871.9 | 0 | 815.9 | 0 | 759.9 | 0 | 703.9 | 0 | 647.9 | 0 | 591.9 | 0 | 535.9 | 0 | 0 | 1 | 0 | 0 | 0 | 0 | 0 | 0 | 0 | 0 | 0 | 0 | 0 | 0 | 0 | 62 | 28 | 19 | 716.0037 | 25.5716 | 1535035.193 | 2890.6624 | 103.2379 | 540347.3919 | 74307.2229 | 2653.8294 | 3910.9065 | 2725482.7828 | 4016500.9431
2015-03-01 | 2015 | 42570862 | 848162.4041 | 43419024.4041 | 60053 | 15080135 | 5236 | 459568.9728 | 15539703.9728 | 77250849 | 2131711.9193 | 79382560.9193 | 196634 | 1030 | 862804 | 2305 | 15225 | 257839 | 24 | 553 | 677384 | 6892.1 | 3108.7 | 379.4 | 6783.7 | 3060.7 | 373.1 | -1.1613 | 656 | 0 | 594 | 0 | 532 | 0 | 470 | 0 | 408 | 0 | 346 | 0 | 284 | 0 | 0 | 0 | 1 | 0 | 0 | 0 | 0 | 0 | 0 | 0 | 0 | 0 | 1 | 0 | 1 | 63 | 31 | 22 | 723.0117 | 23.323 | 1400613.6905 | 2967.8579 | 95.7374 | 501280.7733 | 77070.4475 | 2486.1435 | 3503.2022 | 2560727.7716 | 3608298.2236
2015-04-01 | 2015 | 37765295 | 848162.4041 | 38613457.4041 | 60058 | 13252080 | 5236 | 459568.9728 | 13711648.9728 | 69787643 | 2131711.9193 | 71919354.9193 | 192074 | 1028 | 732535 | 2305 | 15225 | 256901 | 24 | 553 | 677384 | 6897.3 | 3122.7 | 379.6 | 6805.6 | 3086.6 | 374.7 | 7.27 | 381.9 | 0 | 321.9 | 0 | 261.9 | 0 | 203.5 | 1.6 | 149.7 | 7.8 | 102.5 | 20.6 | 61.7 | 39.8 | 0 | 0 | 0 | 1 | 0 | 0 | 0 | 0 | 0 | 0 | 0 | 0 | 1 | 0 | 1 | 64 | 30 | 20 | 642.9361 | 21.4312 | 1287115.2468 | 2618.7259 | 87.2909 | 457054.9658 | 69960.462 | 2332.0154 | 3498.0231 | 2397311.8306 | 3595967.746
2015-05-01 | 2015 | 39914946 | 848162.4041 | 40763108.4041 | 60068 | 13384750 | 5250 | 459568.9728 | 13844318.9728 | 73480701 | 2131711.9193 | 75612412.9193 | 187740 | 1028 | 666655 | 2305 | 15225 | 266757 | 24 | 556 | 677384 | 6906.5 | 3142.3 | 385 | 6870.9 | 3130.7 | 382.4 | 14.5355 | 175.5 | 6.1 | 123.9 | 16.5 | 80.5 | 35.1 | 44.2 | 60.8 | 18.3 | 96.9 | 4.6 | 145.2 | 0.5 | 203.1 | 0 | 0 | 0 | 0 | 1 | 0 | 0 | 0 | 0 | 0 | 0 | 0 | 1 | 0 | 1 | 65 | 31 | 20 | 678.616 | 21.8908 | 1314938.9808 | 2637.0131 | 85.0649 | 446590.9346 | 73552.9309 | 2372.6752 | 3677.6465 | 2439110.0942 | 3780620.646
2015-06-01 | 2015 | 45271087 | 848162.4041 | 46119249.4041 | 60094 | 13700810 | 5241 | 459568.9728 | 14160378.9728 | 75378497 | 2131711.9193 | 77510208.9193 | 203725 | 1027 | 599971 | 2305 | 15225 | 266425 | 24 | 556 | 677384 | 6921.3 | 3163.2 | 387.9 | 6965.8 | 3182.8 | 389.3 | 16.8867 | 101.4 | 8 | 61.3 | 27.9 | 29.7 | 56.3 | 11.4 | 98 | 3.5 | 150.1 | 0 | 206.6 | 0 | 266.6 | 0 | 0 | 0 | 0 | 0 | 1 | 0 | 0 | 0 | 0 | 0 | 0 | 0 | 0 | 0 | 66 | 30 | 22 | 767.4518 | 25.5817 | 1537308.3135 | 2701.8468 | 90.0616 | 472012.6324 | 75472.4527 | 2515.7484 | 3430.566 | 2583673.6306 | 3523191.3145
2015-07-01 | 2015 | 53575923 | 848162.4041 | 54424085.4041 | 60096 | 15161240 | 5240 | 459568.9728 | 15620808.9728 | 81975954 | 2131711.9193 | 84107665.9193 | 203387 | 1027 | 641997 | 2305 | 15225 | 258055 | 24 | 558 | 677384 | 6941.2 | 3194.9 | 392.4 | 7032.3 | 3226.4 | 395.3 | 21.9 | 17.6 | 76.5 | 4.4 | 125.3 | 0 | 182.9 | 0 | 244.9 | 0 | 306.9 | 0 | 368.9 | 0 | 430.9 | 0 | 0 | 0 | 0 | 0 | 0 | 1 | 0 | 0 | 0 | 0 | 0 | 0 | 0 | 0 | 67 | 31 | 22 | 905.6191 | 29.2135 | 1755615.6582 | 2981.0704 | 96.1636 | 503897.0636 | 81896.4615 | 2641.8213 | 3722.5664 | 2713150.5135 | 3823075.7236
2015-08-01 | 2015 | 54286474 | 848162.4041 | 55134636.4041 | 60131 | 15391927 | 5244 | 459568.9728 | 15851495.9728 | 80836724 | 2131711.9193 | 82968435.9193 | 210022 | 1029 | 720424 | 2305 | 15225 | 257469 | 24 | 557 | 677384 | 6949.2 | 3214.6 | 392.6 | 7045.7 | 3251.2 | 397.2 | 20.7968 | 20.4 | 45.1 | 1.8 | 88.5 | 0 | 148.7 | 0 | 210.7 | 0 | 272.7 | 0 | 334.7 | 0 | 396.7 | 0 | 0 | 0 | 0 | 0 | 0 | 0 | 1 | 0 | 0 | 0 | 0 | 0 | 0 | 0 | 68 | 31 | 20 | 916.9087 | 29.5777 | 1778536.6582 | 3022.7872 | 97.5093 | 511338.5798 | 80630.1612 | 2600.9729 | 4031.5081 | 2676401.1587 | 4148421.796
2015-09-01 | 2015 | 46949969 | 848162.4041 | 47798131.4041 | 60165 | 14009493 | 5237 | 459568.9728 | 14469061.9728 | 78337146 | 2131711.9193 | 80468857.9193 | 211976 | 1028 | 794773 | 2305 | 15225 | 257589 | 24 | 557 | 677384 | 6941.1 | 3220.3 | 390.5 | 6994.9 | 3243.3 | 393.9 | 20.03 | 50.1 | 51 | 22.6 | 83.5 | 7.2 | 128.1 | 0.1 | 181 | 0 | 240.9 | 0 | 300.9 | 0 | 360.9 | 0 | 0 | 0 | 0 | 0 | 0 | 0 | 0 | 1 | 0 | 0 | 0 | 0 | 1 | 1 | 69 | 30 | 21 | 794.4508 | 26.4817 | 1593271.0468 | 2762.8532 | 92.0951 | 482302.0658 | 78277.0991 | 2609.2366 | 3727.4809 | 2682295.264 | 3831850.3771
2015-10-01 | 2015 | 41035508 | 848162.4041 | 41883670.4041 | 60249 | 12961860 | 5242 | 459568.9728 | 13421428.9728 | 72632384 | 2131711.9193 | 74764095.9193 | 210663 | 1024 | 927060 | 2305 | 15225 | 257836 | 24 | 558 | 677384 | 6934.8 | 3216.5 | 385.6 | 6969 | 3229.5 | 388.2 | 11.5871 | 260.8 | 0 | 200 | 1.2 | 141.1 | 4.3 | 89.2 | 14.4 | 51.8 | 39 | 26.9 | 76.1 | 11.3 | 122.5 | 0 | 0 | 0 | 0 | 0 | 0 | 0 | 0 | 0 | 1 | 0 | 0 | 0 | 1 | 1 | 70 | 31 | 21 | 695.1762 | 22.425 | 1351086.1421 | 2560.3642 | 82.5924 | 432949.3217 | 73011.8124 | 2355.2198 | 3476.753 | 2411745.0297 | 3560195.0438
2015-11-01 | 2015 | 37505130 | 848162.4041 | 38353292.4041 | 60255 | 13004522 | 5234 | 459568.9728 | 13464090.9728 | 71446240 | 2131711.9193 | 73577951.9193 | 195211 | 1027 | 985984 | 2307 | 15235 | 257269 | 24 | 557 | 677384 | 6928.3 | 3211.5 | 384.5 | 6936.9 | 3211.5 | 385.6 | 7.9633 | 361.1 | 0 | 301.1 | 0 | 241.2 | 0.1 | 185.1 | 4 | 133 | 11.9 | 90.2 | 29.1 | 56.8 | 55.7 | 0 | 0 | 0 | 0 | 0 | 0 | 0 | 0 | 0 | 0 | 1 | 0 | 0 | 1 | 1 | 71 | 30 | 21 | 636.5163 | 21.2172 | 1278443.0801 | 2572.4285 | 85.7476 | 448803.0324 | 71643.5754 | 2388.1192 | 3411.5988 | 2452598.3973 | 3503711.9962
2015-12-01 | 2015 | 40955651 | 848162.4041 | 41803813.4041 | 60262 | 13905854 | 5238 | 459568.9728 | 14365422.9728 | 72220640 | 2131711.9193 | 74352351.9193 | 177950 | 1029 | 1067879 | 2304 | 15258 | 260807 | 24 | 557 | 677384 | 6942.8 | 3220.1 | 383.7 | 6948.2 | 3220 | 385.4 | 5.2742 | 456.5 | 0 | 394.5 | 0 | 332.5 | 0 | 270.5 | 0 | 208.5 | 0 | 148 | 1.5 | 96.9 | 12.4 | 0 | 0 | 0 | 0 | 0 | 0 | 0 | 0 | 0 | 0 | 0 | 1 | 0 | 0 | 0 | 72 | 31 | 21 | 693.7011 | 22.3775 | 1348510.1098 | 2742.5397 | 88.469 | 463400.7411 | 72256.9018 | 2330.8678 | 3440.8048 | 2398462.9651 | 3540588.1866
2016-01-01 | 2016 | 44822386 | 1262307.9842 | 46084693.9842 | 60313 | 14814307 | 5246 | 702182.951 | 15516489.951 | 78060980 | 2812165.8049 | 80873145.8049 | 187910 | 1031 | 1044725 | 2304 | 15258 | 258738 | 24 | 557 | 692620.8 | 6957.7 | 3227 | 382.6 | 6919.2 | 3213.9 | 381.7 | -2.1613 | 687 | 0 | 625 | 0 | 563 | 0 | 501 | 0 | 439 | 0 | 377 | 0 | 315 | 0 | 1 | 0 | 0 | 0 | 0 | 0 | 0 | 0 | 0 | 0 | 0 | 0 | 0 | 0 | 0 | 73 | 31 | 20 | 764.0922 | 24.6481 | 1486603.0317 | 2957.7754 | 95.4121 | 500531.9339 | 78441.4605 | 2530.3697 | 3922.073 | 2608811.155 | 4043657.2902
2016-02-01 | 2016 | 39320516 | 1262307.9842 | 40582823.9842 | 60310 | 14022576 | 5267 | 702182.951 | 14724758.951 | 73880261 | 2812165.8049 | 76692426.8049 | 193682 | 1033 | 902902 | 2304 | 15252 | 259398 | 24 | 556 | 692620.8 | 6970.6 | 3221.1 | 384.2 | 6896.8 | 3193.2 | 380.8 | -0.76897 | 602.3 | 0 | 544.3 | 0 | 486.3 | 0 | 428.3 | 0 | 370.3 | 0 | 312.5 | 0.2 | 257.2 | 2.9 | 0 | 1 | 0 | 0 | 0 | 0 | 0 | 0 | 0 | 0 | 0 | 0 | 0 | 0 | 0 | 74 | 29 | 20 | 672.9037 | 23.2036 | 1399407.7236 | 2795.6634 | 96.4022 | 507750.3087 | 74242.4267 | 2560.0837 | 3712.1213 | 2644566.4415 | 3834621.3402
2016-03-01 | 2016 | 39386600 | 1262307.9842 | 40648907.9842 | 60323 | 14145609 | 5268 | 702182.951 | 14847791.951 | 76236827 | 2812165.8049 | 79048992.8049 | 195760 | 1034 | 862508 | 2304 | 15252 | 260607 | 24 | 560 | 692620.8 | 6978.1 | 3210.6 | 385.2 | 6872.4 | 3165.9 | 378.9 | 3.4452 | 513.2 | 0 | 451.2 | 0 | 389.2 | 0 | 327.2 | 0 | 267 | 1.8 | 208.5 | 5.3 | 154.3 | 13.1 | 0 | 0 | 1 | 0 | 0 | 0 | 0 | 0 | 0 | 0 | 0 | 0 | 1 | 0 | 1 | 75 | 31 | 21 | 673.8542 | 21.7372 | 1311255.0963 | 2818.4875 | 90.919 | 478961.0307 | 76449.7029 | 2466.1194 | 3640.462 | 2549967.5098 | 3764237.7526
2016-04-01 | 2016 | 36920940 | 1262307.9842 | 38183247.9842 | 60319 | 13041004 | 5267 | 702182.951 | 13743186.951 | 72510143 | 2812165.8049 | 75322308.8049 | 193410 | 1035 | 732326 | 2304 | 15252 | 259023 | 24 | 560 | 692620.8 | 6981.8 | 3208.5 | 387.9 | 6890.3 | 3172.5 | 383.7 | 4.9667 | 451 | 0 | 391 | 0 | 331.8 | 0.8 | 273.8 | 2.8 | 216.9 | 5.9 | 162.7 | 11.7 | 113.7 | 22.7 | 0 | 0 | 0 | 1 | 0 | 0 | 0 | 0 | 0 | 0 | 0 | 0 | 1 | 0 | 1 | 76 | 30 | 21 | 633.0219 | 21.1007 | 1272774.9328 | 2609.3007 | 86.9767 | 458106.2317 | 72775.1776 | 2425.8393 | 3465.4846 | 2510743.6268 | 3586776.6098
2016-05-01 | 2016 | 41386492 | 1262307.9842 | 42648799.9842 | 60305 | 13344960 | 5294 | 702182.951 | 14047142.951 | 74482255 | 2812165.8049 | 77294420.8049 | 190232 | 1035 | 666464 | 2304 | 15252 | 259477 | 24 | 560 | 692620.8 | 6994.4 | 3217.7 | 383.2 | 6962.5 | 3207.8 | 382.3 | 13.871 | 203.6 | 13.6 | 156.1 | 28.1 | 113.7 | 47.7 | 74.6 | 70.6 | 41.9 | 99.9 | 17.3 | 137.3 | 4.5 | 186.5 | 0 | 0 | 0 | 0 | 1 | 0 | 0 | 0 | 0 | 0 | 0 | 0 | 1 | 0 | 1 | 77 | 31 | 21 | 707.2183 | 22.8135 | 1375767.7414 | 2653.4082 | 85.5938 | 453133.6436 | 74680.5998 | 2409.0516 | 3556.219 | 2493368.4131 | 3680686.705
2016-06-01 | 2016 | 50574849 | 1262307.9842 | 51837156.9842 | 60308 | 14145403 | 5264 | 702182.951 | 14847585.951 | 77899377 | 2812165.8049 | 80711542.8049 | 204631 | 1033 | 599799 | 2304 | 15252 | 258917 | 24 | 560 | 692620.8 | 7001.9 | 3230.3 | 382.1 | 7047.3 | 3251.8 | 384.6 | 19.3867 | 53 | 34.6 | 26.5 | 68.1 | 8.5 | 110.1 | 2 | 163.6 | 0 | 221.6 | 0 | 281.6 | 0 | 341.6 | 0 | 0 | 0 | 0 | 0 | 1 | 0 | 0 | 0 | 0 | 0 | 0 | 0 | 0 | 0 | 78 | 30 | 22 | 859.5403 | 28.6513 | 1727905.2328 | 2820.59 | 94.0197 | 494919.5317 | 78133.1489 | 2604.4383 | 3551.5068 | 2690384.7602 | 3668706.4911
2016-07-01 | 2016 | 61688603 | 1262307.9842 | 62950910.9842 | 60310 | 15923666 | 5262 | 702182.951 | 16625848.951 | 84011912 | 2812165.8049 | 86824077.8049 | 214922 | 1034 | 641842 | 2304 | 15252 | 259477 | 24 | 560 | 692620.8 | 6995.7 | 3229.4 | 379.1 | 7090.8 | 3265.5 | 382.2 | 22.9194 | 5.3 | 95.8 | 0.1 | 152.6 | 0 | 214.5 | 0 | 276.5 | 0 | 338.5 | 0 | 400.5 | 0 | 462.5 | 0 | 0 | 0 | 0 | 0 | 0 | 1 | 0 | 0 | 0 | 0 | 0 | 0 | 0 | 0 | 79 | 31 | 20 | 1043.7889 | 33.6706 | 2030674.5479 | 3159.6064 | 101.9228 | 536317.7081 | 83969.1275 | 2708.6815 | 4198.4564 | 2800776.7034 | 4341203.8902
2016-08-01 | 2016 | 60215461 | 1262307.9842 | 61477768.9842 | 60299 | 16295761 | 5260 | 702182.951 | 16997943.951 | 87167726 | 2812165.8049 | 89979891.8049 | 217408 | 1034 | 720249 | 2304 | 15252 | 259148 | 24 | 560 | 692620.8 | 6990.6 | 3224.8 | 379.5 | 7083.3 | 3263 | 380.6 | 23.7355 | 0.1 | 115.9 | 0 | 177.8 | 0 | 239.8 | 0 | 301.8 | 0 | 363.8 | 0 | 425.8 | 0 | 487.8 | 0 | 0 | 0 | 0 | 0 | 0 | 0 | 1 | 0 | 0 | 0 | 0 | 0 | 0 | 0 | 80 | 31 | 22 | 1019.5487 | 32.8887 | 1983153.8382 | 3231.5483 | 104.2435 | 548320.7726 | 87021.172 | 2807.1346 | 3955.5078 | 2902577.155 | 4089995.082
2016-09-01 | 2016 | 49709783 | 1262307.9842 | 50972090.9842 | 60320 | 13976976 | 5273 | 702182.951 | 14679158.951 | 77840725 | 2812165.8049 | 80652890.8049 | 218401 | 1033 | 794582 | 2304 | 15252 | 258866 | 24 | 559 | 692620.8 | 6988.9 | 3216.9 | 382.3 | 7037 | 3236.1 | 381.7 | 20.03 | 41.9 | 42.8 | 15.5 | 76.4 | 3.8 | 124.7 | 0.1 | 181 | 0 | 240.9 | 0 | 300.9 | 0 | 360.9 | 0 | 0 | 0 | 0 | 0 | 0 | 0 | 0 | 1 | 0 | 0 | 0 | 0 | 1 | 1 | 81 | 30 | 21 | 845.028 | 28.1676 | 1699069.6995 | 2783.8344 | 92.7945 | 489305.2984 | 78076.3706 | 2602.5457 | 3717.9224 | 2688429.6935 | 3840613.8479
2016-10-01 | 2016 | 41115850 | 1262307.9842 | 42378157.9842 | 60321 | 12868083 | 5278 | 702182.951 | 13570265.951 | 73150245 | 2812165.8049 | 75962410.8049 | 211273 | 1036 | 926316 | 2304 | 15252 | 259426 | 24 | 559 | 692620.8 | 7006.2 | 3209.8 | 386.2 | 7033.4 | 3217.5 | 384.6 | 13.2097 | 212.3 | 1.8 | 156.6 | 8.1 | 111.3 | 24.8 | 77.2 | 52.7 | 50.1 | 87.6 | 26.6 | 126.1 | 10.8 | 172.3 | 0 | 0 | 0 | 0 | 0 | 0 | 0 | 0 | 0 | 1 | 0 | 0 | 0 | 1 | 1 | 82 | 31 | 20 | 702.544 | 22.6627 | 1367037.3543 | 2571.1 | 82.9387 | 437750.5145 | 73322.7904 | 2365.2513 | 3666.1395 | 2450400.3485 | 3798120.5402
2016-11-01 | 2016 | 37172567 | 1262307.9842 | 38434874.9842 | 60345 | 12936003 | 5298 | 702182.951 | 13638185.951 | 71615105 | 2812165.8049 | 74427270.8049 | 211233 | 1036 | 986113 | 2304 | 15253 | 258781 | 24 | 559 | 692620.8 | 7018.5 | 3207.3 | 392.2 | 7026.9 | 3203.3 | 391.8 | 8.2367 | 352.9 | 0 | 292.9 | 0 | 232.9 | 0 | 174.8 | 1.9 | 121.3 | 8.4 | 76 | 23.1 | 45.8 | 52.9 | 0 | 0 | 0 | 0 | 0 | 0 | 0 | 0 | 0 | 0 | 1 | 0 | 0 | 1 | 1 | 83 | 30 | 22 | 636.919 | 21.2306 | 1281162.4995 | 2574.214 | 85.8071 | 454606.1984 | 71840.995 | 2394.6998 | 3265.4998 | 2480909.0268 | 3383057.7639
2016-12-01 | 2016 | 42809833 | 1262307.9842 | 44072140.9842 | 60353 | 14391209 | 5297 | 702182.951 | 15093391.951 | 73980352 | 2812165.8049 | 76792517.8049 | 171682 | 1036 | 1068050 | 2304 | 15253 | 263175 | 24 | 559 | 692620.8 | 7028.8 | 3203.9 | 397.1 | 7041.6 | 3206.3 | 398 | -0.032258 | 621 | 0 | 559 | 0 | 497 | 0 | 435 | 0 | 373 | 0 | 311 | 0 | 249 | 0 | 0 | 0 | 0 | 0 | 0 | 0 | 0 | 0 | 0 | 0 | 0 | 1 | 0 | 0 | 0 | 84 | 31 | 20 | 730.2394 | 23.5561 | 1421681.9672 | 2849.4227 | 91.9169 | 486883.6113 | 74124.0519 | 2391.0984 | 3706.2026 | 2477177.9937 | 3839625.8902
2017-01-01 | 2017 | 43117838 | 2395318.9936 | 45513156.9936 | 60357 | 15042631 | 5303 | 806318.8282 | 15848949.8282 | 76397192 | 3383288.5546 | 79780480.5546 | 189110 | 1035 | 1188321.4 | 2623.4 | 17184 | 261189 | 24 | 562 | 713254.1 | 7045.6 | 3213.3 | 398.1 | 7018.6 | 3203.7 | 397.6 | -0.34194 | 630.6 | 0 | 568.6 | 0 | 506.6 | 0 | 444.6 | 0 | 382.6 | 0 | 320.6 | 0 | 258.6 | 0 | 1 | 0 | 0 | 0 | 0 | 0 | 0 | 0 | 0 | 0 | 0 | 0 | 0 | 0 | 0 | 85 | 31 | 22 | 754.0659 | 24.3247 | 1468166.3546 | 2988.6762 | 96.4089 | 511256.4461 | 77082.5899 | 2486.5352 | 3503.7541 | 2573563.8889 | 3626385.4798
2017-02-01 | 2017 | 36607845 | 2395318.9936 | 39003163.9936 | 60440 | 13349253 | 5341 | 806318.8282 | 14155571.8282 | 68237493 | 3383288.5546 | 71620781.5546 | 187278 | 999 | 990953.3 | 2623.4 | 17184 | 260089 | 24 | 562 | 713254.1 | 7060.7 | 3230.3 | 398.6 | 6996 | 3206.5 | 396.1 | 1.1714 | 527.2 | 0 | 471.2 | 0 | 415.2 | 0 | 359.2 | 0 | 303.2 | 0 | 247.7 | 0.5 | 193.8 | 2.6 | 0 | 1 | 0 | 0 | 0 | 0 | 0 | 0 | 0 | 0 | 0 | 0 | 0 | 0 | 0 | 86 | 28 | 19 | 645.3204 | 23.0472 | 1392970.1426 | 2650.3598 | 94.6557 | 505556.1367 | 71692.474 | 2560.4455 | 3773.2881 | 2557885.0555 | 3769514.8187
2017-03-01 | 2017 | 38263912 | 2395318.9936 | 40659230.9936 | 60475 | 14302608 | 5342 | 806318.8282 | 15108926.8282 | 75471623 | 3383288.5546 | 78854911.5546 | 182686 | 1000 | 977923.9 | 2623.4 | 17184 | 261919 | 24 | 562 | 713254.1 | 7074.2 | 3247.6 | 402 | 6972 | 3204.7 | 396.5 | 0.54194 | 603.2 | 0 | 541.2 | 0 | 479.2 | 0 | 417.2 | 0 | 355.2 | 0 | 293.4 | 0.2 | 234.7 | 3.5 | 0 | 0 | 1 | 0 | 0 | 0 | 0 | 0 | 0 | 0 | 0 | 0 | 1 | 0 | 1 | 87 | 31 | 23 | 672.3312 | 21.6881 | 1311588.0966 | 2828.3277 | 91.2364 | 487384.7364 | 78854.9116 | 2543.7068 | 3428.4744 | 2543706.8243 | 3428474.4154
2017-04-01 | 2017 | 33970409 | 2395318.9936 | 36365727.9936 | 60471 | 12843245 | 5344 | 806318.8282 | 13649563.8282 | 68114633 | 3383288.5546 | 71497921.5546 | 189895 | 1000 | 829657.1 | 2623.4 | 17184 | 259900 | 24 | 562 | 713254.1 | 7074.8 | 3257.7 | 411 | 6982.8 | 3222.4 | 406.8 | 8.93 | 332.1 | 0 | 272.1 | 0 | 213 | 0.9 | 156.8 | 4.7 | 107.1 | 15 | 65.8 | 33.7 | 29.5 | 57.4 | 0 | 0 | 0 | 1 | 0 | 0 | 0 | 0 | 0 | 0 | 0 | 0 | 1 | 0 | 1 | 88 | 30 | 19 | 601.3747 | 20.0458 | 1212190.9331 | 2554.1848 | 85.1395 | 454985.4609 | 71497.9216 | 2383.2641 | 3763.0485 | 2383264.0518 | 3763048.5029
2017-05-01 | 2017 | 36857170 | 2395318.9936 | 39252488.9936 | 60529 | 13045355 | 5341 | 806318.8282 | 13851673.8282 | 72074085 | 3383288.5546 | 75457373.5546 | 187094 | 997 | 755282.8 | 2623.4 | 17184 | 260353 | 24 | 561 | 713254.1 | 7080.7 | 3266.8 | 416.7 | 7047.4 | 3255.9 | 414.8 | 11.7839 | 258.6 | 3.9 | 200.5 | 7.8 | 148 | 17.3 | 98.6 | 29.9 | 57.9 | 51.2 | 25.7 | 81 | 6.8 | 124.1 | 0 | 0 | 0 | 0 | 1 | 0 | 0 | 0 | 0 | 0 | 0 | 0 | 1 | 0 | 1 | 89 | 31 | 22 | 648.4906 | 20.9191 | 1266209.3224 | 2593.4607 | 83.66 | 446828.188 | 75684.4268 | 2441.4331 | 3440.2012 | 2434108.8243 | 3429880.6161
2017-06-01 | 2017 | 45233408 | 2395318.9936 | 47628726.9936 | 60518 | 13634874 | 5339 | 806318.8282 | 14441192.8282 | 75251236 | 3383288.5546 | 78634524.5546 | 201444 | 1001 | 681040 | 2623.4 | 17184 | 259791 | 24 | 561 | 713254.1 | 7085.4 | 3268.7 | 417.8 | 7129.6 | 3289.1 | 419.3 | 19.3033 | 57.4 | 36.5 | 29.3 | 68.4 | 8.9 | 108 | 0 | 159.1 | 0 | 219.1 | 0 | 279.1 | 0 | 339.1 | 0 | 0 | 0 | 0 | 0 | 1 | 0 | 0 | 0 | 0 | 0 | 0 | 0 | 0 | 0 | 90 | 30 | 22 | 787.0175 | 26.2339 | 1587624.2331 | 2704.8498 | 90.1617 | 481373.0943 | 78555.9686 | 2618.5323 | 3570.7258 | 2621150.8185 | 3574296.5707
2017-07-01 | 2017 | 53399843 | 2395318.9936 | 55795161.9936 | 60509 | 14948502 | 5337 | 806318.8282 | 15754820.8282 | 79040629 | 3383288.5546 | 82423917.5546 | 210283 | 1001 | 731410 | 2623.4 | 17184 | 260353 | 24 | 561 | 713254.1 | 7099.9 | 3270 | 421.3 | 7195 | 3308.7 | 422.9 | 21.6613 | 5.4 | 56.9 | 0 | 113.5 | 0 | 175.5 | 0 | 237.5 | 0 | 299.5 | 0 | 361.5 | 0 | 423.5 | 0 | 0 | 0 | 0 | 0 | 0 | 1 | 0 | 0 | 0 | 0 | 0 | 0 | 0 | 0 | 91 | 31 | 20 | 922.0969 | 29.7451 | 1799843.9353 | 2951.9994 | 95.2258 | 508220.0267 | 82341.576 | 2656.1799 | 4117.0788 | 2658836.0501 | 4121195.8777
2017-08-01 | 2017 | 50059809 | 2395318.9936 | 52455127.9936 | 60503 | 14562677 | 5344 | 806318.8282 | 15368995.8282 | 78939288 | 3383288.5546 | 82322576.5546 | 205394 | 1002 | 822705 | 2623.4 | 17184 | 260072 | 24 | 561 | 713254.1 | 7121.3 | 3278.6 | 427.8 | 7213.7 | 3315.2 | 429.1 | 20.5226 | 26.6 | 42.8 | 7.2 | 85.4 | 0 | 140.2 | 0 | 202.2 | 0 | 264.2 | 0 | 326.2 | 0 | 388.2 | 0 | 0 | 0 | 0 | 0 | 0 | 0 | 1 | 0 | 0 | 0 | 0 | 0 | 0 | 0 | 92 | 31 | 22 | 866.9839 | 27.9672 | 1692100.903 | 2875.9348 | 92.7721 | 495774.059 | 82158.26 | 2650.2665 | 3734.4664 | 2655566.9856 | 3741935.2979
2017-09-01 | 2017 | 43473772 | 2395318.9936 | 45869090.9936 | 60533 | 13593689 | 5350 | 806318.8282 | 14400007.8282 | 74885800 | 3383288.5546 | 78269088.5546 | 210407 | 1001 | 908096.9 | 2623.4 | 17184 | 260483 | 24 | 561 | 713254.1 | 7150.1 | 3297.7 | 432.9 | 7197 | 3313.7 | 432.4 | 18.61 | 72.2 | 30.5 | 41.7 | 60 | 18.6 | 96.9 | 4.1 | 142.4 | 1 | 199.3 | 0 | 258.3 | 0 | 318.3 | 0 | 0 | 0 | 0 | 0 | 0 | 0 | 0 | 1 | 0 | 0 | 0 | 0 | 1 | 1 | 93 | 30 | 20 | 757.7535 | 25.2584 | 1528969.6998 | 2691.5902 | 89.7197 | 480000.2609 | 78190.8977 | 2606.3633 | 3909.5449 | 2608969.6185 | 3913454.4277
2017-10-01 | 2017 | 38846178 | 2395318.9936 | 41241496.9936 | 60537 | 13303779 | 5350 | 806318.8282 | 14110097.8282 | 73030053 | 3383288.5546 | 76413341.5546 | 214277 | 1002 | 1058156.9 | 2526 | 17184 | 261070 | 24 | 563 | 713254.1 | 7170.5 | 3320.8 | 430.7 | 7193.7 | 3320.5 | 430.3 | 14.6581 | 167.8 | 2.2 | 113.3 | 9.7 | 75.2 | 33.6 | 47.5 | 67.9 | 26.3 | 108.7 | 12.3 | 156.7 | 2.1 | 208.5 | 0 | 0 | 0 | 0 | 0 | 0 | 0 | 0 | 0 | 1 | 0 | 0 | 0 | 1 | 1 | 94 | 31 | 21 | 681.261 | 21.9762 | 1330370.8708 | 2637.4015 | 85.0775 | 455164.4461 | 76260.8199 | 2460.0264 | 3631.4676 | 2464946.5018 | 3638730.5502
2017-11-01 | 2017 | 36790700 | 2395318.9936 | 39186018.9936 | 60558 | 13353063 | 5353 | 806318.8282 | 14159381.8282 | 71461391 | 3383288.5546 | 74844679.5546 | 211293 | 1003 | 1125753.3 | 2285.9 | 17184 | 260852 | 24 | 563 | 713254.1 | 7189.6 | 3335.4 | 426.2 | 7194.2 | 3326.2 | 426.2 | 5.07 | 447.9 | 0 | 387.9 | 0 | 327.9 | 0 | 267.9 | 0 | 208.1 | 0.2 | 151.8 | 3.9 | 99 | 11.1 | 0 | 0 | 0 | 0 | 0 | 0 | 0 | 0 | 0 | 0 | 1 | 0 | 0 | 1 | 1 | 95 | 30 | 22 | 647.0824 | 21.5694 | 1306200.6331 | 2645.1302 | 88.171 | 471979.3943 | 74620.8171 | 2487.3606 | 3391.8553 | 2494822.6518 | 3402030.8888
2017-12-01 | 2017 | 44807567 | 2395318.9936 | 47202885.9936 | 60594 | 14914509 | 5356 | 806318.8282 | 15720827.8282 | 72692802 | 3383288.5546 | 76076090.5546 | 174819 | 1003 | 1217354.1 | 2029.3 | 17184 | 264173 | 24 | 564 | 713254.1 | 7203.1 | 3352.3 | 421.4 | 7213.4 | 3351 | 423.3 | -2.9419 | 711.2 | 0 | 649.2 | 0 | 587.2 | 0 | 525.2 | 0 | 463.2 | 0 | 401.2 | 0 | 339.2 | 0 | 0 | 0 | 0 | 0 | 0 | 0 | 0 | 0 | 0 | 0 | 0 | 1 | 0 | 0 | 0 | 96 | 31 | 19 | 779.0026 | 25.1291 | 1522673.7417 | 2935.1807 | 94.6832 | 507123.4783 | 75848.5449 | 2446.7273 | 3992.0287 | 2454067.4372 | 4004004.766
2018-01-01 | 2018 | 45520102 | 3037702.3568 | 48557804.3568 | 60779 | 15643746 | 5365 | 993596.7115 | 16637342.7115 | 77544300 | 3904844.3543 | 81449144.3543 | 193600 | 1002 | 867512.8 | 1915.2 | 17184 | 262149 | 24 | 564 | 730276.2 | 7199.8 | 3357.1 | 420.4 | 7172.6 | 3347.1 | 420.7 | -3.9452 | 742.3 | 0 | 680.3 | 0 | 618.3 | 0 | 556.3 | 0 | 494.3 | 0 | 432.5 | 0.2 | 372.5 | 2.2 | 1 | 0 | 0 | 0 | 0 | 0 | 0 | 0 | 0 | 0 | 0 | 0 | 0 | 0 | 0 | 97 | 31 | 22 | 798.924 | 25.7717 | 1566380.7857 | 3101.089 | 100.0351 | 536688.4746 | 81286.5712 | 2622.1475 | 3694.8441 | 2627391.7534 | 3702233.8343
2018-02-01 | 2018 | 37446591 | 3037702.3568 | 40484293.3568 | 60797 | 13639150 | 5367 | 993596.7115 | 14632746.7115 | 68432722 | 3904844.3543 | 72337566.3543 | 189385 | 1004 | 668680.3 | 1770.2 | 17184 | 261046 | 24 | 564 | 730276.2 | 7189.2 | 3356.1 | 415.9 | 7125.8 | 3334.6 | 413.8 | -0.28929 | 568.1 | 0 | 512.1 | 0 | 456.1 | 0 | 400.1 | 0 | 344.1 | 0 | 288.5 | 0.4 | 235.5 | 3.4 | 0 | 1 | 0 | 0 | 0 | 0 | 0 | 0 | 0 | 0 | 0 | 0 | 0 | 0 | 0 | 98 | 28 | 19 | 665.8929 | 23.7819 | 1445867.6199 | 2726.4294 | 97.3725 | 522598.0968 | 72049.3689 | 2573.1917 | 3792.072 | 2583484.5127 | 3807240.3344
2018-03-01 | 2018 | 38782369 | 3037702.3568 | 41820071.3568 | 60798 | 14498535 | 5382 | 993596.7115 | 15492131.7115 | 73851189 | 3904844.3543 | 77756033.3543 | 187159 | 1008 | 606508.2 | 1627 | 17184 | 262882 | 24 | 564 | 730276.2 | 7185 | 3345.3 | 413.4 | 7082.3 | 3305.7 | 407.7 | 0.77742 | 595.9 | 0 | 533.9 | 0 | 471.9 | 0 | 409.9 | 0 | 347.9 | 0 | 285.9 | 0 | 223.9 | 0 | 0 | 0 | 1 | 0 | 0 | 0 | 0 | 0 | 0 | 0 | 0 | 0 | 1 | 0 | 1 | 99 | 31 | 21 | 687.8527 | 22.1888 | 1349034.5599 | 2878.5083 | 92.8551 | 499746.1842 | 77138.922 | 2488.3523 | 3673.282 | 2508259.1405 | 3702668.255
2018-04-01 | 2018 | 35825905 | 3037702.3568 | 38863607.3568 | 60792 | 13441312 | 5377 | 993596.7115 | 14434908.7115 | 70289177 | 3904844.3543 | 74194021.3543 | 184065 | 1006 | 479278.6 | 1515.5 | 17184 | 260891 | 24 | 564 | 730276.2 | 7198.2 | 3338.5 | 410 | 7108.4 | 3307.1 | 403.8 | 4.0233 | 479.3 | 0 | 419.3 | 0 | 359.3 | 0 | 299.3 | 0 | 239.3 | 0 | 180.8 | 1.5 | 127.5 | 8.2 | 0 | 0 | 0 | 1 | 0 | 0 | 0 | 0 | 0 | 0 | 0 | 0 | 1 | 0 | 1 | 100 | 30 | 21 | 639.2882 | 21.3096 | 1295453.5786 | 2684.5655 | 89.4855 | 481163.6237 | 73751.5123 | 2458.3837 | 3511.9768 | 2473134.0451 | 3533048.6359
2018-05-01 | 2018 | 38850335 | 3037702.3568 | 41888037.3568 | 60822 | 13796645 | 5371 | 993596.7115 | 14790241.7115 | 72846017 | 3904844.3543 | 76750861.3543 | 187517 | 1008 | 435165 | 1511.5 | 17184 | 261428 | 24 | 564 | 730276.2 | 7208.1 | 3335 | 412.2 | 7174.7 | 3326.5 | 408.1 | 14.7903 | 173.8 | 12.3 | 127.7 | 28.2 | 86 | 48.5 | 50.5 | 75 | 25.2 | 111.7 | 6.9 | 155.4 | 0.7 | 211.2 | 0 | 0 | 0 | 0 | 1 | 0 | 0 | 0 | 0 | 0 | 0 | 0 | 1 | 0 | 1 | 101 | 31 | 22 | 688.6988 | 22.2161 | 1351227.0115 | 2753.7222 | 88.8297 | 477104.5713 | 76141.7275 | 2456.1848 | 3460.9876 | 2475834.2372 | 3488675.5161
2018-06-01 | 2018 | 49699411 | 3037702.3568 | 52737113.3568 | 60920 | 14595194 | 5437 | 993596.7115 | 15588790.7115 | 74459387 | 3904844.3543 | 78364231.3543 | 205707 | 970 | 392256 | 1511 | 17184 | 260815 | 24 | 564 | 730276.2 | 7224.1 | 3341.9 | 414.9 | 7269.2 | 3363.4 | 414.3 | 19.03 | 64.6 | 35.5 | 26.9 | 57.8 | 5 | 95.9 | 0.6 | 151.5 | 0 | 210.9 | 0 | 270.9 | 0 | 330.9 | 0 | 0 | 0 | 0 | 0 | 1 | 0 | 0 | 0 | 0 | 0 | 0 | 0 | 0 | 0 | 102 | 30 | 21 | 865.6782 | 28.8559 | 1757903.7786 | 2867.1677 | 95.5723 | 519626.3571 | 80787.8674 | 2692.9289 | 3847.0413 | 2612141.0451 | 3731630.0645
2018-07-01 | 2018 | 62470256 | 3037702.3568 | 65507958.3568 | 60944 | 16326498 | 5443 | 993596.7115 | 17320094.7115 | 79813563 | 3904844.3543 | 83718407.3543 | 212958 | 970 | 418842.3 | 1502.3 | 17184 | 261377 | 24 | 563 | 730276.2 | 7258.6 | 3357.7 | 416.4 | 7352.5 | 3397.6 | 418.9 | 23.2968 | 0.5 | 102.7 | 0 | 164.2 | 0 | 226.2 | 0 | 288.2 | 0 | 350.2 | 0 | 412.2 | 0 | 474.2 | 0 | 0 | 0 | 0 | 0 | 0 | 1 | 0 | 0 | 0 | 0 | 0 | 0 | 0 | 0 | 103 | 31 | 21 | 1074.8877 | 34.6738 | 2113159.947 | 3182.0861 | 102.6479 | 558712.7326 | 86307.6364 | 2784.1173 | 4109.8874 | 2700593.7856 | 3986590.8264
2018-08-01 | 2018 | 60684419 | 3037702.3568 | 63722121.3568 | 60940 | 16132239 | 5466 | 993596.7115 | 17125835.7115 | 79970235 | 3904844.3543 | 83875079.3543 | 205769 | 970 | 468399.7 | 1493.6 | 17184 | 261095 | 24 | 563 | 730276.2 | 7264.8 | 3354.6 | 413.1 | 7356 | 3390.3 | 416.3 | 23.2839 | 5.8 | 107.6 | 1.3 | 165.1 | 0 | 225.8 | 0 | 287.8 | 0 | 349.8 | 0 | 411.8 | 0 | 473.8 | 0 | 0 | 0 | 0 | 0 | 0 | 0 | 1 | 0 | 0 | 0 | 0 | 0 | 0 | 0 | 104 | 31 | 22 | 1045.6535 | 33.7308 | 2055552.3018 | 3133.1569 | 101.0696 | 552446.3133 | 86469.154 | 2789.3275 | 3930.4161 | 2705647.7211 | 3812503.607
2018-09-01 | 2018 | 48255985 | 3037702.3568 | 51293687.3568 | 60973 | 14295949 | 5466 | 993596.7115 | 15289545.7115 | 72439191 | 3904844.3543 | 76344035.3543 | 206092 | 974 | 487042.4 | 1407 | 17184 | 260813 | 24 | 563 | 730276.2 | 7268.1 | 3347.2 | 411.2 | 7315.2 | 3361.9 | 412.4 | 19.4467 | 57.2 | 40.6 | 27.8 | 71.2 | 11.3 | 114.7 | 2 | 165.4 | 0 | 223.4 | 0 | 283.4 | 0 | 343.4 | 0 | 0 | 0 | 0 | 0 | 0 | 0 | 0 | 1 | 0 | 0 | 0 | 0 | 1 | 1 | 105 | 30 | 19 | 841.2525 | 28.0417 | 1709789.5786 | 2797.2092 | 93.2403 | 509651.5237 | 78381.9665 | 2612.7322 | 4125.3667 | 2544801.1785 | 4018107.1239
2018-10-01 | 2018 | 37999906 | 3037702.3568 | 41037608.3568 | 60992 | 13367196 | 5469 | 993596.7115 | 14360792.7115 | 68627728 | 3904844.3543 | 72532572.3543 | 205563 | 972 | 541847.9 | 1343.3 | 17184 | 261271 | 24 | 563 | 730276.2 | 7253 | 3346.6 | 411.9 | 7274.4 | 3341.9 | 412.1 | 10.6452 | 295.5 | 5.5 | 237.5 | 9.5 | 182.2 | 16.2 | 132.7 | 28.7 | 88.2 | 46.2 | 50.2 | 70.2 | 20.6 | 102.6 | 0 | 0 | 0 | 0 | 0 | 0 | 0 | 0 | 0 | 1 | 0 | 0 | 0 | 1 | 1 | 106 | 31 | 22 | 672.8359 | 21.7044 | 1323793.818 | 2625.8535 | 84.705 | 463251.3778 | 74621.988 | 2407.1609 | 3391.9085 | 2339760.3985 | 3296935.107
2018-11-01 | 2018 | 38116428 | 3037702.3568 | 41154130.3568 | 61031 | 13835360 | 5496 | 993596.7115 | 14828956.7115 | 68344175 | 3904844.3543 | 72249019.3543 | 205844 | 972 | 565178.5 | 1317.1 | 17184 | 260703 | 24 | 562 | 730276.2 | 7273.5 | 3365.9 | 416 | 7279 | 3354.2 | 415.5 | 2.92 | 512.4 | 0 | 452.4 | 0 | 392.4 | 0 | 332.4 | 0 | 272.4 | 0 | 214.1 | 1.7 | 157.9 | 5.5 | 0 | 0 | 0 | 0 | 0 | 0 | 0 | 0 | 0 | 0 | 1 | 0 | 0 | 1 | 1 | 107 | 30 | 22 | 674.3152 | 22.4772 | 1371804.3452 | 2698.1362 | 89.9379 | 494298.5571 | 74330.2668 | 2477.6756 | 3378.6485 | 2408300.6451 | 3284046.3343
2018-12-01 | 2018 | 43149882 | 3037702.3568 | 46187584.3568 | 61253 | 14685286 | 5494 | 993596.7115 | 15678882.7115 | 67665402 | 3904844.3543 | 71570246.3543 | 169863 | 974 | 597310.9 | 1287.2 | 17184 | 264008 | 24 | 562 | 730276.2 | 7289.2 | 3382.8 | 419.2 | 7302.7 | 3380.9 | 420.7 | 1.3548 | 578 | 0 | 516 | 0 | 454 | 0 | 392 | 0 | 330 | 0 | 268 | 0 | 206 | 0 | 0 | 0 | 0 | 0 | 0 | 0 | 0 | 0 | 0 | 0 | 0 | 1 | 0 | 0 | 0 | 108 | 31 | 19 | 754.0461 | 24.3241 | 1489922.076 | 2853.8192 | 92.0587 | 505770.41 | 73480.7457 | 2370.3466 | 3867.4077 | 2308717.6243 | 3766855.0713
2019-01-01 | 2019 | 44752329 | 3193449.3685 | 47945778.3685 | 61267 | 15650151 | 5499 | 1118662.4123 | 16768813.4123 | 74411457 | 4404868.1497 | 78816325.1497 | 179535 | 974 | 583065.5 | 1287.2 | 17184 | 262538 | 24 | 559 | 744439.6 | 7315.7 | 3394.9 | 420.6 | 7293.3 | 3386.2 | 420.6 | -4.5806 | 762 | 0 | 700 | 0 | 638 | 0 | 576 | 0 | 514 | 0 | 452 | 0 | 390 | 0 | 1 | 0 | 0 | 0 | 0 | 0 | 0 | 0 | 0 | 0 | 0 | 0 | 0 | 0 | 0 | 109 | 31 | 22 | 782.571 | 25.2442 | 1546638.0119 | 3049.4296 | 98.3687 | 540929.4649 | 80920.2517 | 2610.3307 | 3678.1933 | 2542462.1016 | 3582560.2341
2019-02-01 | 2019 | 39641060 | 3193449.3685 | 42834509.3685 | 61283 | 14388779 | 5507 | 1118662.4123 | 15507441.4123 | 66941377 | 4404868.1497 | 71346245.1497 | 190349 | 972 | 486224.5 | 1287.2 | 17184 | 261673 | 24 | 563 | 744439.6 | 7346.7 | 3412.3 | 421.7 | 7286.5 | 3393.3 | 419.8 | -2.4179 | 627.7 | 0 | 571.7 | 0 | 515.7 | 0 | 459.7 | 0 | 403.7 | 0 | 347.7 | 0 | 293.7 | 2 | 0 | 1 | 0 | 0 | 0 | 0 | 0 | 0 | 0 | 0 | 0 | 0 | 0 | 0 | 0 | 110 | 28 | 19 | 698.9623 | 24.9629 | 1529803.906 | 2815.9509 | 100.5697 | 553837.1933 | 73401.4868 | 2621.4817 | 3863.2361 | 2548080.1839 | 3755065.5342
2019-03-01 | 2019 | 39959681 | 3193449.3685 | 43153130.3685 | 61278 | 15138621 | 5500 | 1118662.4123 | 16257283.4123 | 71747602 | 4404868.1497 | 76152470.1497 | 186476 | 972 | 479831.6 | 1287.2 | 17184 | 263490 | 24 | 563 | 744439.6 | 7371 | 3430.6 | 420.5 | 7268.2 | 3393.6 | 415.1 | 0.048387 | 618.5 | 0 | 556.5 | 0 | 494.5 | 0 | 432.5 | 0 | 370.5 | 0 | 308.5 | 0 | 246.6 | 0.1 | 0 | 0 | 1 | 0 | 0 | 0 | 0 | 0 | 0 | 0 | 0 | 0 | 1 | 0 | 1 | 111 | 31 | 22 | 704.219 | 22.7167 | 1392036.4635 | 2955.8697 | 95.3506 | 524428.4972 | 78346.1627 | 2527.2956 | 3561.1892 | 2456531.2952 | 3461475.9159
2019-04-01 | 2019 | 34942768 | 3193449.3685 | 38136217.3685 | 61471 | 13349194 | 5496 | 1118662.4123 | 14467856.4123 | 65493567 | 4404868.1497 | 69898435.1497 | 182739 | 973 | 407082.6 | 1287.2 | 17184 | 261275 | 24 | 563 | 744439.6 | 7395.4 | 3447.9 | 417.5 | 7304.3 | 3418.2 | 411.2 | 6.27 | 411.9 | 0 | 351.9 | 0 | 291.9 | 0 | 231.9 | 0 | 173.3 | 1.4 | 116.7 | 4.8 | 71.4 | 19.5 | 0 | 0 | 0 | 1 | 0 | 0 | 0 | 0 | 0 | 0 | 0 | 0 | 1 | 0 | 1 | 112 | 30 | 21 | 620.3936 | 20.6798 | 1271207.2456 | 2632.4338 | 87.7478 | 482261.8804 | 71838.0628 | 2394.6021 | 3420.8601 | 2329947.8383 | 3328496.9119
2019-05-01 | 2019 | 35494086 | 3193449.3685 | 38687535.3685 | 61467 | 13091106 | 5489 | 1118662.4123 | 14209768.4123 | 66534124 | 4404868.1497 | 70938992.1497 | 180588 | 977 | 370589.6 | 1287.2 | 17184 | 261806 | 24 | 563 | 744439.6 | 7412.6 | 3461.7 | 415.7 | 7376.9 | 3452.9 | 411.2 | 11.0581 | 277.2 | 0 | 215.6 | 0.4 | 157.8 | 4.6 | 105.8 | 14.6 | 63.5 | 34.3 | 33.1 | 65.9 | 13.4 | 108.2 | 0 | 0 | 0 | 0 | 1 | 0 | 0 | 0 | 0 | 0 | 0 | 0 | 1 | 0 | 1 | 113 | 31 | 20 | 629.4033 | 20.3033 | 1247985.0119 | 2588.7718 | 83.5088 | 458379.6262 | 72608.9991 | 2342.2258 | 3630.45 | 2288354.5855 | 3546949.6075
2019-06-01 | 2019 | 42615902 | 3193449.3685 | 45809351.3685 | 61472 | 13624072 | 5489 | 1118662.4123 | 14742734.4123 | 67552624 | 4404868.1497 | 71957492.1497 | 184356 | 982 | 334161.4 | 1287.2 | 17184 | 261241 | 24 | 561 | 744439.6 | 7430.3 | 3472.4 | 416.3 | 7472.1 | 3492.2 | 415.4 | 17.3067 | 96.9 | 16.1 | 54.9 | 34.1 | 22 | 61.2 | 4.4 | 103.6 | 0.2 | 159.4 | 0 | 219.2 | 0 | 279.2 | 0 | 0 | 0 | 0 | 0 | 1 | 0 | 0 | 0 | 0 | 0 | 0 | 0 | 0 | 0 | 114 | 30 | 22 | 745.2068 | 24.8402 | 1526978.3789 | 2685.8689 | 89.529 | 491424.4804 | 73276.4686 | 2442.549 | 3330.7486 | 2398583.0717 | 3270795.0977
2019-07-01 | 2019 | 60513434 | 3193449.3685 | 63706883.3685 | 61470 | 16138863 | 5495 | 1118662.4123 | 17257525.4123 | 78868328 | 4404868.1497 | 83273196.1497 | 199980 | 982 | 358876.3 | 1287.2 | 17184 | 261806 | 24 | 561 | 744439.6 | 7432.9 | 3487.5 | 415.9 | 7524.4 | 3526.4 | 417.8 | 22.9226 | 1.4 | 92 | 0 | 152.6 | 0 | 214.6 | 0 | 276.6 | 0 | 338.6 | 0 | 400.6 | 0 | 462.6 | 0 | 0 | 0 | 0 | 0 | 0 | 1 | 0 | 0 | 0 | 0 | 0 | 0 | 0 | 0 | 115 | 31 | 22 | 1036.3898 | 33.4319 | 2055060.7538 | 3140.587 | 101.3093 | 556694.3681 | 84799.5887 | 2735.4706 | 3854.5268 | 2686232.1339 | 3785145.2795
2019-08-01 | 2019 | 55597872 | 3193449.3685 | 58791321.3685 | 61464 | 15404829 | 5492 | 1118662.4123 | 16523491.4123 | 75469633 | 4404868.1497 | 79874501.1497 | 205692 | 983 | 403671.4 | 1287.2 | 17184 | 261523 | 24 | 561 | 744439.6 | 7449.6 | 3500.1 | 418.8 | 7540.9 | 3533.8 | 422.3 | 21.2677 | 10.7 | 50 | 1.4 | 102.7 | 0 | 163.3 | 0 | 225.3 | 0 | 287.3 | 0 | 349.3 | 0 | 411.3 | 0 | 0 | 0 | 0 | 0 | 0 | 0 | 1 | 0 | 0 | 0 | 0 | 0 | 0 | 0 | 116 | 31 | 20 | 956.5164 | 30.8554 | 1896494.2377 | 3008.6474 | 97.0531 | 533015.852 | 81255.8506 | 2621.1565 | 4062.7925 | 2576596.8113 | 3993725.0575
2019-09-01 | 2019 | 41652448 | 3193449.3685 | 44845897.3685 | 61464 | 13545211 | 5496 | 1118662.4123 | 14663873.4123 | 68830744 | 4404868.1497 | 73235612.1497 | 201400 | 981 | 445569.9 | 1287.2 | 17184 | 261241 | 24 | 561 | 744439.6 | 7478.3 | 3522.9 | 419.9 | 7535 | 3545.3 | 423.1 | 18.4533 | 58 | 11.6 | 21.8 | 35.4 | 5.1 | 78.7 | 0.3 | 133.9 | 0 | 193.6 | 0 | 253.6 | 0 | 313.6 | 0 | 0 | 0 | 0 | 0 | 0 | 0 | 0 | 1 | 0 | 0 | 0 | 0 | 1 | 1 | 117 | 30 | 21 | 729.6287 | 24.321 | 1494863.2456 | 2668.0992 | 88.9366 | 488795.7804 | 74654.0389 | 2488.468 | 3554.9542 | 2441187.0717 | 3487410.1024
2019-10-01 | 2019 | 36759662 | 3193449.3685 | 39953111.3685 | 61500 | 12862432 | 5495 | 1118662.4123 | 13981094.4123 | 66661539 | 4404868.1497 | 71066407.1497 | 195686 | 980 | 519107 | 1287 | 17184 | 261806 | 24 | 561 | 744439.6 | 7504 | 3525.5 | 427.3 | 7538.5 | 3530.2 | 433.4 | 12.1258 | 247 | 2.9 | 187 | 4.9 | 128.5 | 8.4 | 74.1 | 16 | 32 | 35.9 | 10.4 | 76.3 | 0.3 | 128.2 | 0 | 0 | 0 | 0 | 0 | 0 | 0 | 0 | 0 | 1 | 0 | 0 | 0 | 1 | 1 | 118 | 31 | 21 | 649.6441 | 20.9563 | 1288810.0441 | 2544.3302 | 82.0752 | 451003.0456 | 72516.742 | 2339.2497 | 3453.1782 | 2292464.7468 | 3384114.6262
2019-11-01 | 2019 | 37785130 | 3193449.3685 | 40978579.3685 | 61496 | 13334890 | 5456 | 1118662.4123 | 14453552.4123 | 67091476 | 4404868.1497 | 71496344.1497 | 196909 | 1020 | 552268 | 1287 | 17184 | 261241 | 24 | 561 | 744439.6 | 7517.3 | 3531.7 | 427.5 | 7530.1 | 3530.8 | 434.3 | 2.5333 | 524 | 0 | 464 | 0 | 404 | 0 | 344 | 0 | 284 | 0 | 224 | 0 | 165.8 | 1.8 | 0 | 0 | 0 | 0 | 0 | 0 | 0 | 0 | 0 | 0 | 1 | 0 | 0 | 1 | 1 | 119 | 30 | 21 | 666.3617 | 22.2121 | 1365952.6456 | 2649.1115 | 88.3037 | 481785.0804 | 70094.455 | 2336.4818 | 3337.8312 | 2383211.4717 | 3404587.8167
2019-12-01 | 2019 | 42866511 | 3193449.3685 | 46059960.3685 | 61500 | 14175336 | 5460 | 1118662.4123 | 15293998.4123 | 67934124 | 4404868.1497 | 72338992.1497 | 171774 | 1022 | 597205.1 | 1287 | 17184 | 264551 | 24 | 561 | 744439.6 | 7525 | 3532 | 429.5 | 7535.2 | 3534.9 | 437.6 | 1.2129 | 582.4 | 0 | 520.4 | 0 | 458.4 | 0 | 396.4 | 0 | 334.4 | 0 | 272.4 | 0 | 210.4 | 0 | 0 | 0 | 0 | 0 | 0 | 0 | 0 | 0 | 0 | 0 | 0 | 1 | 0 | 0 | 0 | 120 | 31 | 21 | 748.9424 | 24.1594 | 1485805.1732 | 2801.0986 | 90.358 | 493354.7875 | 70781.7927 | 2283.2836 | 3370.5616 | 2333515.8758 | 3444713.9119
2020-01-01 | 2020 | 42516448 | 3162108.1121 | 45678556.1121 | 61510 | 14647166 | 5491 | 1140514.1915 | 15787680.1915 | 71089387 | 4772238.0548 | 75861625.0548 | 186004 | 1006 | 583415 | 1287 | 17184 | 262170 | 24 | 560 | [38 empty] | 31 |  | 742.62 | 23.9555 | 1473501.8101 | 2875.1922 | 92.7481 | 509280.0062 | 75409.17 | 2432.5539 | #DIV/0! | 2447149.1953 | #DIV/0!
2020-02-01 | 2020 | 38488264 | 3162108.1121 | 41650372.1121 | 61517 | 13734811 | 5489 | 1140514.1915 | 14875325.1915 | 66026640 | 4772238.0548 | 70798878.0548 | 181813 | 996 | 504160 | 1287 | 17184 | 261630 | 24 | 560 | [38 empty] | 29 |  | 677.0547 | 23.3467 | 1436219.728 | 2710.0246 | 93.4491 | 512942.248 | 71083.2109 | 2451.1452 | #DIV/0! | 2441340.6226 | #DIV/0!
2020-03-01 | 2020 | 39753999 | 3162108.1121 | 42916107.1121 | 61554 | 12984635 | 5500 | 1140514.1915 | 14125149.1915 | 65772926 | 4772238.0548 | 70545164.0548 | 176012 | 1008 | 481602 | 1287 | 17184 | 262824 | 24 | 560 | [38 empty] | 31 |  | 697.2107 | 22.4907 | 1384390.552 | 2568.2089 | 82.8454 | 455649.9739 | 69985.2818 | 2257.5897 | #DIV/0! | 2275650.4534 | #DIV/0!
2020-04-01 | 2020 | 38131876 | 3162108.1121 | 41293984.1121 | 61567 | 10484278 | 5502 | 1140514.1915 | 11624792.1915 | 55975600 | 4772238.0548 | 60747838.0548 | 173194 | 1008 | 408912 | 1287 | 17184 | 261154 | 24 | 560 | [38 empty] | 30 |  | 670.7162 | 22.3572 | 1376466.1371 | 2112.8303 | 70.4277 | 387493.073 | 60265.7124 | 2008.8571 | #DIV/0! | 2024927.9352 | #DIV/0!
2020-05-01 | 2020 | 43261573 | 3162108.1121 | 46423681.1121 | 61593 | 10764776 | 5501 | 1140514.1915 | 11905290.1915 | 58847546 | 4772238.0548 | 63619784.0548 | 153016 | 1006 | 372302 | 1287 | 17184 | 261691 | 24 | 559 | [38 empty] | 31 |  | 753.7168 | 24.3134 | 1497538.1004 | 2164.2047 | 69.8131 | 384041.6191 | 63240.342 | 2040.011 | #DIV/0! | 2052251.0985 | #DIV/0!
2020-06-01 | 2020 | 55961410 | 3162108.1121 | 59123518.1121 | 61616 | 12508826 | 5504 | 1140514.1915 | 13649340.1915 | 65334774 | 4772238.0548 | 70107012.0548 | 179263 | 1005 | 335068 | 1287 | 17184 | 261017 | 24 | 559 | [38 empty] | 30 |  | 959.5481 | 31.9849 | 1970783.9371 | 2479.8947 | 82.6632 | 454978.0064 | 69758.221 | 2325.274 | #DIV/0! | 2336900.4018 | #DIV/0!
2020-07-01 | 2020 |  |  |  | 61659 |  | 5501 | [6 empty] | 1004 |  |  |  |  | 24 | [39 empty] | 31

## Economic (2020 Adj.)
Date | Year | GDP | Ont_FTEAdj | Ont_FTE | Tor_FTEAdj | Tor_FTE | Ham_FTEAdj | Ham_FTE | [9 empty] | No Covid | Date | Year | GDP | Ont_FTEAdj | Ont_FTE | Tor_FTEAdj | Tor_FTE | Ham_FTEAdj | Ham_FTE
2009-01-01 | 2009 | 591636.5 | 6541.6 | 6506.5 | 2842.1 | 2835.9 | 361.3 | 358.8 | Latest Figures as of February 2020 | [9 empty] | 2009-01-01 | 2009 | 591636.5 | 6541.6 | 6506.5 | 2842.1 | 2835.9 | 361.3 | 358.8
2009-02-01 | 2009 | 591636.5 | 6506 | 6436.2 | 2838 | 2820.5 | 364.6 | 357.3 | Ontario | [9 empty] | 2009-02-01 | 2009 | 591636.5 | 6506 | 6436.2 | 2838 | 2820.5 | 364.6 | 357.3
2009-03-01 | 2009 | 591636.5 | 6466.8 | 6363.8 | 2839.9 | 2804.5 | 369.7 | 359.9 |  | BMO | TD | Scotia | RBC | CIBC | Average Used | Average |  |  | 2009-03-01 | 2009 | 591636.5 | 6466.8 | 6363.8 | 2839.9 | 2804.5 | 369.7 | 359.9
2009-04-01 | 2009 | 591636.5 | 6445.5 | 6359.6 | 2843.4 | 2816.6 | 374.2 | 366.2 | Report Date | 2020-06-11 | 2020-06-17 | 2020-08-04 | 2020-06-10 | [5 empty] | 2009-04-01 | 2009 | 591636.5 | 6445.5 | 6359.6 | 2843.4 | 2816.6 | 374.2 | 366.2
2009-05-01 | 2009 | 591636.5 | 6420.3 | 6382.1 | 2837.3 | 2824.5 | 376.7 | 374.5 | FTE | [9 empty] | 2009-05-01 | 2009 | 591636.5 | 6420.3 | 6382.1 | 2837.3 | 2824.5 | 376.7 | 374.5
2009-06-01 | 2009 | 591636.5 | 6393.2 | 6429.4 | 2810.4 | 2820.1 | 373.4 | 376.9 | 2019 | 2.9% | 2.9% | 2.9% | 2.9% |  | 2.9% | 2.9% |  |  | 2009-06-01 | 2009 | 591636.5 | 6393.2 | 6429.4 | 2810.4 | 2820.1 | 373.4 | 376.9
2009-07-01 | 2009 | 591636.5 | 6390.2 | 6467 | 2796.2 | 2818 | 370 | 375.1 | 2020 | -3.9% | -6% | -5.8% | -4.7% |  | -5.1% | -5.1% |  |  | 2009-07-01 | 2009 | 591636.5 | 6390.2 | 6467 | 2796.2 | 2818 | 370 | 375.1
2009-08-01 | 2009 | 591636.5 | 6401 | 6487.6 | 2791.5 | 2817 | 365.6 | 372.7 | 2021 | 5.6% | 5.9% | 6% | 5.4% |  | 5.725% | 5.725% |  |  | 2009-08-01 | 2009 | 591636.5 | 6401 | 6487.6 | 2791.5 | 2817 | 365.6 | 372.7
2009-09-01 | 2009 | 591636.5 | 6421.2 | 6470.2 | 2796.5 | 2808.4 | 367.1 | 371.5 | [10 empty] | 2009-09-01 | 2009 | 591636.5 | 6421.2 | 6470.2 | 2796.5 | 2808.4 | 367.1 | 371.5
2009-10-01 | 2009 | 591636.5 | 6438.2 | 6472.1 | 2803.9 | 2811.8 | 370.5 | 374.6 | GDP | 2020-06-11 | 2020-06-17 | 2020-08-04 | 2020-06-10 | [5 empty] | 2009-10-01 | 2009 | 591636.5 | 6438.2 | 6472.1 | 2803.9 | 2811.8 | 370.5 | 374.6
2009-11-01 | 2009 | 591636.5 | 6454 | 6465.6 | 2815.8 | 2817.5 | 373 | 373.5 | 2019 | 1.9% | 1.9% | 1.6% | 1.9% |  | 1.825% | 1.825% |  |  | 2009-11-01 | 2009 | 591636.5 | 6454 | 6465.6 | 2815.8 | 2817.5 | 373 | 373.5
2009-12-01 | 2009 | 591636.5 | 6458.5 | 6467.5 | 2823.8 | 2834.8 | 370.8 | 370.8 | 2020 | -6% | -6.2% | -6.4% | -5.8% |  | -6.1% | -6.1% |  |  | 2009-12-01 | 2009 | 591636.5 | 6458.5 | 6467.5 | 2823.8 | 2834.8 | 370.8 | 370.8
2010-01-01 | 2010 | 609770.3 | 6466.9 | 6434.5 | 2836.8 | 2831.9 | 368.4 | 365.5 | 2021 | 6% | 5.1% | 5.3% | 4.2% |  | 5.15% | 5.15% |  |  | 2010-01-01 | 2010 | 609770.3 | 6466.9 | 6434.5 | 2836.8 | 2831.9 | 368.4 | 365.5
2010-02-01 | 2010 | 609770.3 | 6471 | 6404.1 | 2842.3 | 2825.6 | 366.3 | 360.3 | [10 empty] | 2010-02-01 | 2010 | 609770.3 | 6471 | 6404.1 | 2842.3 | 2825.6 | 366.3 | 360.3
2010-03-01 | 2010 | 609770.3 | 6477.5 | 6377.2 | 2849.8 | 2813.8 | 367.5 | 359.4 | [10 empty] | 2010-03-01 | 2010 | 609770.3 | 6477.5 | 6377.2 | 2849.8 | 2813.8 | 367.5 | 359.4
2010-04-01 | 2010 | 609770.3 | 6485 | 6401.7 | 2844.4 | 2815.5 | 364.7 | 358.4 | Canada (used to adjust 2020 quarterly Canadian GDP Forecasts) | [9 empty] | 2010-04-01 | 2010 | 609770.3 | 6485 | 6401.7 | 2844.4 | 2815.5 | 364.7 | 358.4
2010-05-01 | 2010 | 609770.3 | 6506.8 | 6468.9 | 2847.5 | 2831.7 | 364.3 | 362.4 | FTE |  |  | 2020-04-17 | 2020-04-13 | [5 empty] | 2010-05-01 | 2010 | 609770.3 | 6506.8 | 6468.9 | 2847.5 | 2831.7 | 364.3 | 362.4
2010-06-01 | 2010 | 609770.3 | 6540.8 | 6578.9 | 2859.9 | 2867.7 | 367.2 | 370.1 | 2020 |  |  | -8.4% | [6 empty] | 2010-06-01 | 2010 | 609770.3 | 6540.8 | 6578.9 | 2859.9 | 2867.7 | 367.2 | 370.1
2010-07-01 | 2010 | 609770.3 | 6561 | 6640.9 | 2878.7 | 2899.6 | 372.2 | 375.7 | 2021 |  |  | 7.4% | [6 empty] | 2010-07-01 | 2010 | 609770.3 | 6561 | 6640.9 | 2878.7 | 2899.6 | 372.2 | 375.7
2010-08-01 | 2010 | 609770.3 | 6568.9 | 6662.6 | 2895.3 | 2928.4 | 377 | 379.1 | [10 empty] | 2010-08-01 | 2010 | 609770.3 | 6568.9 | 6662.6 | 2895.3 | 2928.4 | 377 | 379.1
2010-09-01 | 2010 | 609770.3 | 6556 | 6611.2 | 2891.8 | 2912 | 377.3 | 376.7 | GDP | 2020-05-15 |  | 2020-04-17 | 2020-04-13 | 2020-06-14 |  |  |  |  | 2010-09-01 | 2010 | 609770.3 | 6556 | 6611.2 | 2891.8 | 2912 | 377.3 | 376.7
2010-10-01 | 2010 | 609770.3 | 6551.6 | 6587.1 | 2893.7 | 2907.8 | 373.6 | 372.9 | 2020 | -6% |  | -9.1% | -4.9% | -6.2% |  |  |  |  | 2010-10-01 | 2010 | 609770.3 | 6551.6 | 6587.1 | 2893.7 | 2907.8 | 373.6 | 372.9
2010-11-01 | 2010 | 609770.3 | 6555.7 | 6566.6 | 2893.6 | 2895.2 | 372.3 | 371.5 | 2021 | 6% |  | 6.5% | 3.4% | 5.5% |  |  |  |  | 2010-11-01 | 2010 | 609770.3 | 6555.7 | 6566.6 | 2893.6 | 2895.2 | 372.3 | 371.5
2010-12-01 | 2010 | 609770.3 | 6578.3 | 6584.1 | 2918.5 | 2927.8 | 370.9 | 370.2 | [10 empty] | 2010-12-01 | 2010 | 609770.3 | 6578.3 | 6584.1 | 2918.5 | 2927.8 | 370.9 | 370.2
2011-01-01 | 2011 | 625936.9 | 6606.3 | 6571.2 | 2938.5 | 2934.1 | 372.1 | 369.4 | [10 empty] | 2011-01-01 | 2011 | 625936.9 | 6606.3 | 6571.2 | 2938.5 | 2934.1 | 372.1 | 369.4
2011-02-01 | 2011 | 625936.9 | 6619.5 | 6548.1 | 2947.4 | 2929.4 | 369.6 | 365.4 | [10 empty] | 2011-02-01 | 2011 | 625936.9 | 6619.5 | 6548.1 | 2947.4 | 2929.4 | 369.6 | 365.4
2011-03-01 | 2011 | 625936.9 | 6628.6 | 6523.7 | 2938.7 | 2901.9 | 369.8 | 363.6 | Data in this sheet is used to forecast July 2020 to Dec 2020 Consumption Only. It does not impact the test year forecast. | [5 empty] | (BMO Feb 12, 2020) |  |  |  | 2011-03-01 | 2011 | 625936.9 | 6628.6 | 6523.7 | 2938.7 | 2901.9 | 369.8 | 363.6
2011-04-01 | 2011 | 625936.9 | 6635.5 | 6550 | 2929.9 | 2898.7 | 372 | 367.1 | [6 empty] | No Covid |  |  |  | 2011-04-01 | 2011 | 625936.9 | 6635.5 | 6550 | 2929.9 | 2898.7 | 372 | 367.1
2011-05-01 | 2011 | 625936.9 | 6645.8 | 6612 | 2930.2 | 2912 | 375 | 374.6 | [6 empty] | FTE | GDP |  |  | 2011-05-01 | 2011 | 625936.9 | 6645.8 | 6612 | 2930.2 | 2912 | 375 | 374.6
2011-06-01 | 2011 | 625936.9 | 6662 | 6706.8 | 2934.9 | 2941 | 375.2 | 379.2 | [5 empty] | 2020 | 1.9% | 1.8% |  |  | 2011-06-01 | 2011 | 625936.9 | 6662 | 6706.8 | 2934.9 | 2941 | 375.2 | 379.2
2011-07-01 | 2011 | 625936.9 | 6665.8 | 6755.3 | 2928.1 | 2949.3 | 375.3 | 379.4 | [5 empty] | 2021 | 1.2% | 1.8% |  |  | 2011-07-01 | 2011 | 625936.9 | 6665.8 | 6755.3 | 2928.1 | 2949.3 | 375.3 | 379.4
2011-08-01 | 2011 | 625936.9 | 6677.5 | 6778 | 2922.7 | 2957.5 | 371.4 | 372.8 | [10 empty] | 2011-08-01 | 2011 | 625936.9 | 6677.5 | 6778 | 2922.7 | 2957.5 | 371.4 | 372.8
2011-09-01 | 2011 | 625936.9 | 6674.4 | 6734.6 | 2918.3 | 2940.6 | 372.6 | 371.1 | [10 empty] | 2011-09-01 | 2011 | 625936.9 | 6674.4 | 6734.6 | 2918.3 | 2940.6 | 372.6 | 371.1
2011-10-01 | 2011 | 625936.9 | 6668.1 | 6702.2 | 2912.1 | 2925.9 | 374.6 | 373.4 | [10 empty] | 2011-10-01 | 2011 | 625936.9 | 6668.1 | 6702.2 | 2912.1 | 2925.9 | 374.6 | 373.4
2011-11-01 | 2011 | 625936.9 | 6662.8 | 6669.4 | 2908.5 | 2909.9 | 383.7 | 381.7 | Quaterly Data |  |  | Scotia |  | CIBC |  |  |  |  | 2011-11-01 | 2011 | 625936.9 | 6662.8 | 6669.4 | 2908.5 | 2909.9 | 383.7 | 381.7
2011-12-01 | 2011 | 625936.9 | 6667.5 | 6668.3 | 2903 | 2910.1 | 387.6 | 386.4 |  |  |  | 2020-06-05 |  | 2020-06-16 | Average | GDP Adj | FTE ADJ |  | 2011-12-01 | 2011 | 625936.9 | 6667.5 | 6668.3 | 2903 | 2910.1 | 387.6 | 386.4
2012-01-01 | 2012 | 634944.3 | 6673.6 | 6635.9 | 2903.3 | 2898.2 | 390.1 | 387.2 | Canada |  |  | -6.6% |  | -6.2% | -6.4% |  |  |  | 2012-01-01 | 2012 | 634944.3 | 6673.6 | 6635.9 | 2903.3 | 2898.2 | 390.1 | 387.2
2012-02-01 | 2012 | 634944.3 | 6670.7 | 6598 | 2901.2 | 2881 | 388.4 | 385.8 | Q1 |  |  | -8.2% |  | -8.2% | -8.2% | -8.893% | -5.926% |  | 2012-02-01 | 2012 | 634944.3 | 6670.7 | 6598 | 2901.2 | 2881 | 388.4 | 385.8
2012-03-01 | 2012 | 634944.3 | 6674 | 6569.8 | 2907.4 | 2869.6 | 385 | 380.7 | Q2 |  |  | -40% |  | -42.1% | -41.05% | -19.5% | -23.26% |  | 2012-03-01 | 2012 | 634944.3 | 6674 | 6569.8 | 2907.4 | 2869.6 | 385 | 380.7
2012-04-01 | 2012 | 634944.3 | 6685.8 | 6603.3 | 2912.5 | 2883 | 382.5 | 378.9 | Q3 |  |  | 33.5% |  | 37.7% | 35.6% | 2.627% | 7.078% |  | 2012-04-01 | 2012 | 634944.3 | 6685.8 | 6603.3 | 2912.5 | 2883 | 382.5 | 378.9
2012-05-01 | 2012 | 634944.3 | 6690.1 | 6658.1 | 2917.9 | 2902.3 | 376.3 | 375.1 | Q4 |  |  | 12.6% |  | 7.1% | 9.85% | 3.283% | 4.925% |  | 2012-05-01 | 2012 | 634944.3 | 6690.1 | 6658.1 | 2917.9 | 2902.3 | 376.3 | 375.1
2012-06-01 | 2012 | 634944.3 | 6693.3 | 6737.2 | 2928.6 | 2937.8 | 371.5 | 373.8 | [10 empty] | 2012-06-01 | 2012 | 634944.3 | 6693.3 | 6737.2 | 2928.6 | 2937.8 | 371.5 | 373.8
2012-07-01 | 2012 | 634944.3 | 6694.6 | 6778.6 | 2949.2 | 2965.9 | 368.7 | 372.6 | Ontario | [5 empty] | 94.75% | 93.9% | 94.9% |  | 2012-07-01 | 2012 | 634944.3 | 6694.6 | 6778.6 | 2949.2 | 2965.9 | 368.7 | 372.6
2012-08-01 | 2012 | 634944.3 | 6703.3 | 6797.9 | 2968.4 | 2997.9 | 371.3 | 374.1 | Q1 | [5 empty] | 93.9% | 93.9% | 94.9% |  | 2012-08-01 | 2012 | 634944.3 | 6703.3 | 6797.9 | 2968.4 | 2997.9 | 371.3 | 374.1
2012-09-01 | 2012 | 634944.3 | 6707.4 | 6763.1 | 2985.6 | 3001.5 | 376.3 | 376.1 | Q2 | [5 empty] | -0.8538% |  |  |  | 2012-09-01 | 2012 | 634944.3 | 6707.4 | 6763.1 | 2985.6 | 3001.5 | 376.3 | 376.1
2012-10-01 | 2012 | 634944.3 | 6710 | 6740.9 | 3002.1 | 3012.7 | 377.5 | 375.9 | Q3 | [9 empty] | 2012-10-01 | 2012 | 634944.3 | 6710 | 6740.9 | 3002.1 | 3012.7 | 377.5 | 375.9
2012-11-01 | 2012 | 634944.3 | 6722.4 | 6727.4 | 3019.5 | 3019 | 377.9 | 373.6 | Q4 | [5 empty] | Adj. Factors | -0.18478 | -0.095778 |  | 2012-11-01 | 2012 | 634944.3 | 6722.4 | 6727.4 | 3019.5 | 3019 | 377.9 | 373.6
2012-12-01 | 2012 | 634944.3 | 6740.6 | 6740.2 | 3030.3 | 3033.6 | 378.6 | 375.8 | [6 empty] | (Adjustments made to fit March 2020 to June 2020 actual data) |  |  |  | 2012-12-01 | 2012 | 634944.3 | 6740.6 | 6740.2 | 3030.3 | 3033.6 | 378.6 | 375.8
2013-01-01 | 2013 | 643937 | 6758.8 | 6721.7 | 3038 | 3030.3 | 380.4 | 378.6 | [10 empty] | 2013-01-01 | 2013 | 643937 | 6758.8 | 6721.7 | 3038 | 3030.3 | 380.4 | 378.6
2013-02-01 | 2013 | 643937 | 6775.5 | 6702 | 3041.7 | 3018.2 | 381.8 | 382.7 | [10 empty] | 2013-02-01 | 2013 | 643937 | 6775.5 | 6702 | 3041.7 | 3018.2 | 381.8 | 382.7
2013-03-01 | 2013 | 643937 | 6781.1 | 6675.8 | 3045.3 | 3007 | 380.1 | 379.3 | [10 empty] | 2013-03-01 | 2013 | 643937 | 6781.1 | 6675.8 | 3045.3 | 3007 | 380.1 | 379.3
2013-04-01 | 2013 | 643937 | 6788.9 | 6703.7 | 3057 | 3026.3 | 377.1 | 375.4 | [10 empty] | 2013-04-01 | 2013 | 643937 | 6788.9 | 6703.7 | 3057 | 3026.3 | 377.1 | 375.4
2013-05-01 | 2013 | 643937 | 6801.1 | 6770.3 | 3073.7 | 3059.1 | 378.2 | 376.4 | [10 empty] | 2013-05-01 | 2013 | 643937 | 6801.1 | 6770.3 | 3073.7 | 3059.1 | 378.2 | 376.4
2013-06-01 | 2013 | 643937 | 6815.2 | 6861.8 | 3092.4 | 3103.8 | 376.8 | 378.6 | [10 empty] | 2013-06-01 | 2013 | 643937 | 6815.2 | 6861.8 | 3092.4 | 3103.8 | 376.8 | 378.6
2013-07-01 | 2013 | 643937 | 6826.2 | 6917.1 | 3100 | 3122.7 | 375.3 | 378.7 | [10 empty] | 2013-07-01 | 2013 | 643937 | 6826.2 | 6917.1 | 3100 | 3122.7 | 375.3 | 378.7
2013-08-01 | 2013 | 643937 | 6833.9 | 6934.7 | 3110.2 | 3145.2 | 364.2 | 368.3 | [10 empty] | 2013-08-01 | 2013 | 643937 | 6833.9 | 6934.7 | 3110.2 | 3145.2 | 364.2 | 368.3
2013-09-01 | 2013 | 643937 | 6843.3 | 6906.9 | 3116.8 | 3143.4 | 362.4 | 364.6 | [10 empty] | 2013-09-01 | 2013 | 643937 | 6843.3 | 6906.9 | 3116.8 | 3143.4 | 362.4 | 364.6
2013-10-01 | 2013 | 643937 | 6850.3 | 6889 | 3116 | 3136 | 363.6 | 366.5 | [10 empty] | 2013-10-01 | 2013 | 643937 | 6850.3 | 6889 | 3116 | 3136 | 363.6 | 366.5
2013-11-01 | 2013 | 643937 | 6854 | 6863.8 | 3113.4 | 3119.8 | 369.8 | 371.8 | [10 empty] | 2013-11-01 | 2013 | 643937 | 6854 | 6863.8 | 3113.4 | 3119.8 | 369.8 | 371.8
2013-12-01 | 2013 | 643937 | 6850.4 | 6849.3 | 3108.4 | 3114.3 | 373.6 | 376.6 | [10 empty] | 2013-12-01 | 2013 | 643937 | 6850.4 | 6849.3 | 3108.4 | 3114.3 | 373.6 | 376.6
2014-01-01 | 2014 | 659861.2 | 6848.3 | 6806.1 | 3105.1 | 3097 | 375.1 | 376.3 | [10 empty] | 2014-01-01 | 2014 | 659861.2 | 6848.3 | 6806.1 | 3105.1 | 3097 | 375.1 | 376.3
2014-02-01 | 2014 | 659861.2 | 6850 | 6772.3 | 3109.9 | 3085.6 | 379.9 | 382.3 | [10 empty] | 2014-02-01 | 2014 | 659861.2 | 6850 | 6772.3 | 3109.9 | 3085.6 | 379.9 | 382.3
2014-03-01 | 2014 | 659861.2 | 6856.4 | 6751.3 | 3115.2 | 3073.7 | 382.2 | 382.2 | [10 empty] | 2014-03-01 | 2014 | 659861.2 | 6856.4 | 6751.3 | 3115.2 | 3073.7 | 382.2 | 382.2
2014-04-01 | 2014 | 659861.2 | 6869.6 | 6785 | 3126.8 | 3095.4 | 383.2 | 382.5 | [10 empty] | 2014-04-01 | 2014 | 659861.2 | 6869.6 | 6785 | 3126.8 | 3095.4 | 383.2 | 382.5
2014-05-01 | 2014 | 659861.2 | 6870.6 | 6842.6 | 3114.3 | 3103 | 381.5 | 379.7 | [10 empty] | 2014-05-01 | 2014 | 659861.2 | 6870.6 | 6842.6 | 3114.3 | 3103 | 381.5 | 379.7
2014-06-01 | 2014 | 659861.2 | 6865.4 | 6912.9 | 3091.8 | 3107.5 | 382 | 383.3 | [10 empty] | 2014-06-01 | 2014 | 659861.2 | 6865.4 | 6912.9 | 3091.8 | 3107.5 | 382 | 383.3
2014-07-01 | 2014 | 659861.2 | 6864.4 | 6957.8 | 3067.1 | 3095.5 | 383.8 | 386.4 | [10 empty] | 2014-07-01 | 2014 | 659861.2 | 6864.4 | 6957.8 | 3067.1 | 3095.5 | 383.8 | 386.4
2014-08-01 | 2014 | 659861.2 | 6869.9 | 6969.7 | 3056.5 | 3094.2 | 385.2 | 388.9 | [10 empty] | 2014-08-01 | 2014 | 659861.2 | 6869.9 | 6969.7 | 3056.5 | 3094.2 | 385.2 | 388.9
2014-09-01 | 2014 | 659861.2 | 6884.5 | 6944.1 | 3058.5 | 3085.3 | 385.2 | 386.9 | [10 empty] | 2014-09-01 | 2014 | 659861.2 | 6884.5 | 6944.1 | 3058.5 | 3085.3 | 385.2 | 386.9
2014-10-01 | 2014 | 659861.2 | 6901.5 | 6936.6 | 3072.7 | 3089.4 | 385.1 | 387.2 | [10 empty] | 2014-10-01 | 2014 | 659861.2 | 6901.5 | 6936.6 | 3072.7 | 3089.4 | 385.1 | 387.2
2014-11-01 | 2014 | 659861.2 | 6907.5 | 6914.3 | 3082 | 3084.8 | 383 | 384.2 | [10 empty] | 2014-11-01 | 2014 | 659861.2 | 6907.5 | 6914.3 | 3082 | 3084.8 | 383 | 384.2
2014-12-01 | 2014 | 659861.2 | 6903.1 | 6903.2 | 3080.1 | 3082.8 | 380 | 382.5 | [10 empty] | 2014-12-01 | 2014 | 659861.2 | 6903.1 | 6903.2 | 3080.1 | 3082.8 | 380 | 382.5
2015-01-01 | 2015 | 677384 | 6885.7 | 6845.1 | 3076.8 | 3066.1 | 379.5 | 379.3 | [10 empty] | 2015-01-01 | 2015 | 677384 | 6885.7 | 6845.1 | 3076.8 | 3066.1 | 379.5 | 379.3
2015-02-01 | 2015 | 677384 | 6885.3 | 6810.3 | 3085.5 | 3057.4 | 378.6 | 376.2 | [10 empty] | 2015-02-01 | 2015 | 677384 | 6885.3 | 6810.3 | 3085.5 | 3057.4 | 378.6 | 376.2
2015-03-01 | 2015 | 677384 | 6892.1 | 6783.7 | 3108.7 | 3060.7 | 379.4 | 373.1 | [10 empty] | 2015-03-01 | 2015 | 677384 | 6892.1 | 6783.7 | 3108.7 | 3060.7 | 379.4 | 373.1
2015-04-01 | 2015 | 677384 | 6897.3 | 6805.6 | 3122.7 | 3086.6 | 379.6 | 374.7 | [10 empty] | 2015-04-01 | 2015 | 677384 | 6897.3 | 6805.6 | 3122.7 | 3086.6 | 379.6 | 374.7
2015-05-01 | 2015 | 677384 | 6906.5 | 6870.9 | 3142.3 | 3130.7 | 385 | 382.4 | [10 empty] | 2015-05-01 | 2015 | 677384 | 6906.5 | 6870.9 | 3142.3 | 3130.7 | 385 | 382.4
2015-06-01 | 2015 | 677384 | 6921.3 | 6965.8 | 3163.2 | 3182.8 | 387.9 | 389.3 | [10 empty] | 2015-06-01 | 2015 | 677384 | 6921.3 | 6965.8 | 3163.2 | 3182.8 | 387.9 | 389.3
2015-07-01 | 2015 | 677384 | 6941.2 | 7032.3 | 3194.9 | 3226.4 | 392.4 | 395.3 | [10 empty] | 2015-07-01 | 2015 | 677384 | 6941.2 | 7032.3 | 3194.9 | 3226.4 | 392.4 | 395.3
2015-08-01 | 2015 | 677384 | 6949.2 | 7045.7 | 3214.6 | 3251.2 | 392.6 | 397.2 | [10 empty] | 2015-08-01 | 2015 | 677384 | 6949.2 | 7045.7 | 3214.6 | 3251.2 | 392.6 | 397.2
2015-09-01 | 2015 | 677384 | 6941.1 | 6994.9 | 3220.3 | 3243.3 | 390.5 | 393.9 | [10 empty] | 2015-09-01 | 2015 | 677384 | 6941.1 | 6994.9 | 3220.3 | 3243.3 | 390.5 | 393.9
2015-10-01 | 2015 | 677384 | 6934.8 | 6969 | 3216.5 | 3229.5 | 385.6 | 388.2 | [10 empty] | 2015-10-01 | 2015 | 677384 | 6934.8 | 6969 | 3216.5 | 3229.5 | 385.6 | 388.2
2015-11-01 | 2015 | 677384 | 6928.3 | 6936.9 | 3211.5 | 3211.5 | 384.5 | 385.6 | [10 empty] | 2015-11-01 | 2015 | 677384 | 6928.3 | 6936.9 | 3211.5 | 3211.5 | 384.5 | 385.6
2015-12-01 | 2015 | 677384 | 6942.8 | 6948.2 | 3220.1 | 3220 | 383.7 | 385.4 | [10 empty] | 2015-12-01 | 2015 | 677384 | 6942.8 | 6948.2 | 3220.1 | 3220 | 383.7 | 385.4
2016-01-01 | 2016 | 692620.8 | 6957.7 | 6919.2 | 3227 | 3213.9 | 382.6 | 381.7 | [10 empty] | 2016-01-01 | 2016 | 692620.8 | 6957.7 | 6919.2 | 3227 | 3213.9 | 382.6 | 381.7
2016-02-01 | 2016 | 692620.8 | 6970.6 | 6896.8 | 3221.1 | 3193.2 | 384.2 | 380.8 | [10 empty] | 2016-02-01 | 2016 | 692620.8 | 6970.6 | 6896.8 | 3221.1 | 3193.2 | 384.2 | 380.8
2016-03-01 | 2016 | 692620.8 | 6978.1 | 6872.4 | 3210.6 | 3165.9 | 385.2 | 378.9 | [10 empty] | 2016-03-01 | 2016 | 692620.8 | 6978.1 | 6872.4 | 3210.6 | 3165.9 | 385.2 | 378.9
2016-04-01 | 2016 | 692620.8 | 6981.8 | 6890.3 | 3208.5 | 3172.5 | 387.9 | 383.7 | [10 empty] | 2016-04-01 | 2016 | 692620.8 | 6981.8 | 6890.3 | 3208.5 | 3172.5 | 387.9 | 383.7
2016-05-01 | 2016 | 692620.8 | 6994.4 | 6962.5 | 3217.7 | 3207.8 | 383.2 | 382.3 | [10 empty] | 2016-05-01 | 2016 | 692620.8 | 6994.4 | 6962.5 | 3217.7 | 3207.8 | 383.2 | 382.3
2016-06-01 | 2016 | 692620.8 | 7001.9 | 7047.3 | 3230.3 | 3251.8 | 382.1 | 384.6 | [10 empty] | 2016-06-01 | 2016 | 692620.8 | 7001.9 | 7047.3 | 3230.3 | 3251.8 | 382.1 | 384.6
2016-07-01 | 2016 | 692620.8 | 6995.7 | 7090.8 | 3229.4 | 3265.5 | 379.1 | 382.2 | [10 empty] | 2016-07-01 | 2016 | 692620.8 | 6995.7 | 7090.8 | 3229.4 | 3265.5 | 379.1 | 382.2
2016-08-01 | 2016 | 692620.8 | 6990.6 | 7083.3 | 3224.8 | 3263 | 379.5 | 380.6 | [10 empty] | 2016-08-01 | 2016 | 692620.8 | 6990.6 | 7083.3 | 3224.8 | 3263 | 379.5 | 380.6
2016-09-01 | 2016 | 692620.8 | 6988.9 | 7037 | 3216.9 | 3236.1 | 382.3 | 381.7 | [10 empty] | 2016-09-01 | 2016 | 692620.8 | 6988.9 | 7037 | 3216.9 | 3236.1 | 382.3 | 381.7
2016-10-01 | 2016 | 692620.8 | 7006.2 | 7033.4 | 3209.8 | 3217.5 | 386.2 | 384.6 | [10 empty] | 2016-10-01 | 2016 | 692620.8 | 7006.2 | 7033.4 | 3209.8 | 3217.5 | 386.2 | 384.6
2016-11-01 | 2016 | 692620.8 | 7018.5 | 7026.9 | 3207.3 | 3203.3 | 392.2 | 391.8 | [10 empty] | 2016-11-01 | 2016 | 692620.8 | 7018.5 | 7026.9 | 3207.3 | 3203.3 | 392.2 | 391.8
2016-12-01 | 2016 | 692620.8 | 7028.8 | 7041.6 | 3203.9 | 3206.3 | 397.1 | 398 | [10 empty] | 2016-12-01 | 2016 | 692620.8 | 7028.8 | 7041.6 | 3203.9 | 3206.3 | 397.1 | 398
2017-01-01 | 2017 | 713254.1 | 7045.6 | 7018.6 | 3213.3 | 3203.7 | 398.1 | 397.6 | [10 empty] | 2017-01-01 | 2017 | 713254.1 | 7045.6 | 7018.6 | 3213.3 | 3203.7 | 398.1 | 397.6
2017-02-01 | 2017 | 713254.1 | 7060.7 | 6996 | 3230.3 | 3206.5 | 398.6 | 396.1 | [10 empty] | 2017-02-01 | 2017 | 713254.1 | 7060.7 | 6996 | 3230.3 | 3206.5 | 398.6 | 396.1
2017-03-01 | 2017 | 713254.1 | 7074.2 | 6972 | 3247.6 | 3204.7 | 402 | 396.5 | [10 empty] | 2017-03-01 | 2017 | 713254.1 | 7074.2 | 6972 | 3247.6 | 3204.7 | 402 | 396.5
2017-04-01 | 2017 | 713254.1 | 7074.8 | 6982.8 | 3257.7 | 3222.4 | 411 | 406.8 | [10 empty] | 2017-04-01 | 2017 | 713254.1 | 7074.8 | 6982.8 | 3257.7 | 3222.4 | 411 | 406.8
2017-05-01 | 2017 | 713254.1 | 7080.7 | 7047.4 | 3266.8 | 3255.9 | 416.7 | 414.8 | [10 empty] | 2017-05-01 | 2017 | 713254.1 | 7080.7 | 7047.4 | 3266.8 | 3255.9 | 416.7 | 414.8
2017-06-01 | 2017 | 713254.1 | 7085.4 | 7129.6 | 3268.7 | 3289.1 | 417.8 | 419.3 | [10 empty] | 2017-06-01 | 2017 | 713254.1 | 7085.4 | 7129.6 | 3268.7 | 3289.1 | 417.8 | 419.3
2017-07-01 | 2017 | 713254.1 | 7099.9 | 7195 | 3270 | 3308.7 | 421.3 | 422.9 | [10 empty] | 2017-07-01 | 2017 | 713254.1 | 7099.9 | 7195 | 3270 | 3308.7 | 421.3 | 422.9
2017-08-01 | 2017 | 713254.1 | 7121.3 | 7213.7 | 3278.6 | 3315.2 | 427.8 | 429.1 | [10 empty] | 2017-08-01 | 2017 | 713254.1 | 7121.3 | 7213.7 | 3278.6 | 3315.2 | 427.8 | 429.1
2017-09-01 | 2017 | 713254.1 | 7150.1 | 7197 | 3297.7 | 3313.7 | 432.9 | 432.4 | [10 empty] | 2017-09-01 | 2017 | 713254.1 | 7150.1 | 7197 | 3297.7 | 3313.7 | 432.9 | 432.4
2017-10-01 | 2017 | 713254.1 | 7170.5 | 7193.7 | 3320.8 | 3320.5 | 430.7 | 430.3 | [10 empty] | 2017-10-01 | 2017 | 713254.1 | 7170.5 | 7193.7 | 3320.8 | 3320.5 | 430.7 | 430.3
2017-11-01 | 2017 | 713254.1 | 7189.6 | 7194.2 | 3335.4 | 3326.2 | 426.2 | 426.2 | [10 empty] | 2017-11-01 | 2017 | 713254.1 | 7189.6 | 7194.2 | 3335.4 | 3326.2 | 426.2 | 426.2
2017-12-01 | 2017 | 713254.1 | 7203.1 | 7213.4 | 3352.3 | 3351 | 421.4 | 423.3 | [10 empty] | 2017-12-01 | 2017 | 713254.1 | 7203.1 | 7213.4 | 3352.3 | 3351 | 421.4 | 423.3
2018-01-01 | 2018 | 730276.2 | 7199.8 | 7172.6 | 3357.1 | 3347.1 | 420.4 | 420.7 | [10 empty] | 2018-01-01 | 2018 | 730276.2 | 7199.8 | 7172.6 | 3357.1 | 3347.1 | 420.4 | 420.7
2018-02-01 | 2018 | 730276.2 | 7189.2 | 7125.8 | 3356.1 | 3334.6 | 415.9 | 413.8 | [10 empty] | 2018-02-01 | 2018 | 730276.2 | 7189.2 | 7125.8 | 3356.1 | 3334.6 | 415.9 | 413.8
2018-03-01 | 2018 | 730276.2 | 7185 | 7082.3 | 3345.3 | 3305.7 | 413.4 | 407.7 | [10 empty] | 2018-03-01 | 2018 | 730276.2 | 7185 | 7082.3 | 3345.3 | 3305.7 | 413.4 | 407.7
2018-04-01 | 2018 | 730276.2 | 7198.2 | 7108.4 | 3338.5 | 3307.1 | 410 | 403.8 | [10 empty] | 2018-04-01 | 2018 | 730276.2 | 7198.2 | 7108.4 | 3338.5 | 3307.1 | 410 | 403.8
2018-05-01 | 2018 | 730276.2 | 7208.1 | 7174.7 | 3335 | 3326.5 | 412.2 | 408.1 | [10 empty] | 2018-05-01 | 2018 | 730276.2 | 7208.1 | 7174.7 | 3335 | 3326.5 | 412.2 | 408.1
2018-06-01 | 2018 | 730276.2 | 7224.1 | 7269.2 | 3341.9 | 3363.4 | 414.9 | 414.3 | [10 empty] | 2018-06-01 | 2018 | 730276.2 | 7224.1 | 7269.2 | 3341.9 | 3363.4 | 414.9 | 414.3
2018-07-01 | 2018 | 730276.2 | 7258.6 | 7352.5 | 3357.7 | 3397.6 | 416.4 | 418.9 | [10 empty] | 2018-07-01 | 2018 | 730276.2 | 7258.6 | 7352.5 | 3357.7 | 3397.6 | 416.4 | 418.9
2018-08-01 | 2018 | 730276.2 | 7264.8 | 7356 | 3354.6 | 3390.3 | 413.1 | 416.3 | [10 empty] | 2018-08-01 | 2018 | 730276.2 | 7264.8 | 7356 | 3354.6 | 3390.3 | 413.1 | 416.3
2018-09-01 | 2018 | 730276.2 | 7268.1 | 7315.2 | 3347.2 | 3361.9 | 411.2 | 412.4 | [10 empty] | 2018-09-01 | 2018 | 730276.2 | 7268.1 | 7315.2 | 3347.2 | 3361.9 | 411.2 | 412.4
2018-10-01 | 2018 | 730276.2 | 7253 | 7274.4 | 3346.6 | 3341.9 | 411.9 | 412.1 | [10 empty] | 2018-10-01 | 2018 | 730276.2 | 7253 | 7274.4 | 3346.6 | 3341.9 | 411.9 | 412.1
2018-11-01 | 2018 | 730276.2 | 7273.5 | 7279 | 3365.9 | 3354.2 | 416 | 415.5 | [10 empty] | 2018-11-01 | 2018 | 730276.2 | 7273.5 | 7279 | 3365.9 | 3354.2 | 416 | 415.5
2018-12-01 | 2018 | 730276.2 | 7289.2 | 7302.7 | 3382.8 | 3380.9 | 419.2 | 420.7 | [10 empty] | 2018-12-01 | 2018 | 730276.2 | 7289.2 | 7302.7 | 3382.8 | 3380.9 | 419.2 | 420.7
2019-01-01 | 2019 | 744439.6 | 7315.7 | 7293.3 | 3394.9 | 3386.2 | 420.6 | 420.6 | [10 empty] | 2019-01-01 | 2019 | 744439.6 | 7315.7 | 7293.3 | 3394.9 | 3386.2 | 420.6 | 420.6
2019-02-01 | 2019 | 744439.6 | 7346.7 | 7286.5 | 3412.3 | 3393.3 | 421.7 | 419.8 | [10 empty] | 2019-02-01 | 2019 | 744439.6 | 7346.7 | 7286.5 | 3412.3 | 3393.3 | 421.7 | 419.8
2019-03-01 | 2019 | 744439.6 | 7371 | 7268.2 | 3430.6 | 3393.6 | 420.5 | 415.1 | [10 empty] | 2019-03-01 | 2019 | 744439.6 | 7371 | 7268.2 | 3430.6 | 3393.6 | 420.5 | 415.1
2019-04-01 | 2019 | 744439.6 | 7395.4 | 7304.3 | 3447.9 | 3418.2 | 417.5 | 411.2 | [10 empty] | 2019-04-01 | 2019 | 744439.6 | 7395.4 | 7304.3 | 3447.9 | 3418.2 | 417.5 | 411.2
2019-05-01 | 2019 | 744439.6 | 7412.6 | 7376.9 | 3461.7 | 3452.9 | 415.7 | 411.2 | [10 empty] | 2019-05-01 | 2019 | 744439.6 | 7412.6 | 7376.9 | 3461.7 | 3452.9 | 415.7 | 411.2
2019-06-01 | 2019 | 744439.6 | 7430.3 | 7472.1 | 3472.4 | 3492.2 | 416.3 | 415.4 | [10 empty] | 2019-06-01 | 2019 | 744439.6 | 7430.3 | 7472.1 | 3472.4 | 3492.2 | 416.3 | 415.4
2019-07-01 | 2019 | 744439.6 | 7432.9 | 7524.4 | 3487.5 | 3526.4 | 415.9 | 417.8 | [10 empty] | 2019-07-01 | 2019 | 744439.6 | 7432.9 | 7524.4 | 3487.5 | 3526.4 | 415.9 | 417.8
2019-08-01 | 2019 | 744439.6 | 7449.6 | 7540.9 | 3500.1 | 3533.8 | 418.8 | 422.3 | [10 empty] | 2019-08-01 | 2019 | 744439.6 | 7449.6 | 7540.9 | 3500.1 | 3533.8 | 418.8 | 422.3
2019-09-01 | 2019 | 744439.6 | 7478.3 | 7535 | 3522.9 | 3545.3 | 419.9 | 423.1 | [10 empty] | 2019-09-01 | 2019 | 744439.6 | 7478.3 | 7535 | 3522.9 | 3545.3 | 419.9 | 423.1
2019-10-01 | 2019 | 744439.6 | 7504 | 7538.5 | 3525.5 | 3530.2 | 427.3 | 433.4 |  |  |  |  | Quarterly forecasts w/ adjustments | [5 empty] | 2019-10-01 | 2019 | 744439.6 | 7504 | 7538.5 | 3525.5 | 3530.2 | 427.3 | 433.4
2019-11-01 | 2019 | 744439.6 | 7517.3 | 7530.1 | 3531.7 | 3530.8 | 427.5 | 434.3 | [10 empty] | 2019-11-01 | 2019 | 744439.6 | 7517.3 | 7530.1 | 3531.7 | 3530.8 | 427.5 | 434.3
2019-12-01 | 2019 | 744439.6 | 7525 | 7535.2 | 3532 | 3534.9 | 429.5 | 437.6 | GDP | Ont_FTEAdj | Ont_FTE | Tor_FTEAdj | Tor_FTE | Ham_FTEAdj | Ham_FTE | Tor_FTEAdj_GDPtrend |  |  | 2019-12-01 | 2019 | 744439.6 | 7525 | 7535.2 | 3532 | 3534.9 | 429.5 | 437.6
2020-01-01 | 2020 | 699028.7844 | 7542 | 7512.5 | 3555.9 | 3552.2 | 426.7 | 430.1 | 744439.6 | 7542 | 7512.5 | 3555.9 | 3552.2 | 426.7 | 430.1 | 3193.7204 |  |  | 2020-01-01 | 2020 | 757839.5128 | 7454.6983 | 7431.8727 | 3459.4031 | 3450.5378 | 428.5914 | 428.5914
2020-02-01 | 2020 | 699028.7844 | 7551.9 | 7488.9 | 3562.1 | 3548.8 | 427.9 | 427.9 | 744439.6 | 7551.9 | 7488.9 | 3562.1 | 3548.8 | 427.9 | 427.9 | 3210.0893 |  |  | 2020-02-01 | 2020 | 757839.5128 | 7486.2873 | 7424.9435 | 3477.1337 | 3457.7727 | 429.7123 | 427.7762
2020-03-01 | 2020 | 699028.7844 | 7421.9 | 7317 | 3489.5 | 3454.3 | 424 | 417 | 678238.0127 | 7421.9 | 7317 | 3489.5 | 3454.3 | 424 | 417 | 3227.3049 |  |  | 2020-03-01 | 2020 | 757839.5128 | 7511.049 | 7406.2958 | 3495.7814 | 3458.0784 | 428.4895 | 422.9869
2020-04-01 | 2020 | 699028.7844 | 7056.8 | 6968.7 | 3298.9 | 3268.1 | 407.4 | 399 | 599261.1287 | 7056.8 | 6968.7 | 3298.9 | 3268.1 | 407.4 | 399 | 2450.8246 |  |  | 2020-04-01 | 2020 | 757839.5128 | 7535.9126 | 7443.0817 | 3513.4101 | 3483.1458 | 425.4325 | 419.0128
2020-05-01 | 2020 | 699028.7844 | 6671.4 | 6632 | 3089.7 | 3077.6 | 382 | 374 | 599261.1287 | 6671.4 | 6632 | 3089.7 | 3077.6 | 382 | 374 | 2463.3859 |  |  | 2020-05-01 | 2020 | 757839.5128 | 7553.4394 | 7517.0611 | 3527.4723 | 3518.5051 | 423.5983 | 419.0128
2020-06-01 | 2020 | 699028.7844 | 6546.1 | 6583 | 3022.6 | 3040 | 371 | 368.4 | 599261.1287 | 6546.1 | 6583 | 3022.6 | 3040 | 371 | 368.4 | 2476.597 |  |  | 2020-06-01 | 2020 | 757839.5128 | 7571.4757 | 7614.0699 | 3538.3756 | 3558.5518 | 424.2097 | 423.2926
2020-07-01 | 2020 | 699028.7844 | 6700.8 | 6777 | 3082.3 | 3119.9 | 380.3 | 379.6 | 615006.4395 | 6700.8 | 6777 | 3082.3 | 3119.9 | 380.3 | 379.6 | 2624.2882 |  |  | 2020-07-01 | 2020 | 757839.5128 | 7574.1251 | 7667.3636 | 3553.7625 | 3593.4016 | 423.8021 | 425.7382
2020-08-01 | 2020 | 699028.7844 | 7069.6704 | 7156.3141 | 3321.5949 | 3353.5762 | 397.4412 | 400.7627 | 615006.4395 | 7143.5859 | 7101.3973 | 3308.3817 | 3295.4252 | 409.0371 | 400.4708 | 2637.7386 |  |  | 2020-08-01 | 2020 | 757839.5128 | 7591.1424 | 7684.1771 | 3566.6019 | 3600.9422 | 426.7572 | 430.3237
2020-09-01 | 2020 | 699028.7844 | 7096.9067 | 7150.715 | 3343.2321 | 3364.4897 | 398.4851 | 401.5219 | 615006.4395 | 7009.4175 | 7048.9292 | 3236.5325 | 3255.164 | 397.2585 | 394.4745 | 2651.8846 |  |  | 2020-09-01 | 2020 | 757839.5128 | 7620.3877 | 7678.165 | 3589.8351 | 3612.6607 | 427.8781 | 431.1389
2020-10-01 | 2020 | 699028.7844 | 7121.296 | 7154.0365 | 3345.6995 | 3350.1598 | 405.5077 | 411.2966 | 635199.151 | 7175.0668 | 7256.66 | 3300.4579 | 3340.7191 | 407.2167 | 406.4672 | 2753.5344 |  |  | 2020-10-01 | 2020 | 757839.5128 | 7646.576 | 7681.7315 | 3592.4845 | 3597.2738 | 435.4187 | 441.6346
2020-11-01 | 2020 | 699028.7844 | 7133.9177 | 7146.0649 | 3351.5833 | 3350.7292 | 405.6975 | 412.1507 | 635199.151 | 7495.4075 | 7451.1411 | 3471.3195 | 3457.7249 | 429.1821 | 420.194 | 2767.6472 |  |  | 2020-11-01 | 2020 | 757839.5128 | 7660.1287 | 7673.1719 | 3598.8023 | 3597.8852 | 435.6225 | 442.5517
2020-12-01 | 2020 | 699028.7844 | 7141.225 | 7150.9048 | 3351.868 | 3354.6201 | 407.5955 | 415.2824 | 635199.151 | 7354.6313 | 7396.0889 | 3395.9317 | 3415.4808 | 416.8235 | 413.9023 | 2782.49 |  |  | 2020-12-01 | 2020 | 757839.5128 | 7667.975 | 7678.3688 | 3599.108 | 3602.0631 | 437.6605 | 445.9144
2021-01-01 | 2021 | 735028.7668 | 7340.0631 | 7317.5885 | 3406.2059 | 3397.4769 | 422.0007 | 422.0007 | 735028.7668 | 7340.0631 | 7317.5885 | 3406.2059 | 3397.4769 | 422.0007 | 422.0007 | 3406.2059 |  |  | 2021-01-01 | 2021 | 771480.624 | 7544.1547 | 7521.0552 | 3500.9159 | 3491.9443 | 433.7345 | 433.7345
2021-02-01 | 2021 | 735028.7668 | 7371.1663 | 7310.7659 | 3423.6638 | 3404.6005 | 423.1044 | 421.198 | 735028.7668 | 7371.1663 | 7310.7659 | 3423.6638 | 3404.6005 | 423.1044 | 421.198 | 3423.6638 |  |  | 2021-02-01 | 2021 | 771480.624 | 7576.1227 | 7514.0428 | 3518.8593 | 3499.266 | 434.8688 | 432.9095
2021-03-01 | 2021 | 735028.7668 | 7395.5473 | 7292.4049 | 3442.0248 | 3404.9015 | 421.9004 | 416.4824 | 735028.7668 | 7395.5473 | 7292.4049 | 3442.0248 | 3404.9015 | 421.9004 | 416.4824 | 3442.0248 |  |  | 2021-03-01 | 2021 | 771480.624 | 7601.1816 | 7495.1713 | 3537.7308 | 3499.5753 | 433.6314 | 428.0627
2021-04-01 | 2021 | 735028.7668 | 7420.0285 | 7328.6251 | 3459.3824 | 3429.5835 | 418.8904 | 412.5694 | 735028.7668 | 7420.0285 | 7328.6251 | 3459.3824 | 3429.5835 | 418.8904 | 412.5694 | 3459.3824 |  |  | 2021-04-01 | 2021 | 771480.624 | 7626.3436 | 7532.3987 | 3555.571 | 3524.9435 | 430.5377 | 424.041
2021-05-01 | 2021 | 735028.7668 | 7437.2858 | 7401.4669 | 3473.2283 | 3464.399 | 417.0844 | 412.5694 | 735028.7668 | 7437.2858 | 7401.4669 | 3473.2283 | 3464.399 | 417.0844 | 412.5694 | 3473.2283 |  |  | 2021-05-01 | 2021 | 771480.624 | 7644.0807 | 7607.2658 | 3569.802 | 3560.7272 | 428.6815 | 424.041
2021-06-01 | 2021 | 735028.7668 | 7455.0448 | 7496.984 | 3483.964 | 3503.8299 | 417.6864 | 416.7834 | 735028.7668 | 7455.0448 | 7496.984 | 3483.964 | 3503.8299 | 417.6864 | 416.7834 | 3483.964 |  |  | 2021-06-01 | 2021 | 771480.624 | 7662.3334 | 7705.4387 | 3580.8361 | 3601.2544 | 429.3002 | 428.3721
2021-07-01 | 2021 | 735028.7668 | 7457.6534 | 7549.4581 | 3499.1142 | 3538.1438 | 417.2851 | 419.1914 | 735028.7668 | 7457.6534 | 7549.4581 | 3499.1142 | 3538.1438 | 417.2851 | 419.1914 | 3499.1142 |  |  | 2021-07-01 | 2021 | 771480.624 | 7665.0146 | 7759.372 | 3596.4076 | 3636.5224 | 428.8877 | 430.8471
2021-08-01 | 2021 | 735028.7668 | 7474.409 | 7566.0131 | 3511.7562 | 3545.5684 | 420.1947 | 423.7064 | 735028.7668 | 7474.409 | 7566.0131 | 3511.7562 | 3545.5684 | 420.1947 | 423.7064 | 3511.7562 |  |  | 2021-08-01 | 2021 | 771480.624 | 7682.2361 | 7776.3872 | 3609.4011 | 3644.1535 | 431.8783 | 435.4876
2021-09-01 | 2021 | 735028.7668 | 7503.2046 | 7560.0934 | 3534.6321 | 3557.1067 | 421.2984 | 424.509 | 735028.7668 | 7503.2046 | 7560.0934 | 3534.6321 | 3557.1067 | 421.2984 | 424.509 | 3534.6321 |  |  | 2021-09-01 | 2021 | 771480.624 | 7711.8324 | 7770.303 | 3632.9131 | 3656.0126 | 433.0126 | 436.3126
2021-10-01 | 2021 | 735028.7668 | 7528.9902 | 7563.6051 | 3537.2408 | 3541.9564 | 428.723 | 434.8433 | 735028.7668 | 7528.9902 | 7563.6051 | 3537.2408 | 3541.9564 | 428.723 | 434.8433 | 3537.2408 |  |  | 2021-10-01 | 2021 | 771480.624 | 7738.3349 | 7773.9123 | 3635.5943 | 3640.4411 | 440.6437 | 446.9342
2021-11-01 | 2021 | 735028.7668 | 7542.3345 | 7555.1771 | 3543.4614 | 3542.5584 | 428.9237 | 435.7463 | 735028.7668 | 7542.3345 | 7555.1771 | 3543.4614 | 3542.5584 | 428.9237 | 435.7463 | 3543.4614 |  |  | 2021-11-01 | 2021 | 771480.624 | 7752.0502 | 7765.25 | 3641.9879 | 3641.0598 | 440.85 | 447.8623
2021-12-01 | 2021 | 735028.7668 | 7550.0601 | 7560.2941 | 3543.7624 | 3546.6721 | 430.9303 | 439.0573 | 735028.7668 | 7550.0601 | 7560.2941 | 3543.7624 | 3546.6721 | 430.9303 | 439.0573 | 3543.7624 |  |  | 2021-12-01 | 2021 | 771480.624 | 7759.9907 | 7770.5092 | 3642.2973 | 3645.2879 | 442.9124 | 451.2654

## Weather
|  |  | MeanTemp | HDD20 | CDD20 | HDD18 | CDD18 | HDD16 | CDD16 | HDD14 | CDD14 | HDD12 | CDD12 | HDD10 | CDD10 | HDD8 | CDD8
1999-01-01 | 1999 | 1 | -4.6484 | 764.1 | 0 | 702.1 | 0 | 640.1 | 0 | 578.1 | 0 | 516.1 | 0 | 454.1 | 0 | 392.1 | 0
1999-02-01 | 1999 | 2 | -0.33929 | 569.5 | 0 | 513.5 | 0 | 457.5 | 0 | 401.5 | 0 | 345.5 | 0 | 289.5 | 0 | 233.5 | 0
1999-03-01 | 1999 | 3 | 1.2161 | 582.3 | 0 | 520.3 | 0 | 458.3 | 0 | 396.6 | 0.3 | 336.6 | 2.3 | 276.6 | 4.3 | 218.3 | 8 |  | HDD18 | Jan | Feb | Mar | Apr | May | June | July | August | Sept | Oct | Nov | Dec | HDD16 | Jan | Feb | Mar | Apr | May | June | July | August | Sept | Oct | Nov | Dec | HDD14 | Jan | Feb | Mar | Apr | May | June | July | August | Sept | Oct | Nov | Dec | HDD12 | Jan | Feb | Mar | Apr | May | June | July | August | Sept | Oct | Nov | Dec | HDD10 | Jan | Feb | Mar | Apr | May | June | July | August | Sept | Oct | Nov | Dec | HDD8 | Jan | Feb | Mar | Apr | May | June | July | August | Sept | Oct | Nov | Dec |  | HDD20 | Jan | Feb | Mar | Apr | May | June | July | August | Sept | Oct | Nov | Dec
1999-04-01 | 1999 | 4 | 7.7267 | 368.2 | 0 | 308.2 | 0 | 248.2 | 0 | 188.2 | 0 | 128.9 | 0.7 | 76.8 | 8.6 | 35.3 | 27.1 |  | 1999 | 702.1 | 513.5 | 520.3 | 308.2 | 129.4 | 27.9 | 0.1 | 6.1 | 34.4 | 229 | 336.05 | 525.6 | 1999 | 640.1 | 457.5 | 458.3 | 248.2 | 78.3 | 9.7 | 0 | 0.6 | 15 | 170.6 | 276.05 | 463.6 | 1999 | 578.1 | 401.5 | 396.6 | 188.2 | 36.8 | 1.5 | 0 | 0 | 5.1 | 115.3 | 217.95 | 401.6 | 1999 | 516.1 | 345.5 | 336.6 | 128.9 | 11.3 | 0 | 0 | 0 | 1 | 67.5 | 160.45 | 339.6 | 1999 | 454.1 | 289.5 | 276.6 | 76.8 | 0.2 | 0 | 0 | 0 | 0 | 32.2 | 110.55 | 280.7 | 1999 | 392.1 | 233.5 | 218.3 | 35.3 | 0 | 0 | 0 | 0 | 0 | 10.4 | 73.45 | 224.7 |  | 1999 | 764.1 | 569.5 | 582.3 | 368.2 | 182.6 | 57.4 | 4.6 | 26 | 68.8 | 290.8 | 396.05 | 587.6
1999-05-01 | 1999 | 5 | 14.3065 | 182.6 | 6.1 | 129.4 | 14.9 | 78.3 | 25.8 | 36.8 | 46.3 | 11.3 | 82.8 | 0.2 | 133.7 | 0 | 195.5 |  | 2000 | 676.5 | 565 | 410.1 | 346.2 | 154.5 | 45.8 | 3.3 | 6 | 83.1 | 191.8 | 390.9 | 721.6 | 2000 | 614.5 | 507 | 348.1 | 286.8 | 106.6 | 24.8 | 0 | 0.7 | 49.8 | 136.5 | 330.9 | 659.6 | 2000 | 552.5 | 449 | 286.1 | 228.8 | 63.9 | 11.1 | 0 | 0 | 27 | 87.1 | 271.2 | 597.6 | 2000 | 490.5 | 391 | 224.4 | 170.8 | 28.4 | 1.5 | 0 | 0 | 13.1 | 52.3 | 213.3 | 535.6 | 2000 | 428.5 | 333 | 166.1 | 117.6 | 9.8 | 0 | 0 | 0 | 5.3 | 27 | 159 | 473.6 | 2000 | 366.5 | 277.1 | 111.4 | 73.9 | 2.4 | 0 | 0 | 0 | 1.8 | 9.6 | 109.8 | 411.6 |  | 2000 | 738.5 | 623 | 472.1 | 406.2 | 206.5 | 82.5 | 21.8 | 19.9 | 123.9 | 250.7 | 450.9 | 783.6
1999-06-01 | 1999 | 6 | 19.3883 | 57.4 | 39.05 | 27.9 | 69.55 | 9.7 | 111.35 | 1.5 | 163.15 | 0 | 221.65 | 0 | 281.65 | 0 | 341.65 |  | 2001 | 641.3 | 547.9 | 544.8 | 318.8 | 149.7 | 35.4 | 6.5 | 0 | 56.9 | 202.4 | 289.1 | 464 | 2001 | 579.3 | 491.9 | 482.8 | 258.8 | 100.6 | 16.7 | 0.9 | 0 | 30.4 | 148.1 | 229.1 | 402 | 2001 | 517.3 | 435.9 | 420.8 | 201.6 | 55 | 5.7 | 0 | 0 | 13.4 | 102.9 | 170.4 | 341 | 2001 | 455.3 | 379.9 | 358.8 | 149.5 | 17.2 | 0.7 | 0 | 0 | 5.4 | 65.8 | 116.8 | 281 | 2001 | 393.3 | 323.9 | 296.8 | 103 | 2.6 | 0 | 0 | 0 | 1.2 | 37.3 | 69.1 | 222.3 | 2001 | 331.3 | 267.9 | 234.8 | 60 | 0 | 0 | 0 | 0 | 0 | 15.3 | 34 | 167.4 |  | 2001 | 703.3 | 603.9 | 606.8 | 378.8 | 206.5 | 64.7 | 31.5 | 3.6 | 100.8 | 261.9 | 349.1 | 526
1999-07-01 | 1999 | 7 | 23.9065 | 4.6 | 125.7 | 0.1 | 183.2 | 0 | 245.1 | 0 | 307.1 | 0 | 369.1 | 0 | 431.1 | 0 | 493.1 |  | 2002 | 526.6 | 504.5 | 511.2 | 325.8 | 227.7 | 47.5 | 1 | 0 | 13.8 | 246.3 | 399.6 | 569.4 | 2002 | 464.6 | 448.5 | 449.2 | 268.4 | 171.7 | 22.1 | 0 | 0 | 2.4 | 190.3 | 339.6 | 507.4 | 2002 | 402.6 | 392.5 | 387.2 | 216 | 117 | 9.9 | 0 | 0 | 0 | 140.5 | 280.7 | 445.4 | 2002 | 340.6 | 336.5 | 325.2 | 168 | 74.2 | 3.7 | 0 | 0 | 0 | 98.1 | 225.1 | 383.4 | 2002 | 278.6 | 280.5 | 263.2 | 120.1 | 40.6 | 0.2 | 0 | 0 | 0 | 62 | 172.4 | 321.4 | 2002 | 216.6 | 226.1 | 201.2 | 77.8 | 13.5 | 0 | 0 | 0 | 0 | 32 | 122 | 259.4 |  | 2002 | 588.6 | 560.5 | 573.2 | 383.8 | 285.6 | 81 | 6.1 | 10.2 | 34.3 | 302.3 | 459.6 | 631.4
1999-08-01 | 1999 | 8 | 20.171 | 26 | 31.3 | 6.1 | 73.4 | 0.6 | 129.9 | 0 | 191.3 | 0 | 253.3 | 0 | 315.3 | 0 | 377.3 |  | 2003 | 761 | 650 | 564.3 | 382.8 | 230.4 | 68.1 | 3.4 | 1.4 | 36.3 | 275.8 | 357 | 515.8 | 2003 | 699 | 594 | 502.3 | 326.2 | 169.4 | 37.8 | 0 | 0 | 15.1 | 213.8 | 297 | 453.8 | 2003 | 637 | 538 | 440.3 | 270.7 | 110.4 | 18.8 | 0 | 0 | 6.4 | 153 | 237 | 391.8 | 2003 | 575 | 482 | 378.3 | 216.7 | 61.2 | 4.9 | 0 | 0 | 1.8 | 99.2 | 178.2 | 329.8 | 2003 | 513 | 426 | 316.3 | 163.9 | 24.1 | 0.8 | 0 | 0 | 0 | 54 | 121.5 | 267.8 | 2003 | 451 | 370 | 258.1 | 118.2 | 6.3 | 0 | 0 | 0 | 0 | 20.6 | 72.7 | 206 |  | 2003 | 823 | 706 | 626.3 | 441.3 | 292.4 | 106.3 | 20.6 | 13.2 | 84.9 | 337.8 | 417 | 577.8
1999-09-01 | 1999 | 9 | 18.51 | 68.8 | 24.1 | 34.4 | 49.7 | 15 | 90.3 | 5.1 | 140.4 | 1 | 196.3 | 0 | 255.3 | 0 | 315.3 |  | 2004 | 784.1 | 574.9 | 476.1 | 332.6 | 173.5 | 47.6 | 4 | 6.2 | 22.8 | 218.4 | 343 | 580.3 | 2004 | 722.1 | 516.9 | 414.1 | 275 | 115.7 | 20 | 0 | 1.2 | 9 | 161.1 | 283 | 518.3 | 2004 | 660.1 | 458.9 | 352.1 | 219.2 | 69 | 5.4 | 0 | 0 | 1.4 | 111.3 | 223 | 456.3 | 2004 | 598.1 | 400.9 | 292.1 | 166.1 | 34.8 | 0.8 | 0 | 0 | 0 | 66.4 | 163 | 394.3 | 2004 | 536.1 | 342.9 | 233.7 | 119.8 | 16 | 0 | 0 | 0 | 0 | 29.6 | 106.1 | 332.3 | 2004 | 475.5 | 284.9 | 177.8 | 76 | 5.6 | 0 | 0 | 0 | 0 | 7.7 | 58.7 | 270.6 |  | 2004 | 846.1 | 632.9 | 538.1 | 391.9 | 234.6 | 90.7 | 24.4 | 30.3 | 50.1 | 279.2 | 403 | 642.3
1999-10-01 | 1999 | 10 | 10.6194 | 290.8 | 0 | 229 | 0.2 | 170.6 | 3.8 | 115.3 | 10.5 | 67.5 | 24.7 | 32.2 | 51.4 | 10.4 | 91.6 |  | 2005 | 708.4 | 582 | 587.8 | 325.3 | 209.4 | 13.6 | 1.5 | 0 | 10 | 199.8 | 336.4 | 619.2 | 2005 | 646.4 | 526 | 525.8 | 265.3 | 151.3 | 1.7 | 0 | 0 | 2.1 | 145.8 | 276.4 | 557.2 | 2005 | 584.4 | 470 | 463.8 | 206.7 | 102.6 | 0 | 0 | 0 | 0 | 93.9 | 216.7 | 495.2 | 2005 | 522.4 | 414 | 401.8 | 149.3 | 61.4 | 0 | 0 | 0 | 0 | 52 | 164.1 | 433.2 | 2005 | 460.4 | 358 | 339.8 | 97.8 | 29.5 | 0 | 0 | 0 | 0 | 27.1 | 119.9 | 371.2 | 2005 | 400.1 | 302 | 279.4 | 51.4 | 11.6 | 0 | 0 | 0 | 0 | 9.1 | 87.3 | 309.2 |  | 2005 | 770.4 | 638 | 649.8 | 385.3 | 271.4 | 33.5 | 5.7 | 3.1 | 28.3 | 259.1 | 396.4 | 681.2
1999-11-01 | 1999 | 11 | 6.7983 | 396.05 | 0 | 336.05 | 0 | 276.05 | 0 | 217.95 | 1.9 | 160.45 | 4.4 | 110.55 | 14.5 | 73.45 | 37.4 |  | 2006 | 507.1 | 553.6 | 487.9 | 311.7 | 160 | 19.2 | 0.8 | 1.9 | 59.1 | 249.2 | 361.2 | 456.8 | 2006 | 445.1 | 497.6 | 425.9 | 251.7 | 105.9 | 6.6 | 0 | 0 | 26.4 | 188.7 | 301.2 | 394.8 | 2006 | 383.1 | 441.6 | 363.9 | 191.8 | 62 | 0.7 | 0 | 0 | 9.3 | 134.5 | 241.2 | 332.8 | 2006 | 321.1 | 385.6 | 301.9 | 134.1 | 26 | 0 | 0 | 0 | 1.5 | 89.5 | 181.2 | 270.8 | 2006 | 259.1 | 329.6 | 241.9 | 82.5 | 6.5 | 0 | 0 | 0 | 0 | 51.2 | 124.2 | 208.8 | 2006 | 197.1 | 273.6 | 184.9 | 40 | 1.3 | 0 | 0 | 0 | 0 | 21.8 | 76.1 | 148.3 |  | 2006 | 569.1 | 609.6 | 549.9 | 371.7 | 216 | 48.4 | 9.6 | 14.4 | 108 | 311.2 | 421.2 | 518.8
1999-12-01 | 1999 | 12 | 1.0452 | 587.6 | 0 | 525.6 | 0 | 463.6 | 0 | 401.6 | 0 | 339.6 | 0 | 280.7 | 3.1 | 224.7 | 9.1 |  | 2007 | 599.9 | 693.3 | 522.2 | 358.1 | 158.8 | 13.6 | 1.6 | 2.6 | 29.1 | 118.5 | 401.8 | 577.1 | 2007 | 537.9 | 637.3 | 460.2 | 299.7 | 110.1 | 3.5 | 0 | 0 | 10.3 | 77.5 | 341.8 | 515.1 | 2007 | 475.9 | 581.3 | 398.2 | 244 | 69.5 | 0 | 0 | 0 | 3.3 | 41.3 | 281.8 | 453.1 | 2007 | 413.9 | 525.3 | 336.2 | 191.8 | 36 | 0 | 0 | 0 | 0.7 | 16.6 | 223.2 | 391.1 | 2007 | 351.9 | 469.3 | 275.5 | 144.3 | 11.5 | 0 | 0 | 0 | 0 | 4.8 | 165.5 | 329.1 | 2007 | 291.2 | 413.3 | 218.7 | 102.7 | 1.1 | 0 | 0 | 0 | 0 | 1.2 | 114.1 | 267.1 |  | 2007 | 661.9 | 749.3 | 584.2 | 418.1 | 212.4 | 33.2 | 17.9 | 13.8 | 61.8 | 165.9 | 461.8 | 639.1
2000-01-01 | 2000 | 1 | -3.8226 | 738.5 | 0 | 676.5 | 0 | 614.5 | 0 | 552.5 | 0 | 490.5 | 0 | 428.5 | 0 | 366.5 | 0 |  | 2008 | 568.8 | 618 | 567 | 304.5 | 190.4 | 32.2 | 2.3 | 8.1 | 36.6 | 231.5 | 413.8 | 598.7 | 2008 | 506.8 | 560 | 505 | 244.5 | 132.9 | 14.3 | 0 | 1 | 8.7 | 171.6 | 353.8 | 536.7 | 2008 | 444.8 | 502 | 443 | 184.5 | 80.1 | 2.2 | 0 | 0 | 0 | 114.9 | 295.1 | 474.7 | 2008 | 385.6 | 444 | 381 | 129 | 40.2 | 0 | 0 | 0 | 0 | 68.2 | 237.1 | 412.7 | 2008 | 327.6 | 386 | 319 | 81.6 | 14.6 | 0 | 0 | 0 | 0 | 35.1 | 184.7 | 350.7 | 2008 | 269.6 | 328 | 257 | 45 | 4.6 | 0 | 0 | 0 | 0 | 17.2 | 136.5 | 290.2 |  | 2008 | 630.8 | 676 | 629 | 364.5 | 249.9 | 57.2 | 13.2 | 30.9 | 77.8 | 292.4 | 473.8 | 660.7
2000-02-01 | 2000 | 2 | -1.4828 | 623 | 0 | 565 | 0 | 507 | 0 | 449 | 0 | 391 | 0 | 333 | 0 | 277.1 | 2.1 |  | 2009 | 766.9 | 562.1 | 510.5 | 320.7 | 168 | 59.2 | 9.5 | 4.8 | 40.5 | 258.8 | 325.6 | 580.2 | 2009 | 704.9 | 506.1 | 448.5 | 261.8 | 113.3 | 29.5 | 0.1 | 0 | 17 | 196.8 | 265.6 | 518.2 | 2009 | 642.9 | 450.1 | 386.5 | 205.7 | 64.6 | 9.3 | 0 | 0 | 5.8 | 135.7 | 205.6 | 456.2 | 2009 | 580.9 | 394.1 | 324.5 | 152.6 | 30.3 | 0.9 | 0 | 0 | 2.4 | 82.4 | 147.1 | 394.2 | 2009 | 518.9 | 338.1 | 263.4 | 105.4 | 7.1 | 0 | 0 | 0 | 0.4 | 46.4 | 91 | 332.2 | 2009 | 456.9 | 282.1 | 205 | 60.2 | 0 | 0 | 0 | 0 | 0 | 25.6 | 42 | 270.5 |  | 2009 | 828.9 | 618.1 | 572.5 | 380.7 | 225.9 | 96.3 | 40.3 | 19.3 | 81.1 | 320.8 | 385.6 | 642.2
2000-03-01 | 2000 | 3 | 4.771 | 472.1 | 0 | 410.1 | 0 | 348.1 | 0 | 286.1 | 0 | 224.4 | 0.3 | 166.1 | 4 | 111.4 | 11.3 |  | 2010 | 669.2 | 560.6 | 418.4 | 248.9 | 131.8 | 20.3 | 0.6 | 0 | 67.5 | 199.9 | 382.1 | 633.6 | 2010 | 607.2 | 504.6 | 356.4 | 188.9 | 91.8 | 3.9 | 0 | 0 | 28.2 | 141.1 | 322.1 | 571.6 | 2010 | 545.2 | 448.6 | 294.4 | 130.3 | 59.9 | 0 | 0 | 0 | 5.8 | 89.2 | 262.1 | 509.6 | 2010 | 483.2 | 392.6 | 232.4 | 78.5 | 36.5 | 0 | 0 | 0 | 0.1 | 44.2 | 202.7 | 447.6 | 2010 | 421.2 | 336.6 | 172.7 | 39.8 | 20 | 0 | 0 | 0 | 0 | 16 | 145 | 385.6 | 2010 | 359.2 | 280.6 | 118.9 | 11.4 | 6 | 0 | 0 | 0 | 0 | 5.9 | 91 | 323.9 |  | 2010 | 731.2 | 616.6 | 480.4 | 308.9 | 178.6 | 47.6 | 6.2 | 6.1 | 113.9 | 261.7 | 442.1 | 695.6
2000-04-01 | 2000 | 4 | 6.46 | 406.2 | 0 | 346.2 | 0 | 286.8 | 0.6 | 228.8 | 2.6 | 170.8 | 4.6 | 117.6 | 11.4 | 73.9 | 27.7 |  | 2011 | 726.7 | 605.2 | 545.5 | 355.7 | 191.7 | 22.4 | 0 | 0 | 41.6 | 203.5 | 298.4 | 481.3 | 2011 | 664.7 | 549.2 | 483.5 | 295.7 | 134.8 | 6.8 | 0 | 0 | 16.5 | 148.4 | 238.4 | 419.3 | 2011 | 602.7 | 493.2 | 421.5 | 235.7 | 85.7 | 0.3 | 0 | 0 | 5.7 | 102.2 | 179.4 | 357.3 | 2011 | 540.7 | 437.2 | 359.5 | 177.5 | 42.4 | 0 | 0 | 0 | 0.4 | 61.1 | 127.1 | 295.3 | 2011 | 478.7 | 381.2 | 297.5 | 125.8 | 12.8 | 0 | 0 | 0 | 0 | 30.6 | 82 | 233.4 | 2011 | 416.7 | 325.2 | 237.8 | 75.8 | 3.3 | 0 | 0 | 0 | 0 | 13.2 | 50 | 173.9 |  | 2011 | 788.7 | 661.2 | 607.5 | 415.7 | 251.7 | 53.2 | 2.6 | 7.1 | 83.1 | 261.7 | 358.4 | 543.3
2000-05-01 | 2000 | 5 | 13.6839 | 206.5 | 10.7 | 154.5 | 20.7 | 106.6 | 34.8 | 63.9 | 54.1 | 28.4 | 80.6 | 9.8 | 124 | 2.4 | 178.6 |  | 2012 | 568.7 | 497.4 | 368.5 | 304.2 | 101 | 22.7 | 0 | 0 | 58.4 | 223.2 | 394.9 | 479.4 | 2012 | 506.7 | 439.4 | 306.5 | 244.2 | 62 | 8 | 0 | 0 | 28.3 | 164.5 | 334.9 | 417.4 | 2012 | 444.7 | 381.4 | 244.8 | 186.6 | 31.1 | 1.1 | 0 | 0 | 11.3 | 110.6 | 274.9 | 355.4 | 2012 | 382.7 | 323.4 | 184.9 | 134.2 | 11.4 | 0 | 0 | 0 | 0.9 | 66.6 | 216.8 | 293.4 | 2012 | 320.7 | 265.4 | 132.9 | 83.5 | 1.9 | 0 | 0 | 0 | 0 | 29.7 | 161 | 233.3 | 2012 | 258.7 | 207.4 | 93.1 | 38 | 0 | 0 | 0 | 0 | 0 | 9.2 | 107 | 173.8 |  | 2012 | 630.7 | 555.4 | 430.5 | 364.2 | 152 | 44.2 | 0 | 2.7 | 97.3 | 284.7 | 454.9 | 541.4
2000-06-01 | 2000 | 6 | 17.6767 | 82.5 | 12.8 | 45.8 | 36.1 | 24.8 | 75.1 | 11.1 | 121.4 | 1.5 | 171.8 | 0 | 230.3 | 0 | 290.3 |  | 2013 | 581.2 | 587.5 | 523.3 | 358.6 | 161.5 | 43.6 | 0.7 | 2.6 | 67 | 193.6 | 426.7 | 624 | 2013 | 519.2 | 531.5 | 461.3 | 298.6 | 109.9 | 17.8 | 0 | 0 | 34.1 | 138.2 | 366.7 | 562 | 2013 | 457.2 | 475.5 | 399.3 | 240.2 | 64.6 | 5.6 | 0 | 0 | 12.4 | 93.1 | 306.7 | 500 | 2013 | 395.2 | 419.5 | 337.3 | 183 | 28.2 | 0.1 | 0 | 0 | 1.9 | 62.4 | 249.6 | 438 | 2013 | 334.3 | 363.5 | 275.3 | 129.4 | 10.7 | 0 | 0 | 0 | 0 | 40.4 | 195.6 | 376 | 2013 | 277.6 | 307.5 | 214.7 | 84.2 | 3.5 | 0 | 0 | 0 | 0 | 21.7 | 145 | 314 |  | 2013 | 643.2 | 643.5 | 585.3 | 418.6 | 216 | 79.4 | 14.5 | 16.7 | 110.8 | 252.5 | 486.7 | 686
2000-07-01 | 2000 | 7 | 19.9871 | 21.8 | 21.4 | 3.3 | 64.9 | 0 | 123.6 | 0 | 185.6 | 0 | 247.6 | 0 | 309.6 | 0 | 371.6 |  | 2014 | 772.1 | 696.6 | 650.4 | 364.3 | 169.3 | 31.2 | 9.4 | 8.3 | 55.9 | 197.1 | 441.5 | 519.1 | 2014 | 710.1 | 640.6 | 588.4 | 304.3 | 115.5 | 10.7 | 0.9 | 0.5 | 26 | 139.3 | 381.5 | 457.1 | 2014 | 648.1 | 584.6 | 526.4 | 244.3 | 71.1 | 1.9 | 0 | 0 | 10.3 | 90.8 | 321.5 | 395.1 | 2014 | 586.1 | 528.6 | 464.4 | 185.9 | 33.9 | 0 | 0 | 0 | 0.6 | 50.6 | 261.6 | 333.1 | 2014 | 524.1 | 472.6 | 402.4 | 131.9 | 9.6 | 0 | 0 | 0 | 0 | 18.1 | 207.1 | 271.1 | 2014 | 462.1 | 416.6 | 340.4 | 82.3 | 1.3 | 0 | 0 | 0 | 0 | 3.8 | 156.4 | 209.1 |  | 2014 | 834.1 | 752.6 | 712.4 | 424.3 | 225.3 | 65.4 | 36.6 | 29.3 | 99.8 | 256.9 | 501.5 | 581.1
2000-08-01 | 2000 | 8 | 20.8903 | 19.9 | 47.5 | 6 | 95.6 | 0.7 | 152.3 | 0 | 213.6 | 0 | 275.6 | 0 | 337.6 | 0 | 399.6 |  | 2015 | 739.6 | 815.9 | 594 | 321.9 | 123.9 | 61.3 | 4.4 | 1.8 | 22.6 | 200 | 301.1 | 394.5 | 2015 | 677.6 | 759.9 | 532 | 261.9 | 80.5 | 29.7 | 0 | 0 | 7.2 | 141.1 | 241.2 | 332.5 | 2015 | 615.6 | 703.9 | 470 | 203.5 | 44.2 | 11.4 | 0 | 0 | 0.1 | 89.2 | 185.1 | 270.5 | 2015 | 553.6 | 647.9 | 408 | 149.7 | 18.3 | 3.5 | 0 | 0 | 0 | 51.8 | 133 | 208.5 | 2015 | 491.6 | 591.9 | 346 | 102.5 | 4.6 | 0 | 0 | 0 | 0 | 26.9 | 90.2 | 148 | 2015 | 429.6 | 535.9 | 284 | 61.7 | 0.5 | 0 | 0 | 0 | 0 | 11.3 | 56.8 | 96.9 |  | 2015 | 801.6 | 871.9 | 656 | 381.9 | 175.5 | 101.4 | 17.6 | 20.4 | 50.1 | 260.8 | 361.1 | 456.5
2000-09-01 | 2000 | 9 | 16.4833 | 123.9 | 18.4 | 83.1 | 37.6 | 49.8 | 64.3 | 27 | 101.5 | 13.1 | 147.6 | 5.3 | 199.8 | 1.8 | 256.3 |  | 2016 | 625 | 544.3 | 451.2 | 391 | 156.1 | 26.5 | 0.1 | 0 | 15.5 | 156.6 | 292.9 | 559 | 2016 | 563 | 486.3 | 389.2 | 331.8 | 113.7 | 8.5 | 0 | 0 | 3.8 | 111.3 | 232.9 | 497 | 2016 | 501 | 428.3 | 327.2 | 273.8 | 74.6 | 2 | 0 | 0 | 0.1 | 77.2 | 174.8 | 435 | 2016 | 439 | 370.3 | 267 | 216.9 | 41.9 | 0 | 0 | 0 | 0 | 50.1 | 121.3 | 373 | 2016 | 377 | 312.5 | 208.5 | 162.7 | 17.3 | 0 | 0 | 0 | 0 | 26.6 | 76 | 311 | 2016 | 315 | 257.2 | 154.3 | 113.7 | 4.5 | 0 | 0 | 0 | 0 | 10.8 | 45.8 | 249 |  | 2016 | 687 | 602.3 | 513.2 | 451 | 203.6 | 53 | 5.3 | 0.1 | 41.9 | 212.3 | 352.9 | 621
2000-10-01 | 2000 | 10 | 11.9161 | 250.7 | 0.1 | 191.8 | 3.2 | 136.5 | 9.9 | 87.1 | 22.5 | 52.3 | 49.7 | 27 | 86.4 | 9.6 | 131 |  | 2017 | 568.6 | 471.2 | 541.2 | 272.1 | 200.5 | 29.3 | 0 | 7.2 | 41.7 | 113.3 | 387.9 | 649.2 | 2017 | 506.6 | 415.2 | 479.2 | 213 | 148 | 8.9 | 0 | 0 | 18.6 | 75.2 | 327.9 | 587.2 | 2017 | 444.6 | 359.2 | 417.2 | 156.8 | 98.6 | 0 | 0 | 0 | 4.1 | 47.5 | 267.9 | 525.2 | 2017 | 382.6 | 303.2 | 355.2 | 107.1 | 57.9 | 0 | 0 | 0 | 1 | 26.3 | 208.1 | 463.2 | 2017 | 320.6 | 247.7 | 293.4 | 65.8 | 25.7 | 0 | 0 | 0 | 0 | 12.3 | 151.8 | 401.2 | 2017 | 258.6 | 193.8 | 234.7 | 29.5 | 6.8 | 0 | 0 | 0 | 0 | 2.1 | 99 | 339.2 |  | 2017 | 630.6 | 527.2 | 603.2 | 332.1 | 258.6 | 57.4 | 5.4 | 26.6 | 72.2 | 167.8 | 447.9 | 711.2
2000-11-01 | 2000 | 11 | 4.97 | 450.9 | 0 | 390.9 | 0 | 330.9 | 0 | 271.2 | 0.3 | 213.3 | 2.4 | 159 | 8.1 | 109.8 | 18.9 |  | 2018 | 680.3 | 512.1 | 533.9 | 419.3 | 127.7 | 26.9 | 0 | 1.3 | 27.8 | 237.5 | 452.4 | 516 | 2018 | 618.3 | 456.1 | 471.9 | 359.3 | 86 | 5 | 0 | 0 | 11.3 | 182.2 | 392.4 | 454 | 2018 | 556.3 | 400.1 | 409.9 | 299.3 | 50.5 | 0.6 | 0 | 0 | 2 | 132.7 | 332.4 | 392 | 2018 | 494.3 | 344.1 | 347.9 | 239.3 | 25.2 | 0 | 0 | 0 | 0 | 88.2 | 272.4 | 330 | 2018 | 432.5 | 288.5 | 285.9 | 180.8 | 6.9 | 0 | 0 | 0 | 0 | 50.2 | 214.1 | 268 | 2018 | 372.5 | 235.5 | 223.9 | 127.5 | 0.7 | 0 | 0 | 0 | 0 | 20.6 | 157.9 | 206 |  | 2018 | 742.3 | 568.1 | 595.9 | 479.3 | 173.8 | 64.6 | 0.5 | 5.8 | 57.2 | 295.5 | 512.4 | 578
2000-12-01 | 2000 | 12 | -5.2774 | 783.6 | 0 | 721.6 | 0 | 659.6 | 0 | 597.6 | 0 | 535.6 | 0 | 473.6 | 0 | 411.6 | 0 |  | 2019 | 700 | 571.7 | 556.5 | 351.9 | 215.6 | 54.9 | 0 | 1.4 | 21.8 | 187 | 464 | 520.4 | 2019 | 638 | 515.7 | 494.5 | 291.9 | 157.8 | 22 | 0 | 0 | 5.1 | 128.5 | 404 | 458.4 | 2019 | 576 | 459.7 | 432.5 | 231.9 | 105.8 | 4.4 | 0 | 0 | 0.3 | 74.1 | 344 | 396.4 | 2019 | 514 | 403.7 | 370.5 | 173.3 | 63.5 | 0.2 | 0 | 0 | 0 | 32 | 284 | 334.4 | 2019 | 452 | 347.7 | 308.5 | 116.7 | 33.1 | 0 | 0 | 0 | 0 | 10.4 | 224 | 272.4 | 2019 | 390 | 293.7 | 246.6 | 71.4 | 13.4 | 0 | 0 | 0 | 0 | 0.3 | 165.8 | 210.4 |  | 2019 | 762 | 627.7 | 618.5 | 411.9 | 277.2 | 96.9 | 1.4 | 10.7 | 58 | 247 | 524 | 582.4
2001-01-01 | 2001 | 1 | -2.6871 | 703.3 | 0 | 641.3 | 0 | 579.3 | 0 | 517.3 | 0 | 455.3 | 0 | 393.3 | 0 | 331.3 | 0 |  | 2020 | 664.8684 | 589.9958 | 540.0216 | 347.4974 | 155.8305 | 33.4732 | 1.0332 | 2.7874 | 33.6374 | 179.3595 | 402.8216 | 523.4395 | 2020 | 602.8684 | 533.7326 | 478.0216 | 287.3289 | 108.6695 | 10.2532 | 0.037368 | 0 | 11.9563 | 126.6821 | 342.8353 | 461.4395 | 2020 | 540.8684 | 477.4695 | 416.0484 | 227.7895 | 68.1695 | 0.78579 | 0 | 0 | 1.48 | 81.9821 | 283.5458 | 399.3553 | 2020 | 478.9421 | 421.2063 | 354.4074 | 171.0695 | 36.7374 | 0 | 0 | 0 | 0 | 46.2484 | 225.6037 | 337.1868 | 2020 | 417.2 | 365.1316 | 293.5416 | 119.1395 | 14.3632 | 0 | 0 | 0 | 0 | 21.4942 | 171.6884 | 275.2916 | 2020 | 356.1579 | 310.2674 | 235.0774 | 73.7242 | 4.0058 | 0 | 0 | 0 | 0 | 7.7158 | 122.5495 | 214.6332 |  | 2020 | 726.8684 | 646.2589 | 602.0216 | 407.7389 | 208.4574 | 66.5905 | 5.8353 | 13.7458 | 68.1242 | 237.7542 | 462.8216 | 585.4395
2001-02-01 | 2001 | 2 | -1.5679 | 603.9 | 0 | 547.9 | 0 | 491.9 | 0 | 435.9 | 0 | 379.9 | 0 | 323.9 | 0 | 267.9 | 0 |  | 2021 | 665.4654 | 590.4059 | 542.096 | 348.619 | 154.4739 | 33.2263 | 0.89774 | 2.7976 | 32.9933 | 176.8975 | 405.6603 | 520.6261 | 2021 | 603.4654 | 534.1653 | 480.096 | 288.3708 | 107.6975 | 9.8092 | 0.03188 | 0 | 11.4269 | 124.4614 | 345.6748 | 458.6261 | 2021 | 541.4654 | 477.9247 | 418.124 | 228.6675 | 67.6132 | 0.43015 | 0 | 0 | 1.0557 | 80.1628 | 286.4002 | 396.5291 | 2021 | 479.5328 | 421.6841 | 356.4876 | 171.7747 | 36.5747 | 0 | 0 | 0 | 0 | 44.8254 | 228.3959 | 334.3351 | 2021 | 417.79 | 365.6446 | 295.5989 | 119.6532 | 14.2792 | 0 | 0 | 0 | 0 | 20.5141 | 174.4197 | 272.4174 | 2021 | 356.7644 | 310.8719 | 237.1005 | 74.0756 | 3.9759 | 0 | 0 | 0 | 0 | 7.2173 | 125.0404 | 211.7577 |  | 2021 | 727.4654 | 646.6465 | 604.096 | 408.9036 | 206.8176 | 66.4711 | 5.052 | 13.7016 | 67.3013 | 235.2441 | 465.6603 | 582.6261
2001-03-01 | 2001 | 3 | 0.42581 | 606.8 | 0 | 544.8 | 0 | 482.8 | 0 | 420.8 | 0 | 358.8 | 0 | 296.8 | 0 | 234.8 | 0
2001-04-01 | 2001 | 4 | 7.3733 | 378.8 | 0 | 318.8 | 0 | 258.8 | 0 | 201.6 | 2.8 | 149.5 | 10.7 | 103 | 24.2 | 60 | 41.2 |  | 10-year | 663.14 | 586.25 | 518.29 | 338.79 | 157.91 | 33.91 | 1.52 | 2.26 | 41.98 | 191.17 | 384.19 | 537.65 | 10-year | 601.14 | 529.85 | 456.29 | 278.96 | 110 | 12.13 | 0.09 | 0.05 | 17.91 | 136.98 | 324.2 | 475.65 | 10-year | 539.14 | 473.45 | 394.32 | 220.24 | 68.61 | 2.73 | 0 | 0 | 5.21 | 90.66 | 264.88 | 413.65 | 10-year | 477.14 | 417.05 | 332.71 | 164.54 | 35.92 | 0.38 | 0 | 0 | 0.49 | 53.33 | 207.66 | 351.65 | 10-year | 415.27 | 360.76 | 272.31 | 113.89 | 14.26 | 0 | 0 | 0 | 0 | 26.12 | 154.68 | 290 | 10-year | 354 | 305.34 | 214.84 | 69.55 | 4 | 0 | 0 | 0 | 0 | 9.89 | 107.47 | 229.62 |  | 10-year | 725.14 | 642.65 | 580.29 | 398.79 | 211.23 | 66.31 | 9.01 | 12.55 | 78.43 | 250.09 | 444.19 | 599.65
2001-05-01 | 2001 | 5 | 13.4839 | 206.5 | 4.5 | 149.7 | 9.7 | 100.6 | 22.6 | 55 | 39 | 17.2 | 63.2 | 2.6 | 110.6 | 0 | 170
2001-06-01 | 2001 | 6 | 19.1933 | 64.7 | 40.5 | 35.4 | 71.2 | 16.7 | 112.5 | 5.7 | 161.5 | 0.7 | 216.5 | 0 | 275.8 | 0 | 335.8 |  | CDD18 | Jan | Feb | Mar | Apr | May | June | July | August | Sept | Oct | Nov | Dec | CDD16 | Jan | Feb | Mar | Apr | May | June | July | August | Sept | Oct | Nov | Dec | CDD14 | Jan | Feb | Mar | Apr | May | June | July | August | Sept | Oct | Nov | Dec | CDD12 | Jan | Feb | Mar | Apr | May | June | July | August | Sept | Oct | Nov | Dec | CDD10 | Jan | Feb | Mar | Apr | May | June | July | August | Sept | Oct | Nov | Dec | CDD8 | Jan | Feb | Mar | Apr | May | June | July | August | Sept | Oct | Nov | Dec |  | CDD20 | Jan | Feb | Mar | Apr | May | June | July | August | Sept | Oct | Nov | Dec
2001-07-01 | 2001 | 7 | 20.3194 | 31.5 | 41.4 | 6.5 | 78.4 | 0.9 | 134.8 | 0 | 195.9 | 0 | 257.9 | 0 | 319.9 | 0 | 381.9 |  | 1999 | 0 | 0 | 0 | 0 | 14.9 | 69.55 | 183.2 | 73.4 | 49.7 | 0.2 | 0 | 0 | 1999 | 0 | 0 | 0 | 0 | 25.8 | 111.35 | 245.1 | 129.9 | 90.3 | 3.8 | 0 | 0 | 1999 | 0 | 0 | 0.3 | 0 | 46.3 | 163.15 | 307.1 | 191.3 | 140.4 | 10.5 | 1.9 | 0 | 1999 | 0 | 0 | 2.3 | 0.7 | 82.8 | 221.65 | 369.1 | 253.3 | 196.3 | 24.7 | 4.4 | 0 | 1999 | 0 | 0 | 4.3 | 8.6 | 133.7 | 281.65 | 431.1 | 315.3 | 255.3 | 51.4 | 14.5 | 3.1 | 1999 | 0 | 0 | 8 | 27.1 | 195.5 | 341.65 | 493.1 | 377.3 | 315.3 | 91.6 | 37.4 | 9.1 |  | 1999 | 0 | 0 | 0 | 0 | 6.1 | 39.05 | 125.7 | 31.3 | 24.1 | 0 | 0 | 0
2001-08-01 | 2001 | 8 | 22.8194 | 3.6 | 91 | 0 | 149.4 | 0 | 211.4 | 0 | 273.4 | 0 | 335.4 | 0 | 397.4 | 0 | 459.4 |  | 2000 | 0 | 0 | 0 | 0 | 20.7 | 36.1 | 64.9 | 95.6 | 37.6 | 3.2 | 0 | 0 | 2000 | 0 | 0 | 0 | 0.6 | 34.8 | 75.1 | 123.6 | 152.3 | 64.3 | 9.9 | 0 | 0 | 2000 | 0 | 0 | 0 | 2.6 | 54.1 | 121.4 | 185.6 | 213.6 | 101.5 | 22.5 | 0.3 | 0 | 2000 | 0 | 0 | 0.3 | 4.6 | 80.6 | 171.8 | 247.6 | 275.6 | 147.6 | 49.7 | 2.4 | 0 | 2000 | 0 | 0 | 4 | 11.4 | 124 | 230.3 | 309.6 | 337.6 | 199.8 | 86.4 | 8.1 | 0 | 2000 | 0 | 2.1 | 11.3 | 27.7 | 178.6 | 290.3 | 371.6 | 399.6 | 256.3 | 131 | 18.9 | 0 |  | 2000 | 0 | 0 | 0 | 0 | 10.7 | 12.8 | 21.4 | 47.5 | 18.4 | 0.1 | 0 | 0
2001-09-01 | 2001 | 9 | 17.3167 | 100.8 | 20.3 | 56.9 | 36.4 | 30.4 | 69.9 | 13.4 | 112.9 | 5.4 | 164.9 | 1.2 | 220.7 | 0 | 279.5 |  | 2001 | 0 | 0 | 0 | 0 | 9.7 | 71.2 | 78.4 | 149.4 | 36.4 | 2.9 | 0 | 0 | 2001 | 0 | 0 | 0 | 0 | 22.6 | 112.5 | 134.8 | 211.4 | 69.9 | 10.6 | 0 | 0 | 2001 | 0 | 0 | 0 | 2.8 | 39 | 161.5 | 195.9 | 273.4 | 112.9 | 27.4 | 1.3 | 1 | 2001 | 0 | 0 | 0 | 10.7 | 63.2 | 216.5 | 257.9 | 335.4 | 164.9 | 52.3 | 7.7 | 3 | 2001 | 0 | 0 | 0 | 24.2 | 110.6 | 275.8 | 319.9 | 397.4 | 220.7 | 85.8 | 20 | 6.3 | 2001 | 0 | 0 | 0 | 41.2 | 170 | 335.8 | 381.9 | 459.4 | 279.5 | 125.8 | 44.9 | 13.4 |  | 2001 | 0 | 0 | 0 | 0 | 4.5 | 40.5 | 41.4 | 91 | 20.3 | 0.4 | 0 | 0
2001-10-01 | 2001 | 10 | 11.5645 | 261.9 | 0.4 | 202.4 | 2.9 | 148.1 | 10.6 | 102.9 | 27.4 | 65.8 | 52.3 | 37.3 | 85.8 | 15.3 | 125.8 |  | 2002 | 0 | 0 | 0 | 3.3 | 6 | 63.8 | 179.2 | 134.9 | 86.2 | 11.6 | 0 | 0 | 2002 | 0 | 0 | 0 | 5.9 | 12 | 98.4 | 240.2 | 196.9 | 134.8 | 17.6 | 0 | 0 | 2002 | 0 | 0 | 0 | 13.5 | 19.3 | 146.2 | 302.2 | 258.9 | 192.4 | 29.8 | 1.1 | 0 | 2002 | 0 | 0 | 0 | 25.5 | 38.5 | 200 | 364.2 | 320.9 | 252.4 | 49.4 | 5.5 | 0 | 2002 | 0 | 0 | 0 | 37.6 | 66.9 | 256.5 | 426.2 | 382.9 | 312.4 | 75.3 | 12.8 | 0 | 2002 | 0 | 1.6 | 0 | 55.3 | 101.8 | 316.3 | 488.2 | 444.9 | 372.4 | 107.3 | 22.4 | 0 |  | 2002 | 0 | 0 | 0 | 1.3 | 1.9 | 37.3 | 122.3 | 83.1 | 46.7 | 5.6 | 0 | 0
2001-11-01 | 2001 | 11 | 8.3633 | 349.1 | 0 | 289.1 | 0 | 229.1 | 0 | 170.4 | 1.3 | 116.8 | 7.7 | 69.1 | 20 | 34 | 44.9 |  | 2003 | 0 | 0 | 0 | 1.5 | 0 | 53.3 | 87.4 | 119 | 14.5 | 0 | 0 | 0 | 2003 | 0 | 0 | 0 | 4.9 | 1 | 83 | 146 | 179.6 | 53.3 | 0 | 0 | 0 | 2003 | 0 | 0 | 0 | 9.4 | 4 | 124 | 208 | 241.6 | 104.6 | 1.2 | 0 | 0 | 2003 | 0 | 0 | 0 | 15.4 | 16.8 | 170.1 | 270 | 303.6 | 160 | 9.4 | 1.2 | 0 | 2003 | 0 | 0 | 0 | 22.6 | 41.7 | 226 | 332 | 365.6 | 218.2 | 26.2 | 4.5 | 0 | 2003 | 0 | 0 | 3.8 | 36.9 | 85.9 | 285.2 | 394 | 427.6 | 278.2 | 54.8 | 15.7 | 0.2 |  | 2003 | 0 | 0 | 0 | 0 | 0 | 31.5 | 42.6 | 68.8 | 3.1 | 0 | 0 | 0
2001-12-01 | 2001 | 12 | 3.0323 | 526 | 0 | 464 | 0 | 402 | 0 | 341 | 1 | 281 | 3 | 222.3 | 6.3 | 167.4 | 13.4 |  | 2004 | 0 | 0 | 0 | 0.7 | 0.9 | 31.6 | 75 | 66 | 55.2 | 1.2 | 0 | 0 | 2004 | 0 | 0 | 0 | 3.1 | 5.1 | 64 | 133 | 123 | 101.4 | 5.9 | 0 | 0 | 2004 | 0 | 0 | 0 | 7.3 | 20.4 | 109.4 | 195 | 183.8 | 153.8 | 18.1 | 0 | 0 | 2004 | 0 | 0 | 2 | 14.2 | 48.2 | 164.8 | 257 | 245.8 | 212.4 | 35.2 | 0 | 0 | 2004 | 0 | 0 | 5.6 | 27.9 | 91.4 | 224 | 319 | 307.8 | 272.4 | 60.4 | 3.1 | 0 | 2004 | 1.4 | 0 | 11.7 | 44.1 | 143 | 284 | 381 | 369.8 | 332.4 | 100.5 | 15.7 | 0.3 |  | 2004 | 0 | 0 | 0 | 0 | 0 | 14.7 | 33.4 | 28.1 | 22.5 | 0 | 0 | 0
2002-01-01 | 2002 | 1 | 1.0129 | 588.6 | 0 | 526.6 | 0 | 464.6 | 0 | 402.6 | 0 | 340.6 | 0 | 278.6 | 0 | 216.6 | 0 |  | 2005 | 0 | 0 | 0 | 0 | 0 | 113.8 | 170.8 | 151.8 | 74.6 | 3.8 | 0 | 0 | 2005 | 0 | 0 | 0 | 0 | 3.9 | 161.9 | 231.3 | 213.8 | 126.7 | 11.8 | 0 | 0 | 2005 | 0 | 0 | 0 | 1.4 | 17.2 | 220.2 | 293.3 | 275.8 | 184.6 | 21.9 | 0.3 | 0 | 2005 | 0 | 0 | 0 | 4 | 38 | 280.2 | 355.3 | 337.8 | 244.6 | 42 | 7.7 | 0 | 2005 | 0 | 0 | 0 | 12.5 | 68.1 | 340.2 | 417.3 | 399.8 | 304.6 | 79.1 | 23.5 | 0 | 2005 | 1.7 | 0 | 1.6 | 26.1 | 112.2 | 400.2 | 479.3 | 461.8 | 364.6 | 123.1 | 50.9 | 0 |  | 2005 | 0 | 0 | 0 | 0 | 0 | 73.7 | 113 | 92.9 | 32.9 | 1.1 | 0 | 0
2002-02-01 | 2002 | 2 | -0.017857 | 560.5 | 0 | 504.5 | 0 | 448.5 | 0 | 392.5 | 0 | 336.5 | 0 | 280.5 | 0 | 226.1 | 1.6 |  | 2006 | 0 | 0 | 0 | 0 | 19 | 63.7 | 150.8 | 106.3 | 13.6 | 0 | 0 | 0 | 2006 | 0 | 0 | 0 | 0 | 26.9 | 111.1 | 212 | 166.4 | 40.9 | 1.5 | 0 | 0 | 2006 | 0 | 0 | 0 | 0.1 | 45 | 165.2 | 274 | 228.4 | 83.8 | 9.3 | 0 | 0 | 2006 | 0 | 0 | 0 | 2.4 | 71 | 224.5 | 336 | 290.4 | 136 | 26.3 | 0 | 0 | 2006 | 0 | 0 | 2 | 10.8 | 113.5 | 284.5 | 398 | 352.4 | 194.5 | 50 | 3 | 0 | 2006 | 0 | 0 | 7 | 28.3 | 170.3 | 344.5 | 460 | 414.4 | 254.5 | 82.6 | 14.9 | 1.5 |  | 2006 | 0 | 0 | 0 | 0 | 13 | 32.9 | 97.6 | 56.8 | 2.5 | 0 | 0 | 0
2002-03-01 | 2002 | 3 | 1.5097 | 573.2 | 0 | 511.2 | 0 | 449.2 | 0 | 387.2 | 0 | 325.2 | 0 | 263.2 | 0 | 201.2 | 0 |  | 2007 | 0 | 0 | 0 | 0 | 14.6 | 94.1 | 85.7 | 132.1 | 53 | 22.1 | 0 | 0 | 2007 | 0 | 0 | 0 | 1.6 | 27.9 | 144 | 146.1 | 191.5 | 94.2 | 43.1 | 0 | 0 | 2007 | 0 | 0 | 0 | 5.9 | 49.3 | 200.5 | 208.1 | 253.5 | 147.2 | 68.9 | 0 | 0 | 2007 | 0 | 0 | 0 | 13.7 | 77.8 | 260.5 | 270.1 | 315.5 | 204.6 | 106.2 | 1.4 | 0 | 2007 | 0 | 0 | 1.3 | 26.2 | 115.3 | 320.5 | 332.1 | 377.5 | 263.9 | 156.4 | 3.7 | 0 | 2007 | 1.3 | 0 | 6.5 | 44.6 | 166.9 | 380.5 | 394.1 | 439.5 | 323.9 | 214.8 | 12.3 | 0 |  | 2007 | 0 | 0 | 0 | 0 | 6.2 | 53.7 | 40 | 81.3 | 25.7 | 7.5 | 0 | 0
2002-04-01 | 2002 | 4 | 7.25 | 383.8 | 1.3 | 325.8 | 3.3 | 268.4 | 5.9 | 216 | 13.5 | 168 | 25.5 | 120.1 | 37.6 | 77.8 | 55.3 |  | 2008 | 0 | 0 | 0 | 0 | 2.5 | 67.7 | 114.7 | 71.3 | 34.6 | 1.1 | 0 | 0 | 2008 | 0 | 0 | 0 | 0 | 7 | 109.8 | 174.4 | 126.2 | 66.7 | 3.2 | 0 | 0 | 2008 | 0 | 0 | 0 | 0 | 16.2 | 157.7 | 236.4 | 187.2 | 118 | 8.5 | 1.3 | 0 | 2008 | 2.8 | 0 | 0 | 4.5 | 38.3 | 215.5 | 298.4 | 249.2 | 178 | 23.8 | 3.3 | 0 | 2008 | 6.8 | 0 | 0 | 17.1 | 74.7 | 275.5 | 360.4 | 311.2 | 238 | 52.7 | 10.9 | 0 | 2008 | 10.8 | 0 | 0 | 40.5 | 126.7 | 335.5 | 422.4 | 373.2 | 298 | 96.8 | 22.7 | 1.5 |  | 2008 | 0 | 0 | 0 | 0 | 0 | 32.7 | 63.6 | 32.1 | 15.8 | 0 | 0 | 0
2002-05-01 | 2002 | 5 | 10.8484 | 285.6 | 1.9 | 227.7 | 6 | 171.7 | 12 | 117 | 19.3 | 74.2 | 38.5 | 40.6 | 66.9 | 13.5 | 101.8 |  | 2009 | 0 | 0 | 0 | 0 | 5.4 | 42.5 | 47.8 | 107 | 25.9 | 0 | 0 | 0 | 2009 | 0 | 0 | 0 | 1.1 | 12.7 | 72.8 | 100.4 | 164.2 | 62.4 | 0 | 0 | 0 | 2009 | 0 | 0 | 0 | 5 | 26 | 112.6 | 162.3 | 226.2 | 111.2 | 0.9 | 0 | 0 | 2009 | 0 | 0 | 0 | 11.9 | 53.7 | 164.2 | 224.3 | 288.2 | 167.8 | 9.6 | 1.5 | 0 | 2009 | 0 | 0 | 0.9 | 24.7 | 92.5 | 223.3 | 286.3 | 350.2 | 225.8 | 35.6 | 5.4 | 0 | 2009 | 0 | 0 | 4.5 | 39.5 | 147.4 | 283.3 | 348.3 | 412.2 | 285.4 | 76.8 | 16.4 | 0.3 |  | 2009 | 0 | 0 | 0 | 0 | 1.3 | 19.6 | 16.6 | 59.5 | 6.5 | 0 | 0 | 0
2002-06-01 | 2002 | 6 | 18.5433 | 81 | 37.3 | 47.5 | 63.8 | 22.1 | 98.4 | 9.9 | 146.2 | 3.7 | 200 | 0.2 | 256.5 | 0 | 316.3 |  | 2010 | 0 | 0 | 0 | 0 | 24.8 | 61.4 | 168.4 | 145.7 | 36.1 | 0.2 | 0 | 0 | 2010 | 0 | 0 | 0 | 0 | 46.8 | 105 | 229.8 | 207.7 | 56.8 | 3.4 | 0 | 0 | 2010 | 0 | 0 | 0 | 1.4 | 76.9 | 161.1 | 291.8 | 269.7 | 94.4 | 13.5 | 0 | 0 | 2010 | 0 | 0 | 0 | 9.6 | 115.5 | 221.1 | 353.8 | 331.7 | 148.7 | 30.5 | 0.6 | 0 | 2010 | 0 | 0 | 2.3 | 30.9 | 161 | 281.1 | 415.8 | 393.7 | 208.6 | 64.3 | 2.9 | 0 | 2010 | 0 | 0 | 10.5 | 62.5 | 209 | 341.1 | 477.8 | 455.7 | 268.6 | 116.2 | 8.9 | 0.3 |  | 2010 | 0 | 0 | 0 | 0 | 9.6 | 28.7 | 112 | 89.8 | 22.5 | 0 | 0 | 0
2002-07-01 | 2002 | 7 | 23.7484 | 6.1 | 122.3 | 1 | 179.2 | 0 | 240.2 | 0 | 302.2 | 0 | 364.2 | 0 | 426.2 | 0 | 488.2 |  | 2011 | 0 | 0 | 0 | 0 | 4.7 | 42 | 189.9 | 118.4 | 30.1 | 4.7 | 0 | 0 | 2011 | 0 | 0 | 0 | 0 | 9.8 | 86.4 | 251.9 | 180.4 | 65 | 11.6 | 0 | 0 | 2011 | 0 | 0 | 0 | 0 | 22.7 | 139.9 | 313.9 | 242.4 | 114.2 | 27.4 | 1 | 0 | 2011 | 0 | 0 | 0 | 1.8 | 41.4 | 199.6 | 375.9 | 304.4 | 168.9 | 48.3 | 8.7 | 0 | 2011 | 0 | 0 | 0 | 10.1 | 73.8 | 259.6 | 437.9 | 366.4 | 228.5 | 79.8 | 23.6 | 0.1 | 2011 | 0 | 0 | 2.3 | 20.1 | 126.3 | 319.6 | 499.9 | 428.4 | 288.5 | 124.4 | 51.6 | 2.6 |  | 2011 | 0 | 0 | 0 | 0 | 2.7 | 12.8 | 130.5 | 63.5 | 11.6 | 0.9 | 0 | 0
2002-08-01 | 2002 | 8 | 22.3516 | 10.2 | 83.1 | 0 | 134.9 | 0 | 196.9 | 0 | 258.9 | 0 | 320.9 | 0 | 382.9 | 0 | 444.9 |  | 2012 | 0 | 0 | 0 | 0 | 23.2 | 101.7 | 193 | 130.8 | 40 | 0.5 | 0 | 0 | 2012 | 0 | 0 | 0 | 0 | 46.2 | 147 | 255 | 192.8 | 69.9 | 3.8 | 0 | 0 | 2012 | 0 | 0 | 0.3 | 2.4 | 77.3 | 200.1 | 317 | 254.8 | 112.9 | 11.9 | 0 | 0 | 2012 | 0 | 0 | 2.4 | 10 | 119.6 | 259 | 379 | 316.8 | 162.5 | 29.9 | 1.9 | 0 | 2012 | 0 | 0 | 12.4 | 19.3 | 172.1 | 319 | 441 | 378.8 | 221.6 | 55 | 6.1 | 1.9 | 2012 | 0 | 0 | 34.6 | 33.8 | 232.2 | 379 | 503 | 440.8 | 281.6 | 96.5 | 12.1 | 4.4 |  | 2012 | 0 | 0 | 0 | 0 | 12.2 | 63.2 | 131 | 71.5 | 18.9 | 0 | 0 | 0
2002-09-01 | 2002 | 9 | 20.4133 | 34.3 | 46.7 | 13.8 | 86.2 | 2.4 | 134.8 | 0 | 192.4 | 0 | 252.4 | 0 | 312.4 | 0 | 372.4 |  | 2013 | 0 | 0 | 0 | 0 | 16.2 | 55.6 | 131.6 | 91.6 | 30 | 3.1 | 0 | 0 | 2013 | 0 | 0 | 0 | 0 | 26.6 | 89.8 | 192.9 | 151 | 57.1 | 9.7 | 0 | 0 | 2013 | 0 | 0 | 0 | 1.6 | 43.3 | 137.6 | 254.9 | 213 | 95.4 | 26.6 | 0 | 0 | 2013 | 0 | 0 | 0 | 4.4 | 68.9 | 192.1 | 316.9 | 275 | 144.9 | 57.9 | 2.9 | 0 | 2013 | 1.1 | 0 | 0 | 10.8 | 113.4 | 252 | 378.9 | 337 | 203 | 97.9 | 8.9 | 0 | 2013 | 6.4 | 0 | 1.4 | 25.6 | 168.2 | 312 | 440.9 | 399 | 263 | 141.2 | 18.3 | 0 |  | 2013 | 0 | 0 | 0 | 0 | 8.7 | 31.4 | 83.4 | 43.7 | 13.8 | 0 | 0 | 0
2002-10-01 | 2002 | 10 | 10.429 | 302.3 | 5.6 | 246.3 | 11.6 | 190.3 | 17.6 | 140.5 | 29.8 | 98.1 | 49.4 | 62 | 75.3 | 32 | 107.3 |  | 2014 | 0 | 0 | 0 | 0 | 10 | 46.6 | 66 | 72.5 | 34.5 | 2.2 | 0 | 0 | 2014 | 0 | 0 | 0 | 0 | 18.2 | 86.1 | 119.5 | 126.7 | 64.6 | 6.4 | 0 | 0 | 2014 | 0 | 0 | 0 | 0 | 35.8 | 137.3 | 180.6 | 188.2 | 108.9 | 19.9 | 0 | 0 | 2014 | 0 | 0 | 0 | 1.6 | 60.6 | 195.4 | 242.6 | 250.2 | 159.2 | 41.7 | 0.1 | 0 | 2014 | 0 | 0 | 0 | 7.6 | 98.3 | 255.4 | 304.6 | 312.2 | 218.6 | 71.2 | 5.6 | 0 | 2014 | 0 | 0 | 0 | 18 | 152 | 315.4 | 366.6 | 374.2 | 278.6 | 118.9 | 14.9 | 0 |  | 2014 | 0 | 0 | 0 | 0 | 4 | 20.8 | 31.2 | 31.5 | 18.4 | 0 | 0 | 0
2002-11-01 | 2002 | 11 | 4.68 | 459.6 | 0 | 399.6 | 0 | 339.6 | 0 | 280.7 | 1.1 | 225.1 | 5.5 | 172.4 | 12.8 | 122 | 22.4 |  | 2015 | 0 | 0 | 0 | 0 | 16.5 | 27.9 | 125.3 | 88.5 | 83.5 | 1.2 | 0 | 0 | 2015 | 0 | 0 | 0 | 0 | 35.1 | 56.3 | 182.9 | 148.7 | 128.1 | 4.3 | 0.1 | 0 | 2015 | 0 | 0 | 0 | 1.6 | 60.8 | 98 | 244.9 | 210.7 | 181 | 14.4 | 4 | 0 | 2015 | 0 | 0 | 0 | 7.8 | 96.9 | 150.1 | 306.9 | 272.7 | 240.9 | 39 | 11.9 | 0 | 2015 | 0 | 0 | 0 | 20.6 | 145.2 | 206.6 | 368.9 | 334.7 | 300.9 | 76.1 | 29.1 | 1.5 | 2015 | 0 | 0 | 0 | 39.8 | 203.1 | 266.6 | 430.9 | 396.7 | 360.9 | 122.5 | 55.7 | 12.4 |  | 2015 | 0 | 0 | 0 | 0 | 6.1 | 8 | 76.5 | 45.1 | 51 | 0 | 0 | 0
2002-12-01 | 2002 | 12 | -0.36774 | 631.4 | 0 | 569.4 | 0 | 507.4 | 0 | 445.4 | 0 | 383.4 | 0 | 321.4 | 0 | 259.4 | 0 |  | 2016 | 0 | 0 | 0 | 0 | 28.1 | 68.1 | 152.6 | 177.8 | 76.4 | 8.1 | 0 | 0 | 2016 | 0 | 0 | 0 | 0.8 | 47.7 | 110.1 | 214.5 | 239.8 | 124.7 | 24.8 | 0 | 0 | 2016 | 0 | 0 | 0 | 2.8 | 70.6 | 163.6 | 276.5 | 301.8 | 181 | 52.7 | 1.9 | 0 | 2016 | 0 | 0 | 1.8 | 5.9 | 99.9 | 221.6 | 338.5 | 363.8 | 240.9 | 87.6 | 8.4 | 0 | 2016 | 0 | 0.2 | 5.3 | 11.7 | 137.3 | 281.6 | 400.5 | 425.8 | 300.9 | 126.1 | 23.1 | 0 | 2016 | 0 | 2.9 | 13.1 | 22.7 | 186.5 | 341.6 | 462.5 | 487.8 | 360.9 | 172.3 | 52.9 | 0 |  | 2016 | 0 | 0 | 0 | 0 | 13.6 | 34.6 | 95.8 | 115.9 | 42.8 | 1.8 | 0 | 0
2003-01-01 | 2003 | 1 | -6.5484 | 823 | 0 | 761 | 0 | 699 | 0 | 637 | 0 | 575 | 0 | 513 | 0 | 451 | 0 |  | 2017 | 0 | 0 | 0 | 0 | 7.8 | 68.4 | 113.5 | 85.4 | 60 | 9.7 | 0 | 0 | 2017 | 0 | 0 | 0 | 0.9 | 17.3 | 108 | 175.5 | 140.2 | 96.9 | 33.6 | 0 | 0 | 2017 | 0 | 0 | 0 | 4.7 | 29.9 | 159.1 | 237.5 | 202.2 | 142.4 | 67.9 | 0 | 0 | 2017 | 0 | 0 | 0 | 15 | 51.2 | 219.1 | 299.5 | 264.2 | 199.3 | 108.7 | 0.2 | 0 | 2017 | 0 | 0.5 | 0.2 | 33.7 | 81 | 279.1 | 361.5 | 326.2 | 258.3 | 156.7 | 3.9 | 0 | 2017 | 0 | 2.6 | 3.5 | 57.4 | 124.1 | 339.1 | 423.5 | 388.2 | 318.3 | 208.5 | 11.1 | 0 |  | 2017 | 0 | 0 | 0 | 0 | 3.9 | 36.5 | 56.9 | 42.8 | 30.5 | 2.2 | 0 | 0
2003-02-01 | 2003 | 2 | -5.2143 | 706 | 0 | 650 | 0 | 594 | 0 | 538 | 0 | 482 | 0 | 426 | 0 | 370 | 0 |  | 2018 | 0 | 0 | 0 | 0 | 28.2 | 57.8 | 164.2 | 165.1 | 71.2 | 9.5 | 0 | 0 | 2018 | 0 | 0 | 0 | 0 | 48.5 | 95.9 | 226.2 | 225.8 | 114.7 | 16.2 | 0 | 0 | 2018 | 0 | 0 | 0 | 0 | 75 | 151.5 | 288.2 | 287.8 | 165.4 | 28.7 | 0 | 0 | 2018 | 0 | 0 | 0 | 0 | 111.7 | 210.9 | 350.2 | 349.8 | 223.4 | 46.2 | 0 | 0 | 2018 | 0.2 | 0.4 | 0 | 1.5 | 155.4 | 270.9 | 412.2 | 411.8 | 283.4 | 70.2 | 1.7 | 0 | 2018 | 2.2 | 3.4 | 0 | 8.2 | 211.2 | 330.9 | 474.2 | 473.8 | 343.4 | 102.6 | 5.5 | 0 |  | 2018 | 0 | 0 | 0 | 0 | 12.3 | 35.5 | 102.7 | 107.6 | 40.6 | 5.5 | 0 | 0
2003-03-01 | 2003 | 3 | -0.20323 | 626.3 | 0 | 564.3 | 0 | 502.3 | 0 | 440.3 | 0 | 378.3 | 0 | 316.3 | 0 | 258.1 | 3.8 |  | 2019 | 0 | 0 | 0 | 0 | 0.4 | 34.1 | 152.6 | 102.7 | 35.4 | 4.9 | 0 | 0 | 2019 | 0 | 0 | 0 | 0 | 4.6 | 61.2 | 214.6 | 163.3 | 78.7 | 8.4 | 0 | 0 | 2019 | 0 | 0 | 0 | 0 | 14.6 | 103.6 | 276.6 | 225.3 | 133.9 | 16 | 0 | 0 | 2019 | 0 | 0 | 0 | 1.4 | 34.3 | 159.4 | 338.6 | 287.3 | 193.6 | 35.9 | 0 | 0 | 2019 | 0 | 0 | 0 | 4.8 | 65.9 | 219.2 | 400.6 | 349.3 | 253.6 | 76.3 | 0 | 0 | 2019 | 0 | 2 | 0.1 | 19.5 | 108.2 | 279.2 | 462.6 | 411.3 | 313.6 | 128.2 | 1.8 | 0 |  | 2019 | 0 | 0 | 0 | 0 | 0 | 16.1 | 92 | 50 | 11.6 | 2.9 | 0 | 0
2003-04-01 | 2003 | 4 | 5.29 | 441.3 | 0 | 382.8 | 1.5 | 326.2 | 4.9 | 270.7 | 9.4 | 216.7 | 15.4 | 163.9 | 22.6 | 118.2 | 36.9 |  | 2020 | 0 | 0 | 0 | 0 | 16.9253 | 54.3321 | 152.0011 | 115.8168 | 54.0063 | 5.5389 | 0 | 0 | 2020 | 0 | 0 | 0 | 0 | 31.7642 | 91.1121 | 213.0053 | 175.0021 | 92.3253 | 14.8616 | 0.013684 | 0 | 2020 | 0 | 0 | 0.026842 | 0 | 53.2642 | 141.6447 | 274.9679 | 237.0295 | 141.8489 | 32.1616 | 0.72421 | 0 | 2020 | 0.073684 | 0 | 0.38579 | 3.2416 | 83.8321 | 200.6768 | 336.9679 | 299.0295 | 199.1668 | 58.4279 | 2.7821 | 0 | 2020 | 0.33158 | 0.18842 | 1.52 | 11.3116 | 123.4579 | 260.8032 | 398.9679 | 361.0295 | 259.7547 | 95.6737 | 8.8668 | 0 | 2020 | 1.2895 | 1.5874 | 5.0558 | 25.8963 | 175.1005 | 320.8589 | 460.9679 | 423.0295 | 320.1889 | 143.8953 | 19.7279 | 1.1937 |  | 2020 | 0 | 0 | 0 | 0 | 7.5521 | 27.4495 | 94.8032 | 64.7753 | 28.4932 | 1.9337 | 0 | 0
2003-05-01 | 2003 | 5 | 10.5677 | 292.4 | 0 | 230.4 | 0 | 169.4 | 1 | 110.4 | 4 | 61.2 | 16.8 | 24.1 | 41.7 | 6.3 | 85.9 |  | 2021 | 0 | 0 | 0 | 0 | 17.4005 | 53.7856 | 154.5164 | 115.838 | 54.7269 | 5.6379 | 0 | 0 | 2021 | 0 | 0 | 0 | 0 | 32.6241 | 90.3685 | 215.6505 | 174.9942 | 93.1605 | 15.2017 | 0.014511 | 0 | 2021 | 0 | 0 | 0.02797 | 0 | 54.5398 | 140.9895 | 277.6186 | 237.0404 | 142.7893 | 32.9032 | 0.73985 | 0 | 2021 | 0.067368 | 0 | 0.39158 | 2.7674 | 85.5014 | 200.2823 | 339.6186 | 299.0404 | 200.2751 | 59.5658 | 2.7356 | 0 | 2021 | 0.32459 | 0.20113 | 1.5029 | 10.646 | 125.2058 | 260.4935 | 401.6186 | 361.0404 | 261.028 | 97.2545 | 8.7594 | 0 | 2021 | 1.2989 | 1.669 | 5.0044 | 25.0683 | 176.9025 | 320.5593 | 463.6186 | 423.0404 | 321.5279 | 145.9577 | 19.3801 | 1.1317 |  | 2021 | 0 | 0 | 0 | 0 | 7.7442 | 27.0304 | 96.6706 | 64.742 | 29.0349 | 1.9845 | 0 | 0
2003-06-01 | 2003 | 6 | 17.5067 | 106.3 | 31.5 | 68.1 | 53.3 | 37.8 | 83 | 18.8 | 124 | 4.9 | 170.1 | 0.8 | 226 | 0 | 285.2
2003-07-01 | 2003 | 7 | 20.7097 | 20.6 | 42.6 | 3.4 | 87.4 | 0 | 146 | 0 | 208 | 0 | 270 | 0 | 332 | 0 | 394 |  | 10-year | 0 | 0 | 0 | 0 | 15.99 | 56.36 | 145.71 | 117.85 | 49.72 | 4.41 | 0 | 0 | 10-year | 0 | 0 | 0 | 0.17 | 30.08 | 94.58 | 206.28 | 177.64 | 85.65 | 12.22 | 0.01 | 0 | 10-year | 0 | 0 | 0.03 | 1.45 | 50.69 | 145.18 | 268.19 | 239.59 | 132.95 | 27.9 | 0.69 | 0 | 10-year | 0 | 0 | 0.42 | 5.75 | 80 | 202.83 | 330.19 | 301.59 | 188.23 | 52.57 | 3.47 | 0 | 10-year | 0.13 | 0.11 | 2.02 | 15.1 | 120.34 | 262.45 | 392.19 | 363.59 | 247.74 | 87.36 | 10.49 | 0.35 | 10-year | 0.86 | 1.09 | 6.55 | 30.76 | 172.08 | 322.45 | 454.19 | 425.59 | 307.74 | 133.13 | 23.28 | 1.97 |  | 10-year | 0 | 0 | 0 | 0 | 7.31 | 28.76 | 91.2 | 66.14 | 26.17 | 1.33 | 0 | 0
2003-08-01 | 2003 | 8 | 21.7935 | 13.2 | 68.8 | 1.4 | 119 | 0 | 179.6 | 0 | 241.6 | 0 | 303.6 | 0 | 365.6 | 0 | 427.6
2003-09-01 | 2003 | 9 | 17.2733 | 84.9 | 3.1 | 36.3 | 14.5 | 15.1 | 53.3 | 6.4 | 104.6 | 1.8 | 160 | 0 | 218.2 | 0 | 278.2
2003-10-01 | 2003 | 10 | 9.1032 | 337.8 | 0 | 275.8 | 0 | 213.8 | 0 | 153 | 1.2 | 99.2 | 9.4 | 54 | 26.2 | 20.6 | 54.8 |  | 10 Year Average | May: 20 Year Trend (2021) | 10 Year Average |  |  |  |  | 20 Year Trend (2021) | [7 empty] | 10 Year Average |  |  |  |  | 20 Year Trend (2021) | [7 empty] | 10 Year Average |  |  |  |  | 20 Year Trend (2021) | [7 empty] | 10 Year Average |  |  |  |  | 20 Year Trend (2021) | [7 empty] | 10 Year Average |  |  |  |  | 20 Year Trend (2021) | [8 empty] | 10 Year Average |  |  |  |  | 20 Year Trend (2021)
2003-11-01 | 2003 | 11 | 6.1 | 417 | 0 | 357 | 0 | 297 | 0 | 237 | 0 | 178.2 | 1.2 | 121.5 | 4.5 | 72.7 | 15.7 |  |  | Feb: HDD18; Mar: CDD18; July: HDD18; August: CDD18 |  |  | HDD16 | CDD16 |  |  |  | HDD16 | CDD16 | [6 empty] | HDD14 | CDD14 |  |  |  | HDD14 | CDD14 | [6 empty] | HDD12 | CDD12 |  |  |  | HDD12 | CDD12 | [6 empty] | HDD10 | CDD10 |  |  |  | HDD10 | CDD10 | [6 empty] | HDD8 | CDD8 |  |  |  | HDD8 | CDD8 | [7 empty] | HDD20 | CDD20 |  |  |  | HDD20 | CDD20
2003-12-01 | 2003 | 12 | 1.3613 | 577.8 | 0 | 515.8 | 0 | 453.8 | 0 | 391.8 | 0 | 329.8 | 0 | 267.8 | 0 | 206 | 0.2 |  | Burlington Pier | Jan: January; Feb: 663.14; Mar: 0; May: Burlington Pier; June: January; July: 665.4654; August: 0 | Burlington Pier | January | 601.14 | 0 |  | Burlington Pier | January | 603.4654 | 0 |  |  |  |  | Burlington Pier | January | 539.14 | 0 |  | Burlington Pier | January | 541.4654 | 0 |  |  |  |  | Burlington Pier | January | 477.14 | 0 |  | Burlington Pier | January | 479.5328 | 0.067368 |  |  |  |  | Burlington Pier | January | 415.27 | 0.13 |  | Burlington Pier | January | 417.79 | 0.32459 |  |  |  |  | Burlington Pier | January | 354 | 0.86 |  | Burlington Pier | January | 356.7644 | 1.2989 | [5 empty] | Burlington Pier | January | 725.14 | 0 |  | Burlington Pier | January | 727.4654 | 0
2004-01-01 | 2004 | 1 | -7.2935 | 846.1 | 0 | 784.1 | 0 | 722.1 | 0 | 660.1 | 0 | 598.1 | 0 | 536.1 | 0 | 475.5 | 1.4 |  | Burlington Pier | Jan: February; Feb: 586.25; Mar: 0; May: Burlington Pier; June: February; July: 590.4059; August: 0 | Burlington Pier | February | 529.85 | 0 |  | Burlington Pier | February | 534.1653 | 0 |  |  |  |  | Burlington Pier | February | 473.45 | 0 |  | Burlington Pier | February | 477.9247 | 0 |  |  |  |  | Burlington Pier | February | 417.05 | 0 |  | Burlington Pier | February | 421.6841 | 0 |  |  |  |  | Burlington Pier | February | 360.76 | 0.11 |  | Burlington Pier | February | 365.6446 | 0.20113 |  |  |  |  | Burlington Pier | February | 305.34 | 1.09 |  | Burlington Pier | February | 310.8719 | 1.669 | [5 empty] | Burlington Pier | February | 642.65 | 0 |  | Burlington Pier | February | 646.6465 | 0
2004-02-01 | 2004 | 2 | -1.8241 | 632.9 | 0 | 574.9 | 0 | 516.9 | 0 | 458.9 | 0 | 400.9 | 0 | 342.9 | 0 | 284.9 | 0 |  | Burlington Pier | Jan: March; Feb: 518.29; Mar: 0; May: Burlington Pier; June: March; July: 542.096; August: 0 | Burlington Pier | March | 456.29 | 0 |  | Burlington Pier | March | 480.096 | 0 |  |  |  |  | Burlington Pier | March | 394.32 | 0.03 |  | Burlington Pier | March | 418.124 | 0.02797 |  |  |  |  | Burlington Pier | March | 332.71 | 0.42 |  | Burlington Pier | March | 356.4876 | 0.39158 |  |  |  |  | Burlington Pier | March | 272.31 | 2.02 |  | Burlington Pier | March | 295.5989 | 1.5029 |  |  |  |  | Burlington Pier | March | 214.84 | 6.55 |  | Burlington Pier | March | 237.1005 | 5.0044 | [5 empty] | Burlington Pier | March | 580.29 | 0 |  | Burlington Pier | March | 604.096 | 0
2004-03-01 | 2004 | 3 | 2.6419 | 538.1 | 0 | 476.1 | 0 | 414.1 | 0 | 352.1 | 0 | 292.1 | 2 | 233.7 | 5.6 | 177.8 | 11.7 |  | Burlington Pier | Jan: April; Feb: 338.79; Mar: 0; May: Burlington Pier; June: April; July: 348.619; August: 0 | Burlington Pier | April | 278.96 | 0.17 |  | Burlington Pier | April | 288.3708 | 0 |  |  |  |  | Burlington Pier | April | 220.24 | 1.45 |  | Burlington Pier | April | 228.6675 | 0 |  |  |  |  | Burlington Pier | April | 164.54 | 5.75 |  | Burlington Pier | April | 171.7747 | 2.7674 |  |  |  |  | Burlington Pier | April | 113.89 | 15.1 |  | Burlington Pier | April | 119.6532 | 10.646 |  |  |  |  | Burlington Pier | April | 69.55 | 30.76 |  | Burlington Pier | April | 74.0756 | 25.0683 | [5 empty] | Burlington Pier | April | 398.79 | 0 |  | Burlington Pier | April | 408.9036 | 0
2004-04-01 | 2004 | 4 | 6.9367 | 391.9 | 0 | 332.6 | 0.7 | 275 | 3.1 | 219.2 | 7.3 | 166.1 | 14.2 | 119.8 | 27.9 | 76 | 44.1 |  | Burlington Pier | Jan: May; Feb: 157.91; Mar: 15.99; May: Burlington Pier; June: May; July: 154.4739; August: 17.4005 | Burlington Pier | May | 110 | 30.08 |  | Burlington Pier | May | 107.6975 | 32.6241 |  |  |  |  | Burlington Pier | May | 68.61 | 50.69 |  | Burlington Pier | May | 67.6132 | 54.5398 |  |  |  |  | Burlington Pier | May | 35.92 | 80 |  | Burlington Pier | May | 36.5747 | 85.5014 |  |  |  |  | Burlington Pier | May | 14.26 | 120.34 |  | Burlington Pier | May | 14.2792 | 125.2058 |  |  |  |  | Burlington Pier | May | 4 | 172.08 |  | Burlington Pier | May | 3.9759 | 176.9025 | [5 empty] | Burlington Pier | May | 211.23 | 7.31 |  | Burlington Pier | May | 206.8176 | 7.7442
2004-05-01 | 2004 | 5 | 12.4323 | 234.6 | 0 | 173.5 | 0.9 | 115.7 | 5.1 | 69 | 20.4 | 34.8 | 48.2 | 16 | 91.4 | 5.6 | 143 |  | Burlington Pier | Jan: June; Feb: 33.91; Mar: 56.36; May: Burlington Pier; June: June; July: 33.2263; August: 53.7856 | Burlington Pier | June | 12.13 | 94.58 |  | Burlington Pier | June | 9.8092 | 90.3685 |  |  |  |  | Burlington Pier | June | 2.73 | 145.18 |  | Burlington Pier | June | 0.43015 | 140.9895 |  |  |  |  | Burlington Pier | June | 0.38 | 202.83 |  | Burlington Pier | June | 0 | 200.2823 |  |  |  |  | Burlington Pier | June | 0 | 262.45 |  | Burlington Pier | June | 0 | 260.4935 |  |  |  |  | Burlington Pier | June | 0 | 322.45 |  | Burlington Pier | June | 0 | 320.5593 | [5 empty] | Burlington Pier | June | 66.31 | 28.76 |  | Burlington Pier | June | 66.4711 | 27.0304
2004-06-01 | 2004 | 6 | 17.4667 | 90.7 | 14.7 | 47.6 | 31.6 | 20 | 64 | 5.4 | 109.4 | 0.8 | 164.8 | 0 | 224 | 0 | 284 |  | Burlington Pier | Jan: July; Feb: 1.52; Mar: 145.71; May: Burlington Pier; June: July; July: 0.89774; August: 154.5164 | Burlington Pier | July | 0.09 | 206.28 |  | Burlington Pier | July | 0.03188 | 215.6505 |  |  |  |  | Burlington Pier | July | 0 | 268.19 |  | Burlington Pier | July | 0 | 277.6186 |  |  |  |  | Burlington Pier | July | 0 | 330.19 |  | Burlington Pier | July | 0 | 339.6186 |  |  |  |  | Burlington Pier | July | 0 | 392.19 |  | Burlington Pier | July | 0 | 401.6186 |  |  |  |  | Burlington Pier | July | 0 | 454.19 |  | Burlington Pier | July | 0 | 463.6186 | [5 empty] | Burlington Pier | July | 9.01 | 91.2 |  | Burlington Pier | July | 5.052 | 96.6706
2004-07-01 | 2004 | 7 | 20.2903 | 24.4 | 33.4 | 4 | 75 | 0 | 133 | 0 | 195 | 0 | 257 | 0 | 319 | 0 | 381 |  | Burlington Pier | Jan: August; Feb: 2.26; Mar: 117.85; May: Burlington Pier; June: August; July: 2.7976; August: 115.838 | Burlington Pier | August | 0.05 | 177.64 |  | Burlington Pier | August | 0 | 174.9942 |  |  |  |  | Burlington Pier | August | 0 | 239.59 |  | Burlington Pier | August | 0 | 237.0404 |  |  |  |  | Burlington Pier | August | 0 | 301.59 |  | Burlington Pier | August | 0 | 299.0404 |  |  |  |  | Burlington Pier | August | 0 | 363.59 |  | Burlington Pier | August | 0 | 361.0404 |  |  |  |  | Burlington Pier | August | 0 | 425.59 |  | Burlington Pier | August | 0 | 423.0404 | [5 empty] | Burlington Pier | August | 12.55 | 66.14 |  | Burlington Pier | August | 13.7016 | 64.742
2004-08-01 | 2004 | 8 | 19.929 | 30.3 | 28.1 | 6.2 | 66 | 1.2 | 123 | 0 | 183.8 | 0 | 245.8 | 0 | 307.8 | 0 | 369.8 |  | Burlington Pier | Jan: September; Feb: 41.98; Mar: 49.72; May: Burlington Pier; June: September; July: 32.9933; August: 54.7269 | Burlington Pier | September | 17.91 | 85.65 |  | Burlington Pier | September | 11.4269 | 93.1605 |  |  |  |  | Burlington Pier | September | 5.21 | 132.95 |  | Burlington Pier | September | 1.0557 | 142.7893 |  |  |  |  | Burlington Pier | September | 0.49 | 188.23 |  | Burlington Pier | September | 0 | 200.2751 |  |  |  |  | Burlington Pier | September | 0 | 247.74 |  | Burlington Pier | September | 0 | 261.028 |  |  |  |  | Burlington Pier | September | 0 | 307.74 |  | Burlington Pier | September | 0 | 321.5279 | [5 empty] | Burlington Pier | September | 78.43 | 26.17 |  | Burlington Pier | September | 67.3013 | 29.0349
2004-09-01 | 2004 | 9 | 19.08 | 50.1 | 22.5 | 22.8 | 55.2 | 9 | 101.4 | 1.4 | 153.8 | 0 | 212.4 | 0 | 272.4 | 0 | 332.4 |  | Burlington Pier | Jan: October; Feb: 191.17; Mar: 4.41; May: Burlington Pier; June: October; July: 176.8975; August: 5.6379 | Burlington Pier | October | 136.98 | 12.22 |  | Burlington Pier | October | 124.4614 | 15.2017 |  |  |  |  | Burlington Pier | October | 90.66 | 27.9 |  | Burlington Pier | October | 80.1628 | 32.9032 |  |  |  |  | Burlington Pier | October | 53.33 | 52.57 |  | Burlington Pier | October | 44.8254 | 59.5658 |  |  |  |  | Burlington Pier | October | 26.12 | 87.36 |  | Burlington Pier | October | 20.5141 | 97.2545 |  |  |  |  | Burlington Pier | October | 9.89 | 133.13 |  | Burlington Pier | October | 7.2173 | 145.9577 | [5 empty] | Burlington Pier | October | 250.09 | 1.33 |  | Burlington Pier | October | 235.2441 | 1.9845
2004-10-01 | 2004 | 10 | 10.9935 | 279.2 | 0 | 218.4 | 1.2 | 161.1 | 5.9 | 111.3 | 18.1 | 66.4 | 35.2 | 29.6 | 60.4 | 7.7 | 100.5 |  | Burlington Pier | Jan: November; Feb: 384.19; Mar: 0; May: Burlington Pier; June: November; July: 405.6603; August: 0 | Burlington Pier | November | 324.2 | 0.01 |  | Burlington Pier | November | 345.6748 | 0.014511 |  |  |  |  | Burlington Pier | November | 264.88 | 0.69 |  | Burlington Pier | November | 286.4002 | 0.73985 |  |  |  |  | Burlington Pier | November | 207.66 | 3.47 |  | Burlington Pier | November | 228.3959 | 2.7356 |  |  |  |  | Burlington Pier | November | 154.68 | 10.49 |  | Burlington Pier | November | 174.4197 | 8.7594 |  |  |  |  | Burlington Pier | November | 107.47 | 23.28 |  | Burlington Pier | November | 125.0404 | 19.3801 | [5 empty] | Burlington Pier | November | 444.19 | 0 |  | Burlington Pier | November | 465.6603 | 0
2004-11-01 | 2004 | 11 | 6.5667 | 403 | 0 | 343 | 0 | 283 | 0 | 223 | 0 | 163 | 0 | 106.1 | 3.1 | 58.7 | 15.7 |  | Burlington Pier | Jan: December; Feb: 537.65; Mar: 0; May: Burlington Pier; June: December; July: 520.6261; August: 0 | Burlington Pier | December | 475.65 | 0 |  | Burlington Pier | December | 458.6261 | 0 |  |  |  |  | Burlington Pier | December | 413.65 | 0 |  | Burlington Pier | December | 396.5291 | 0 |  |  |  |  | Burlington Pier | December | 351.65 | 0 |  | Burlington Pier | December | 334.3351 | 0 |  |  |  |  | Burlington Pier | December | 290 | 0.35 |  | Burlington Pier | December | 272.4174 | 0 |  |  |  |  | Burlington Pier | December | 229.62 | 1.97 |  | Burlington Pier | December | 211.7577 | 1.1317 | [5 empty] | Burlington Pier | December | 599.65 | 0 |  | Burlington Pier | December | 582.6261 | 0
2004-12-01 | 2004 | 12 | -0.71935 | 642.3 | 0 | 580.3 | 0 | 518.3 | 0 | 456.3 | 0 | 394.3 | 0 | 332.3 | 0 | 270.6 | 0.3
2005-01-01 | 2005 | 1 | -4.8516 | 770.4 | 0 | 708.4 | 0 | 646.4 | 0 | 584.4 | 0 | 522.4 | 0 | 460.4 | 0 | 400.1 | 1.7
2005-02-01 | 2005 | 2 | -2.7857 | 638 | 0 | 582 | 0 | 526 | 0 | 470 | 0 | 414 | 0 | 358 | 0 | 302 | 0
2005-03-01 | 2005 | 3 | -0.96129 | 649.8 | 0 | 587.8 | 0 | 525.8 | 0 | 463.8 | 0 | 401.8 | 0 | 339.8 | 0 | 279.4 | 1.6 | [68 empty] | HDD8 | CDD8 | HDD10 | CDD10 | HDD12 | CDD12 | HDD14 | CDD14 | HDD16 | CDD16 | HDD18 | CDD18 | HDD20 | CDD20
2005-04-01 | 2005 | 4 | 7.1567 | 385.3 | 0 | 325.3 | 0 | 265.3 | 0 | 206.7 | 1.4 | 149.3 | 4 | 97.8 | 12.5 | 51.4 | 26.1 | [67 empty] | January | 354 | 0.86 | 415.27 | 0.13 | 477.14 | 0 | 539.14 | 0 | 601.14 | 0 | 663.14 | 0 | 725.14 | 0
2005-05-01 | 2005 | 5 | 11.2452 | 271.4 | 0 | 209.4 | 0 | 151.3 | 3.9 | 102.6 | 17.2 | 61.4 | 38 | 29.5 | 68.1 | 11.6 | 112.2 | [67 empty] | February | 305.34 | 1.09 | 360.76 | 0.11 | 417.05 | 0 | 473.45 | 0 | 529.85 | 0 | 586.25 | 0 | 642.65 | 0
2005-06-01 | 2005 | 6 | 21.34 | 33.5 | 73.7 | 13.6 | 113.8 | 1.7 | 161.9 | 0 | 220.2 | 0 | 280.2 | 0 | 340.2 | 0 | 400.2 | [67 empty] | March | 214.84 | 6.55 | 272.31 | 2.02 | 332.71 | 0.42 | 394.32 | 0.03 | 456.29 | 0 | 518.29 | 0 | 580.29 | 0
2005-07-01 | 2005 | 7 | 23.4613 | 5.7 | 113 | 1.5 | 170.8 | 0 | 231.3 | 0 | 293.3 | 0 | 355.3 | 0 | 417.3 | 0 | 479.3 | [67 empty] | April | 69.55 | 30.76 | 113.89 | 15.1 | 164.54 | 5.75 | 220.24 | 1.45 | 278.96 | 0.17 | 338.79 | 0 | 398.79 | 0
2005-08-01 | 2005 | 8 | 22.8968 | 3.1 | 92.9 | 0 | 151.8 | 0 | 213.8 | 0 | 275.8 | 0 | 337.8 | 0 | 399.8 | 0 | 461.8 | [67 empty] | May | 4 | 172.08 | 14.26 | 120.34 | 35.92 | 80 | 68.61 | 50.69 | 110 | 30.08 | 157.91 | 15.99 | 211.23 | 7.31
2005-09-01 | 2005 | 9 | 20.1533 | 28.3 | 32.9 | 10 | 74.6 | 2.1 | 126.7 | 0 | 184.6 | 0 | 244.6 | 0 | 304.6 | 0 | 364.6 | [67 empty] | June | 0 | 322.45 | 0 | 262.45 | 0.38 | 202.83 | 2.73 | 145.18 | 12.13 | 94.58 | 33.91 | 56.36 | 66.31 | 28.76
2005-10-01 | 2005 | 10 | 11.6774 | 259.1 | 1.1 | 199.8 | 3.8 | 145.8 | 11.8 | 93.9 | 21.9 | 52 | 42 | 27.1 | 79.1 | 9.1 | 123.1 | [67 empty] | July | 0 | 454.19 | 0 | 392.19 | 0 | 330.19 | 0 | 268.19 | 0.09 | 206.28 | 1.52 | 145.71 | 9.01 | 91.2
2005-11-01 | 2005 | 11 | 6.7867 | 396.4 | 0 | 336.4 | 0 | 276.4 | 0 | 216.7 | 0.3 | 164.1 | 7.7 | 119.9 | 23.5 | 87.3 | 50.9 | [67 empty] | August | 0 | 425.59 | 0 | 363.59 | 0 | 301.59 | 0 | 239.59 | 0.05 | 177.64 | 2.26 | 117.85 | 12.55 | 66.14
2005-12-01 | 2005 | 12 | -1.9742 | 681.2 | 0 | 619.2 | 0 | 557.2 | 0 | 495.2 | 0 | 433.2 | 0 | 371.2 | 0 | 309.2 | 0 | [67 empty] | September | 0 | 307.74 | 0 | 247.74 | 0.49 | 188.23 | 5.21 | 132.95 | 17.91 | 85.65 | 41.98 | 49.72 | 78.43 | 26.17
2006-01-01 | 2006 | 1 | 1.6419 | 569.1 | 0 | 507.1 | 0 | 445.1 | 0 | 383.1 | 0 | 321.1 | 0 | 259.1 | 0 | 197.1 | 0 | [67 empty] | October | 9.89 | 133.13 | 26.12 | 87.36 | 53.33 | 52.57 | 90.66 | 27.9 | 136.98 | 12.22 | 191.17 | 4.41 | 250.09 | 1.33
2006-02-01 | 2006 | 2 | -1.7714 | 609.6 | 0 | 553.6 | 0 | 497.6 | 0 | 441.6 | 0 | 385.6 | 0 | 329.6 | 0 | 273.6 | 0 | [67 empty] | November | 107.47 | 23.28 | 154.68 | 10.49 | 207.66 | 3.47 | 264.88 | 0.69 | 324.2 | 0.01 | 384.19 | 0 | 444.19 | 0
2006-03-01 | 2006 | 3 | 2.2613 | 549.9 | 0 | 487.9 | 0 | 425.9 | 0 | 363.9 | 0 | 301.9 | 0 | 241.9 | 2 | 184.9 | 7 | [67 empty] | December | 229.62 | 1.97 | 290 | 0.35 | 351.65 | 0 | 413.65 | 0 | 475.65 | 0 | 537.65 | 0 | 599.65 | 0
2006-04-01 | 2006 | 4 | 7.61 | 371.7 | 0 | 311.7 | 0 | 251.7 | 0 | 191.8 | 0.1 | 134.1 | 2.4 | 82.5 | 10.8 | 40 | 28.3
2006-05-01 | 2006 | 5 | 13.4516 | 216 | 13 | 160 | 19 | 105.9 | 26.9 | 62 | 45 | 26 | 71 | 6.5 | 113.5 | 1.3 | 170.3
2006-06-01 | 2006 | 6 | 19.4833 | 48.4 | 32.9 | 19.2 | 63.7 | 6.6 | 111.1 | 0.7 | 165.2 | 0 | 224.5 | 0 | 284.5 | 0 | 344.5 | [73 empty] | HDD8 | CDD8 | HDD10 | CDD10 | HDD12 | CDD12 | HDD14 | CDD14 | HDD16 | CDD16 | HDD18 | CDD18 | HDD20 | CDD20
2006-07-01 | 2006 | 7 | 22.8387 | 9.6 | 97.6 | 0.8 | 150.8 | 0 | 212 | 0 | 274 | 0 | 336 | 0 | 398 | 0 | 460 | [72 empty] | January | 356.7644 | 1.2989 | 417.79 | 0.32459 | 479.5328 | 0.067368 | 541.4654 | 0 | 603.4654 | 0 | 665.4654 | 0 | 727.4654 | 0
2006-08-01 | 2006 | 8 | 21.3677 | 14.4 | 56.8 | 1.9 | 106.3 | 0 | 166.4 | 0 | 228.4 | 0 | 290.4 | 0 | 352.4 | 0 | 414.4 | [72 empty] | February | 310.8719 | 1.669 | 365.6446 | 0.20113 | 421.6841 | 0 | 477.9247 | 0 | 534.1653 | 0 | 590.4059 | 0 | 646.6465 | 0
2006-09-01 | 2006 | 9 | 16.4833 | 108 | 2.5 | 59.1 | 13.6 | 26.4 | 40.9 | 9.3 | 83.8 | 1.5 | 136 | 0 | 194.5 | 0 | 254.5 | [72 empty] | March | 237.1005 | 5.0044 | 295.5989 | 1.5029 | 356.4876 | 0.39158 | 418.124 | 0.02797 | 480.096 | 0 | 542.096 | 0 | 604.096 | 0
2006-10-01 | 2006 | 10 | 9.9613 | 311.2 | 0 | 249.2 | 0 | 188.7 | 1.5 | 134.5 | 9.3 | 89.5 | 26.3 | 51.2 | 50 | 21.8 | 82.6 | [72 empty] | April | 74.0756 | 25.0683 | 119.6532 | 10.646 | 171.7747 | 2.7674 | 228.6675 | 0 | 288.3708 | 0 | 348.619 | 0 | 408.9036 | 0
2006-11-01 | 2006 | 11 | 5.96 | 421.2 | 0 | 361.2 | 0 | 301.2 | 0 | 241.2 | 0 | 181.2 | 0 | 124.2 | 3 | 76.1 | 14.9 | [72 empty] | May | 3.9759 | 176.9025 | 14.2792 | 125.2058 | 36.5747 | 85.5014 | 67.6132 | 54.5398 | 107.6975 | 32.6241 | 154.4739 | 17.4005 | 206.8176 | 7.7442
2006-12-01 | 2006 | 12 | 3.2645 | 518.8 | 0 | 456.8 | 0 | 394.8 | 0 | 332.8 | 0 | 270.8 | 0 | 208.8 | 0 | 148.3 | 1.5 | [72 empty] | June | 0 | 320.5593 | 0 | 260.4935 | 0 | 200.2823 | 0.43015 | 140.9895 | 9.8092 | 90.3685 | 33.2263 | 53.7856 | 66.4711 | 27.0304
2007-01-01 | 2007 | 1 | -1.3516 | 661.9 | 0 | 599.9 | 0 | 537.9 | 0 | 475.9 | 0 | 413.9 | 0 | 351.9 | 0 | 291.2 | 1.3 | [72 empty] | July | 0 | 463.6186 | 0 | 401.6186 | 0 | 339.6186 | 0 | 277.6186 | 0.03188 | 215.6505 | 0.89774 | 154.5164 | 5.052 | 96.6706
2007-02-01 | 2007 | 2 | -6.7607 | 749.3 | 0 | 693.3 | 0 | 637.3 | 0 | 581.3 | 0 | 525.3 | 0 | 469.3 | 0 | 413.3 | 0 | [72 empty] | August | 0 | 423.0404 | 0 | 361.0404 | 0 | 299.0404 | 0 | 237.0404 | 0 | 174.9942 | 2.7976 | 115.838 | 13.7016 | 64.742
2007-03-01 | 2007 | 3 | 1.1548 | 584.2 | 0 | 522.2 | 0 | 460.2 | 0 | 398.2 | 0 | 336.2 | 0 | 275.5 | 1.3 | 218.7 | 6.5 | [72 empty] | September | 0 | 321.5279 | 0 | 261.028 | 0 | 200.2751 | 1.0557 | 142.7893 | 11.4269 | 93.1605 | 32.9933 | 54.7269 | 67.3013 | 29.0349
2007-04-01 | 2007 | 4 | 6.0633 | 418.1 | 0 | 358.1 | 0 | 299.7 | 1.6 | 244 | 5.9 | 191.8 | 13.7 | 144.3 | 26.2 | 102.7 | 44.6 | [72 empty] | October | 7.2173 | 145.9577 | 20.5141 | 97.2545 | 44.8254 | 59.5658 | 80.1628 | 32.9032 | 124.4614 | 15.2017 | 176.8975 | 5.6379 | 235.2441 | 1.9845
2007-05-01 | 2007 | 5 | 13.3484 | 212.4 | 6.2 | 158.8 | 14.6 | 110.1 | 27.9 | 69.5 | 49.3 | 36 | 77.8 | 11.5 | 115.3 | 1.1 | 166.9 | [72 empty] | November | 125.0404 | 19.3801 | 174.4197 | 8.7594 | 228.3959 | 2.7356 | 286.4002 | 0.73985 | 345.6748 | 0.014511 | 405.6603 | 0 | 465.6603 | 0
2007-06-01 | 2007 | 6 | 20.6833 | 33.2 | 53.7 | 13.6 | 94.1 | 3.5 | 144 | 0 | 200.5 | 0 | 260.5 | 0 | 320.5 | 0 | 380.5 | [72 empty] | December | 211.7577 | 1.1317 | 272.4174 | 0 | 334.3351 | 0 | 396.5291 | 0 | 458.6261 | 0 | 520.6261 | 0 | 582.6261 | 0
2007-07-01 | 2007 | 7 | 20.7129 | 17.9 | 40 | 1.6 | 85.7 | 0 | 146.1 | 0 | 208.1 | 0 | 270.1 | 0 | 332.1 | 0 | 394.1
2007-08-01 | 2007 | 8 | 22.1774 | 13.8 | 81.3 | 2.6 | 132.1 | 0 | 191.5 | 0 | 253.5 | 0 | 315.5 | 0 | 377.5 | 0 | 439.5
2007-09-01 | 2007 | 9 | 18.7967 | 61.8 | 25.7 | 29.1 | 53 | 10.3 | 94.2 | 3.3 | 147.2 | 0.7 | 204.6 | 0 | 263.9 | 0 | 323.9
2007-10-01 | 2007 | 10 | 14.8903 | 165.9 | 7.5 | 118.5 | 22.1 | 77.5 | 43.1 | 41.3 | 68.9 | 16.6 | 106.2 | 4.8 | 156.4 | 1.2 | 214.8
2007-11-01 | 2007 | 11 | 4.6067 | 461.8 | 0 | 401.8 | 0 | 341.8 | 0 | 281.8 | 0 | 223.2 | 1.4 | 165.5 | 3.7 | 114.1 | 12.3
2007-12-01 | 2007 | 12 | -0.61613 | 639.1 | 0 | 577.1 | 0 | 515.1 | 0 | 453.1 | 0 | 391.1 | 0 | 329.1 | 0 | 267.1 | 0
2008-01-01 | 2008 | 1 | -0.34839 | 630.8 | 0 | 568.8 | 0 | 506.8 | 0 | 444.8 | 0 | 385.6 | 2.8 | 327.6 | 6.8 | 269.6 | 10.8
2008-02-01 | 2008 | 2 | -3.3103 | 676 | 0 | 618 | 0 | 560 | 0 | 502 | 0 | 444 | 0 | 386 | 0 | 328 | 0
2008-03-01 | 2008 | 3 | -0.29032 | 629 | 0 | 567 | 0 | 505 | 0 | 443 | 0 | 381 | 0 | 319 | 0 | 257 | 0
2008-04-01 | 2008 | 4 | 7.85 | 364.5 | 0 | 304.5 | 0 | 244.5 | 0 | 184.5 | 0 | 129 | 4.5 | 81.6 | 17.1 | 45 | 40.5
2008-05-01 | 2008 | 5 | 11.9387 | 249.9 | 0 | 190.4 | 2.5 | 132.9 | 7 | 80.1 | 16.2 | 40.2 | 38.3 | 14.6 | 74.7 | 4.6 | 126.7
2008-06-01 | 2008 | 6 | 19.1833 | 57.2 | 32.7 | 32.2 | 67.7 | 14.3 | 109.8 | 2.2 | 157.7 | 0 | 215.5 | 0 | 275.5 | 0 | 335.5
2008-07-01 | 2008 | 7 | 21.6258 | 13.2 | 63.6 | 2.3 | 114.7 | 0 | 174.4 | 0 | 236.4 | 0 | 298.4 | 0 | 360.4 | 0 | 422.4
2008-08-01 | 2008 | 8 | 20.0387 | 30.9 | 32.1 | 8.1 | 71.3 | 1 | 126.2 | 0 | 187.2 | 0 | 249.2 | 0 | 311.2 | 0 | 373.2
2008-09-01 | 2008 | 9 | 17.9333 | 77.8 | 15.8 | 36.6 | 34.6 | 8.7 | 66.7 | 0 | 118 | 0 | 178 | 0 | 238 | 0 | 298
2008-10-01 | 2008 | 10 | 10.5677 | 292.4 | 0 | 231.5 | 1.1 | 171.6 | 3.2 | 114.9 | 8.5 | 68.2 | 23.8 | 35.1 | 52.7 | 17.2 | 96.8
2008-11-01 | 2008 | 11 | 4.2067 | 473.8 | 0 | 413.8 | 0 | 353.8 | 0 | 295.1 | 1.3 | 237.1 | 3.3 | 184.7 | 10.9 | 136.5 | 22.7
2008-12-01 | 2008 | 12 | -1.3129 | 660.7 | 0 | 598.7 | 0 | 536.7 | 0 | 474.7 | 0 | 412.7 | 0 | 350.7 | 0 | 290.2 | 1.5 | Res_NoCDM | GS_lt_50_NoCDM | Jan: GS_gt_50_NoCDM
2009-01-01 | 2009 | 1 | -6.7387 | 828.9 | 0 | 766.9 | 0 | 704.9 | 0 | 642.9 | 0 | 580.9 | 0 | 518.9 | 0 | 456.9 | 0
2009-02-01 | 2009 | 2 | -2.075 | 618.1 | 0 | 562.1 | 0 | 506.1 | 0 | 450.1 | 0 | 394.1 | 0 | 338.1 | 0 | 282.1 | 0
2009-03-01 | 2009 | 3 | 1.5323 | 572.5 | 0 | 510.5 | 0 | 448.5 | 0 | 386.5 | 0 | 324.5 | 0 | 263.4 | 0.9 | 205 | 4.5
2009-04-01 | 2009 | 4 | 7.31 | 380.7 | 0 | 320.7 | 0 | 261.8 | 1.1 | 205.7 | 5 | 152.6 | 11.9 | 105.4 | 24.7 | 60.2 | 39.5
2009-05-01 | 2009 | 5 | 12.7548 | 225.9 | 1.3 | 168 | 5.4 | 113.3 | 12.7 | 64.6 | 26 | 30.3 | 53.7 | 7.1 | 92.5 | 0 | 147.4
2009-06-01 | 2009 | 6 | 17.4433 | 96.3 | 19.6 | 59.2 | 42.5 | 29.5 | 72.8 | 9.3 | 112.6 | 0.9 | 164.2 | 0 | 223.3 | 0 | 283.3
2009-07-01 | 2009 | 7 | 19.2355 | 40.3 | 16.6 | 9.5 | 47.8 | 0.1 | 100.4 | 0 | 162.3 | 0 | 224.3 | 0 | 286.3 | 0 | 348.3
2009-08-01 | 2009 | 8 | 21.2968 | 19.3 | 59.5 | 4.8 | 107 | 0 | 164.2 | 0 | 226.2 | 0 | 288.2 | 0 | 350.2 | 0 | 412.2
2009-09-01 | 2009 | 9 | 17.5133 | 81.1 | 6.5 | 40.5 | 25.9 | 17 | 62.4 | 5.8 | 111.2 | 2.4 | 167.8 | 0.4 | 225.8 | 0 | 285.4
2009-10-01 | 2009 | 10 | 9.6516 | 320.8 | 0 | 258.8 | 0 | 196.8 | 0 | 135.7 | 0.9 | 82.4 | 9.6 | 46.4 | 35.6 | 25.6 | 76.8
2009-11-01 | 2009 | 11 | 7.1467 | 385.6 | 0 | 325.6 | 0 | 265.6 | 0 | 205.6 | 0 | 147.1 | 1.5 | 91 | 5.4 | 42 | 16.4
2009-12-01 | 2009 | 12 | -0.71613 | 642.2 | 0 | 580.2 | 0 | 518.2 | 0 | 456.2 | 0 | 394.2 | 0 | 332.2 | 0 | 270.5 | 0.3
2010-01-01 | 2010 | 1 | -3.5871 | 731.2 | 0 | 669.2 | 0 | 607.2 | 0 | 545.2 | 0 | 483.2 | 0 | 421.2 | 0 | 359.2 | 0 | 27.6444 | 102.0627 | Jan: 2565.6671
2010-02-01 | 2010 | 2 | -2.0214 | 616.6 | 0 | 560.6 | 0 | 504.6 | 0 | 448.6 | 0 | 392.6 | 0 | 336.6 | 0 | 280.6 | 0 | 25.2445 | 103.4436 | Jan: 2588.8357
2010-03-01 | 2010 | 3 | 4.5032 | 480.4 | 0 | 418.4 | 0 | 356.4 | 0 | 294.4 | 0 | 232.4 | 0 | 172.7 | 2.3 | 118.9 | 10.5 | 22.8678 | 92.1716 | Jan: 2496.7454
2010-04-01 | 2010 | 4 | 9.7033 | 308.9 | 0 | 248.9 | 0 | 188.9 | 0 | 130.3 | 1.4 | 78.5 | 9.6 | 39.8 | 30.9 | 11.4 | 62.5 | 21.1724 | 85.3772 | Jan: 2347.9767
2010-05-01 | 2010 | 5 | 14.5484 | 178.6 | 9.6 | 131.8 | 24.8 | 91.8 | 46.8 | 59.9 | 76.9 | 36.5 | 115.5 | 20 | 161 | 6 | 209 | 24.9338 | 88.4054 | Jan: 2436.0054
2010-06-01 | 2010 | 6 | 19.37 | 47.6 | 28.7 | 20.3 | 61.4 | 3.9 | 105 | 0 | 161.1 | 0 | 221.1 | 0 | 281.1 | 0 | 341.1 | 29.7148 | 96.1435 | Jan: 2611.6087
2010-07-01 | 2010 | 7 | 23.4129 | 6.2 | 112 | 0.6 | 168.4 | 0 | 229.8 | 0 | 291.8 | 0 | 353.8 | 0 | 415.8 | 0 | 477.8 | 34.2109 | 103.7429 | Jan: 2717.1797
2010-08-01 | 2010 | 8 | 22.7 | 6.1 | 89.8 | 0 | 145.7 | 0 | 207.7 | 0 | 269.7 | 0 | 331.7 | 0 | 393.7 | 0 | 455.7 | 31.8141 | 101.9658 | Jan: 2683.2693
2010-09-01 | 2010 | 9 | 16.9533 | 113.9 | 22.5 | 67.5 | 36.1 | 28.2 | 56.8 | 5.8 | 94.4 | 0.1 | 148.7 | 0 | 208.6 | 0 | 268.6 | 26.3089 | 89.6972 | Jan: 2452.4984
2010-10-01 | 2010 | 10 | 11.5581 | 261.7 | 0 | 199.9 | 0.2 | 141.1 | 3.4 | 89.2 | 13.5 | 44.2 | 30.5 | 16 | 64.3 | 5.9 | 116.2 | 22.9447 | 85.1142 | Jan: 2278.7572
2010-11-01 | 2010 | 11 | 5.2633 | 442.1 | 0 | 382.1 | 0 | 322.1 | 0 | 262.1 | 0 | 202.7 | 0.6 | 145 | 2.9 | 91 | 8.9 | 22.819 | 90.0795 | Jan: 2371.9136
2010-12-01 | 2010 | 12 | -2.4387 | 695.6 | 0 | 633.6 | 0 | 571.6 | 0 | 509.6 | 0 | 447.6 | 0 | 385.6 | 0 | 323.9 | 0.3 | 26.1456 | 96.9931 | Jan: 2384.7853
2011-01-01 | 2011 | 1 | -5.4419 | 788.7 | 0 | 726.7 | 0 | 664.7 | 0 | 602.7 | 0 | 540.7 | 0 | 478.7 | 0 | 416.7 | 0 | 27.3778 | 102.2739 | Jan: 2511.7439
2011-02-01 | 2011 | 2 | -3.6143 | 661.2 | 0 | 605.2 | 0 | 549.2 | 0 | 493.2 | 0 | 437.2 | 0 | 381.2 | 0 | 325.2 | 0 | 25.5685 | 102.1467 | Jan: 2624.2549
2011-03-01 | 2011 | 3 | 0.40323 | 607.5 | 0 | 545.5 | 0 | 483.5 | 0 | 421.5 | 0 | 359.5 | 0 | 297.5 | 0 | 237.8 | 2.3 | 23.5215 | 96.1449 | Jan: 2614.6911
2011-04-01 | 2011 | 4 | 6.1433 | 415.7 | 0 | 355.7 | 0 | 295.7 | 0 | 235.7 | 0 | 177.5 | 1.8 | 125.8 | 10.1 | 75.8 | 20.1 | 22.004 | 88.6177 | Jan: 2434.6861
2011-05-01 | 2011 | 5 | 11.9677 | 251.7 | 2.7 | 191.7 | 4.7 | 134.8 | 9.8 | 85.7 | 22.7 | 42.4 | 41.4 | 12.8 | 73.8 | 3.3 | 126.3 | 23.4812 | 86.5648 | Jan: 2439.4811
2011-06-01 | 2011 | 6 | 18.6533 | 53.2 | 12.8 | 22.4 | 42 | 6.8 | 86.4 | 0.3 | 139.9 | 0 | 199.6 | 0 | 259.6 | 0 | 319.6 | 28.367 | 95.0268 | Jan: 2609.7358
2011-07-01 | 2011 | 7 | 24.1258 | 2.6 | 130.5 | 0 | 189.9 | 0 | 251.9 | 0 | 313.9 | 0 | 375.9 | 0 | 437.9 | 0 | 499.9 | 34.0226 | 105.1412 | Jan: 2777.9188
2011-08-01 | 2011 | 8 | 21.8194 | 7.1 | 63.5 | 0 | 118.4 | 0 | 180.4 | 0 | 242.4 | 0 | 304.4 | 0 | 366.4 | 0 | 428.4 | 30.9448 | 100.554 | Jan: 2697.4387
2011-09-01 | 2011 | 9 | 17.6167 | 83.1 | 11.6 | 41.6 | 30.1 | 16.5 | 65 | 5.7 | 114.2 | 0.4 | 168.9 | 0 | 228.5 | 0 | 288.5 | 25.246 | 88.654 | Jan: 2523.2027
2011-10-01 | 2011 | 10 | 11.5871 | 261.7 | 0.9 | 203.5 | 4.7 | 148.4 | 11.6 | 102.2 | 27.4 | 61.1 | 48.3 | 30.6 | 79.8 | 13.2 | 124.4 | 23.0906 | 83.966 | Jan: 2367.0504
2011-11-01 | 2011 | 11 | 8.0533 | 358.4 | 0 | 298.4 | 0 | 238.4 | 0 | 179.4 | 1 | 127.1 | 8.7 | 82 | 23.6 | 50 | 51.6 | 22.6537 | 88.3949 | Jan: 2390.3556
2011-12-01 | 2011 | 12 | 2.4742 | 543.3 | 0 | 481.3 | 0 | 419.3 | 0 | 357.3 | 0 | 295.3 | 0 | 233.4 | 0.1 | 173.9 | 2.6 | 24.0555 | 93.3325 | Jan: 2344.4603
2012-01-01 | 2012 | 1 | -0.34516 | 630.7 | 0 | 568.7 | 0 | 506.7 | 0 | 444.7 | 0 | 382.7 | 0 | 320.7 | 0 | 258.7 | 0 | 25.8031 | 97.5876 | Jan: 2521.7432
2012-02-01 | 2012 | 2 | 0.84828 | 555.4 | 0 | 497.4 | 0 | 439.4 | 0 | 381.4 | 0 | 323.4 | 0 | 265.4 | 0 | 207.4 | 0 | 23.6499 | 97.1596 | Jan: 2526.8517
2012-03-01 | 2012 | 3 | 6.1129 | 430.5 | 0 | 368.5 | 0 | 306.5 | 0 | 244.8 | 0.3 | 184.9 | 2.4 | 132.9 | 12.4 | 93.1 | 34.6 | 21.3601 | 90.2264 | Jan: 2425.5019
2012-04-01 | 2012 | 4 | 7.86 | 364.2 | 0 | 304.2 | 0 | 244.2 | 0 | 186.6 | 2.4 | 134.2 | 10 | 83.5 | 19.3 | 38 | 33.8 | 21.433 | 85.7833 | Jan: 2339.3983
2012-05-01 | 2012 | 5 | 15.4903 | 152 | 12.2 | 101 | 23.2 | 62 | 46.2 | 31.1 | 77.3 | 11.4 | 119.6 | 1.9 | 172.1 | 0 | 232.2 | 23.5401 | 88.0468 | Jan: 2446.7643
2012-06-01 | 2012 | 6 | 20.6333 | 44.2 | 63.2 | 22.7 | 101.7 | 8 | 147 | 1.1 | 200.1 | 0 | 259 | 0 | 319 | 0 | 379 | 30.0118 | 97.4105 | Jan: 2624.0486
2012-07-01 | 2012 | 7 | 24.2258 | 0 | 131 | 0 | 193 | 0 | 255 | 0 | 317 | 0 | 379 | 0 | 441 | 0 | 503 | 34.5997 | 105.1437 | Jan: 2751.9134
2012-08-01 | 2012 | 8 | 22.2194 | 2.7 | 71.5 | 0 | 130.8 | 0 | 192.8 | 0 | 254.8 | 0 | 316.8 | 0 | 378.8 | 0 | 440.8 | 31.3615 | 99.6207 | Jan: 2664.507
2012-09-01 | 2012 | 9 | 17.3867 | 97.3 | 18.9 | 58.4 | 40 | 28.3 | 69.9 | 11.3 | 112.9 | 0.9 | 162.5 | 0 | 221.6 | 0 | 281.6 | 26.2583 | 91.7651 | Jan: 2491.6159
2012-10-01 | 2012 | 10 | 10.8161 | 284.7 | 0 | 223.2 | 0.5 | 164.5 | 3.8 | 110.6 | 11.9 | 66.6 | 29.9 | 29.7 | 55 | 9.2 | 96.5 | 22.9459 | 85.5408 | Jan: 2371.6626
2012-11-01 | 2012 | 11 | 4.8367 | 454.9 | 0 | 394.9 | 0 | 334.9 | 0 | 274.9 | 0 | 216.8 | 1.9 | 161 | 6.1 | 107 | 12.1 | 22.2832 | 91.4382 | Jan: 2426.9585
2012-12-01 | 2012 | 12 | 2.5355 | 541.4 | 0 | 479.4 | 0 | 417.4 | 0 | 355.4 | 0 | 293.4 | 0 | 233.3 | 1.9 | 173.8 | 4.4 | 24.4104 | 93.8871 | Jan: 2335.4203
2013-01-01 | 2013 | 1 | -0.74839 | 643.2 | 0 | 581.2 | 0 | 519.2 | 0 | 457.2 | 0 | 395.2 | 0 | 334.3 | 1.1 | 277.6 | 6.4 | 26.15 | 98.6872 | Jan: 2554.7699
2013-02-01 | 2013 | 2 | -2.9821 | 643.5 | 0 | 587.5 | 0 | 531.5 | 0 | 475.5 | 0 | 419.5 | 0 | 363.5 | 0 | 307.5 | 0 | 24.826 | 100.6639 | Jan: 2593.6065
2013-03-01 | 2013 | 3 | 1.1194 | 585.3 | 0 | 523.3 | 0 | 461.3 | 0 | 399.3 | 0 | 337.3 | 0 | 275.3 | 0 | 214.7 | 1.4 | 23.1146 | 95.7663 | Jan: 2470.6016
2013-04-01 | 2013 | 4 | 6.0467 | 418.6 | 0 | 358.6 | 0 | 298.6 | 0 | 240.2 | 1.6 | 183 | 4.4 | 129.4 | 10.8 | 84.2 | 25.6 | 21.7147 | 90.3292 | Jan: 2401.7881
2013-05-01 | 2013 | 5 | 13.3129 | 216 | 8.7 | 161.5 | 16.2 | 109.9 | 26.6 | 64.6 | 43.3 | 28.2 | 68.9 | 10.7 | 113.4 | 3.5 | 168.2 | 22.5424 | 87.0888 | Jan: 2389.3052
2013-06-01 | 2013 | 6 | 18.4 | 79.4 | 31.4 | 43.6 | 55.6 | 17.8 | 89.8 | 5.6 | 137.6 | 0.1 | 192.1 | 0 | 252 | 0 | 312 | 26.9132 | 93.4651 | Jan: 2529.6688
2013-07-01 | 2013 | 7 | 22.2226 | 14.5 | 83.4 | 0.7 | 131.6 | 0 | 192.9 | 0 | 254.9 | 0 | 316.9 | 0 | 378.9 | 0 | 440.9 | 30.6393 | 101.7378 | Jan: 2673.5175
2013-08-01 | 2013 | 8 | 20.871 | 16.7 | 43.7 | 2.6 | 91.6 | 0 | 151 | 0 | 213 | 0 | 275 | 0 | 337 | 0 | 399 | 28.9065 | 97.1449 | Jan: 2587.1668
2013-09-01 | 2013 | 9 | 16.7667 | 110.8 | 13.8 | 67 | 30 | 34.1 | 57.1 | 12.4 | 95.4 | 1.9 | 144.9 | 0 | 203 | 0 | 263 | 25.5033 | 91.4571 | Jan: 2446.2778
2013-10-01 | 2013 | 10 | 11.8548 | 252.5 | 0 | 193.6 | 3.1 | 138.2 | 9.7 | 93.1 | 26.6 | 62.4 | 57.9 | 40.4 | 97.9 | 21.7 | 141.2 | 22.9868 | 85.9503 | Jan: 2370.5602
2013-11-01 | 2013 | 11 | 3.7767 | 486.7 | 0 | 426.7 | 0 | 366.7 | 0 | 306.7 | 0 | 249.6 | 2.9 | 195.6 | 8.9 | 145 | 18.3 | 23.1563 | 91.7386 | Jan: 2419.3479
2013-12-01 | 2013 | 12 | -2.129 | 686 | 0 | 624 | 0 | 562 | 0 | 500 | 0 | 438 | 0 | 376 | 0 | 314 | 0 | 25.1982 | 98.3468 | Jan: 2415.7399
2014-01-01 | 2014 | 1 | -6.9065 | 834.1 | 0 | 772.1 | 0 | 710.1 | 0 | 648.1 | 0 | 586.1 | 0 | 524.1 | 0 | 462.1 | 0 | 27.6791 | 103.9101 | Jan: 2610.7716
2014-02-01 | 2014 | 2 | -6.8786 | 752.6 | 0 | 696.6 | 0 | 640.6 | 0 | 584.6 | 0 | 528.6 | 0 | 472.6 | 0 | 416.6 | 0 | 26.0263 | 104.944 | Jan: 2623.8024
2014-03-01 | 2014 | 3 | -2.9806 | 712.4 | 0 | 650.4 | 0 | 588.4 | 0 | 526.4 | 0 | 464.4 | 0 | 402.4 | 0 | 340.4 | 0 | 23.8795 | 99.1935 | Jan: 2523.2384
2014-04-01 | 2014 | 4 | 5.8567 | 424.3 | 0 | 364.3 | 0 | 304.3 | 0 | 244.3 | 0 | 185.9 | 1.6 | 131.9 | 7.6 | 82.3 | 18 | 21.6332 | 88.4334 | Jan: 2376.8338
2014-05-01 | 2014 | 5 | 12.8613 | 225.3 | 4 | 169.3 | 10 | 115.5 | 18.2 | 71.1 | 35.8 | 33.9 | 60.6 | 9.6 | 98.3 | 1.3 | 152 | 21.9822 | 85.4611 | Jan: 2337.3783
2014-06-01 | 2014 | 6 | 18.5133 | 65.4 | 20.8 | 31.2 | 46.6 | 10.7 | 86.1 | 1.9 | 137.3 | 0 | 195.4 | 0 | 255.4 | 0 | 315.4 | 25.3404 | 92.3139 | Jan: 2526.3558
2014-07-01 | 2014 | 7 | 19.8258 | 36.6 | 31.2 | 9.4 | 66 | 0.9 | 119.5 | 0 | 180.6 | 0 | 242.6 | 0 | 304.6 | 0 | 366.6 | 27.9453 | 94.0612 | Jan: 2575.3259
2014-08-01 | 2014 | 8 | 20.071 | 29.3 | 31.5 | 8.3 | 72.5 | 0.5 | 126.7 | 0 | 188.2 | 0 | 250.2 | 0 | 312.2 | 0 | 374.2 | 27.0494 | 91.6325 | Jan: 2530.141
2014-09-01 | 2014 | 9 | 17.2867 | 99.8 | 18.4 | 55.9 | 34.5 | 26 | 64.6 | 10.3 | 108.9 | 0.6 | 159.2 | 0 | 218.6 | 0 | 278.6 | 24.4352 | 87.3981 | Jan: 2481.5239
2014-10-01 | 2014 | 10 | 11.7129 | 256.9 | 0 | 197.1 | 2.2 | 139.3 | 6.4 | 90.8 | 19.9 | 50.6 | 41.7 | 18.1 | 71.2 | 3.8 | 118.9 | 22.4401 | 82.0643 | Jan: 2340.6722
2014-11-01 | 2014 | 11 | 3.2833 | 501.5 | 0 | 441.5 | 0 | 381.5 | 0 | 321.5 | 0 | 261.6 | 0.1 | 207.1 | 5.6 | 156.4 | 14.9 | 22.5614 | 89.4891 | Jan: 2401.502
2014-12-01 | 2014 | 12 | 1.2548 | 581.1 | 0 | 519.1 | 0 | 457.1 | 0 | 395.1 | 0 | 333.1 | 0 | 271.1 | 0 | 209.1 | 0 | 24.2898 | 93.3627 | Jan: 2363.6495
2015-01-01 | 2015 | 1 | -5.8581 | 801.6 | 0 | 739.6 | 0 | 677.6 | 0 | 615.6 | 0 | 553.6 | 0 | 491.6 | 0 | 429.6 | 0 | 26.811 | 99.8103 | Jan: 2562.281
2015-02-01 | 2015 | 2 | -11.1393 | 871.9 | 0 | 815.9 | 0 | 759.9 | 0 | 703.9 | 0 | 647.9 | 0 | 591.9 | 0 | 535.9 | 0 | 25.5716 | 103.2379 | Jan: 2653.8294
2015-03-01 | 2015 | 3 | -1.1613 | 656 | 0 | 594 | 0 | 532 | 0 | 470 | 0 | 408 | 0 | 346 | 0 | 284 | 0 | 23.323 | 95.7374 | Jan: 2486.1435
2015-04-01 | 2015 | 4 | 7.27 | 381.9 | 0 | 321.9 | 0 | 261.9 | 0 | 203.5 | 1.6 | 149.7 | 7.8 | 102.5 | 20.6 | 61.7 | 39.8 | 21.4312 | 87.2909 | Jan: 2332.0154
2015-05-01 | 2015 | 5 | 14.5355 | 175.5 | 6.1 | 123.9 | 16.5 | 80.5 | 35.1 | 44.2 | 60.8 | 18.3 | 96.9 | 4.6 | 145.2 | 0.5 | 203.1 | 21.8908 | 85.0649 | Jan: 2372.6752
2015-06-01 | 2015 | 6 | 16.8867 | 101.4 | 8 | 61.3 | 27.9 | 29.7 | 56.3 | 11.4 | 98 | 3.5 | 150.1 | 0 | 206.6 | 0 | 266.6 | 25.5817 | 90.0616 | Jan: 2515.7484
2015-07-01 | 2015 | 7 | 21.9 | 17.6 | 76.5 | 4.4 | 125.3 | 0 | 182.9 | 0 | 244.9 | 0 | 306.9 | 0 | 368.9 | 0 | 430.9 | 29.2135 | 96.1636 | Jan: 2641.8213
2015-08-01 | 2015 | 8 | 20.7968 | 20.4 | 45.1 | 1.8 | 88.5 | 0 | 148.7 | 0 | 210.7 | 0 | 272.7 | 0 | 334.7 | 0 | 396.7 | 29.5777 | 97.5093 | Jan: 2600.9729
2015-09-01 | 2015 | 9 | 20.03 | 50.1 | 51 | 22.6 | 83.5 | 7.2 | 128.1 | 0.1 | 181 | 0 | 240.9 | 0 | 300.9 | 0 | 360.9 | 26.4817 | 92.0951 | Jan: 2609.2366
2015-10-01 | 2015 | 10 | 11.5871 | 260.8 | 0 | 200 | 1.2 | 141.1 | 4.3 | 89.2 | 14.4 | 51.8 | 39 | 26.9 | 76.1 | 11.3 | 122.5 | 22.425 | 82.5924 | Jan: 2355.2198
2015-11-01 | 2015 | 11 | 7.9633 | 361.1 | 0 | 301.1 | 0 | 241.2 | 0.1 | 185.1 | 4 | 133 | 11.9 | 90.2 | 29.1 | 56.8 | 55.7 | 21.2172 | 85.7476 | Jan: 2388.1192
2015-12-01 | 2015 | 12 | 5.2742 | 456.5 | 0 | 394.5 | 0 | 332.5 | 0 | 270.5 | 0 | 208.5 | 0 | 148 | 1.5 | 96.9 | 12.4 | 22.3775 | 88.469 | Jan: 2330.8678
2016-01-01 | 2016 | 1 | -2.1613 | 687 | 0 | 625 | 0 | 563 | 0 | 501 | 0 | 439 | 0 | 377 | 0 | 315 | 0 | 24.6481 | 95.4121 | Jan: 2530.3697
2016-02-01 | 2016 | 2 | -0.76897 | 602.3 | 0 | 544.3 | 0 | 486.3 | 0 | 428.3 | 0 | 370.3 | 0 | 312.5 | 0.2 | 257.2 | 2.9 | 23.2036 | 96.4022 | Jan: 2560.0837
2016-03-01 | 2016 | 3 | 3.4452 | 513.2 | 0 | 451.2 | 0 | 389.2 | 0 | 327.2 | 0 | 267 | 1.8 | 208.5 | 5.3 | 154.3 | 13.1 | 21.7372 | 90.919 | Jan: 2466.1194
2016-04-01 | 2016 | 4 | 4.9667 | 451 | 0 | 391 | 0 | 331.8 | 0.8 | 273.8 | 2.8 | 216.9 | 5.9 | 162.7 | 11.7 | 113.7 | 22.7 | 21.1007 | 86.9767 | Jan: 2425.8393
2016-05-01 | 2016 | 5 | 13.871 | 203.6 | 13.6 | 156.1 | 28.1 | 113.7 | 47.7 | 74.6 | 70.6 | 41.9 | 99.9 | 17.3 | 137.3 | 4.5 | 186.5 | 22.8135 | 85.5938 | Jan: 2409.0516
2016-06-01 | 2016 | 6 | 19.3867 | 53 | 34.6 | 26.5 | 68.1 | 8.5 | 110.1 | 2 | 163.6 | 0 | 221.6 | 0 | 281.6 | 0 | 341.6 | 28.6513 | 94.0197 | Jan: 2604.4383
2016-07-01 | 2016 | 7 | 22.9194 | 5.3 | 95.8 | 0.1 | 152.6 | 0 | 214.5 | 0 | 276.5 | 0 | 338.5 | 0 | 400.5 | 0 | 462.5 | 33.6706 | 101.9228 | Jan: 2708.6815
2016-08-01 | 2016 | 8 | 23.7355 | 0.1 | 115.9 | 0 | 177.8 | 0 | 239.8 | 0 | 301.8 | 0 | 363.8 | 0 | 425.8 | 0 | 487.8 | 32.8887 | 104.2435 | Jan: 2807.1346
2016-09-01 | 2016 | 9 | 20.03 | 41.9 | 42.8 | 15.5 | 76.4 | 3.8 | 124.7 | 0.1 | 181 | 0 | 240.9 | 0 | 300.9 | 0 | 360.9 | 28.1676 | 92.7945 | Jan: 2602.5457
2016-10-01 | 2016 | 10 | 13.2097 | 212.3 | 1.8 | 156.6 | 8.1 | 111.3 | 24.8 | 77.2 | 52.7 | 50.1 | 87.6 | 26.6 | 126.1 | 10.8 | 172.3 | 22.6627 | 82.9387 | Jan: 2365.2513
2016-11-01 | 2016 | 11 | 8.2367 | 352.9 | 0 | 292.9 | 0 | 232.9 | 0 | 174.8 | 1.9 | 121.3 | 8.4 | 76 | 23.1 | 45.8 | 52.9 | 21.2306 | 85.8071 | Jan: 2394.6998
2016-12-01 | 2016 | 12 | -0.032258 | 621 | 0 | 559 | 0 | 497 | 0 | 435 | 0 | 373 | 0 | 311 | 0 | 249 | 0 | 23.5561 | 91.9169 | Jan: 2391.0984
2017-01-01 | 2017 | 1 | -0.34194 | 630.6 | 0 | 568.6 | 0 | 506.6 | 0 | 444.6 | 0 | 382.6 | 0 | 320.6 | 0 | 258.6 | 0 | 24.3247 | 96.4089 | Jan: 2486.5352
2017-02-01 | 2017 | 2 | 1.1714 | 527.2 | 0 | 471.2 | 0 | 415.2 | 0 | 359.2 | 0 | 303.2 | 0 | 247.7 | 0.5 | 193.8 | 2.6 | 23.0472 | 94.6557 | Jan: 2560.4455
2017-03-01 | 2017 | 3 | 0.54194 | 603.2 | 0 | 541.2 | 0 | 479.2 | 0 | 417.2 | 0 | 355.2 | 0 | 293.4 | 0.2 | 234.7 | 3.5 | 21.6881 | 91.2364 | Jan: 2543.7068
2017-04-01 | 2017 | 4 | 8.93 | 332.1 | 0 | 272.1 | 0 | 213 | 0.9 | 156.8 | 4.7 | 107.1 | 15 | 65.8 | 33.7 | 29.5 | 57.4 | 20.0458 | 85.1395 | Jan: 2383.2641
2017-05-01 | 2017 | 5 | 11.7839 | 258.6 | 3.9 | 200.5 | 7.8 | 148 | 17.3 | 98.6 | 29.9 | 57.9 | 51.2 | 25.7 | 81 | 6.8 | 124.1 | 20.9191 | 83.66 | Jan: 2441.4331
2017-06-01 | 2017 | 6 | 19.3033 | 57.4 | 36.5 | 29.3 | 68.4 | 8.9 | 108 | 0 | 159.1 | 0 | 219.1 | 0 | 279.1 | 0 | 339.1 | 26.2339 | 90.1617 | Jan: 2618.5323
2017-07-01 | 2017 | 7 | 21.6613 | 5.4 | 56.9 | 0 | 113.5 | 0 | 175.5 | 0 | 237.5 | 0 | 299.5 | 0 | 361.5 | 0 | 423.5 | 29.7451 | 95.2258 | Jan: 2656.1799
2017-08-01 | 2017 | 8 | 20.5226 | 26.6 | 42.8 | 7.2 | 85.4 | 0 | 140.2 | 0 | 202.2 | 0 | 264.2 | 0 | 326.2 | 0 | 388.2 | 27.9672 | 92.7721 | Jan: 2650.2665
2017-09-01 | 2017 | 9 | 18.61 | 72.2 | 30.5 | 41.7 | 60 | 18.6 | 96.9 | 4.1 | 142.4 | 1 | 199.3 | 0 | 258.3 | 0 | 318.3 | 25.2584 | 89.7197 | Jan: 2606.3633
2017-10-01 | 2017 | 10 | 14.6581 | 167.8 | 2.2 | 113.3 | 9.7 | 75.2 | 33.6 | 47.5 | 67.9 | 26.3 | 108.7 | 12.3 | 156.7 | 2.1 | 208.5 | 21.9762 | 85.0775 | Jan: 2460.0264
2017-11-01 | 2017 | 11 | 5.07 | 447.9 | 0 | 387.9 | 0 | 327.9 | 0 | 267.9 | 0 | 208.1 | 0.2 | 151.8 | 3.9 | 99 | 11.1 | 21.5694 | 88.171 | Jan: 2487.3606
2017-12-01 | 2017 | 12 | -2.9419 | 711.2 | 0 | 649.2 | 0 | 587.2 | 0 | 525.2 | 0 | 463.2 | 0 | 401.2 | 0 | 339.2 | 0 | 25.1291 | 94.6832 | Jan: 2446.7273
2018-01-01 | 2018 | 1 | -3.9452 | 742.3 | 0 | 680.3 | 0 | 618.3 | 0 | 556.3 | 0 | 494.3 | 0 | 432.5 | 0.2 | 372.5 | 2.2 | 25.7717 | 100.0351 | Jan: 2622.1475
2018-02-01 | 2018 | 2 | -0.28929 | 568.1 | 0 | 512.1 | 0 | 456.1 | 0 | 400.1 | 0 | 344.1 | 0 | 288.5 | 0.4 | 235.5 | 3.4 | 23.7819 | 97.3725 | Jan: 2573.1917
2018-03-01 | 2018 | 3 | 0.77742 | 595.9 | 0 | 533.9 | 0 | 471.9 | 0 | 409.9 | 0 | 347.9 | 0 | 285.9 | 0 | 223.9 | 0 | 22.1888 | 92.8551 | Jan: 2488.3523
2018-04-01 | 2018 | 4 | 4.0233 | 479.3 | 0 | 419.3 | 0 | 359.3 | 0 | 299.3 | 0 | 239.3 | 0 | 180.8 | 1.5 | 127.5 | 8.2 | 21.3096 | 89.4855 | Jan: 2458.3837
2018-05-01 | 2018 | 5 | 14.7903 | 173.8 | 12.3 | 127.7 | 28.2 | 86 | 48.5 | 50.5 | 75 | 25.2 | 111.7 | 6.9 | 155.4 | 0.7 | 211.2 | 22.2161 | 88.8297 | Jan: 2456.1848
2018-06-01 | 2018 | 6 | 19.03 | 64.6 | 35.5 | 26.9 | 57.8 | 5 | 95.9 | 0.6 | 151.5 | 0 | 210.9 | 0 | 270.9 | 0 | 330.9 | 28.8559 | 95.5723 | Jan: 2692.9289
2018-07-01 | 2018 | 7 | 23.2968 | 0.5 | 102.7 | 0 | 164.2 | 0 | 226.2 | 0 | 288.2 | 0 | 350.2 | 0 | 412.2 | 0 | 474.2 | 34.6738 | 102.6479 | Jan: 2784.1173
2018-08-01 | 2018 | 8 | 23.2839 | 5.8 | 107.6 | 1.3 | 165.1 | 0 | 225.8 | 0 | 287.8 | 0 | 349.8 | 0 | 411.8 | 0 | 473.8 | 33.7308 | 101.0696 | Jan: 2789.3275
2018-09-01 | 2018 | 9 | 19.4467 | 57.2 | 40.6 | 27.8 | 71.2 | 11.3 | 114.7 | 2 | 165.4 | 0 | 223.4 | 0 | 283.4 | 0 | 343.4 | 28.0417 | 93.2403 | Jan: 2612.7322
2018-10-01 | 2018 | 10 | 10.6452 | 295.5 | 5.5 | 237.5 | 9.5 | 182.2 | 16.2 | 132.7 | 28.7 | 88.2 | 46.2 | 50.2 | 70.2 | 20.6 | 102.6 | 21.7044 | 84.705 | Jan: 2407.1609
2018-11-01 | 2018 | 11 | 2.92 | 512.4 | 0 | 452.4 | 0 | 392.4 | 0 | 332.4 | 0 | 272.4 | 0 | 214.1 | 1.7 | 157.9 | 5.5 | 22.4772 | 89.9379 | Jan: 2477.6756
2018-12-01 | 2018 | 12 | 1.3548 | 578 | 0 | 516 | 0 | 454 | 0 | 392 | 0 | 330 | 0 | 268 | 0 | 206 | 0 | 24.3241 | 92.0587 | Jan: 2370.3466
2019-01-01 | 2019 | 1 | -4.5806 | 762 | 0 | 700 | 0 | 638 | 0 | 576 | 0 | 514 | 0 | 452 | 0 | 390 | 0 | 25.2442 | 98.3687 | Jan: 2610.3307
2019-02-01 | 2019 | 2 | -2.4179 | 627.7 | 0 | 571.7 | 0 | 515.7 | 0 | 459.7 | 0 | 403.7 | 0 | 347.7 | 0 | 293.7 | 2 | 24.9629 | 100.5697 | Jan: 2621.4817
2019-03-01 | 2019 | 3 | 0.048387 | 618.5 | 0 | 556.5 | 0 | 494.5 | 0 | 432.5 | 0 | 370.5 | 0 | 308.5 | 0 | 246.6 | 0.1 | 22.7167 | 95.3506 | Jan: 2527.2956
2019-04-01 | 2019 | 4 | 6.27 | 411.9 | 0 | 351.9 | 0 | 291.9 | 0 | 231.9 | 0 | 173.3 | 1.4 | 116.7 | 4.8 | 71.4 | 19.5 | 20.6798 | 87.7478 | Jan: 2394.6021
2019-05-01 | 2019 | 5 | 11.0581 | 277.2 | 0 | 215.6 | 0.4 | 157.8 | 4.6 | 105.8 | 14.6 | 63.5 | 34.3 | 33.1 | 65.9 | 13.4 | 108.2 | 20.3033 | 83.5088 | Jan: 2342.2258
2019-06-01 | 2019 | 6 | 17.3067 | 96.9 | 16.1 | 54.9 | 34.1 | 22 | 61.2 | 4.4 | 103.6 | 0.2 | 159.4 | 0 | 219.2 | 0 | 279.2 | 24.8402 | 89.529 | Jan: 2442.549
2019-07-01 | 2019 | 7 | 22.9226 | 1.4 | 92 | 0 | 152.6 | 0 | 214.6 | 0 | 276.6 | 0 | 338.6 | 0 | 400.6 | 0 | 462.6 | 33.4319 | 101.3093 | Jan: 2735.4706
2019-08-01 | 2019 | 8 | 21.2677 | 10.7 | 50 | 1.4 | 102.7 | 0 | 163.3 | 0 | 225.3 | 0 | 287.3 | 0 | 349.3 | 0 | 411.3 | 30.8554 | 97.0531 | Jan: 2621.1565
2019-09-01 | 2019 | 9 | 18.4533 | 58 | 11.6 | 21.8 | 35.4 | 5.1 | 78.7 | 0.3 | 133.9 | 0 | 193.6 | 0 | 253.6 | 0 | 313.6 | 24.321 | 88.9366 | Jan: 2488.468
2019-10-01 | 2019 | 10 | 12.1258 | 247 | 2.9 | 187 | 4.9 | 128.5 | 8.4 | 74.1 | 16 | 32 | 35.9 | 10.4 | 76.3 | 0.3 | 128.2 | 20.9563 | 82.0752 | Jan: 2339.2497
2019-11-01 | 2019 | 11 | 2.5333 | 524 | 0 | 464 | 0 | 404 | 0 | 344 | 0 | 284 | 0 | 224 | 0 | 165.8 | 1.8 | 22.2121 | 88.3037 | Jan: 2336.4818
2019-12-01 | 2019 | 12 | 1.2129 | 582.4 | 0 | 520.4 | 0 | 458.4 | 0 | 396.4 | 0 | 334.4 | 0 | 272.4 | 0 | 210.4 | 0 | 24.1594 | 90.358 | Jan: 2283.2836
2020-01-01 | 2020 | 1 | 0.2 | 613.8 | 0 | 551.8 | 0 | 489.8 | 0 | 427.8 | 0 | 365.8 | 0 | 303.8 | 0 | 241.9 | 0.1
2020-02-01 | 2020 | 2 | -1.3517 | 619.2 | 0 | 561.2 | 0 | 503.2 | 0 | 445.2 | 0 | 387.2 | 0 | 329.2 | 0 | 271.2 | 0
2020-03-01 | 2020 | 3 | 3.8065 | 502 | 0 | 440 | 0 | 378 | 0 | 316 | 0 | 254 | 0 | 195.3 | 3.3 | 138.1 | 8.1
2020-04-01 | 2020 | 4 | 5.9667 | 421 | 0 | 361 | 0 | 301 | 0 | 241 | 0 | 181 | 0 | 121.2 | 0.2 | 67.4 | 6.4
2020-05-01 | 2020 | 5 | 11.1774 | 276.9 | 3.4 | 221.5 | 10 | 168.8 | 19.3 | 122.6 | 35.1 | 83.2 | 57.7 | 48.4 | 84.9 | 23.7 | 122.2
2020-06-01 | 2020 | 6 | 19.9767 | 48 | 47.3 | 26.8 | 86.1 | 11.7 | 131 | 3.1 | 182.4 | 0 | 239.3 | 0 | 299.3 | 0 | 359.3
2020-07-01 | 2020 | 7 | 24.5323 | 0.4 | 140.9 | 0 | 202.5 | 0 | 264.5 | 0 | 326.5 | 0 | 388.5 | 0 | 450.5 | 0 | 512.5

## CDM
Implementation Year | Savings Year | Residential | GS<50 | GS>50 | USL | Streetlight |  |  | Residential | GS<50 | GS>50 | USL | Streetlight
2011 | 2011 | 2177819.4275 | 1109600.0385 | 4438826.2265 | 0 | 0 | 7726245.6925 | 2010
| 2012 | 2176920.4275 | 1061664.4885 | 4438826.2265 | 0 | 0 | 7677411.1425 | 2011 | 1088909.7138 | 554800.0192 | 2219413.1132 | 0 | 0 | 3863122.8462
| 2013 | 2177911.6235 | 1061664.4885 | 4438826.2265 | 0 | 0 | 7678402.3385 | 2012 | 2905438.7672 | 1372275.3799 | 7938587.5561 | 0 | 0 | 12216301.7031
| 2014 | 2174258.865 | 961685.7946 | 4438826.2265 | 0 | 0 | 7574770.886 | 2013 | 4435088.6506 | 2174491.4721 | 14675098.7393 | 0 | 0 | 21284678.8621
| 2015 | 1998359.3107 | 958019.6727 | 4438826.2265 | 0 | 0 | 7395205.2099 | 2014 | 6994830.8621 | 3084511.7297 | 20152767.5377 | 0 | 0 | 30232110.1296
| 2016 | 1663041.7301 | 882490.9093 | 4438826.2265 | 0 | 0 | 6984358.8659 | 2015 | 10177948.8497 | 5514827.6731 | 25580543.0317 | 0 | 0 | 41273319.5544
| 2017 | 1519958.5705 | 749070.9911 | 4438826.2265 | 0 | 0 | 6707855.788 | 2016 | 15147695.8107 | 8426195.4117 | 33745989.6593 | 0 | 0 | 57319880.8816
| 2018 | 1517961.5569 | 749070.9911 | 4438826.2265 | 0 | 0 | 6705858.7744 | 2017 | 28743827.9233 | 9675825.938 | 40599462.6551 | 0 | 2191341.94 | 81210458.4564
| 2019 | 1634760.4719 | 703480.4011 | 3960433.525 | 0 | 0 | 6298674.3981 | 2018 | 36452428.281 | 11923160.538 | 46858132.2521 | 0 | 5263381.38 | 100497102.4512
| 2020 | 1271345.9716 | 703480.4011 | 3960433.525 | 0 | 0 | 5935259.8977 | 2019 | 38321392.4216 | 13423948.9471 | 52858417.7965 | 0 | 6144078.88 | 110747838.0452
| 2021 | 1142097.7629 | 392837.745 | 2825159.4771 |  |  | 4360094.9849 | 2020 | 37945297.3453 | 13686170.2977 | 57266856.6573 | 0 | 6144078.88 | 115042403.1803
[8 empty] | 2021 | 37486355.4808 | 13300165.7529 | 56156282.2763 | 0 | 6144078.88 | 113086882.39
2012 | 2012 | 1457036.6793 | 621221.7828 | 6999522.6592 | 0 | 0 | 9077781.1213
| 2013 | 1438396.8506 | 613915.7121 | 6821478.3521 | 0 | 0 | 8873790.9149
| 2014 | 1436792.4476 | 607216.2993 | 6712640.6443 | 0 | 0 | 8756649.3912
| 2015 | 1436257.1497 | 557921.8318 | 6324171.7277 | 0 | 0 | 8318350.7092 |  | Residential | GS<50 | GS>50 | USL | Streetlight
| 2016 | 1280059.3917 | 557921.8318 | 6089898.8997 | 0 | 0 | 7927880.1231 | 2019 | 38321392.4216 | 13423948.9471 | 52858417.7965 | 0 | 6144078.88
| 2017 | 1092108.5357 | 419802.6068 | 5936297.3237 | 0 | 0 | 7448208.4662 | 2020 | 37931162.4433 | 13145851.5298 | 52155213.5364 | 0 | 6144078.88
| 2018 | 996472.3051 | 413101.7399 | 5827435.9916 | 0 | 0 | 7237010.0365 | 2021 | 37472220.5789 | 12700385.8972 | 49805696.4979 | 0 | 6144078.88
| 2019 | 996041.2235 | 413101.7399 | 5827435.9916 | 0 | 0 | 7236578.955
| 2020 | 996041.2235 | 408372.2436 | 5750601.2673 | 0 | 0 | 7155014.7344
| 2021 | 905837.1944 | 320033.8909 | 4315468.9495 | 0 | 0 | 5541340.0349
2013 | 2013 | 1637560.353 | 997822.543 | 6829588.3214 | 0 | 0 | 9464971.2174
| 2014 | 1625352.0287 | 995881.3088 | 6701956.6631 | 0 | 0 | 9323190.0005
| 2015 | 1590454.1846 | 995846.9231 | 6701657.8588 | 0 | 0 | 9287958.9665
| 2016 | 1483227.106 | 985534.327 | 6701657.8588 | 0 | 0 | 9170419.2918
| 2017 | 1384534.7948 | 570525.0127 | 5052660.4746 | 0 | 0 | 7007720.2821
| 2018 | 1299845.9806 | 560412.1078 | 4964781.5056 | 0 | 0 | 6825039.594
| 2019 | 1299845.9806 | 560412.1078 | 4964781.5056 | 0 | 0 | 6825039.594
| 2020 | 1299569.54 | 559994.3062 | 4961150.8999 | 0 | 0 | 6820714.7461
| 2021 | 1066600.0981 | 549475.4694 | 4869744.4701 | 0 | 0 | 6485820.0377
2014 | 2014 | 3516855.0417 | 1039456.6541 | 4598688.0077 | 0 | 0 | 9154999.7035
| 2015 | 3261863.7046 | 1033951.4794 | 4573102.1564 | 0 | 0 | 8868917.3404
| 2016 | 3099886.9254 | 1027580.5618 | 4573102.1564 | 0 | 0 | 8700569.6436
| 2017 | 3083234.3625 | 985173.5307 | 4514664.7308 | 0 | 0 | 8583072.624
| 2018 | 2990840.4381 | 985173.5307 | 4253570.4506 | 0 | 0 | 8229584.4194
| 2019 | 2923022.2068 | 985173.5307 | 4253570.4506 | 0 | 0 | 8161766.1881
| 2020 | 2923022.2068 | 955349.7184 | 4114961.2939 | 0 | 0 | 7993333.2191
| 2021 | 2921761.2903 | 955349.7184 | 4114961.2939 | 0 | 0 | 7992072.3026
2015 | 2015 | 3782029 | 3938175.5322 | 7085570.1246 | 0 | 0 | 14805774.6568
| 2016 | 3730628.3007 | 3938469.3672 | 7087975.9093 | 0 | 0 | 14757073.5772
| 2017 | 3727477.087 | 3928820.4629 | 7181129.4333 | 0 | 0 | 14837426.9832
| 2018 | 3725378.8734 | 3926097.3343 | 7206433.1816 | 0 | 0 | 14857909.3892
| 2019 | 3711017.6597 | 3926101.9731 | 7206471.1624 | 0 | 0 | 14843590.7952
| 2020 | 3695040.446 | 3864913.0651 | 7114285.6902 | 0 | 0 | 14674239.2012
| 2021 | 3691900.4077 | 3836703.5664 | 7469015.1888 | 0 |  | 14997619.1629
2016 | 2016 | 7781704.7136 | 2068396.8291 | 9709057.2173 | 0 | 0 | 19559158.7601
| 2017 | 7781062.6154 | 2049671.1401 | 9728247.7578 | 0 | 0 | 19558981.5133
| 2018 | 7780967.5894 | 2094513.2057 | 10015990.4716 | 0 | 0 | 19891471.2666
| 2019 | 7780872.5633 | 2094502.1199 | 10015919.3367 | 0 | 0 | 19891294.0199
| 2020 | 7780777.5372 | 2094491.0342 | 10015848.2018 | 0 | 0 | 19891116.7732
| 2021 | 7780746.3073 | 2092929.3901 | 10010865.8966 |  |  | 19884541.5941
2017 | 2017 | 20310903.9148 | 1945524.3873 | 7495273.417 | 0 | 4382683.88 | 34134385.5991
| 2018 | 16309758.8638 | 1946736.9327 | 7489121.9449 | 0 | 4382683.88 | 30128301.6215
| 2019 | 16309739.8129 | 1945852.7883 | 7485788.1627 | 0 | 4382683.88 | 30124064.6439
| 2020 | 16309720.762 | 1944968.6438 | 7482454.3805 | 0 | 4382683.88 | 30119827.6662
| 2021 | 16307632.762 | 1943793.7661 | 7481837.2582 | 0 | 4382683.88 | 30115947.6662
2018 | 2018 | 3662405.3476 | 2496109.3919 | 5323944.9596 | 0 | 1761395 | 13243854.6991
| 2019 | 3651957.601 | 2315067.2229 | 5283831.7709 | 0 | 1761395 | 13012251.5948
| 2020 | 3641509.8543 | 2134025.054 | 5243718.5821 | 0 | 1761395 | 12780648.4905
| 2021 | 3641509.8543 | 2134025.054 | 5243718.5821 | 0 | 1761395 | 12780648.4905
2019 | 2019 | 28269.8039 | 960514.1267 | 7720371.7821 |  |  | 8709155.7127
| 2020 | 28269.8039 | 960514.1267 | 7371945.5869 |  |  | 8360729.5174
| 2021 | 28269.8039 | 955494.3602 | 7335111.2727 |  |  | 8318875.4368
2020 | 2020 |  | 120123.4093 | 2502914.4597 |  |  | 2623037.869
| 2021 |  | 119522.7923 | 2490399.8874 |  |  | 2609922.6796
2021 | 2021 | 0 | 0 | 0 |  |  | 0

## Res PW
Model 1: Prais-Winsten, using observations 2010:01-2019:12 (T = 120)
Dependent variable: AvgResD
rho = 0.288176
| coefficient | std. error | t-ratio | p-value
const | -4.4308 | 13.0004 | -0.34082 | 0.73387
HDD12 | 0.0079089 | 0.00076968 | 10.2756 | 6.3009e-18
CDD14 | 0.038743 | 0.0014774 | 26.2238 | 4.174e-50
Trend | -0.04454 | 0.015462 | -2.8805 | 0.004744
Ont_FTEAdj | 0.004154 | 0.0020087 | 2.0681 | 0.040897
Shoulder | -1.1856 | 0.20416 | -5.8073 | 5.8374e-08
Statistics based on the rho-differenced data
Mean dependent var | 25.1885 | S.D. dependent var | 3.5831
Sum squared resid | 72.8697 | S.E. of regression | 0.7995
R-squared | 0.95234 | Adjusted R-squared | 0.95025
F(5, 114) | 342.0933 | P-value(F) | 6.9477e-67
rho | -0.0095415 | Durbin-Watson | 1.993

## Res Predicted Monthly
Date | Year | Month | Res_NoCDM | HDD12 | CDD14 | Trend | Ont_FTEAdj | Shoulder | const | HDD12 | CDD14 | Trend | Ont_FTEAdj | Shoulder | Residential_Customers | Month Days | Predicted | Difference
2010-01-01 | 2010 | 1 | 49397907 | 483.2 | 0 | 1 | 6466.9 | 0 | -4.4308 | 3.8216 | 0 | -0.04454 | 26.8636 | 0 | 57642 | 31 | 46834582.0365 | -2563324.9635 | 5.189%
2010-02-01 | 2010 | 2 | 40768686 | 392.6 | 0 | 2 | 6471 | 0 | -4.4308 | 3.105 | 0 | -0.08908 | 26.8807 | 0 | 57677 | 28 | 41126267.0224 | 357581.0224 | 0.8771%
2010-03-01 | 2010 | 3 | 40910014 | 232.4 | 0 | 3 | 6477.5 | 1 | -4.4308 | 1.838 | 0 | -0.13362 | 26.9077 | -1.1856 | 57709 | 31 | 41138865.0591 | 228851.0591 | 0.5594%
2010-04-01 | 2010 | 4 | 36681881 | 78.5 | 1.4 | 4 | 6485 | 1 | -4.4308 | 0.62085 | 0.05424 | -0.17816 | 26.9388 | -1.1856 | 57751 | 30 | 37802751.9164 | 1120870.9164 | 3.056%
2010-05-01 | 2010 | 5 | 44687288 | 36.5 | 76.9 | 5 | 6506.8 | 1 | -4.4308 | 0.28868 | 2.9793 | -0.2227 | 27.0294 | -1.1856 | 57814 | 31 | 43835074.9473 | -852213.0527 | 1.907%
2010-06-01 | 2010 | 6 | 51533466 | 0 | 161.1 | 6 | 6540.8 | 0 | -4.4308 | 0 | 6.2415 | -0.26724 | 27.1706 | 0 | 57809 | 30 | 49798070.4297 | -1735395.5703 | 3.368%
2010-07-01 | 2010 | 7 | 61497459 | 0 | 291.8 | 7 | 6561 | 0 | -4.4308 | 0 | 11.3053 | -0.31178 | 27.2545 | 0 | 57987 | 31 | 60789773.3759 | -707685.6241 | 1.151%
2010-08-01 | 2010 | 8 | 57219511 | 0 | 269.7 | 8 | 6568.9 | 0 | -4.4308 | 0 | 10.449 | -0.35632 | 27.2874 | 0 | 58018 | 31 | 59261218.1363 | 2041707.1363 | 3.568%
2010-09-01 | 2010 | 9 | 45833578 | 0.1 | 94.4 | 9 | 6556 | 1 | -4.4308 | 0.00079089 | 3.6574 | -0.40086 | 27.2338 | -1.1856 | 58071 | 30 | 43334928.0182 | -2498649.9818 | 5.452%
2010-10-01 | 2010 | 10 | 41340554 | 44.2 | 13.5 | 10 | 6551.6 | 1 | -4.4308 | 0.34958 | 0.52303 | -0.4454 | 27.2155 | -1.1856 | 58121 | 31 | 39685953.5315 | -1654600.4685 | 4.002%
2010-11-01 | 2010 | 11 | 39815993 | 202.7 | 0 | 11 | 6555.7 | 1 | -4.4308 | 1.6031 | 0 | -0.48994 | 27.2325 | -1.1856 | 58162 | 30 | 39659535.0235 | -156457.9765 | 0.393%
2010-12-01 | 2010 | 12 | 47209999 | 447.6 | 0 | 12 | 6578.3 | 0 | -4.4308 | 3.54 | 0 | -0.53448 | 27.3264 | 0 | 58247 | 31 | 46768668.0664 | -441330.9336 | 0.9348%
2011-01-01 | 2011 | 1 | 49456916.4761 | 540.7 | 0 | 13 | 6606.3 | 0 | -4.4308 | 4.2764 | 0 | -0.57902 | 27.4427 | 0 | 58273 | 31 | 48249337.7645 | -1207578.7116 | 2.442%
2011-02-01 | 2011 | 2 | 41737382.4761 | 437.2 | 0 | 14 | 6619.5 | 0 | -4.4308 | 3.4578 | 0 | -0.62356 | 27.4976 | 0 | 58299 | 28 | 42280074.0145 | 542691.5384 | 1.3%
2011-03-01 | 2011 | 3 | 42523489.4761 | 359.5 | 0 | 15 | 6628.6 | 1 | -4.4308 | 2.8433 | 0 | -0.6681 | 27.5354 | -1.1856 | 58318 | 31 | 43558784.2538 | 1035294.7776 | 2.435%
2011-04-01 | 2011 | 4 | 38514761.4761 | 177.5 | 0 | 16 | 6635.5 | 1 | -4.4308 | 1.4038 | 0 | -0.71264 | 27.564 | -1.1856 | 58345 | 30 | 39625886.4088 | 1111124.9327 | 2.885%
2011-05-01 | 2011 | 5 | 42499355.4761 | 42.4 | 22.7 | 17 | 6645.8 | 1 | -4.4308 | 0.33534 | 0.87947 | -0.75718 | 27.6068 | -1.1856 | 58385 | 31 | 40629519.2303 | -1869836.2458 | 4.4%
2011-06-01 | 2011 | 6 | 49779830.4761 | 0 | 139.9 | 18 | 6662 | 0 | -4.4308 | 0 | 5.4202 | -0.80172 | 27.6741 | 0 | 58495 | 30 | 48893227.515 | -886602.9611 | 1.781%
2011-07-01 | 2011 | 7 | 61715744.4761 | 0 | 313.9 | 19 | 6665.8 | 0 | -4.4308 | 0 | 12.1615 | -0.84626 | 27.6899 | 0 | 58515 | 31 | 62716617.9606 | 1000873.4845 | 1.622%
2011-08-01 | 2011 | 8 | 56143271.4761 | 0 | 242.4 | 20 | 6677.5 | 0 | -4.4308 | 0 | 9.3913 | -0.8908 | 27.7385 | 0 | 58526 | 31 | 57709902.301 | 1566630.8248 | 2.79%
2011-09-01 | 2011 | 9 | 44393787.4761 | 0.4 | 114.2 | 21 | 6674.4 | 1 | -4.4308 | 0.0031636 | 4.4245 | -0.93534 | 27.7256 | -1.1856 | 58615 | 30 | 45018998.398 | 625210.9219 | 1.408%
2011-10-01 | 2011 | 10 | 41972796.4761 | 61.1 | 27.4 | 22 | 6668.1 | 1 | -4.4308 | 0.48324 | 1.0616 | -0.97988 | 27.6994 | -1.1856 | 58637 | 31 | 41168294.917 | -804501.5592 | 1.917%
2011-11-01 | 2011 | 11 | 39897288.4761 | 127.1 | 1 | 23 | 6662.8 | 1 | -4.4308 | 1.0052 | 0.038743 | -1.0244 | 27.6774 | -1.1856 | 58706 | 30 | 38887897.7945 | -1009390.6816 | 2.53%
2011-12-01 | 2011 | 12 | 43807291.4761 | 295.3 | 0 | 24 | 6667.5 | 0 | -4.4308 | 2.3355 | 0 | -1.069 | 27.6969 | 0 | 58745 | 31 | 44676409.1501 | 869117.674 | 1.984%
2012-01-01 | 2012 | 1 | 47070680.8973 | 382.7 | 0 | 25 | 6673.6 | 0 | -4.4308 | 3.0268 | 0 | -1.1135 | 27.7223 | 0 | 58846 | 31 | 45979175.2725 | -1091505.6248 | 2.319%
2012-02-01 | 2012 | 2 | 40386842.8973 | 323.4 | 0 | 26 | 6670.7 | 0 | -4.4308 | 2.5578 | 0 | -1.158 | 27.7102 | 0 | 58886 | 29 | 42144472.7708 | 1757629.8735 | 4.352%
2012-03-01 | 2012 | 3 | 39034538.8973 | 184.9 | 0.3 | 27 | 6674 | 1 | -4.4308 | 1.4624 | 0.011623 | -1.2026 | 27.7239 | -1.1856 | 58950 | 31 | 40896455.0937 | 1861916.1964 | 4.77%
2012-04-01 | 2012 | 4 | 37958885.8973 | 134.2 | 2.4 | 28 | 6685.8 | 1 | -4.4308 | 1.0614 | 0.092984 | -1.2471 | 27.773 | -1.1856 | 59035 | 30 | 39076142.9981 | 1117257.1008 | 2.943%
2012-05-01 | 2012 | 5 | 43107352.8973 | 11.4 | 77.3 | 29 | 6690.1 | 1 | -4.4308 | 0.090162 | 2.9948 | -1.2917 | 27.7908 | -1.1856 | 59072 | 31 | 43890594.6302 | 783241.733 | 1.817%
2012-06-01 | 2012 | 6 | 53239807.8973 | 0 | 200.1 | 30 | 6693.3 | 0 | -4.4308 | 0 | 7.7525 | -1.3362 | 27.8041 | 0 | 59132 | 30 | 52845644.4409 | -394163.4563 | 0.7404%
2012-07-01 | 2012 | 7 | 63475935.8973 | 0 | 317 | 31 | 6694.6 | 0 | -4.4308 | 0 | 12.2816 | -1.3807 | 27.8095 | 0 | 59180 | 31 | 62888640.2063 | -587295.691 | 0.9252%
2012-08-01 | 2012 | 8 | 57530370.8973 | 0 | 254.8 | 32 | 6703.3 | 0 | -4.4308 | 0 | 9.8718 | -1.4253 | 27.8457 | 0 | 59175 | 31 | 58447274.3137 | 916903.4165 | 1.594%
2012-09-01 | 2012 | 9 | 46622905.8973 | 0.9 | 112.9 | 33 | 6707.4 | 1 | -4.4308 | 0.007118 | 4.3741 | -1.4698 | 27.8627 | -1.1856 | 59185 | 30 | 44668776.8671 | -1954129.0301 | 4.191%
2012-10-01 | 2012 | 10 | 41986598.8973 | 66.6 | 11.9 | 34 | 6710 | 1 | -4.4308 | 0.52674 | 0.46104 | -1.5144 | 27.8735 | -1.1856 | 59026 | 31 | 39762655.26 | -2223943.6372 | 5.297%
2012-11-01 | 2012 | 11 | 39489997.8973 | 216.8 | 0 | 35 | 6722.4 | 1 | -4.4308 | 1.7147 | 0 | -1.5589 | 27.925 | -1.1856 | 59073 | 30 | 39811148.5253 | 321150.628 | 0.8132%
2012-12-01 | 2012 | 12 | 44841090.8973 | 293.4 | 0 | 36 | 6740.6 | 0 | -4.4308 | 2.3205 | 0 | -1.6034 | 28.0006 | 0 | 59257 | 31 | 44614175.1344 | -226915.7629 | 0.506%
2013-01-01 | 2013 | 1 | 47995321.7209 | 395.2 | 0 | 37 | 6758.8 | 0 | -4.4308 | 3.1256 | 0 | -1.648 | 28.0762 | 0 | 59206 | 31 | 46110514.7815 | -1884806.9394 | 3.927%
2013-02-01 | 2013 | 2 | 41164712.7209 | 419.5 | 0 | 38 | 6775.5 | 0 | -4.4308 | 3.3178 | 0 | -1.6925 | 28.1456 | 0 | 59219 | 28 | 42017198.3167 | 852485.5958 | 2.071%
2013-03-01 | 2013 | 3 | 42435047.7209 | 337.3 | 0 | 39 | 6781.1 | 1 | -4.4308 | 2.6677 | 0 | -1.7371 | 28.1688 | -1.1856 | 59221 | 31 | 43111449.2146 | 676401.4937 | 1.594%
2013-04-01 | 2013 | 4 | 38570561.7209 | 183 | 1.6 | 40 | 6788.9 | 1 | -4.4308 | 1.4473 | 0.061989 | -1.7816 | 28.2012 | -1.1856 | 59208 | 30 | 39632511.6363 | 1061949.9154 | 2.753%
2013-05-01 | 2013 | 5 | 41401216.7209 | 28.2 | 43.3 | 41 | 6801.1 | 1 | -4.4308 | 0.22303 | 1.6776 | -1.8261 | 28.2519 | -1.1856 | 59245 | 31 | 41709096.923 | 307880.2021 | 0.7437%
2013-06-01 | 2013 | 6 | 47845491.7209 | 0.1 | 137.6 | 42 | 6815.2 | 0 | -4.4308 | 0.00079089 | 5.3311 | -1.8707 | 28.3105 | 0 | 59259 | 30 | 48605805.3157 | 760313.5948 | 1.589%
2013-07-01 | 2013 | 7 | 56314814.7209 | 0 | 254.9 | 43 | 6826.2 | 0 | -4.4308 | 0 | 9.8756 | -1.9152 | 28.3562 | 0 | 59290 | 31 | 58605821.5591 | 2291006.8382 | 4.068%
2013-08-01 | 2013 | 8 | 53136083.7209 | 0 | 213 | 44 | 6833.9 | 0 | -4.4308 | 0 | 8.2523 | -1.9598 | 28.3882 | 0 | 59297 | 31 | 55605631.1316 | 2469547.4107 | 4.648%
2013-09-01 | 2013 | 9 | 45426909.7209 | 1.9 | 95.4 | 45 | 6843.3 | 1 | -4.4308 | 0.015027 | 3.6961 | -2.0043 | 28.4272 | -1.1856 | 59374 | 30 | 43671357.8227 | -1755551.8981 | 3.865%
2013-10-01 | 2013 | 10 | 42344925.7209 | 62.4 | 26.6 | 46 | 6850.3 | 1 | -4.4308 | 0.49352 | 1.0306 | -2.0488 | 28.4563 | -1.1856 | 59424 | 31 | 41107748.1715 | -1237177.5494 | 2.922%
2013-11-01 | 2013 | 11 | 41292979.7209 | 249.6 | 0 | 47 | 6854 | 1 | -4.4308 | 1.9741 | 0 | -2.0934 | 28.4717 | -1.1856 | 59441 | 30 | 40543482.4932 | -749497.2277 | 1.815%
2013-12-01 | 2013 | 12 | 46594417.7209 | 438 | 0 | 48 | 6850.4 | 0 | -4.4308 | 3.4641 | 0 | -2.1379 | 28.4567 | 0 | 59649 | 31 | 46879106.9307 | 284689.2098 | 0.611%
2014-01-01 | 2014 | 1 | 51200778.5718 | 586.1 | 0 | 49 | 6848.3 | 0 | -4.4308 | 4.6354 | 0 | -2.1825 | 28.448 | 0 | 59671 | 31 | 48964567.8052 | -2236210.7667 | 4.368%
2014-02-01 | 2014 | 2 | 43486614.5718 | 528.6 | 0 | 50 | 6850 | 0 | -4.4308 | 4.1807 | 0 | -2.227 | 28.4551 | 0 | 59674 | 28 | 43405810.8348 | -80803.737 | 0.1858%
2014-03-01 | 2014 | 3 | 44184194.5718 | 464.4 | 0 | 51 | 6856.4 | 1 | -4.4308 | 3.6729 | 0 | -2.2715 | 28.4816 | -1.1856 | 59687 | 31 | 44900472.4573 | 716277.8855 | 1.621%
2014-04-01 | 2014 | 4 | 38731453.5718 | 185.9 | 0 | 52 | 6869.6 | 1 | -4.4308 | 1.4703 | 0 | -2.3161 | 28.5365 | -1.1856 | 59679 | 30 | 39521134.3428 | 789680.7709 | 2.039%
2014-05-01 | 2014 | 5 | 40675001.5718 | 33.9 | 35.8 | 53 | 6870.6 | 1 | -4.4308 | 0.26811 | 1.387 | -2.3606 | 28.5406 | -1.1856 | 59689 | 31 | 41112652.1812 | 437650.6093 | 1.076%
2014-06-01 | 2014 | 6 | 45459103.5718 | 0 | 137.3 | 54 | 6865.4 | 0 | -4.4308 | 0 | 5.3194 | -2.4052 | 28.519 | 0 | 59798 | 30 | 48440903.7569 | 2981800.185 | 6.559%
2014-07-01 | 2014 | 7 | 51897622.5718 | 0 | 180.6 | 55 | 6864.4 | 0 | -4.4308 | 0 | 6.997 | -2.4497 | 28.5149 | 0 | 59907 | 31 | 53171872.0246 | 1274249.4528 | 2.455%
2014-08-01 | 2014 | 8 | 50248064.5718 | 0 | 188.2 | 56 | 6869.9 | 0 | -4.4308 | 0 | 7.2915 | -2.4942 | 28.5377 | 0 | 59924 | 31 | 53693642.5849 | 3445578.0131 | 6.857%
2014-09-01 | 2014 | 9 | 43927568.5718 | 0.6 | 108.9 | 57 | 6884.5 | 1 | -4.4308 | 0.0047454 | 4.2191 | -2.5388 | 28.5984 | -1.1856 | 59924 | 30 | 44344506.2783 | 416937.7064 | 0.9491%
2014-10-01 | 2014 | 10 | 41698922.5718 | 50.6 | 19.9 | 58 | 6901.5 | 1 | -4.4308 | 0.40019 | 0.77099 | -2.5833 | 28.669 | -1.1856 | 59943 | 31 | 40213026.589 | -1485895.9828 | 3.563%
2014-11-01 | 2014 | 11 | 40599034.5718 | 261.6 | 0 | 59 | 6907.5 | 1 | -4.4308 | 2.069 | 0 | -2.6279 | 28.6939 | -1.1856 | 59983 | 30 | 40522079.1331 | -76955.4387 | 0.1895%
2014-12-01 | 2014 | 12 | 45189588.5718 | 333.1 | 0 | 60 | 6903.1 | 0 | -4.4308 | 2.6345 | 0 | -2.6724 | 28.6756 | 0 | 60014 | 31 | 45035374.4193 | -154214.1525 | 0.3413%
2015-01-01 | 2015 | 1 | 49884340.4041 | 553.6 | 0 | 61 | 6885.7 | 0 | -4.4308 | 4.3784 | 0 | -2.7169 | 28.6034 | 0 | 60019 | 31 | 48066492.8394 | -1817847.5647 | 3.644%
2015-02-01 | 2015 | 2 | 42980985.4041 | 647.9 | 0 | 62 | 6885.3 | 0 | -4.4308 | 5.1242 | 0 | -2.7615 | 28.6017 | 0 | 60029 | 28 | 44598045.3049 | 1617059.9008 | 3.762%
2015-03-01 | 2015 | 3 | 43419024.4041 | 408 | 0 | 63 | 6892.1 | 1 | -4.4308 | 3.2268 | 0 | -2.806 | 28.6299 | -1.1856 | 60053 | 31 | 43626454.6535 | 207430.2493 | 0.4777%
2015-04-01 | 2015 | 4 | 38613457.4041 | 149.7 | 1.6 | 64 | 6897.3 | 1 | -4.4308 | 1.184 | 0.061989 | -2.8506 | 28.6515 | -1.1856 | 60058 | 30 | 38612285.5119 | -1171.8923 | 0.003035%
2015-05-01 | 2015 | 5 | 40763108.4041 | 18.3 | 60.8 | 65 | 6906.5 | 1 | -4.4308 | 0.14473 | 2.3556 | -2.8951 | 28.6898 | -1.1856 | 60068 | 31 | 42229986.1057 | 1466877.7016 | 3.599%
2015-06-01 | 2015 | 6 | 46119249.4041 | 3.5 | 98 | 66 | 6921.3 | 0 | -4.4308 | 0.027681 | 3.7968 | -2.9396 | 28.7512 | 0 | 60094 | 30 | 45440663.8114 | -678585.5927 | 1.471%
2015-07-01 | 2015 | 7 | 54424085.4041 | 0 | 244.9 | 67 | 6941.2 | 0 | -4.4308 | 0 | 9.4882 | -2.9842 | 28.8339 | 0 | 60096 | 31 | 57579259.4697 | 3155174.0656 | 5.797%
2015-08-01 | 2015 | 8 | 55134636.4041 | 0 | 210.7 | 68 | 6949.2 | 0 | -4.4308 | 0 | 8.1632 | -3.0287 | 28.8671 | 0 | 60131 | 31 | 55121803.8163 | -12832.5879 | 0.02328%
2015-09-01 | 2015 | 9 | 47798131.4041 | 0 | 181 | 69 | 6941.1 | 1 | -4.4308 | 0 | 7.0125 | -3.0733 | 28.8335 | -1.1856 | 60165 | 30 | 49015862.7888 | 1217731.3847 | 2.548%
2015-10-01 | 2015 | 10 | 41883670.4041 | 51.8 | 14.4 | 70 | 6934.8 | 1 | -4.4308 | 0.40968 | 0.5579 | -3.1178 | 28.8073 | -1.1856 | 60249 | 31 | 39298144.9783 | -2585525.4258 | 6.173%
2015-11-01 | 2015 | 11 | 38353292.4041 | 133 | 4 | 71 | 6928.3 | 1 | -4.4308 | 1.0519 | 0.15497 | -3.1623 | 28.7803 | -1.1856 | 60255 | 30 | 38337457.635 | -15834.7692 | 0.04129%
2015-12-01 | 2015 | 12 | 41803813.4041 | 208.5 | 0 | 72 | 6942.8 | 0 | -4.4308 | 1.649 | 0 | -3.2069 | 28.8405 | 0 | 60262 | 31 | 42690133.246 | 886319.8418 | 2.12%
2016-01-01 | 2016 | 1 | 46084693.9842 | 439 | 0 | 73 | 6957.7 | 0 | -4.4308 | 3.472 | 0 | -3.2514 | 28.9024 | 0 | 60313 | 31 | 46167198.801 | 82504.8168 | 0.179%
2016-02-01 | 2016 | 2 | 40582823.9842 | 370.3 | 0 | 74 | 6970.6 | 0 | -4.4308 | 2.9287 | 0 | -3.296 | 28.956 | 0 | 60310 | 29 | 42252040.8342 | 1669216.85 | 4.113%
2016-03-01 | 2016 | 3 | 40648907.9842 | 267 | 0 | 75 | 6978.1 | 1 | -4.4308 | 2.1117 | 0 | -3.3405 | 28.9872 | -1.1856 | 60323 | 31 | 41405803.0237 | 756895.0395 | 1.862%
2016-04-01 | 2016 | 4 | 38183247.9842 | 216.9 | 2.8 | 76 | 6981.8 | 1 | -4.4308 | 1.7154 | 0.10848 | -3.385 | 29.0026 | -1.1856 | 60319 | 30 | 39493972.8737 | 1310724.8895 | 3.433%
2016-05-01 | 2016 | 5 | 42648799.9842 | 41.9 | 70.6 | 77 | 6994.4 | 1 | -4.4308 | 0.33138 | 2.7353 | -3.4296 | 29.0549 | -1.1856 | 60305 | 31 | 43138762.6921 | 489962.7078 | 1.149%
2016-06-01 | 2016 | 6 | 51837156.9842 | 0 | 163.6 | 78 | 7001.9 | 0 | -4.4308 | 0 | 6.3384 | -3.4741 | 29.0861 | 0 | 60308 | 30 | 49789430.9094 | -2047726.0749 | 3.95%
2016-07-01 | 2016 | 7 | 62950910.9842 | 0 | 276.5 | 79 | 6995.7 | 0 | -4.4308 | 0 | 10.7125 | -3.5187 | 29.0603 | 0 | 60310 | 31 | 59497228.1075 | -3453682.8767 | 5.486%
2016-08-01 | 2016 | 8 | 61477768.9842 | 0 | 301.8 | 80 | 6990.6 | 0 | -4.4308 | 0 | 11.6927 | -3.5632 | 29.0391 | 0 | 60299 | 31 | 61195778.8694 | -281990.1148 | 0.4587%
2016-09-01 | 2016 | 9 | 50972090.9842 | 0 | 181 | 81 | 6988.9 | 1 | -4.4308 | 0 | 7.0125 | -3.6078 | 29.032 | -1.1856 | 60320 | 30 | 48534260.4022 | -2437830.582 | 4.783%
2016-10-01 | 2016 | 10 | 42378157.9842 | 50.1 | 52.7 | 82 | 7006.2 | 1 | -4.4308 | 0.39624 | 2.0418 | -3.6523 | 29.1039 | -1.1856 | 60321 | 31 | 41649885.6465 | -728272.3377 | 1.719%
2016-11-01 | 2016 | 11 | 38434874.9842 | 121.3 | 1.9 | 83 | 7018.5 | 1 | -4.4308 | 0.95935 | 0.073612 | -3.6968 | 29.155 | -1.1856 | 60345 | 30 | 37790635.789 | -644239.1952 | 1.676%
2016-12-01 | 2016 | 12 | 44072140.9842 | 373 | 0 | 84 | 7028.8 | 0 | -4.4308 | 2.95 | 0 | -3.7414 | 29.1978 | 0 | 60353 | 31 | 44857136.1443 | 784995.1601 | 1.781%
2017-01-01 | 2017 | 1 | 45513156.9936 | 382.6 | 0 | 85 | 7045.6 | 0 | -4.4308 | 3.026 | 0 | -3.7859 | 29.2676 | 0 | 60357 | 31 | 45049411.1067 | -463745.887 | 1.019%
2017-02-01 | 2017 | 2 | 39003163.9936 | 303.2 | 0 | 86 | 7060.7 | 0 | -4.4308 | 2.398 | 0 | -3.8305 | 29.3303 | 0 | 60440 | 28 | 39713795.3104 | 710631.3168 | 1.822%
2017-03-01 | 2017 | 3 | 40659230.9936 | 355.2 | 0 | 87 | 7074.2 | 1 | -4.4308 | 2.8093 | 0 | -3.875 | 29.3864 | -1.1856 | 60475 | 31 | 42564272.4549 | 1905041.4613 | 4.685%
2017-04-01 | 2017 | 4 | 36365727.9936 | 107.1 | 4.7 | 88 | 7074.8 | 1 | -4.4308 | 0.84705 | 0.18209 | -3.9195 | 29.3889 | -1.1856 | 60471 | 30 | 37882866.7809 | 1517138.7873 | 4.172%
2017-05-01 | 2017 | 5 | 39252488.9936 | 57.9 | 29.9 | 89 | 7080.7 | 1 | -4.4308 | 0.45793 | 1.1584 | -3.9641 | 29.4134 | -1.1856 | 60529 | 31 | 40247424.6032 | 994935.6096 | 2.535%
2017-06-01 | 2017 | 6 | 47628726.9936 | 0 | 159.1 | 90 | 7085.4 | 0 | -4.4308 | 0 | 6.164 | -4.0086 | 29.4329 | 0 | 60518 | 30 | 49305642.2402 | 1676915.2466 | 3.521%
2017-07-01 | 2017 | 7 | 55795161.9936 | 0 | 237.5 | 91 | 7099.9 | 0 | -4.4308 | 0 | 9.2015 | -4.0532 | 29.4931 | 0 | 60509 | 31 | 56668635.3362 | 873473.3426 | 1.566%
2017-08-01 | 2017 | 8 | 52455127.9936 | 0 | 202.2 | 92 | 7121.3 | 0 | -4.4308 | 0 | 7.8339 | -4.0977 | 29.582 | 0 | 60503 | 31 | 54181085.5272 | 1725957.5336 | 3.29%
2017-09-01 | 2017 | 9 | 45869090.9936 | 1 | 142.4 | 93 | 7150.1 | 1 | -4.4308 | 0.0079089 | 5.517 | -4.1422 | 29.7017 | -1.1856 | 60533 | 30 | 46249643.0087 | 380552.0151 | 0.8296%
2017-10-01 | 2017 | 10 | 41241496.9936 | 26.3 | 67.9 | 94 | 7170.5 | 1 | -4.4308 | 0.20801 | 2.6307 | -4.1868 | 29.7864 | -1.1856 | 60537 | 31 | 42828720.6134 | 1587223.6198 | 3.849%
2017-11-01 | 2017 | 11 | 39186018.9936 | 208.1 | 0 | 95 | 7189.6 | 1 | -4.4308 | 1.6459 | 0 | -4.2313 | 29.8658 | -1.1856 | 60558 | 30 | 39357716.3089 | 171697.3153 | 0.4382%
2017-12-01 | 2017 | 12 | 47202885.9936 | 463.2 | 0 | 96 | 7203.1 | 0 | -4.4308 | 3.6634 | 0 | -4.2759 | 29.9218 | 0 | 60594 | 31 | 46732374.2694 | -470511.7242 | 0.9968%
2018-01-01 | 2018 | 1 | 48557804.3568 | 494.3 | 0 | 97 | 7199.8 | 0 | -4.4308 | 3.9094 | 0 | -4.3204 | 29.9081 | 0 | 60779 | 31 | 47228744.9718 | -1329059.3849 | 2.737%
2018-02-01 | 2018 | 2 | 40484293.3568 | 344.1 | 0 | 98 | 7189.2 | 0 | -4.4308 | 2.7215 | 0 | -4.3649 | 29.8641 | 0 | 60797 | 28 | 40497855.994 | 13562.6373 | 0.0335%
2018-03-01 | 2018 | 3 | 41820071.3568 | 347.9 | 0 | 99 | 7185 | 1 | -4.4308 | 2.7515 | 0 | -4.4095 | 29.8467 | -1.1856 | 60798 | 31 | 42542917.1912 | 722845.8345 | 1.728%
2018-04-01 | 2018 | 4 | 38863607.3568 | 239.3 | 0 | 100 | 7198.2 | 1 | -4.4308 | 1.8926 | 0 | -4.454 | 29.9015 | -1.1856 | 60792 | 30 | 39618826.6781 | 755219.3213 | 1.943%
2018-05-01 | 2018 | 5 | 41888037.3568 | 25.2 | 75 | 101 | 7208.1 | 1 | -4.4308 | 0.19931 | 2.9057 | -4.4986 | 29.9426 | -1.1856 | 60822 | 31 | 43239239.3623 | 1351202.0055 | 3.226%
2018-06-01 | 2018 | 6 | 52737113.3568 | 0 | 151.5 | 102 | 7224.1 | 0 | -4.4308 | 0 | 5.8696 | -4.5431 | 30.0091 | 0 | 60920 | 30 | 49171206.1589 | -3565907.1979 | 6.762%
2018-07-01 | 2018 | 7 | 65507958.3568 | 0 | 288.2 | 103 | 7258.6 | 0 | -4.4308 | 0 | 11.1658 | -4.5876 | 30.1524 | 0 | 60944 | 31 | 61022775.7903 | -4485182.5664 | 6.847%
2018-08-01 | 2018 | 8 | 63722121.3568 | 0 | 287.8 | 104 | 7264.8 | 0 | -4.4308 | 0 | 11.1503 | -4.6322 | 30.1781 | 0 | 60940 | 31 | 60954006.2685 | -2768115.0882 | 4.344%
2018-09-01 | 2018 | 9 | 51293687.3568 | 0 | 165.4 | 105 | 7268.1 | 1 | -4.4308 | 0 | 6.4081 | -4.6767 | 30.1919 | -1.1856 | 60973 | 30 | 48120286.202 | -3173401.1547 | 6.187%
2018-10-01 | 2018 | 10 | 41037608.3568 | 88.2 | 28.7 | 106 | 7253 | 1 | -4.4308 | 0.69757 | 1.1119 | -4.7213 | 30.1291 | -1.1856 | 60992 | 31 | 40842122.8548 | -195485.5019 | 0.4764%
2018-11-01 | 2018 | 11 | 41154130.3568 | 272.4 | 0 | 107 | 7273.5 | 1 | -4.4308 | 2.1544 | 0 | -4.7658 | 30.2143 | -1.1856 | 61031 | 30 | 40255759.4185 | -898370.9382 | 2.183%
2018-12-01 | 2018 | 12 | 46187584.3568 | 330 | 0 | 108 | 7289.2 | 0 | -4.4308 | 2.61 | 0 | -4.8103 | 30.2795 | 0 | 61253 | 31 | 44904490.5842 | -1283093.7726 | 2.778%
2019-01-01 | 2019 | 1 | 47945778.3685 | 514 | 0 | 109 | 7315.7 | 0 | -4.4308 | 4.0652 | 0 | -4.8549 | 30.3896 | 0 | 61267 | 31 | 47803148.5356 | -142629.8329 | 0.2975%
2019-02-01 | 2019 | 2 | 42834509.3685 | 403.7 | 0 | 110 | 7346.7 | 0 | -4.4308 | 3.1928 | 0 | -4.8994 | 30.5184 | 0 | 61283 | 28 | 41835956.6229 | -998552.7456 | 2.331%
2019-03-01 | 2019 | 3 | 43153130.3685 | 370.5 | 0 | 111 | 7371 | 1 | -4.4308 | 2.9303 | 0 | -4.944 | 30.6193 | -1.1856 | 61278 | 31 | 43670760.7332 | 517630.3648 | 1.2%
2019-04-01 | 2019 | 4 | 38136217.3685 | 173.3 | 0 | 112 | 7395.4 | 1 | -4.4308 | 1.3706 | 0 | -4.9885 | 30.7207 | -1.1856 | 61471 | 30 | 39623729.7522 | 1487512.3838 | 3.901%
2019-05-01 | 2019 | 5 | 38687535.3685 | 63.5 | 14.6 | 113 | 7412.6 | 1 | -4.4308 | 0.50222 | 0.56565 | -5.033 | 30.7921 | -1.1856 | 61467 | 31 | 40416245.3178 | 1728709.9493 | 4.468%
2019-06-01 | 2019 | 6 | 45809351.3685 | 0.2 | 103.6 | 114 | 7430.3 | 0 | -4.4308 | 0.0015818 | 4.0138 | -5.0776 | 30.8656 | 0 | 61472 | 30 | 46791242.1215 | 981890.753 | 2.143%
2019-07-01 | 2019 | 7 | 63706883.3685 | 0 | 276.6 | 115 | 7432.9 | 0 | -4.4308 | 0 | 10.7164 | -5.1221 | 30.8764 | 0 | 61470 | 31 | 61054281.7293 | -2652601.6392 | 4.164%
2019-08-01 | 2019 | 8 | 58791321.3685 | 0 | 225.3 | 116 | 7449.6 | 0 | -4.4308 | 0 | 8.7288 | -5.1667 | 30.9458 | 0 | 61464 | 31 | 57308639.6286 | -1482681.7399 | 2.522%
2019-09-01 | 2019 | 9 | 44845897.3685 | 0 | 133.9 | 117 | 7478.3 | 1 | -4.4308 | 0 | 5.1877 | -5.2112 | 31.065 | -1.1856 | 61464 | 30 | 46881973.391 | 2036076.0225 | 4.54%
2019-10-01 | 2019 | 10 | 39953111.3685 | 32 | 16 | 118 | 7504 | 1 | -4.4308 | 0.25309 | 0.61989 | -5.2557 | 31.1718 | -1.1856 | 61500 | 31 | 40365660.4562 | 412549.0878 | 1.033%
2019-11-01 | 2019 | 11 | 40978579.3685 | 284 | 0 | 119 | 7517.3 | 1 | -4.4308 | 2.2461 | 0 | -5.3003 | 31.227 | -1.1856 | 61496 | 30 | 41614076.6636 | 635497.2952 | 1.551%
2019-12-01 | 2019 | 12 | 46059960.3685 | 334.4 | 0 | 120 | 7525 | 0 | -4.4308 | 2.6447 | 0 | -5.3448 | 31.259 | 0 | 61500 | 31 | 46000373.9967 | -59586.3718 | 0.1294%
2.546%

## Res PW (2)
Model 1: Prais-Winsten, using observations 2010:01-2019:12 (T = 120)
Dependent variable: Res_NoCDM
rho = 0.293976
| coefficient | std. error | t-ratio | p-value
const | -30249890.7855 | 70762388.4783 | -0.42749 | 0.66985
HDD12 | 14443.6146 | 1439.2106 | 10.0358 | 2.7155e-17
CDD14 | 70695.7905 | 2818.5816 | 25.082 | 8.9966e-48
Trend | -40781.7033 | 45170.4021 | -0.90284 | 0.36855
Ont_FTEAdj | 7093.0965 | 3758.9839 | 1.887 | 0.061753
Shoulder | -2281728.1498 | 389905.6602 | -5.852 | 4.914e-08
Residential_Customers | -457.1721 | 1134.6681 | -0.40291 | 0.68778
MonthDays | 1654793.722 | 146368.805 | 11.3056 | 3.1088e-20
Statistics based on the rho-differenced data
Mean dependent var | 45847346.9607 | S.D. dependent var | 6849376.7672
Sum squared resid | 246800291363824 | S.E. of regression | 1484444.0138
R-squared | 0.95586 | Adjusted R-squared | 0.9531
F(7, 112) | 265.7408 | P-value(F) | 1.1456e-66
rho | -0.0013147 | Durbin-Watson | 1.9894

## Res Predicted Monthly (2)
Date | Year | Month | Res_NoCDM | HDD12 | CDD14 | Trend | Ont_FTEAdj | Shoulder | Residential_Customers | Month Days | const | HDD12 | CDD14 | Trend | Ont_FTEAdj | Shoulder | Residential_Customers | Month Days | Predicted | Difference
2010-01-01 | 2010 | 1 | 49397907 | 483.2 | 0 | 1 | 6466.9 | 0 | 57642 | 31 | -30249890.7855 | 6979154.566 | 0 | -40781.7033 | 45870345.9633 | 0 | -26352313.4071 | 51298605.3825 | 47505120.0159 | -1892786.9841 | 3.832%
2010-02-01 | 2010 | 2 | 40768686 | 392.6 | 0 | 2 | 6471 | 0 | 57677 | 28 | -30249890.7855 | 5670563.0849 | 0 | -81563.4066 | 45899427.6591 | 0 | -26368314.4302 | 46334224.2164 | 41204446.3382 | 435760.3382 | 1.069%
2010-03-01 | 2010 | 3 | 40910014 | 232.4 | 0 | 3 | 6477.5 | 1 | 57709 | 31 | -30249890.7855 | 3356696.0288 | 0 | -122345.1099 | 45945532.7866 | -2281728.1498 | -26382943.9369 | 51298605.3825 | 41563926.2158 | 653912.2158 | 1.598%
2010-04-01 | 2010 | 4 | 36681881 | 78.5 | 1.4 | 4 | 6485 | 1 | 57751 | 30 | -30249890.7855 | 1133823.7447 | 98974.1066 | -163126.8132 | 45998731.0106 | -2281728.1498 | -26402145.1645 | 49643811.6605 | 37778449.6093 | 1096568.6093 | 2.989%
2010-05-01 | 2010 | 5 | 44687288 | 36.5 | 76.9 | 5 | 6506.8 | 1 | 57814 | 31 | -30249890.7855 | 527191.9322 | 5436506.2866 | -203908.5164 | 46153360.515 | -2281728.1498 | -26430947.006 | 51298605.3825 | 44249189.6585 | -438098.3415 | 0.9804%
2010-06-01 | 2010 | 6 | 51533466 | 0 | 161.1 | 6 | 6540.8 | 0 | 57809 | 30 | -30249890.7855 | 0 | 11389091.8436 | -244690.2197 | 46394525.7971 | 0 | -26428661.1456 | 49643811.6605 | 50504187.1503 | -1029278.8497 | 1.997%
2010-07-01 | 2010 | 7 | 61497459 | 0 | 291.8 | 7 | 6561 | 0 | 57987 | 31 | -30249890.7855 | 0 | 20629031.6571 | -285471.923 | 46537806.347 | 0 | -26510037.777 | 51298605.3825 | 61420042.9011 | -77416.0989 | 0.1259%
2010-08-01 | 2010 | 8 | 57219511 | 0 | 269.7 | 8 | 6568.9 | 0 | 58018 | 31 | -30249890.7855 | 0 | 19066654.6879 | -326253.6263 | 46593841.8096 | 0 | -26524210.1116 | 51298605.3825 | 59858747.3565 | 2639236.3565 | 4.612%
2010-09-01 | 2010 | 9 | 45833578 | 0.1 | 94.4 | 9 | 6556 | 1 | 58071 | 30 | -30249890.7855 | 1444.3615 | 6673682.6197 | -367035.3296 | 46502340.8643 | -2281728.1498 | -26548440.2322 | 49643811.6605 | 43374185.0088 | -2459392.9912 | 5.366%
2010-10-01 | 2010 | 10 | 41340554 | 44.2 | 13.5 | 10 | 6551.6 | 1 | 58121 | 31 | -30249890.7855 | 638407.7645 | 954393.1713 | -407817.0329 | 46471131.2396 | -2281728.1498 | -26571298.8365 | 51298605.3825 | 39851802.7531 | -1488751.2469 | 3.601%
2010-11-01 | 2010 | 11 | 39815993 | 202.7 | 0 | 11 | 6555.7 | 1 | 58162 | 30 | -30249890.7855 | 2927720.6758 | 0 | -448598.7362 | 46500212.9354 | -2281728.1498 | -26590042.8921 | 49643811.6605 | 39501484.708 | -314508.292 | 0.7899%
2010-12-01 | 2010 | 12 | 47209999 | 447.6 | 0 | 12 | 6578.3 | 0 | 58247 | 31 | -30249890.7855 | 6464961.8869 | 0 | -489380.4395 | 46660516.917 | 0 | -26628902.5194 | 51298605.3825 | 47055910.4419 | -154088.5581 | 0.3264%
2011-01-01 | 2011 | 1 | 49456916.4761 | 540.7 | 0 | 13 | 6606.3 | 0 | 58273 | 31 | -30249890.7855 | 7809662.4045 | 0 | -530162.1428 | 46859123.6199 | 0 | -26640788.9937 | 51298605.3825 | 48546549.4849 | -910366.9913 | 1.841%
2011-02-01 | 2011 | 2 | 41737382.4761 | 437.2 | 0 | 14 | 6619.5 | 0 | 58299 | 28 | -30249890.7855 | 6314748.2952 | 0 | -570943.846 | 46952752.4941 | 0 | -26652675.4679 | 46334224.2164 | 42128214.9063 | 390832.4301 | 0.9364%
2011-03-01 | 2011 | 3 | 42523489.4761 | 359.5 | 0 | 15 | 6628.6 | 1 | 58318 | 31 | -30249890.7855 | 5192479.4422 | 0 | -611725.5493 | 47017299.6726 | -2281728.1498 | -26661361.7376 | 51298605.3825 | 43703678.275 | 1180188.7989 | 2.775%
2011-04-01 | 2011 | 4 | 38514761.4761 | 177.5 | 0 | 16 | 6635.5 | 1 | 58345 | 30 | -30249890.7855 | 2563741.5883 | 0 | -652507.2526 | 47066242.0386 | -2281728.1498 | -26673705.3839 | 49643811.6605 | 39415963.7156 | 901202.2394 | 2.34%
2011-05-01 | 2011 | 5 | 42499355.4761 | 42.4 | 22.7 | 17 | 6645.8 | 1 | 58385 | 31 | -30249890.7855 | 612409.2583 | 1604794.4435 | -693288.9559 | 47139300.9329 | -2281728.1498 | -26691992.2674 | 51298605.3825 | 40738209.8586 | -1761145.6176 | 4.144%
2011-06-01 | 2011 | 6 | 49779830.4761 | 0 | 139.9 | 18 | 6662 | 0 | 58495 | 30 | -30249890.7855 | 0 | 9890341.0858 | -734070.6592 | 47254209.0967 | 0 | -26742281.1969 | 49643811.6605 | 49062119.2014 | -717711.2748 | 1.442%
2011-07-01 | 2011 | 7 | 61715744.4761 | 0 | 313.9 | 19 | 6665.8 | 0 | 58515 | 31 | -30249890.7855 | 0 | 22191408.6263 | -774852.3625 | 47281162.8636 | 0 | -26751424.6386 | 51298605.3825 | 62995009.0858 | 1279264.6096 | 2.073%
2011-08-01 | 2011 | 8 | 56143271.4761 | 0 | 242.4 | 20 | 6677.5 | 0 | 58526 | 31 | -30249890.7855 | 0 | 17136659.6082 | -815634.0658 | 47364152.093 | 0 | -26756453.5315 | 51298605.3825 | 57977438.7009 | 1834167.2247 | 3.267%
2011-09-01 | 2011 | 9 | 44393787.4761 | 0.4 | 114.2 | 21 | 6674.4 | 1 | 58615 | 30 | -30249890.7855 | 5777.4458 | 8073459.2709 | -856415.7691 | 47342163.4937 | -2281728.1498 | -26797141.8472 | 49643811.6605 | 44880035.3193 | 486247.8431 | 1.095%
2011-10-01 | 2011 | 10 | 41972796.4761 | 61.1 | 27.4 | 22 | 6668.1 | 1 | 58637 | 31 | -30249890.7855 | 882504.851 | 1937064.6587 | -897197.4724 | 47297476.9856 | -2281728.1498 | -26807199.6331 | 51298605.3825 | 41179635.8369 | -793160.6393 | 1.89%
2011-11-01 | 2011 | 11 | 39897288.4761 | 127.1 | 1 | 23 | 6662.8 | 1 | 58706 | 30 | -30249890.7855 | 1835783.4134 | 70695.7905 | -937979.1756 | 47259883.574 | -2281728.1498 | -26838744.5071 | 49643811.6605 | 38501831.8202 | -1395456.656 | 3.498%
2011-12-01 | 2011 | 12 | 43807291.4761 | 295.3 | 0 | 24 | 6667.5 | 0 | 58745 | 31 | -30249890.7855 | 4265199.386 | 0 | -978760.8789 | 47293221.1277 | 0 | -26856574.2185 | 51298605.3825 | 44771800.0133 | 964508.5371 | 2.202%
2012-01-01 | 2012 | 1 | 47070680.8973 | 382.7 | 0 | 25 | 6673.6 | 0 | 58846 | 31 | -30249890.7855 | 5527571.3005 | 0 | -1019542.5822 | 47336489.0165 | 0 | -26902748.5992 | 51298605.3825 | 45990483.7325 | -1080197.1647 | 2.295%
2012-02-01 | 2012 | 2 | 40386842.8973 | 323.4 | 0 | 26 | 6670.7 | 0 | 58886 | 29 | -30249890.7855 | 4671064.9558 | 0 | -1060324.2855 | 47315919.0366 | 0 | -26921035.4827 | 47989017.9384 | 41744751.3771 | 1357908.4798 | 3.362%
2012-03-01 | 2012 | 3 | 39034538.8973 | 184.9 | 0.3 | 27 | 6674 | 1 | 58950 | 31 | -30249890.7855 | 2670624.3362 | 21208.7371 | -1101105.9888 | 47339326.2551 | -2281728.1498 | -26950294.4962 | 51298605.3825 | 40746745.2906 | 1712206.3934 | 4.386%
2012-04-01 | 2012 | 4 | 37958885.8973 | 134.2 | 2.4 | 28 | 6685.8 | 1 | 59035 | 30 | -30249890.7855 | 1938333.0769 | 169669.8971 | -1141887.6921 | 47423024.7942 | -2281728.1498 | -26989154.1235 | 49643811.6605 | 38512178.6777 | 553292.7804 | 1.458%
2012-05-01 | 2012 | 5 | 43107352.8973 | 11.4 | 77.3 | 29 | 6690.1 | 1 | 59072 | 31 | -30249890.7855 | 164657.2062 | 5464784.6028 | -1182669.3954 | 47453525.1093 | -2281728.1498 | -27006069.4907 | 51298605.3825 | 43661214.4793 | 553861.5821 | 1.285%
2012-06-01 | 2012 | 6 | 53239807.8973 | 0 | 200.1 | 30 | 6693.3 | 0 | 59132 | 30 | -30249890.7855 | 0 | 14146227.6717 | -1223451.0987 | 47476223.0182 | 0 | -27033499.8159 | 49643811.6605 | 52759420.6502 | -480387.2471 | 0.9023%
2012-07-01 | 2012 | 7 | 63475935.8973 | 0 | 317 | 31 | 6694.6 | 0 | 59180 | 31 | -30249890.7855 | 0 | 22410565.5768 | -1264232.802 | 47485444.0437 | 0 | -27055444.0761 | 51298605.3825 | 62625047.3394 | -850888.5579 | 1.34%
2012-08-01 | 2012 | 8 | 57530370.8973 | 0 | 254.8 | 32 | 6703.3 | 0 | 59175 | 31 | -30249890.7855 | 0 | 18013287.41 | -1305014.5052 | 47547153.9835 | 0 | -27053158.2157 | 51298605.3825 | 58250983.2695 | 720612.3723 | 1.253%
2012-09-01 | 2012 | 9 | 46622905.8973 | 0.9 | 112.9 | 33 | 6707.4 | 1 | 59185 | 30 | -30249890.7855 | 12999.2531 | 7981554.7433 | -1345796.2085 | 47576235.6793 | -2281728.1498 | -27057729.9365 | 49643811.6605 | 44279456.2558 | -2343449.6415 | 5.026%
2012-10-01 | 2012 | 10 | 41986598.8973 | 66.6 | 11.9 | 34 | 6710 | 1 | 59026 | 31 | -30249890.7855 | 961944.7312 | 841279.9065 | -1386577.9118 | 47594677.7303 | -2281728.1498 | -26985039.5748 | 51298605.3825 | 39793271.3285 | -2193327.5688 | 5.224%
2012-11-01 | 2012 | 11 | 39489997.8973 | 216.8 | 0 | 35 | 6722.4 | 1 | 59073 | 30 | -30249890.7855 | 3131375.6414 | 0 | -1427359.6151 | 47682632.1273 | -2281728.1498 | -27006526.6628 | 49643811.6605 | 39492314.2158 | 2316.3186 | 0.005866%
2012-12-01 | 2012 | 12 | 44841090.8973 | 293.4 | 0 | 36 | 6740.6 | 0 | 59257 | 31 | -30249890.7855 | 4237756.5183 | 0 | -1468141.3184 | 47811726.4842 | 0 | -27090646.3267 | 51298605.3825 | 44539409.9543 | -301680.943 | 0.6728%
2013-01-01 | 2013 | 1 | 47995321.7209 | 395.2 | 0 | 37 | 6758.8 | 0 | 59206 | 31 | -30249890.7855 | 5708116.4828 | 0 | -1508923.0217 | 47940820.8411 | 0 | -27067330.5503 | 51298605.3825 | 46121398.3488 | -1873923.3721 | 3.904%
2013-02-01 | 2013 | 2 | 41164712.7209 | 419.5 | 0 | 38 | 6775.5 | 0 | 59219 | 28 | -30249890.7855 | 6059096.3171 | 0 | -1549704.725 | 48059275.5531 | 0 | -27073273.7875 | 46334224.2164 | 41579726.7887 | 415014.0678 | 1.008%
2013-03-01 | 2013 | 3 | 42435047.7209 | 337.3 | 0 | 39 | 6781.1 | 1 | 59221 | 31 | -30249890.7855 | 4871831.1985 | 0 | -1590486.4283 | 48098996.8937 | -2281728.1498 | -27074188.1316 | 51298605.3825 | 43073139.9795 | 638092.2586 | 1.504%
2013-04-01 | 2013 | 4 | 38570561.7209 | 183 | 1.6 | 40 | 6788.9 | 1 | 59208 | 30 | -30249890.7855 | 2643181.4685 | 113113.2647 | -1631268.1316 | 48154323.0467 | -2281728.1498 | -27068244.8945 | 49643811.6605 | 39323297.479 | 752735.7581 | 1.952%
2013-05-01 | 2013 | 5 | 41401216.7209 | 28.2 | 43.3 | 41 | 6801.1 | 1 | 59245 | 31 | -30249890.7855 | 407309.9312 | 3061127.727 | -1672049.8348 | 48240858.8244 | -2281728.1498 | -27085160.2617 | 51298605.3825 | 41719072.8332 | 317856.1123 | 0.7677%
2013-06-01 | 2013 | 6 | 47845491.7209 | 0.1 | 137.6 | 42 | 6815.2 | 0 | 59259 | 30 | -30249890.7855 | 1444.3615 | 9727740.7677 | -1712831.5381 | 48340871.4855 | 0 | -27091560.6709 | 49643811.6605 | 48659585.2805 | 814093.5596 | 1.702%
2013-07-01 | 2013 | 7 | 56314814.7209 | 0 | 254.9 | 43 | 6826.2 | 0 | 59290 | 31 | -30249890.7855 | 0 | 18020356.989 | -1753613.2414 | 48418895.5473 | 0 | -27105733.0056 | 51298605.3825 | 58628620.8863 | 2313806.1654 | 4.109%
2013-08-01 | 2013 | 8 | 53136083.7209 | 0 | 213 | 44 | 6833.9 | 0 | 59297 | 31 | -30249890.7855 | 0 | 15058203.3686 | -1794394.9447 | 48473512.3906 | 0 | -27108933.2102 | 51298605.3825 | 55677102.2013 | 2541018.4804 | 4.782%
2013-09-01 | 2013 | 9 | 45426909.7209 | 1.9 | 95.4 | 45 | 6843.3 | 1 | 59374 | 30 | -30249890.7855 | 27442.8677 | 6744378.4102 | -1835176.648 | 48540187.498 | -2281728.1498 | -27144135.4609 | 49643811.6605 | 43444889.3922 | -1982020.3287 | 4.363%
2013-10-01 | 2013 | 10 | 42344925.7209 | 62.4 | 26.6 | 46 | 6850.3 | 1 | 59424 | 31 | -30249890.7855 | 901281.5499 | 1880508.0263 | -1875958.3513 | 48589839.1737 | -2281728.1498 | -27166994.0652 | 51298605.3825 | 41095662.7806 | -1249262.9402 | 2.95%
2013-11-01 | 2013 | 11 | 41292979.7209 | 249.6 | 0 | 47 | 6854 | 1 | 59441 | 30 | -30249890.7855 | 3605126.1997 | 0 | -1916740.0546 | 48616083.6309 | -2281728.1498 | -27174765.9906 | 49643811.6605 | 40241896.5105 | -1051083.2104 | 2.545%
2013-12-01 | 2013 | 12 | 46594417.7209 | 438 | 0 | 48 | 6850.4 | 0 | 59649 | 31 | -30249890.7855 | 6326303.1869 | 0 | -1957521.7579 | 48590548.4834 | 0 | -27269857.7846 | 51298605.3825 | 46738186.7247 | 143769.0038 | 0.3086%
2014-01-01 | 2014 | 1 | 51200778.5718 | 586.1 | 0 | 49 | 6848.3 | 0 | 59671 | 31 | -30249890.7855 | 8465402.5065 | 0 | -1998303.4612 | 48575652.9807 | 0 | -27279915.5705 | 51298605.3825 | 48811551.0524 | -2389227.5194 | 4.666%
2014-02-01 | 2014 | 2 | 43486614.5718 | 528.6 | 0 | 50 | 6850 | 0 | 59674 | 28 | -30249890.7855 | 7634894.668 | 0 | -2039085.1644 | 48587711.2448 | 0 | -27281287.0868 | 46334224.2164 | 42986567.0925 | -500047.4794 | 1.15%
2014-03-01 | 2014 | 3 | 44184194.5718 | 464.4 | 0 | 51 | 6856.4 | 1 | 59687 | 31 | -30249890.7855 | 6707614.6118 | 0 | -2079866.8677 | 48633107.0626 | -2281728.1498 | -27287230.3239 | 51298605.3825 | 44740610.9299 | 556416.3581 | 1.259%
2014-04-01 | 2014 | 4 | 38731453.5718 | 185.9 | 0 | 52 | 6869.6 | 1 | 59679 | 30 | -30249890.7855 | 2685067.9508 | 0 | -2120648.571 | 48726735.9368 | -2281728.1498 | -27283572.9472 | 49643811.6605 | 39119775.0945 | 388321.5226 | 1.003%
2014-05-01 | 2014 | 5 | 40675001.5718 | 33.9 | 35.8 | 53 | 6870.6 | 1 | 59689 | 31 | -30249890.7855 | 489638.5343 | 2530909.2986 | -2161430.2743 | 48733829.0333 | -2281728.1498 | -27288144.6681 | 51298605.3825 | 41071788.371 | 396786.7992 | 0.9755%
2014-06-01 | 2014 | 6 | 45459103.5718 | 0 | 137.3 | 54 | 6865.4 | 0 | 59798 | 30 | -30249890.7855 | 0 | 9706532.0306 | -2202211.9776 | 48696944.9314 | 0 | -27337976.4255 | 49643811.6605 | 48257209.4338 | 2798105.8619 | 6.155%
2014-07-01 | 2014 | 7 | 51897622.5718 | 0 | 180.6 | 55 | 6864.4 | 0 | 59907 | 31 | -30249890.7855 | 0 | 12767659.7576 | -2242993.6809 | 48689851.8348 | 0 | -27387808.1829 | 51298605.3825 | 52875424.3256 | 977801.7537 | 1.884%
2014-08-01 | 2014 | 8 | 50248064.5718 | 0 | 188.2 | 56 | 6869.9 | 0 | 59924 | 31 | -30249890.7855 | 0 | 13304947.7651 | -2283775.3842 | 48728863.8658 | 0 | -27395580.1084 | 51298605.3825 | 53403170.7353 | 3155106.1634 | 6.279%
2014-09-01 | 2014 | 9 | 43927568.5718 | 0.6 | 108.9 | 57 | 6884.5 | 1 | 59924 | 30 | -30249890.7855 | 8666.1687 | 7698771.5814 | -2324557.0875 | 48832423.0751 | -2281728.1498 | -27395580.1084 | 49643811.6605 | 43931916.3546 | 4347.7827 | 0.009898%
2014-10-01 | 2014 | 10 | 41698922.5718 | 50.6 | 19.9 | 58 | 6901.5 | 1 | 59943 | 31 | -30249890.7855 | 730846.8978 | 1406846.2302 | -2365338.7908 | 48953005.7162 | -2281728.1498 | -27404266.378 | 51298605.3825 | 40088080.1226 | -1610842.4493 | 3.863%
2014-11-01 | 2014 | 11 | 40599034.5718 | 261.6 | 0 | 59 | 6907.5 | 1 | 59983 | 30 | -30249890.7855 | 3778449.5746 | 0 | -2406120.494 | 48995564.2954 | -2281728.1498 | -27422553.2615 | 49643811.6605 | 40057532.8396 | -541501.7323 | 1.334%
2014-12-01 | 2014 | 12 | 45189588.5718 | 333.1 | 0 | 60 | 6903.1 | 0 | 60014 | 31 | -30249890.7855 | 4811168.0172 | 0 | -2446902.1973 | 48964354.6706 | 0 | -27436725.5962 | 51298605.3825 | 44940609.4913 | -248979.0805 | 0.551%
2015-01-01 | 2015 | 1 | 49884340.4041 | 553.6 | 0 | 61 | 6885.7 | 0 | 60019 | 31 | -30249890.7855 | 7995985.0326 | 0 | -2487683.9006 | 48840934.791 | 0 | -27439011.4566 | 51298605.3825 | 47958939.0632 | -1925401.3409 | 3.86%
2015-02-01 | 2015 | 2 | 42980985.4041 | 647.9 | 0 | 62 | 6885.3 | 0 | 60029 | 28 | -30249890.7855 | 9358017.8876 | 0 | -2528465.6039 | 48838097.5524 | 0 | -27443583.1775 | 46334224.2164 | 44308400.0895 | 1327414.6854 | 3.088%
2015-03-01 | 2015 | 3 | 43419024.4041 | 408 | 0 | 63 | 6892.1 | 1 | 60053 | 31 | -30249890.7855 | 5892994.7494 | 0 | -2569247.3072 | 48886330.6088 | -2281728.1498 | -27454555.3076 | 51298605.3825 | 43522509.1906 | 103484.7865 | 0.2383%
2015-04-01 | 2015 | 4 | 38613457.4041 | 149.7 | 1.6 | 64 | 6897.3 | 1 | 60058 | 30 | -30249890.7855 | 2162209.1029 | 113113.2647 | -2610029.0105 | 48923214.7107 | -2281728.1498 | -27456841.168 | 49643811.6605 | 38243859.6251 | -369597.7791 | 0.9572%
2015-05-01 | 2015 | 5 | 40763108.4041 | 18.3 | 60.8 | 65 | 6906.5 | 1 | 60068 | 31 | -30249890.7855 | 264318.1468 | 4298304.0602 | -2650810.7138 | 48988471.1988 | -2281728.1498 | -27461412.8889 | 51298605.3825 | 42205856.2504 | 1442747.8462 | 3.539%
2015-06-01 | 2015 | 6 | 46119249.4041 | 3.5 | 98 | 66 | 6921.3 | 0 | 60094 | 30 | -30249890.7855 | 50552.651 | 6928187.4654 | -2691592.4171 | 49093449.0275 | 0 | -27473299.3631 | 49643811.6605 | 45301218.2387 | -818031.1654 | 1.774%
2015-07-01 | 2015 | 7 | 54424085.4041 | 0 | 244.9 | 67 | 6941.2 | 0 | 60096 | 31 | -30249890.7855 | 0 | 17313399.0844 | -2732374.1204 | 49234601.6485 | 0 | -27474213.7073 | 51298605.3825 | 57390127.5022 | 2966042.0981 | 5.45%
2015-08-01 | 2015 | 8 | 55134636.4041 | 0 | 210.7 | 68 | 6949.2 | 0 | 60131 | 31 | -30249890.7855 | 0 | 14895603.0506 | -2773155.8236 | 49291346.4208 | 0 | -27490214.7303 | 51298605.3825 | 54972293.5143 | -162342.8898 | 0.2944%
2015-09-01 | 2015 | 9 | 47798131.4041 | 0 | 181 | 69 | 6941.1 | 1 | 60165 | 30 | -30249890.7855 | 0 | 12795938.0738 | -2813937.5269 | 49233892.3389 | -2281728.1498 | -27505758.5812 | 49643811.6605 | 48822327.0296 | 1024195.6255 | 2.143%
2015-10-01 | 2015 | 10 | 41883670.4041 | 51.8 | 14.4 | 70 | 6934.8 | 1 | 60249 | 31 | -30249890.7855 | 748179.2353 | 1018019.3827 | -2854719.2302 | 49189205.8307 | -2281728.1498 | -27544161.0365 | 51298605.3825 | 39323510.6291 | -2560159.775 | 6.113%
2015-11-01 | 2015 | 11 | 38353292.4041 | 133 | 4 | 71 | 6928.3 | 1 | 60255 | 30 | -30249890.7855 | 1921000.7394 | 282783.1619 | -2895500.9335 | 49143100.7032 | -2281728.1498 | -27546904.069 | 49643811.6605 | 38016672.3271 | -336620.077 | 0.8777%
2015-12-01 | 2015 | 12 | 41803813.4041 | 208.5 | 0 | 72 | 6942.8 | 0 | 60262 | 31 | -30249890.7855 | 3011493.6403 | 0 | -2936282.6368 | 49245950.603 | 0 | -27550104.2736 | 51298605.3825 | 42819771.9298 | 1015958.5257 | 2.43%
2016-01-01 | 2016 | 1 | 46084693.9842 | 439 | 0 | 73 | 6957.7 | 0 | 60313 | 31 | -30249890.7855 | 6340746.8015 | 0 | -2977064.3401 | 49351637.7413 | 0 | -27573420.05 | 51298605.3825 | 46190614.7496 | 105920.7654 | 0.2298%
2016-02-01 | 2016 | 2 | 40582823.9842 | 370.3 | 0 | 74 | 6970.6 | 0 | 60310 | 29 | -30249890.7855 | 5348470.4797 | 0 | -3017846.0434 | 49443138.6865 | 0 | -27572048.5338 | 47989017.9384 | 41940841.742 | 1358017.7578 | 3.346%
2016-03-01 | 2016 | 3 | 40648907.9842 | 267 | 0 | 75 | 6978.1 | 1 | 60323 | 31 | -30249890.7855 | 3856445.0934 | 0 | -3058627.7467 | 49496336.9105 | -2281728.1498 | -27577991.7709 | 51298605.3825 | 41483148.9335 | 834240.9493 | 2.052%
2016-04-01 | 2016 | 4 | 38183247.9842 | 216.9 | 2.8 | 76 | 6981.8 | 1 | 60319 | 30 | -30249890.7855 | 3132820.0028 | 197948.2133 | -3099409.45 | 49522581.3677 | -2281728.1498 | -27576163.0826 | 49643811.6605 | 39289969.7764 | 1106721.7922 | 2.898%
2016-05-01 | 2016 | 5 | 42648799.9842 | 41.9 | 70.6 | 77 | 6994.4 | 1 | 60305 | 31 | -30249890.7855 | 605187.451 | 4991122.8067 | -3140191.1532 | 49611954.384 | -2281728.1498 | -27569762.6733 | 51298605.3825 | 43265297.2622 | 616497.278 | 1.446%
2016-06-01 | 2016 | 6 | 51837156.9842 | 0 | 163.6 | 78 | 7001.9 | 0 | 60308 | 30 | -30249890.7855 | 0 | 11565831.3198 | -3180972.8565 | 49665152.608 | 0 | -27571134.1896 | 49643811.6605 | 49872797.7565 | -1964359.2277 | 3.789%
2016-07-01 | 2016 | 7 | 62950910.9842 | 0 | 276.5 | 79 | 6995.7 | 0 | 60310 | 31 | -30249890.7855 | 0 | 19547386.063 | -3221754.5598 | 49621175.4095 | 0 | -27572048.5338 | 51298605.3825 | 59423472.9759 | -3527438.0083 | 5.603%
2016-08-01 | 2016 | 8 | 61477768.9842 | 0 | 301.8 | 80 | 6990.6 | 0 | 60299 | 31 | -30249890.7855 | 0 | 21335989.5617 | -3262536.2631 | 49585000.6172 | 0 | -27567019.6408 | 51298605.3825 | 61140148.8719 | -337620.1123 | 0.5492%
2016-09-01 | 2016 | 9 | 50972090.9842 | 0 | 181 | 81 | 6988.9 | 1 | 60320 | 30 | -30249890.7855 | 0 | 12795938.0738 | -3303317.9664 | 49572942.3531 | -2281728.1498 | -27576620.2546 | 49643811.6605 | 48601134.931 | -2370956.0532 | 4.651%
2016-10-01 | 2016 | 10 | 42378157.9842 | 50.1 | 52.7 | 82 | 7006.2 | 1 | 60321 | 31 | -30249890.7855 | 723625.0906 | 3725668.1574 | -3344099.6697 | 49695652.9231 | -2281728.1498 | -27577077.4267 | 51298605.3825 | 41990755.5218 | -387402.4624 | 0.9142%
2016-11-01 | 2016 | 11 | 38434874.9842 | 121.3 | 1.9 | 83 | 7018.5 | 1 | 60345 | 30 | -30249890.7855 | 1752010.4488 | 134322.0019 | -3384881.373 | 49782898.0104 | -2281728.1498 | -27588049.5568 | 49643811.6605 | 37808492.2565 | -626382.7278 | 1.63%
2016-12-01 | 2016 | 12 | 44072140.9842 | 373 | 0 | 84 | 7028.8 | 0 | 60353 | 31 | -30249890.7855 | 5387468.2391 | 0 | -3425663.0763 | 49855956.9047 | 0 | -27591706.9335 | 51298605.3825 | 45274769.731 | 1202628.7467 | 2.729%
2017-01-01 | 2017 | 1 | 45513156.9936 | 382.6 | 0 | 85 | 7045.6 | 0 | 60357 | 31 | -30249890.7855 | 5526126.939 | 0 | -3466444.7796 | 49975120.9265 | 0 | -27593535.6218 | 51298605.3825 | 45489982.0611 | -23174.9326 | 0.05092%
2017-02-01 | 2017 | 2 | 39003163.9936 | 303.2 | 0 | 86 | 7060.7 | 0 | 60440 | 28 | -30249890.7855 | 4379303.9412 | 0 | -3507226.4828 | 50082226.6841 | 0 | -27631480.905 | 46334224.2164 | 39407156.6684 | 403992.6748 | 1.036%
2017-03-01 | 2017 | 3 | 40659230.9936 | 355.2 | 0 | 87 | 7074.2 | 1 | 60475 | 31 | -30249890.7855 | 5130371.8995 | 0 | -3548008.1861 | 50177983.4873 | -2281728.1498 | -27647481.928 | 51298605.3825 | 42879851.7197 | 2220620.7261 | 5.462%
2017-04-01 | 2017 | 4 | 36365727.9936 | 107.1 | 4.7 | 88 | 7074.8 | 1 | 60471 | 30 | -30249890.7855 | 1546911.1217 | 332270.2152 | -3588789.8894 | 50182239.3452 | -2281728.1498 | -27645653.2397 | 49643811.6605 | 37939170.2781 | 1573442.2845 | 4.327%
2017-05-01 | 2017 | 5 | 39252488.9936 | 57.9 | 29.9 | 89 | 7080.7 | 1 | 60529 | 31 | -30249890.7855 | 836285.2843 | 2113804.1348 | -3629571.5927 | 50224088.6147 | -2281728.1498 | -27672169.2207 | 51298605.3825 | 40639423.6676 | 1386934.674 | 3.533%
2017-06-01 | 2017 | 6 | 47628726.9936 | 0 | 159.1 | 90 | 7085.4 | 0 | 60518 | 30 | -30249890.7855 | 0 | 11247700.2627 | -3670353.296 | 50257426.1684 | 0 | -27667140.3278 | 49643811.6605 | 49561553.6823 | 1932826.6887 | 4.058%
2017-07-01 | 2017 | 7 | 55795161.9936 | 0 | 237.5 | 91 | 7099.9 | 0 | 60509 | 31 | -30249890.7855 | 0 | 16790250.235 | -3711134.9993 | 50360276.0681 | 0 | -27663025.779 | 51298605.3825 | 56825080.1218 | 1029918.1282 | 1.846%
2017-08-01 | 2017 | 8 | 52455127.9936 | 0 | 202.2 | 92 | 7121.3 | 0 | 60503 | 31 | -30249890.7855 | 0 | 14294688.8316 | -3751916.7026 | 50512068.3339 | 0 | -27660282.7465 | 51298605.3825 | 54443272.3135 | 1988144.3199 | 3.79%
2017-09-01 | 2017 | 9 | 45869090.9936 | 1 | 142.4 | 93 | 7150.1 | 1 | 60533 | 30 | -30249890.7855 | 14443.6146 | 10067080.5619 | -3792698.4059 | 50716349.5141 | -2281728.1498 | -27673997.9091 | 49643811.6605 | 46443370.1008 | 574279.1072 | 1.252%
2017-10-01 | 2017 | 10 | 41241496.9936 | 26.3 | 67.9 | 94 | 7170.5 | 1 | 60537 | 31 | -30249890.7855 | 379867.0635 | 4800244.1724 | -3833480.1092 | 50861048.6833 | -2281728.1498 | -27675826.5974 | 51298605.3825 | 43298839.6598 | 2057342.6662 | 4.989%
2017-11-01 | 2017 | 11 | 39186018.9936 | 208.1 | 0 | 95 | 7189.6 | 1 | 60558 | 30 | -30249890.7855 | 3005716.1945 | 0 | -3874261.8125 | 50996526.8271 | -2281728.1498 | -27685427.2112 | 49643811.6605 | 39554746.723 | 368727.7294 | 0.941%
2017-12-01 | 2017 | 12 | 47202885.9936 | 463.2 | 0 | 96 | 7203.1 | 0 | 60594 | 31 | -30249890.7855 | 6690282.2744 | 0 | -3915043.5157 | 51092283.6303 | 0 | -27701885.4063 | 51298605.3825 | 47214351.5795 | 11465.5859 | 0.02429%
2018-01-01 | 2018 | 1 | 48557804.3568 | 494.3 | 0 | 97 | 7199.8 | 0 | 60779 | 31 | -30249890.7855 | 7139478.6878 | 0 | -3955825.219 | 51068876.4117 | 0 | -27786462.2423 | 51298605.3825 | 47514782.2352 | -1043022.1216 | 2.148%
2018-02-01 | 2018 | 2 | 40484293.3568 | 344.1 | 0 | 98 | 7189.2 | 0 | 60797 | 28 | -30249890.7855 | 4970047.7776 | 0 | -3996606.9223 | 50993689.5885 | 0 | -27794691.3399 | 46334224.2164 | 40256772.5348 | -227520.8219 | 0.562%
2018-03-01 | 2018 | 3 | 41820071.3568 | 347.9 | 0 | 99 | 7185 | 1 | 60798 | 31 | -30249890.7855 | 5024933.5131 | 0 | -4037388.6256 | 50963898.583 | -2281728.1498 | -27795148.512 | 51298605.3825 | 42923281.4057 | 1103210.0489 | 2.638%
2018-04-01 | 2018 | 4 | 38863607.3568 | 239.3 | 0 | 100 | 7198.2 | 1 | 60792 | 30 | -30249890.7855 | 3456356.9695 | 0 | -4078170.3289 | 51057527.4573 | -2281728.1498 | -27792405.4794 | 49643811.6605 | 39755501.3435 | 891893.9868 | 2.295%
2018-05-01 | 2018 | 5 | 41888037.3568 | 25.2 | 75 | 101 | 7208.1 | 1 | 60822 | 31 | -30249890.7855 | 363979.0875 | 5302184.2847 | -4118952.0322 | 51127749.1129 | -2281728.1498 | -27806120.642 | 51298605.3825 | 43635826.258 | 1747788.9013 | 4.173%
2018-06-01 | 2018 | 6 | 52737113.3568 | 0 | 151.5 | 102 | 7224.1 | 0 | 60920 | 30 | -30249890.7855 | 0 | 10710412.2551 | -4159733.7355 | 51241238.6574 | 0 | -27850923.5065 | 49643811.6605 | 49334914.5455 | -3402198.8112 | 6.451%
2018-07-01 | 2018 | 7 | 65507958.3568 | 0 | 288.2 | 103 | 7258.6 | 0 | 60944 | 31 | -30249890.7855 | 0 | 20374526.8114 | -4200515.4388 | 51485950.4878 | 0 | -27861895.6366 | 51298605.3825 | 60846780.8208 | -4661177.5359 | 7.115%
2018-08-01 | 2018 | 8 | 63722121.3568 | 0 | 287.8 | 104 | 7264.8 | 0 | 60940 | 31 | -30249890.7855 | 0 | 20346248.4953 | -4241297.1421 | 51529927.6863 | 0 | -27860066.9482 | 51298605.3825 | 60823526.6882 | -2898594.6685 | 4.549%
2018-09-01 | 2018 | 9 | 51293687.3568 | 0 | 165.4 | 105 | 7268.1 | 1 | 60973 | 30 | -30249890.7855 | 0 | 11693083.7426 | -4282078.8453 | 51553334.9048 | -2281728.1498 | -27875153.6271 | 49643811.6605 | 48201378.9001 | -3092308.4566 | 6.029%
2018-10-01 | 2018 | 10 | 41037608.3568 | 88.2 | 28.7 | 106 | 7253 | 1 | 60992 | 31 | -30249890.7855 | 1273926.8061 | 2028969.1863 | -4322860.5486 | 51446229.1472 | -2281728.1498 | -27883839.8967 | 51298605.3825 | 41309411.1414 | 271802.7847 | 0.6623%
2018-11-01 | 2018 | 11 | 41154130.3568 | 272.4 | 0 | 107 | 7273.5 | 1 | 61031 | 30 | -30249890.7855 | 3934440.6121 | 0 | -4363642.2519 | 51591637.6261 | -2281728.1498 | -27901669.6081 | 49643811.6605 | 40372959.1033 | -781171.2534 | 1.898%
2018-12-01 | 2018 | 12 | 46187584.3568 | 330 | 0 | 108 | 7289.2 | 0 | 61253 | 31 | -30249890.7855 | 4766392.812 | 0 | -4404423.9552 | 51702999.2417 | 0 | -28003161.8113 | 51298605.3825 | 45110520.8842 | -1077063.4726 | 2.332%
2019-01-01 | 2019 | 1 | 47945778.3685 | 514 | 0 | 109 | 7315.7 | 0 | 61267 | 31 | -30249890.7855 | 7424017.8951 | 0 | -4445205.6585 | 51890966.2998 | 0 | -28009562.2205 | 51298605.3825 | 47908930.9128 | -36847.4556 | 0.07685%
2019-02-01 | 2019 | 2 | 42834509.3685 | 403.7 | 0 | 110 | 7346.7 | 0 | 61283 | 28 | -30249890.7855 | 5830887.2067 | 0 | -4485987.3618 | 52110852.2923 | 0 | -28016876.9739 | 46334224.2164 | 41523208.5942 | -1311300.7742 | 3.061%
2019-03-01 | 2019 | 3 | 43153130.3685 | 370.5 | 0 | 111 | 7371 | 1 | 61278 | 31 | -30249890.7855 | 5351359.2026 | 0 | -4526769.0651 | 52283214.538 | -2281728.1498 | -28014591.1135 | 51298605.3825 | 43860200.0092 | 707069.6408 | 1.639%
2019-04-01 | 2019 | 4 | 38136217.3685 | 173.3 | 0 | 112 | 7395.4 | 1 | 61471 | 30 | -30249890.7855 | 2503078.407 | 0 | -4567550.7684 | 52456286.0934 | -2281728.1498 | -28102825.3261 | 49643811.6605 | 39401181.1311 | 1264963.7626 | 3.317%
2019-05-01 | 2019 | 5 | 38687535.3685 | 63.5 | 14.6 | 113 | 7412.6 | 1 | 61467 | 31 | -30249890.7855 | 917169.526 | 1032158.5408 | -4608332.4717 | 52578287.3537 | -2281728.1498 | -28100996.6378 | 51298605.3825 | 40585272.7581 | 1897737.3897 | 4.905%
2019-06-01 | 2019 | 6 | 45809351.3685 | 0.2 | 103.6 | 114 | 7430.3 | 0 | 61472 | 30 | -30249890.7855 | 2888.7229 | 7324083.892 | -4649114.1749 | 52703835.1623 | 0 | -28103282.4982 | 49643811.6605 | 46672331.979 | 862980.6105 | 1.884%
2019-07-01 | 2019 | 7 | 63706883.3685 | 0 | 276.6 | 115 | 7432.9 | 0 | 61470 | 31 | -30249890.7855 | 0 | 19554455.6421 | -4689895.8782 | 52722277.2133 | 0 | -28102368.1541 | 51298605.3825 | 60533183.4201 | -3173699.9484 | 4.982%
2019-08-01 | 2019 | 8 | 58791321.3685 | 0 | 225.3 | 116 | 7449.6 | 0 | 61464 | 31 | -30249890.7855 | 0 | 15927761.5913 | -4730677.5815 | 52840731.9254 | 0 | -28099625.1215 | 51298605.3825 | 56986905.4106 | -1804415.9578 | 3.069%
2019-09-01 | 2019 | 9 | 44845897.3685 | 0 | 133.9 | 117 | 7478.3 | 1 | 61464 | 30 | -30249890.7855 | 0 | 9466166.343 | -4771459.2848 | 53044303.7959 | -2281728.1498 | -28099625.1215 | 49643811.6605 | 46751578.4577 | 1905681.0892 | 4.249%
2019-10-01 | 2019 | 10 | 39953111.3685 | 32 | 16 | 118 | 7504 | 1 | 61500 | 31 | -30249890.7855 | 462195.6666 | 1131132.6474 | -4812240.9881 | 53226596.3768 | -2281728.1498 | -28116083.3166 | 51298605.3825 | 40658586.8332 | 705475.4647 | 1.766%
2019-11-01 | 2019 | 11 | 40978579.3685 | 284 | 0 | 119 | 7517.3 | 1 | 61496 | 30 | -30249890.7855 | 4101986.5413 | 0 | -4853022.6914 | 53320934.5606 | -2281728.1498 | -28114254.6283 | 49643811.6605 | 41567836.5074 | 589257.1389 | 1.438%
2019-12-01 | 2019 | 12 | 46059960.3685 | 334.4 | 0 | 120 | 7525 | 0 | 61500 | 31 | -30249890.7855 | 4829944.7162 | 0 | -4893804.3947 | 53375551.4039 | 0 | -28116083.3166 | 51298605.3825 | 46244323.0058 | 184362.6373 | 0.4003%
2.538%

## GS<50 PW
Model 2: Prais-Winsten, using observations 2010:01-2019:12 (T = 120)
Dependent variable: AvgGSlt50D
rho = 0.198428
| coefficient | std. error | t-ratio | p-value
const | 54.0937 | 14.4288 | 3.749 | 0.0002805
HDD12 | 0.030756 | 0.0014744 | 20.8601 | 1.0084e-40
CDD16 | 0.07897 | 0.0037679 | 20.9584 | 6.5838e-41
Trend | -0.092156 | 0.027844 | -3.3097 | 0.0012506
Tor_FTEAdj | 0.011547 | 0.005117 | 2.2567 | 0.025933
Shoulder | -1.9638 | 0.4253 | -4.6175 | 1.0267e-05
Statistics based on the rho-differenced data
Mean dependent var | 93.0402 | S.D. dependent var | 6.1102
Sum squared resid | 319.9909 | S.E. of regression | 1.6754
R-squared | 0.92827 | Adjusted R-squared | 0.92512
F(5, 114) | 280.9479 | P-value(F) | 2.3627e-62
rho | 7.6009e-05 | Durbin-Watson | 1.9657

## GS<50 Predicted Monthly
Date | Year | Month | GS_lt_50_NoCDM | HDD12 | CDD16 | Trend | Tor_FTEAdj | Shoulder | const | HDD12 | CDD16 | Trend | Tor_FTEAdj | Shoulder | GS_lt_50_Customersomers | Month Days | Predicted | Difference
2010-01-01 | 2010 | 1 | 15762767 | 483.2 | 0 | 1 | 2836.8 | 0 | 54.0937 | 14.8613 | 0 | -0.092156 | 32.7579 | 0 | 4982 | 31 | 15694521.838 | -68245.162 | 0.433%
2010-02-01 | 2010 | 2 | 14456043 | 392.6 | 0 | 2 | 2842.3 | 0 | 54.0937 | 12.0748 | 0 | -0.18431 | 32.8215 | 0 | 4991 | 28 | 13807894.9673 | -648148.0327 | 4.484%
2010-03-01 | 2010 | 3 | 14266604 | 232.4 | 0 | 3 | 2849.8 | 1 | 54.0937 | 7.1477 | 0 | -0.27647 | 32.9081 | -1.9638 | 4993 | 31 | 14225978.3111 | -40625.6889 | 0.2848%
2010-04-01 | 2010 | 4 | 12709245 | 78.5 | 0 | 4 | 2844.4 | 1 | 54.0937 | 2.4144 | 0 | -0.36862 | 32.8457 | -1.9638 | 4962 | 30 | 12953992.0242 | 244747.0242 | 1.926%
2010-05-01 | 2010 | 5 | 13617876 | 36.5 | 46.8 | 5 | 2847.5 | 1 | 54.0937 | 1.1226 | 3.6958 | -0.46078 | 32.8815 | -1.9638 | 4969 | 31 | 13766311.5748 | 148435.5748 | 1.09%
2010-06-01 | 2010 | 6 | 14352297 | 0 | 105 | 6 | 2859.9 | 0 | 54.0937 | 0 | 8.2919 | -0.55293 | 33.0247 | 0 | 4976 | 30 | 14160301.8504 | -191995.1496 | 1.338%
2010-07-01 | 2010 | 7 | 16022256 | 0 | 229.8 | 7 | 2878.7 | 0 | 54.0937 | 0 | 18.1474 | -0.64509 | 33.2418 | 0 | 4982 | 31 | 16191351.0674 | 169095.0674 | 1.055%
2010-08-01 | 2010 | 8 | 15750964 | 0 | 207.7 | 8 | 2895.3 | 0 | 54.0937 | 0 | 16.4021 | -0.73724 | 33.4335 | 0 | 4983 | 31 | 15940383.5225 | 189419.5225 | 1.203%
2010-09-01 | 2010 | 9 | 13403453 | 0.1 | 56.8 | 9 | 2891.8 | 1 | 54.0937 | 0.0030756 | 4.4855 | -0.8294 | 33.3931 | -1.9638 | 4981 | 30 | 13326483.382 | -76969.618 | 0.5743%
2010-10-01 | 2010 | 10 | 13142565 | 44.2 | 3.4 | 10 | 2893.7 | 1 | 54.0937 | 1.3594 | 0.2685 | -0.92156 | 33.415 | -1.9638 | 4981 | 31 | 13318139.1276 | 175574.1276 | 1.336%
2010-11-01 | 2010 | 11 | 13574075 | 202.7 | 0 | 11 | 2893.6 | 1 | 54.0937 | 6.2343 | 0 | -1.0137 | 33.4138 | -1.9638 | 5023 | 30 | 13677266.192 | 103191.192 | 0.7602%
2010-12-01 | 2010 | 12 | 15142180 | 447.6 | 0 | 12 | 2918.5 | 0 | 54.0937 | 13.7664 | 0 | -1.1059 | 33.7014 | 0 | 5036 | 31 | 15682729.2962 | 540549.2962 | 3.57%
2011-01-01 | 2011 | 1 | 15995127.3349 | 540.7 | 0 | 13 | 2938.5 | 0 | 54.0937 | 16.6298 | 0 | -1.198 | 33.9323 | 0 | 5045 | 31 | 16180282.8797 | 185155.5447 | 1.158%
2011-02-01 | 2011 | 2 | 14555084.3349 | 437.2 | 0 | 14 | 2947.4 | 0 | 54.0937 | 13.4465 | 0 | -1.2902 | 34.0351 | 0 | 5089 | 28 | 14289833.9907 | -265250.3443 | 1.822%
2011-03-01 | 2011 | 3 | 15164745.3349 | 359.5 | 0 | 15 | 2938.7 | 1 | 54.0937 | 11.0568 | 0 | -1.3823 | 33.9346 | -1.9638 | 5088 | 31 | 15100717.6377 | -64027.6972 | 0.4222%
2011-04-01 | 2011 | 4 | 13518631.3349 | 177.5 | 0 | 16 | 2929.9 | 1 | 54.0937 | 5.4592 | 0 | -1.4745 | 33.833 | -1.9638 | 5085 | 30 | 13721506.7941 | 202875.4592 | 1.501%
2011-05-01 | 2011 | 5 | 13626861.3349 | 42.4 | 9.8 | 17 | 2930.2 | 1 | 54.0937 | 1.3041 | 0.77391 | -1.5666 | 33.8365 | -1.9638 | 5078 | 31 | 13613142.7931 | -13718.5419 | 0.1007%
2011-06-01 | 2011 | 6 | 14487788.3349 | 0 | 86.4 | 18 | 2934.9 | 0 | 54.0937 | 0 | 6.823 | -1.6588 | 33.8908 | 0 | 5082 | 30 | 14201447.3535 | -286340.9815 | 1.976%
2011-07-01 | 2011 | 7 | 16609782.3349 | 0 | 251.9 | 19 | 2928.1 | 0 | 54.0937 | 0 | 19.8926 | -1.751 | 33.8122 | 0 | 5096 | 31 | 16752970.3167 | 143187.9817 | 0.8621%
2011-08-01 | 2011 | 8 | 15863299.3349 | 0 | 180.4 | 20 | 2922.7 | 0 | 54.0937 | 0 | 14.2462 | -1.8431 | 33.7499 | 0 | 5089 | 31 | 15814816.7973 | -48482.5376 | 0.3056%
2011-09-01 | 2011 | 9 | 13532144.3349 | 0.4 | 65 | 21 | 2918.3 | 1 | 54.0937 | 0.012302 | 5.1331 | -1.9353 | 33.6991 | -1.9638 | 5088 | 30 | 13590918.8782 | 58774.5432 | 0.4343%
2011-10-01 | 2011 | 10 | 13280230.3349 | 61.1 | 11.6 | 22 | 2912.1 | 1 | 54.0937 | 1.8792 | 0.91605 | -2.0274 | 33.6275 | -1.9638 | 5102 | 31 | 13684994.3996 | 404764.0646 | 3.048%
2011-11-01 | 2011 | 11 | 13582759.3349 | 127.1 | 0 | 23 | 2908.5 | 1 | 54.0937 | 3.9091 | 0 | -2.1196 | 33.5859 | -1.9638 | 5122 | 30 | 13446063.1465 | -136696.1885 | 1.006%
2011-12-01 | 2011 | 12 | 14822411.3349 | 295.3 | 0 | 24 | 2903 | 0 | 54.0937 | 9.0823 | 0 | -2.2117 | 33.5224 | 0 | 5123 | 31 | 15005703.1805 | 183291.8456 | 1.237%
2012-01-01 | 2012 | 1 | 15492130.2817 | 382.7 | 0 | 25 | 2903.3 | 0 | 54.0937 | 11.7703 | 0 | -2.3039 | 33.5259 | 0 | 5121 | 31 | 15412500.4675 | -79629.8141 | 0.514%
2012-02-01 | 2012 | 2 | 14445977.2817 | 323.4 | 0 | 26 | 2901.2 | 0 | 54.0937 | 9.9465 | 0 | -2.396 | 33.5016 | 0 | 5127 | 29 | 14146557.9292 | -299419.3524 | 2.073%
2012-03-01 | 2012 | 3 | 14326333.2817 | 184.9 | 0 | 27 | 2907.4 | 1 | 54.0937 | 5.6868 | 0 | -2.4882 | 33.5732 | -1.9638 | 5122 | 31 | 14115984.5522 | -210348.7295 | 1.468%
2012-04-01 | 2012 | 4 | 13184039.2817 | 134.2 | 0 | 28 | 2912.5 | 1 | 54.0937 | 4.1275 | 0 | -2.5804 | 33.6321 | -1.9638 | 5123 | 30 | 13418531.2686 | 234491.987 | 1.779%
2012-05-01 | 2012 | 5 | 13982977.2817 | 11.4 | 46.2 | 29 | 2917.9 | 1 | 54.0937 | 0.35062 | 3.6484 | -2.6725 | 33.6944 | -1.9638 | 5123 | 31 | 13840688.27 | -142289.0117 | 1.018%
2012-06-01 | 2012 | 6 | 14982710.2817 | 0 | 147 | 30 | 2928.6 | 0 | 54.0937 | 0 | 11.6086 | -2.7647 | 33.818 | 0 | 5127 | 30 | 14881987.2976 | -100722.9841 | 0.6723%
2012-07-01 | 2012 | 7 | 16737303.2817 | 0 | 255 | 31 | 2949.2 | 0 | 54.0937 | 0 | 20.1374 | -2.8568 | 34.0559 | 0 | 5135 | 31 | 16782899.8711 | 45596.5894 | 0.2724%
2012-08-01 | 2012 | 8 | 15895184.2817 | 0 | 192.8 | 32 | 2968.4 | 0 | 54.0937 | 0 | 15.2255 | -2.949 | 34.2776 | 0 | 5147 | 31 | 16059056.1277 | 163871.8461 | 1.031%
2012-09-01 | 2012 | 9 | 14172207.2817 | 0.9 | 69.9 | 33 | 2985.6 | 1 | 54.0937 | 0.02768 | 5.52 | -3.0411 | 34.4762 | -1.9638 | 5148 | 30 | 13762557.7469 | -409649.5348 | 2.891%
2012-10-01 | 2012 | 10 | 13656586.2817 | 66.6 | 3.8 | 34 | 3002.1 | 1 | 54.0937 | 2.0484 | 0.30009 | -3.1333 | 34.6667 | -1.9638 | 5150 | 31 | 13731779.3553 | 75193.0737 | 0.5506%
2012-11-01 | 2012 | 11 | 14160121.2817 | 216.8 | 0 | 35 | 3019.5 | 1 | 54.0937 | 6.6679 | 0 | -3.2254 | 34.8677 | -1.9638 | 5162 | 30 | 14005540.8327 | -154580.449 | 1.092%
2012-12-01 | 2012 | 12 | 15041472.2817 | 293.4 | 0 | 36 | 3030.3 | 0 | 54.0937 | 9.0238 | 0 | -3.3176 | 34.9924 | 0 | 5168 | 31 | 15186486.5158 | 145014.2341 | 0.9641%
2013-01-01 | 2013 | 1 | 15838016.6227 | 395.2 | 0 | 37 | 3038 | 0 | 54.0937 | 12.1548 | 0 | -3.4098 | 35.0813 | 0 | 5177 | 31 | 15714893.0625 | -123123.5602 | 0.7774%
2013-02-01 | 2013 | 2 | 14586196.6227 | 419.5 | 0 | 38 | 3041.7 | 0 | 54.0937 | 12.9022 | 0 | -3.5019 | 35.124 | 0 | 5175 | 28 | 14289745.2858 | -296451.3369 | 2.032%
2013-03-01 | 2013 | 3 | 15372207.6227 | 337.3 | 0 | 39 | 3045.3 | 1 | 54.0937 | 10.374 | 0 | -3.5941 | 35.1656 | -1.9638 | 5178 | 31 | 15100798.8761 | -271408.7466 | 1.766%
2013-04-01 | 2013 | 4 | 13920639.6227 | 183 | 0 | 40 | 3057 | 1 | 54.0937 | 5.6284 | 0 | -3.6862 | 35.3007 | -1.9638 | 5137 | 30 | 13773229.0021 | -147410.6206 | 1.059%
2013-05-01 | 2013 | 5 | 13887530.6227 | 28.2 | 26.6 | 41 | 3073.7 | 1 | 54.0937 | 0.86732 | 2.1006 | -3.7784 | 35.4936 | -1.9638 | 5144 | 31 | 13843543.6877 | -43986.935 | 0.3167%
2013-06-01 | 2013 | 6 | 14423533.6227 | 0.1 | 89.8 | 42 | 3092.4 | 0 | 54.0937 | 0.0030756 | 7.0915 | -3.8705 | 35.7095 | 0 | 5144 | 30 | 14355965.0544 | -67568.5683 | 0.4685%
2013-07-01 | 2013 | 7 | 16236138.6227 | 0 | 192.9 | 43 | 3100 | 0 | 54.0937 | 0 | 15.2334 | -3.9627 | 35.7972 | 0 | 5148 | 31 | 16144178.3652 | -91960.2575 | 0.5664%
2013-08-01 | 2013 | 8 | 15500151.6227 | 0 | 151 | 44 | 3110.2 | 0 | 54.0937 | 0 | 11.9245 | -4.0548 | 35.915 | 0 | 5147 | 31 | 15617181.2575 | 117029.6348 | 0.755%
2013-09-01 | 2013 | 9 | 14135606.6227 | 1.9 | 57.1 | 45 | 3116.8 | 1 | 54.0937 | 0.058437 | 4.5092 | -4.147 | 35.9912 | -1.9638 | 5152 | 30 | 13685013.3564 | -450593.2662 | 3.188%
2013-10-01 | 2013 | 10 | 13724627.6227 | 62.4 | 9.7 | 46 | 3116 | 1 | 54.0937 | 1.9192 | 0.76601 | -4.2392 | 35.982 | -1.9638 | 5151 | 31 | 13821654.2166 | 97026.5939 | 0.707%
2013-11-01 | 2013 | 11 | 14236916.6227 | 249.6 | 0 | 47 | 3113.4 | 1 | 54.0937 | 7.6767 | 0 | -4.3313 | 35.952 | -1.9638 | 5173 | 30 | 14188596.1149 | -48320.5078 | 0.3394%
2013-12-01 | 2013 | 12 | 15780327.6227 | 438 | 0 | 48 | 3108.4 | 0 | 54.0937 | 13.4712 | 0 | -4.4235 | 35.8942 | 0 | 5176 | 31 | 15890860.9471 | 110533.3245 | 0.7005%
2014-01-01 | 2014 | 1 | 16666551.6441 | 586.1 | 0 | 49 | 3105.1 | 0 | 54.0937 | 18.0261 | 0 | -4.5156 | 35.8561 | 0 | 5174 | 31 | 16594417.6359 | -72134.0083 | 0.4328%
2014-02-01 | 2014 | 2 | 15212265.6441 | 528.6 | 0 | 50 | 3109.9 | 0 | 54.0937 | 16.2577 | 0 | -4.6078 | 35.9116 | 0 | 5177 | 28 | 14735522.2215 | -476743.4227 | 3.134%
2014-03-01 | 2014 | 3 | 15928487.6441 | 464.4 | 0 | 51 | 3115.2 | 1 | 54.0937 | 14.2831 | 0 | -4.6999 | 35.9728 | -1.9638 | 5180 | 31 | 15686389.2878 | -242098.3563 | 1.52%
2014-04-01 | 2014 | 4 | 13755808.6441 | 185.9 | 0 | 52 | 3126.8 | 1 | 54.0937 | 5.7176 | 0 | -4.7921 | 36.1067 | -1.9638 | 5185 | 30 | 13869157.7156 | 113349.0715 | 0.824%
2014-05-01 | 2014 | 5 | 13728640.6441 | 33.9 | 18.2 | 53 | 3114.3 | 1 | 54.0937 | 1.0426 | 1.4373 | -4.8842 | 35.9624 | -1.9638 | 5182 | 31 | 13765074.4916 | 36433.8474 | 0.2654%
2014-06-01 | 2014 | 6 | 14380195.6441 | 0 | 86.1 | 54 | 3091.8 | 0 | 54.0937 | 0 | 6.7993 | -4.9764 | 35.7026 | 0 | 5192.5 | 30 | 14271979.0291 | -108216.615 | 0.7525%
2014-07-01 | 2014 | 7 | 15171411.6441 | 0 | 119.5 | 55 | 3067.1 | 0 | 54.0937 | 0 | 9.4369 | -5.0686 | 35.4173 | 0 | 5203 | 31 | 15142092.2943 | -29319.3498 | 0.1933%
2014-08-01 | 2014 | 8 | 14799566.6441 | 0 | 126.7 | 56 | 3056.5 | 0 | 54.0937 | 0 | 10.0055 | -5.1607 | 35.2949 | 0 | 5210 | 31 | 15219642.9195 | 420076.2753 | 2.838%
2014-09-01 | 2014 | 9 | 13670813.6441 | 0.6 | 64.6 | 57 | 3058.5 | 1 | 54.0937 | 0.018454 | 5.1015 | -5.2529 | 35.318 | -1.9638 | 5214 | 30 | 13657806.1141 | -13007.53 | 0.09515%
2014-10-01 | 2014 | 10 | 13266929.6441 | 50.6 | 6.4 | 58 | 3072.7 | 1 | 54.0937 | 1.5563 | 0.50541 | -5.345 | 35.482 | -1.9638 | 5215 | 31 | 13632969.6761 | 366040.032 | 2.759%
2014-11-01 | 2014 | 11 | 14011300.6441 | 261.6 | 0 | 59 | 3082 | 1 | 54.0937 | 8.0458 | 0 | -5.4372 | 35.5894 | -1.9638 | 5219 | 30 | 14142634.8977 | 131334.2536 | 0.9373%
2014-12-01 | 2014 | 12 | 15136895.6441 | 333.1 | 0 | 60 | 3080.1 | 0 | 54.0937 | 10.2448 | 0 | -5.5293 | 35.5675 | 0 | 5230 | 31 | 15301287.5184 | 164391.8742 | 1.086%
2015-01-01 | 2015 | 1 | 16182248.9728 | 553.6 | 0 | 61 | 3076.8 | 0 | 54.0937 | 17.0266 | 0 | -5.6215 | 35.5293 | 0 | 5230 | 31 | 16379686.8338 | 197437.861 | 1.22%
2015-02-01 | 2015 | 2 | 15129726.9728 | 647.9 | 0 | 62 | 3085.5 | 0 | 54.0937 | 19.9268 | 0 | -5.7136 | 35.6298 | 0 | 5234 | 28 | 15232132.713 | 102405.7402 | 0.6769%
2015-03-01 | 2015 | 3 | 15539703.9728 | 408 | 0 | 63 | 3108.7 | 1 | 54.0937 | 12.5485 | 0 | -5.8058 | 35.8977 | -1.9638 | 5236 | 31 | 15382728.6426 | -156975.3301 | 1.01%
2015-04-01 | 2015 | 4 | 13711648.9728 | 149.7 | 0 | 64 | 3122.7 | 1 | 54.0937 | 4.6042 | 0 | -5.898 | 36.0594 | -1.9638 | 5236 | 30 | 13649541.1162 | -62107.8566 | 0.453%
2015-05-01 | 2015 | 5 | 13844318.9728 | 18.3 | 35.1 | 65 | 3142.3 | 1 | 54.0937 | 0.56284 | 2.7719 | -5.9901 | 36.2857 | -1.9638 | 5250 | 31 | 13957465.6711 | 113146.6983 | 0.8173%
2015-06-01 | 2015 | 6 | 14160378.9728 | 3.5 | 56.3 | 66 | 3163.2 | 0 | 54.0937 | 0.10765 | 4.446 | -6.0823 | 36.5271 | 0 | 5241 | 30 | 14007958.2728 | -152420.7 | 1.076%
2015-07-01 | 2015 | 7 | 15620808.9728 | 0 | 182.9 | 67 | 3194.9 | 0 | 54.0937 | 0 | 14.4436 | -6.1744 | 36.8931 | 0 | 5240 | 31 | 16123149.1464 | 502340.1737 | 3.216%
2015-08-01 | 2015 | 8 | 15851495.9728 | 0 | 148.7 | 68 | 3214.6 | 0 | 54.0937 | 0 | 11.7429 | -6.2666 | 37.1206 | 0 | 5244 | 31 | 15718406.9944 | -133088.9784 | 0.8396%
2015-09-01 | 2015 | 9 | 14469061.9728 | 0 | 128.1 | 69 | 3220.3 | 1 | 54.0937 | 0 | 10.1161 | -6.3587 | 37.1864 | -1.9638 | 5237 | 30 | 14622798.4414 | 153736.4687 | 1.063%
2015-10-01 | 2015 | 10 | 13421428.9728 | 51.8 | 4.3 | 70 | 3216.5 | 1 | 54.0937 | 1.5932 | 0.33957 | -6.4509 | 37.1425 | -1.9638 | 5242 | 31 | 13772735.1677 | 351306.1949 | 2.618%
2015-11-01 | 2015 | 11 | 13464090.9728 | 133 | 0.1 | 71 | 3211.5 | 1 | 54.0937 | 4.0906 | 0.007897 | -6.543 | 37.0848 | -1.9638 | 5234 | 30 | 13624637.0453 | 160546.0726 | 1.192%
2015-12-01 | 2015 | 12 | 14365422.9728 | 208.5 | 0 | 72 | 3220.1 | 0 | 54.0937 | 6.4126 | 0 | -6.6352 | 37.1841 | 0 | 5238 | 31 | 14785367.1101 | 419944.1373 | 2.923%
2016-01-01 | 2016 | 1 | 15516489.951 | 439 | 0 | 73 | 3227 | 0 | 54.0937 | 13.5019 | 0 | -6.7274 | 37.2638 | 0 | 5246 | 31 | 15958819.4101 | 442329.4591 | 2.851%
2016-02-01 | 2016 | 2 | 14724758.951 | 370.3 | 0 | 74 | 3221.1 | 0 | 54.0937 | 11.389 | 0 | -6.8195 | 37.1957 | 0 | 5267 | 29 | 14641761.0565 | -82997.8945 | 0.5637%
2016-03-01 | 2016 | 3 | 14847791.951 | 267 | 0 | 75 | 3210.6 | 1 | 54.0937 | 8.2119 | 0 | -6.9117 | 37.0744 | -1.9638 | 5268 | 31 | 14780104.5999 | -67687.3511 | 0.4559%
2016-04-01 | 2016 | 4 | 13743186.951 | 216.9 | 0.8 | 76 | 3208.5 | 1 | 54.0937 | 6.671 | 0.063176 | -7.0038 | 37.0502 | -1.9638 | 5267 | 30 | 14048726.9484 | 305539.9974 | 2.223%
2016-05-01 | 2016 | 5 | 14047142.951 | 41.9 | 47.7 | 77 | 3217.7 | 1 | 54.0937 | 1.2887 | 3.7669 | -7.096 | 37.1564 | -1.9638 | 5294 | 31 | 14318263.7309 | 271120.7799 | 1.93%
2016-06-01 | 2016 | 6 | 14847585.951 | 0 | 110.1 | 78 | 3230.3 | 0 | 54.0937 | 0 | 8.6946 | -7.1881 | 37.3019 | 0 | 5264 | 30 | 14671094.5142 | -176491.4367 | 1.189%
2016-07-01 | 2016 | 7 | 16625848.951 | 0 | 214.5 | 79 | 3229.4 | 0 | 54.0937 | 0 | 16.9391 | -7.2803 | 37.2915 | 0 | 5262 | 31 | 16482500.6231 | -143348.3279 | 0.8622%
2016-08-01 | 2016 | 8 | 16997943.951 | 0 | 239.8 | 80 | 3224.8 | 0 | 54.0937 | 0 | 18.9371 | -7.3724 | 37.2384 | 0 | 5260 | 31 | 16778332.5699 | -219611.3811 | 1.292%
2016-09-01 | 2016 | 9 | 14679158.951 | 0 | 124.7 | 81 | 3216.9 | 1 | 54.0937 | 0 | 9.8476 | -7.4646 | 37.1472 | -1.9638 | 5273 | 30 | 14499696.2869 | -179462.6641 | 1.223%
2016-10-01 | 2016 | 10 | 13570265.951 | 50.1 | 24.8 | 82 | 3209.8 | 1 | 54.0937 | 1.5409 | 1.9585 | -7.5568 | 37.0652 | -1.9638 | 5278 | 31 | 13930046.896 | 359780.945 | 2.651%
2016-11-01 | 2016 | 11 | 13638185.951 | 121.3 | 0 | 83 | 3207.3 | 1 | 54.0937 | 3.7307 | 0 | -7.6489 | 37.0363 | -1.9638 | 5298 | 30 | 13549311.5246 | -88874.4264 | 0.6517%
2016-12-01 | 2016 | 12 | 15093391.951 | 373 | 0 | 84 | 3203.9 | 0 | 54.0937 | 11.472 | 0 | -7.7411 | 36.997 | 0 | 5297 | 31 | 15570382.1218 | 476990.1709 | 3.16%
2017-01-01 | 2017 | 1 | 15848949.8282 | 382.6 | 0 | 85 | 3213.3 | 0 | 54.0937 | 11.7673 | 0 | -7.8332 | 37.1056 | 0 | 5303 | 31 | 15639251.8779 | -209697.9503 | 1.323%
2017-02-01 | 2017 | 2 | 14155571.8282 | 303.2 | 0 | 86 | 3230.3 | 0 | 54.0937 | 9.3252 | 0 | -7.9254 | 37.3019 | 0 | 5341 | 28 | 13877372.6079 | -278199.2203 | 1.965%
2017-03-01 | 2017 | 3 | 15108926.8282 | 355.2 | 0 | 87 | 3247.6 | 1 | 54.0937 | 10.9246 | 0 | -8.0175 | 37.5017 | -1.9638 | 5342 | 31 | 15324568.7137 | 215641.8855 | 1.427%
2017-04-01 | 2017 | 4 | 13649563.8282 | 107.1 | 0.9 | 88 | 3257.7 | 1 | 54.0937 | 3.294 | 0.071073 | -8.1097 | 37.6183 | -1.9638 | 5344 | 30 | 13627764.0128 | -21799.8154 | 0.1597%
2017-05-01 | 2017 | 5 | 13851673.8282 | 57.9 | 17.3 | 89 | 3266.8 | 1 | 54.0937 | 1.7808 | 1.3662 | -8.2018 | 37.7234 | -1.9638 | 5341 | 31 | 14040148.9157 | 188475.0876 | 1.361%
2017-06-01 | 2017 | 6 | 14441192.8282 | 0 | 108 | 90 | 3268.7 | 0 | 54.0937 | 0 | 8.5288 | -8.294 | 37.7453 | 0 | 5339 | 30 | 14747458.4956 | 306265.6674 | 2.121%
2017-07-01 | 2017 | 7 | 15754820.8282 | 0 | 175.5 | 91 | 3270 | 0 | 54.0937 | 0 | 13.8593 | -8.3862 | 37.7603 | 0 | 5337 | 31 | 16102481.9382 | 347661.11 | 2.207%
2017-08-01 | 2017 | 8 | 15368995.8282 | 0 | 140.2 | 92 | 3278.6 | 0 | 54.0937 | 0 | 11.0716 | -8.4783 | 37.8596 | 0 | 5344 | 31 | 15662974.0035 | 293978.1753 | 1.913%
2017-09-01 | 2017 | 9 | 14400007.8282 | 1 | 96.9 | 93 | 3297.7 | 1 | 54.0937 | 0.030756 | 7.6522 | -8.5705 | 38.0802 | -1.9638 | 5350 | 30 | 14336271.0783 | -63736.7499 | 0.4426%
2017-10-01 | 2017 | 10 | 14110097.8282 | 26.3 | 33.6 | 94 | 3320.8 | 1 | 54.0937 | 0.80888 | 2.6534 | -8.6626 | 38.3469 | -1.9638 | 5350 | 31 | 14143102.1785 | 33004.3504 | 0.2339%
2017-11-01 | 2017 | 11 | 14159381.8282 | 208.1 | 0 | 95 | 3335.4 | 1 | 54.0937 | 6.4003 | 0 | -8.7548 | 38.5155 | -1.9638 | 5353 | 30 | 14178644.9984 | 19263.1702 | 0.136%
2017-12-01 | 2017 | 12 | 15720827.8282 | 463.2 | 0 | 96 | 3352.3 | 0 | 54.0937 | 14.2462 | 0 | -8.8469 | 38.7107 | 0 | 5356 | 31 | 16305341.12 | 584513.2918 | 3.718%
2018-01-01 | 2018 | 1 | 16637342.7115 | 494.3 | 0 | 97 | 3357.1 | 0 | 54.0937 | 15.2027 | 0 | -8.9391 | 38.7661 | 0 | 5365 | 31 | 16485714.1138 | -151628.5977 | 0.9114%
2018-02-01 | 2018 | 2 | 14632746.7115 | 344.1 | 0 | 98 | 3356.1 | 0 | 54.0937 | 10.5832 | 0 | -9.0312 | 38.7546 | 0 | 5367 | 28 | 14186080.2827 | -446666.4288 | 3.053%
2018-03-01 | 2018 | 3 | 15492131.7115 | 347.9 | 0 | 99 | 3345.3 | 1 | 54.0937 | 10.7 | 0 | -9.1234 | 38.6299 | -1.9638 | 5382 | 31 | 15405581.8192 | -86549.8923 | 0.5587%
2018-04-01 | 2018 | 4 | 14434908.7115 | 239.3 | 0 | 100 | 3338.5 | 1 | 54.0937 | 7.3599 | 0 | -9.2156 | 38.5513 | -1.9638 | 5377 | 30 | 14328452.1583 | -106456.5532 | 0.7375%
2018-05-01 | 2018 | 5 | 14790241.7115 | 25.2 | 48.5 | 101 | 3335 | 1 | 54.0937 | 0.77505 | 3.8301 | -9.3077 | 38.5109 | -1.9638 | 5371 | 31 | 14308792.4826 | -481449.2289 | 3.255%
2018-06-01 | 2018 | 6 | 15588790.7115 | 0 | 95.9 | 102 | 3341.9 | 0 | 54.0937 | 0 | 7.5732 | -9.3999 | 38.5906 | 0 | 5437 | 30 | 14819792.5709 | -768998.1406 | 4.933%
2018-07-01 | 2018 | 7 | 17320094.7115 | 0 | 226.2 | 103 | 3357.7 | 0 | 54.0937 | 0 | 17.8631 | -9.492 | 38.773 | 0 | 5443 | 31 | 17082152.521 | -237942.1905 | 1.374%
2018-08-01 | 2018 | 8 | 17125835.7115 | 0 | 225.8 | 104 | 3354.6 | 0 | 54.0937 | 0 | 17.8315 | -9.5842 | 38.7372 | 0 | 5466 | 31 | 17127301.4815 | 1465.77 | 0.008559%
2018-09-01 | 2018 | 9 | 15289545.7115 | 0 | 114.7 | 105 | 3347.2 | 1 | 54.0937 | 0 | 9.0579 | -9.6763 | 38.6518 | -1.9638 | 5466 | 30 | 14784962.9999 | -504582.7116 | 3.3%
2018-10-01 | 2018 | 10 | 14360792.7115 | 88.2 | 16.2 | 106 | 3346.6 | 1 | 54.0937 | 2.7127 | 1.2793 | -9.7685 | 38.6449 | -1.9638 | 5469 | 31 | 14410517.4296 | 49724.7181 | 0.3463%
2018-11-01 | 2018 | 11 | 14828956.7115 | 272.4 | 0 | 107 | 3365.9 | 1 | 54.0937 | 8.378 | 0 | -9.8606 | 38.8677 | -1.9638 | 5496 | 30 | 14759217.4683 | -69739.2432 | 0.4703%
2018-12-01 | 2018 | 12 | 15678882.7115 | 330 | 0 | 108 | 3382.8 | 0 | 54.0937 | 10.1495 | 0 | -9.9528 | 39.0629 | 0 | 5494 | 31 | 15899369.5519 | 220486.8404 | 1.406%
2019-01-01 | 2019 | 1 | 16768813.4123 | 514 | 0 | 109 | 3394.9 | 0 | 54.0937 | 15.8086 | 0 | -10.045 | 39.2026 | 0 | 5499 | 31 | 16886651.9765 | 117838.5642 | 0.7027%
2019-02-01 | 2019 | 2 | 15507441.4123 | 403.7 | 0 | 110 | 3412.3 | 0 | 54.0937 | 12.4162 | 0 | -10.1371 | 39.4035 | 0 | 5507 | 28 | 14768327.8701 | -739113.5422 | 4.766%
2019-03-01 | 2019 | 3 | 16257283.4123 | 370.5 | 0 | 111 | 3430.6 | 1 | 54.0937 | 11.3951 | 0 | -10.2293 | 39.6149 | -1.9638 | 5500 | 31 | 15841252.9914 | -416030.4208 | 2.559%
2019-04-01 | 2019 | 4 | 14467856.4123 | 173.3 | 0 | 112 | 3447.9 | 1 | 54.0937 | 5.33 | 0 | -10.3214 | 39.8146 | -1.9638 | 5496 | 30 | 14336826.5321 | -131029.8801 | 0.9057%
2019-05-01 | 2019 | 5 | 14209768.4123 | 63.5 | 4.6 | 113 | 3461.7 | 1 | 54.0937 | 1.953 | 0.36326 | -10.4136 | 39.974 | -1.9638 | 5489 | 31 | 14294469.5385 | 84701.1262 | 0.5961%
2019-06-01 | 2019 | 6 | 14742734.4123 | 0.2 | 61.2 | 114 | 3472.4 | 0 | 54.0937 | 0.0061512 | 4.833 | -10.5057 | 40.0975 | 0 | 5489 | 30 | 14577350.0021 | -165384.4102 | 1.122%
2019-07-01 | 2019 | 7 | 17257525.4123 | 0 | 214.6 | 115 | 3487.5 | 0 | 54.0937 | 0 | 16.947 | -10.5979 | 40.2719 | 0 | 5495 | 31 | 17156247.871 | -101277.5413 | 0.5869%
2019-08-01 | 2019 | 8 | 16523491.4123 | 0 | 163.3 | 116 | 3500.1 | 0 | 54.0937 | 0 | 12.8958 | -10.69 | 40.4174 | 0 | 5492 | 31 | 16466243.169 | -57248.2433 | 0.3465%
2019-09-01 | 2019 | 9 | 14663873.4123 | 0 | 78.7 | 117 | 3522.9 | 1 | 54.0937 | 0 | 6.215 | -10.7822 | 40.6807 | -1.9638 | 5496 | 30 | 14549557.0572 | -114316.355 | 0.7796%
2019-10-01 | 2019 | 10 | 13981094.4123 | 32 | 8.4 | 118 | 3525.5 | 1 | 54.0937 | 0.98419 | 0.66335 | -10.8744 | 40.7107 | -1.9638 | 5495 | 31 | 14243187.2466 | 262092.8343 | 1.875%
2019-11-01 | 2019 | 11 | 14453552.4123 | 284 | 0 | 119 | 3531.7 | 1 | 54.0937 | 8.7347 | 0 | -10.9665 | 40.7823 | -1.9638 | 5456 | 30 | 14842565.1475 | 389012.7353 | 2.691%
2019-12-01 | 2019 | 12 | 15293998.4123 | 334.4 | 0 | 120 | 3532 | 0 | 54.0937 | 10.2848 | 0 | -11.0587 | 40.7858 | 0 | 5460 | 31 | 15928317.396 | 634318.9837 | 4.148%
1.403%

## GS<50 PW (2)
Model 4: Prais-Winsten, using observations 2010:01-2019:12 (T = 120)
Dependent variable: GS_lt_50_NoCDM
rho = 0.181521
| coefficient | std. error | t-ratio | p-value
const | -27557429.0829 | 4612302.3322 | -5.9748 | 2.7845e-08
HDD12 | 4981.3809 | 199.5358 | 24.9648 | 1.4049e-47
CDD16 | 13515.0882 | 520.8699 | 25.9471 | 3.5057e-49
Trend | -23176.7862 | 5036.0186 | -4.6022 | 1.109e-05
Tor_FTEAdj | 1761.6923 | 675.6863 | 2.6073 | 0.01037
Shoulder | -215549.8862 | 58750.5127 | -3.6689 | 0.00037449
GS_lt_50_Customers | 4991.0285 | 820.4833 | 6.083 | 1.6796e-08
MonthDays | 351307.675 | 23755.797 | 14.7883 | 4.2913e-28
Statistics based on the rho-differenced data
Mean dependent var | 14813806.6426 | S.D. dependent var | 1037764.031
Sum squared resid | 5693584781108 | S.E. of regression | 225467.4664
R-squared | 0.95561 | Adjusted R-squared | 0.95284
F(7, 112) | 330.9659 | P-value(F) | 1.0152e-71
rho | -0.01962 | Durbin-Watson | 2.0148

## GS<50 Predicted Monthly (2)
Date | Year | Month | GS_lt_50_NoCDM | HDD12 | CDD16 | Trend | Tor_FTEAdj | Shoulder | GS_lt_50_Customersomers | Month Days | const | HDD12 | CDD16 | Trend | Tor_FTEAdj | Shoulder | GS_lt_50_Customersomers | Month Days | Predicted | Difference
2010-01-01 | 2010 | 1 | 15762767 | 483.2 | 0 | 1 | 2836.8 | 0 | 4982 | 31 | -27557429.0829 | 2407003.2374 | 0 | -23176.7862 | 4997568.8331 | 0 | 24865304.209 | 10890537.9254 | 15579808.3359 | -182958.6641 | 1.161%
2010-02-01 | 2010 | 2 | 14456043 | 392.6 | 0 | 2 | 2842.3 | 0 | 4991 | 28 | -27557429.0829 | 1955690.1304 | 0 | -46353.5723 | 5007258.141 | 0 | 24910223.4659 | 9836614.9004 | 14106003.9824 | -350039.0176 | 2.421%
2010-03-01 | 2010 | 3 | 14266604 | 232.4 | 0 | 3 | 2849.8 | 1 | 4993 | 31 | -27557429.0829 | 1157672.9147 | 0 | -69530.3585 | 5020470.8335 | -215549.8862 | 24920205.523 | 10890537.9254 | 14146377.8691 | -120226.1309 | 0.8427%
2010-04-01 | 2010 | 4 | 12709245 | 78.5 | 0 | 4 | 2844.4 | 1 | 4962 | 30 | -27557429.0829 | 391038.3985 | 0 | -92707.1447 | 5010957.6949 | -215549.8862 | 24765483.6381 | 10539230.2504 | 12841023.8681 | 131778.8681 | 1.037%
2010-05-01 | 2010 | 5 | 13617876 | 36.5 | 46.8 | 5 | 2847.5 | 1 | 4969 | 31 | -27557429.0829 | 181820.4018 | 632506.1297 | -115883.9309 | 5016418.9411 | -215549.8862 | 24800420.8379 | 10890537.9254 | 13632841.3361 | 14965.3361 | 0.1099%
2010-06-01 | 2010 | 6 | 14352297 | 0 | 105 | 6 | 2859.9 | 0 | 4976 | 30 | -27557429.0829 | 0 | 1419084.2654 | -139060.717 | 5038263.9262 | 0 | 24835358.0377 | 10539230.2504 | 14135446.6798 | -216850.3202 | 1.511%
2010-07-01 | 2010 | 7 | 16022256 | 0 | 229.8 | 7 | 2878.7 | 0 | 4982 | 31 | -27557429.0829 | 0 | 3105767.278 | -162237.5032 | 5071383.7422 | 0 | 24865304.209 | 10890537.9254 | 16213326.5685 | 191070.5685 | 1.193%
2010-08-01 | 2010 | 8 | 15750964 | 0 | 207.7 | 8 | 2895.3 | 0 | 4983 | 31 | -27557429.0829 | 0 | 2807083.8278 | -185414.2894 | 5100627.835 | 0 | 24870295.2375 | 10890537.9254 | 15925701.4535 | 174737.4535 | 1.109%
2010-09-01 | 2010 | 9 | 13403453 | 0.1 | 56.8 | 9 | 2891.8 | 1 | 4981 | 30 | -27557429.0829 | 498.1381 | 767657.0121 | -208591.0756 | 5094461.9118 | -215549.8862 | 24860313.1804 | 10539230.2504 | 13280590.4483 | -122862.5517 | 0.9166%
2010-10-01 | 2010 | 10 | 13142565 | 44.2 | 3.4 | 10 | 2893.7 | 1 | 4981 | 31 | -27557429.0829 | 220177.0345 | 45951.3 | -231767.8617 | 5097809.1273 | -215549.8862 | 24860313.1804 | 10890537.9254 | 13110041.737 | -32523.263 | 0.2475%
2010-11-01 | 2010 | 11 | 13574075 | 202.7 | 0 | 11 | 2893.6 | 1 | 5023 | 30 | -27557429.0829 | 1009725.9028 | 0 | -254944.6479 | 5097632.958 | -215549.8862 | 25069936.3793 | 10539230.2504 | 13688601.8736 | 114526.8736 | 0.8437%
2010-12-01 | 2010 | 12 | 15142180 | 447.6 | 0 | 12 | 2918.5 | 0 | 5036 | 31 | -27557429.0829 | 2229666.0784 | 0 | -278121.4341 | 5141499.0973 | 0 | 25134819.7504 | 10890537.9254 | 15560972.3346 | 418792.3346 | 2.766%
2011-01-01 | 2011 | 1 | 15995127.3349 | 540.7 | 0 | 13 | 2938.5 | 0 | 5045 | 31 | -27557429.0829 | 2693432.6376 | 0 | -301298.2203 | 5176732.9442 | 0 | 25179739.0073 | 10890537.9254 | 16081715.2113 | 86587.8764 | 0.5413%
2011-02-01 | 2011 | 2 | 14555084.3349 | 437.2 | 0 | 14 | 2947.4 | 0 | 5089 | 28 | -27557429.0829 | 2177859.7173 | 0 | -324475.0064 | 5192412.006 | 0 | 25399344.2632 | 9836614.9004 | 14724326.7976 | 169242.4627 | 1.163%
2011-03-01 | 2011 | 3 | 15164745.3349 | 359.5 | 0 | 15 | 2938.7 | 1 | 5088 | 31 | -27557429.0829 | 1790806.4235 | 0 | -347651.7926 | 5177085.2826 | -215549.8862 | 25394353.2347 | 10890537.9254 | 15132152.1047 | -32593.2303 | 0.2149%
2011-04-01 | 2011 | 4 | 13518631.3349 | 177.5 | 0 | 16 | 2929.9 | 1 | 5085 | 30 | -27557429.0829 | 884195.1048 | 0 | -370828.5788 | 5161582.39 | -215549.8862 | 25379380.1491 | 10539230.2504 | 13820580.3465 | 301949.0116 | 2.234%
2011-05-01 | 2011 | 5 | 13626861.3349 | 42.4 | 9.8 | 17 | 2930.2 | 1 | 5078 | 31 | -27557429.0829 | 211210.549 | 132447.8648 | -394005.365 | 5162110.8977 | -215549.8862 | 25344442.9493 | 10890537.9254 | 13573765.8522 | -53095.4827 | 0.3896%
2011-06-01 | 2011 | 6 | 14487788.3349 | 0 | 86.4 | 18 | 2934.9 | 0 | 5082 | 30 | -27557429.0829 | 0 | 1167703.6241 | -417182.1511 | 5170390.8517 | 0 | 25364407.0634 | 10539230.2504 | 14267120.5557 | -220667.7793 | 1.523%
2011-07-01 | 2011 | 7 | 16609782.3349 | 0 | 251.9 | 19 | 2928.1 | 0 | 5096 | 31 | -27557429.0829 | 0 | 3404450.7281 | -440358.9373 | 5158411.3438 | 0 | 25434281.4631 | 10890537.9254 | 16889893.4402 | 280111.1053 | 1.686%
2011-08-01 | 2011 | 8 | 15863299.3349 | 0 | 180.4 | 20 | 2922.7 | 0 | 5089 | 31 | -27557429.0829 | 0 | 2438121.9188 | -463535.7235 | 5148898.2052 | 0 | 25399344.2632 | 10890537.9254 | 15855937.5063 | -7361.8286 | 0.04641%
2011-09-01 | 2011 | 9 | 13532144.3349 | 0.4 | 65 | 21 | 2918.3 | 1 | 5088 | 30 | -27557429.0829 | 1992.5523 | 878480.7357 | -486712.5097 | 5141146.7589 | -215549.8862 | 25394353.2347 | 10539230.2504 | 13695512.0534 | 163367.7184 | 1.207%
2011-10-01 | 2011 | 10 | 13280230.3349 | 61.1 | 11.6 | 22 | 2912.1 | 1 | 5102 | 31 | -27557429.0829 | 304362.3713 | 156775.0236 | -509889.2958 | 5130224.2664 | -215549.8862 | 25464227.6343 | 10890537.9254 | 13663258.9562 | 383028.6212 | 2.884%
2011-11-01 | 2011 | 11 | 13582759.3349 | 127.1 | 0 | 23 | 2908.5 | 1 | 5122 | 30 | -27557429.0829 | 633133.5088 | 0 | -533066.082 | 5123882.1739 | -215549.8862 | 25564048.2052 | 10539230.2504 | 13554249.0874 | -28510.2475 | 0.2099%
2011-12-01 | 2011 | 12 | 14822411.3349 | 295.3 | 0 | 24 | 2903 | 0 | 5123 | 31 | -27557429.0829 | 1471001.7715 | 0 | -556242.8682 | 5114192.8661 | 0 | 25569039.2338 | 10890537.9254 | 14931099.8458 | 108688.5108 | 0.7333%
2012-01-01 | 2012 | 1 | 15492130.2817 | 382.7 | 0 | 25 | 2903.3 | 0 | 5121 | 31 | -27557429.0829 | 1906374.4598 | 0 | -579419.6544 | 5114721.3738 | 0 | 25559057.1767 | 10890537.9254 | 15333842.1984 | -158288.0832 | 1.022%
2012-02-01 | 2012 | 2 | 14445977.2817 | 323.4 | 0 | 26 | 2901.2 | 0 | 5127 | 29 | -27557429.0829 | 1610978.5741 | 0 | -602596.4405 | 5111021.8198 | 0 | 25589003.3479 | 10187922.5754 | 14338900.7938 | -107076.4878 | 0.7412%
2012-03-01 | 2012 | 3 | 14326333.2817 | 184.9 | 0 | 27 | 2907.4 | 1 | 5122 | 31 | -27557429.0829 | 921057.3233 | 0 | -625773.2267 | 5121944.3124 | -215549.8862 | 25564048.2052 | 10890537.9254 | 14098835.5705 | -227497.7111 | 1.588%
2012-04-01 | 2012 | 4 | 13184039.2817 | 134.2 | 0 | 28 | 2912.5 | 1 | 5123 | 30 | -27557429.0829 | 668501.313 | 0 | -648950.0129 | 5130928.9433 | -215549.8862 | 25569039.2338 | 10539230.2504 | 13485770.7586 | 301731.477 | 2.289%
2012-05-01 | 2012 | 5 | 13982977.2817 | 11.4 | 46.2 | 29 | 2917.9 | 1 | 5123 | 31 | -27557429.0829 | 56787.7419 | 624397.0768 | -672126.7991 | 5140442.0819 | -215549.8862 | 25569039.2338 | 10890537.9254 | 13836098.2918 | -146878.9899 | 1.05%
2012-06-01 | 2012 | 6 | 14982710.2817 | 0 | 147 | 30 | 2928.6 | 0 | 5127 | 30 | -27557429.0829 | 0 | 1986717.9715 | -695303.5852 | 5159292.19 | 0 | 25589003.3479 | 10539230.2504 | 15021511.0918 | 38800.8101 | 0.259%
2012-07-01 | 2012 | 7 | 16737303.2817 | 0 | 255 | 31 | 2949.2 | 0 | 5135 | 31 | -27557429.0829 | 0 | 3446347.5016 | -718480.3714 | 5195583.0522 | 0 | 25628931.5763 | 10890537.9254 | 16885490.6013 | 148187.3197 | 0.8854%
2012-08-01 | 2012 | 8 | 15895184.2817 | 0 | 192.8 | 32 | 2968.4 | 0 | 5147 | 31 | -27557429.0829 | 0 | 2605709.013 | -741657.1576 | 5229407.5452 | 0 | 25688823.9188 | 10890537.9254 | 16115392.162 | 220207.8803 | 1.385%
2012-09-01 | 2012 | 9 | 14172207.2817 | 0.9 | 69.9 | 33 | 2985.6 | 1 | 5148 | 30 | -27557429.0829 | 4483.2428 | 944704.6681 | -764833.9438 | 5259708.6534 | -215549.8862 | 25693814.9474 | 10539230.2504 | 13904128.8493 | -268078.4323 | 1.892%
2012-10-01 | 2012 | 10 | 13656586.2817 | 66.6 | 3.8 | 34 | 3002.1 | 1 | 5150 | 31 | -27557429.0829 | 331759.9661 | 51357.3353 | -788010.7299 | 5288776.5771 | -215549.8862 | 25703797.0045 | 10890537.9254 | 13705239.1094 | 48652.8278 | 0.3563%
2012-11-01 | 2012 | 11 | 14160121.2817 | 216.8 | 0 | 35 | 3019.5 | 1 | 5162 | 30 | -27557429.0829 | 1079963.3731 | 0 | -811187.5161 | 5319430.0238 | -215549.8862 | 25763689.347 | 10539230.2504 | 14118146.5092 | -41974.7725 | 0.2964%
2012-12-01 | 2012 | 12 | 15041472.2817 | 293.4 | 0 | 36 | 3030.3 | 0 | 5168 | 31 | -27557429.0829 | 1461537.1479 | 0 | -834364.3023 | 5338456.3011 | 0 | 25793635.5183 | 10890537.9254 | 15092373.5075 | 50901.2259 | 0.3384%
2013-01-01 | 2013 | 1 | 15838016.6227 | 395.2 | 0 | 37 | 3038 | 0 | 5177 | 31 | -27557429.0829 | 1968641.7207 | 0 | -857541.0885 | 5352021.3321 | 0 | 25838554.7752 | 10890537.9254 | 15634785.5821 | -203231.0406 | 1.283%
2013-02-01 | 2013 | 2 | 14586196.6227 | 419.5 | 0 | 38 | 3041.7 | 0 | 5175 | 28 | -27557429.0829 | 2089689.2759 | 0 | -880717.8746 | 5358539.5938 | 0 | 25828572.7181 | 9836614.9004 | 14675269.5306 | 89072.9079 | 0.6107%
2013-03-01 | 2013 | 3 | 15372207.6227 | 337.3 | 0 | 39 | 3045.3 | 1 | 5178 | 31 | -27557429.0829 | 1680219.7682 | 0 | -903894.6608 | 5364881.6862 | -215549.8862 | 25843545.8037 | 10890537.9254 | 15102311.5537 | -269896.069 | 1.756%
2013-04-01 | 2013 | 4 | 13920639.6227 | 183 | 0 | 40 | 3057 | 1 | 5137 | 30 | -27557429.0829 | 911592.6996 | 0 | -927071.447 | 5385493.4866 | -215549.8862 | 25638913.6334 | 10539230.2504 | 13775179.654 | -145459.9687 | 1.045%
2013-05-01 | 2013 | 5 | 13887530.6227 | 28.2 | 26.6 | 41 | 3073.7 | 1 | 5144 | 31 | -27557429.0829 | 140474.9406 | 359501.3472 | -950248.2331 | 5414913.7487 | -215549.8862 | 25673850.8332 | 10890537.9254 | 13756051.593 | -131479.0297 | 0.9467%
2013-06-01 | 2013 | 6 | 14423533.6227 | 0.1 | 89.8 | 42 | 3092.4 | 0 | 5144 | 30 | -27557429.0829 | 498.1381 | 1213654.9241 | -973425.0193 | 5447857.3954 | 0 | 25673850.8332 | 10539230.2504 | 14344237.4391 | -79296.1836 | 0.5498%
2013-07-01 | 2013 | 7 | 16236138.6227 | 0 | 192.9 | 43 | 3100 | 0 | 5148 | 31 | -27557429.0829 | 0 | 2607060.5218 | -996601.8055 | 5461246.2572 | 0 | 25693814.9474 | 10890537.9254 | 16098628.7635 | -137509.8591 | 0.8469%
2013-08-01 | 2013 | 8 | 15500151.6227 | 0 | 151 | 44 | 3110.2 | 0 | 5147 | 31 | -27557429.0829 | 0 | 2040778.3245 | -1019778.5917 | 5479215.5191 | 0 | 25688823.9188 | 10890537.9254 | 15522148.0134 | 21996.3907 | 0.1419%
2013-09-01 | 2013 | 9 | 14135606.6227 | 1.9 | 57.1 | 45 | 3116.8 | 1 | 5152 | 30 | -27557429.0829 | 9464.6237 | 771711.5386 | -1042955.3778 | 5490842.6886 | -215549.8862 | 25713779.0616 | 10539230.2504 | 13709093.8159 | -426512.8067 | 3.017%
2013-10-01 | 2013 | 10 | 13724627.6227 | 62.4 | 9.7 | 46 | 3116 | 1 | 5151 | 31 | -27557429.0829 | 310838.1664 | 131096.3559 | -1066132.164 | 5489433.3347 | -215549.8862 | 25708788.033 | 10890537.9254 | 13691582.6825 | -33044.9402 | 0.2408%
2013-11-01 | 2013 | 11 | 14236916.6227 | 249.6 | 0 | 47 | 3113.4 | 1 | 5173 | 30 | -27557429.0829 | 1243352.6657 | 0 | -1089308.9502 | 5484852.9346 | -215549.8862 | 25818590.661 | 10539230.2504 | 14223738.5925 | -13178.0302 | 0.09256%
2013-12-01 | 2013 | 12 | 15780327.6227 | 438 | 0 | 48 | 3108.4 | 0 | 5176 | 31 | -27557429.0829 | 2181844.822 | 0 | -1112485.7364 | 5476044.4729 | 0 | 25833563.7466 | 10890537.9254 | 15712076.1477 | -68251.4749 | 0.4325%
2014-01-01 | 2014 | 1 | 16666551.6441 | 586.1 | 0 | 49 | 3105.1 | 0 | 5174 | 31 | -27557429.0829 | 2919587.3292 | 0 | -1135662.5225 | 5470230.8882 | 0 | 25823581.6895 | 10890537.9254 | 16410846.2269 | -255705.4172 | 1.534%
2014-02-01 | 2014 | 2 | 15212265.6441 | 528.6 | 0 | 50 | 3109.9 | 0 | 5177 | 28 | -27557429.0829 | 2633157.929 | 0 | -1158839.3087 | 5478687.0114 | 0 | 25838554.7752 | 9836614.9004 | 15070746.2244 | -141519.4197 | 0.9303%
2014-03-01 | 2014 | 3 | 15928487.6441 | 464.4 | 0 | 51 | 3115.2 | 1 | 5180 | 31 | -27557429.0829 | 2313353.277 | 0 | -1182016.0949 | 5488023.9808 | -215549.8862 | 25853527.8608 | 10890537.9254 | 15590447.9802 | -338039.664 | 2.122%
2014-04-01 | 2014 | 4 | 13755808.6441 | 185.9 | 0 | 52 | 3126.8 | 1 | 5185 | 30 | -27557429.0829 | 926038.7041 | 0 | -1205192.8811 | 5508459.612 | -215549.8862 | 25878483.0035 | 10539230.2504 | 13874039.72 | 118231.0758 | 0.8595%
2014-05-01 | 2014 | 5 | 13728640.6441 | 33.9 | 18.2 | 53 | 3114.3 | 1 | 5182 | 31 | -27557429.0829 | 168868.8116 | 245974.606 | -1228369.6672 | 5486438.4577 | -215549.8862 | 25863509.9179 | 10890537.9254 | 13653981.0824 | -74659.5618 | 0.5438%
2014-06-01 | 2014 | 6 | 14380195.6441 | 0 | 86.1 | 54 | 3091.8 | 0 | 5192.5 | 30 | -27557429.0829 | 0 | 1163649.0976 | -1251546.4534 | 5446800.38 | 0 | 25915915.7176 | 10539230.2504 | 14256619.9094 | -123575.7347 | 0.8593%
2014-07-01 | 2014 | 7 | 15171411.6441 | 0 | 119.5 | 55 | 3067.1 | 0 | 5203 | 31 | -27557429.0829 | 0 | 1615053.0449 | -1274723.2396 | 5403286.5792 | 0 | 25968321.5173 | 10890537.9254 | 15045046.7444 | -126364.8997 | 0.8329%
2014-08-01 | 2014 | 8 | 14799566.6441 | 0 | 126.7 | 56 | 3056.5 | 0 | 5210 | 31 | -27557429.0829 | 0 | 1712361.6802 | -1297900.0258 | 5384612.6404 | 0 | 26003258.7171 | 10890537.9254 | 15135441.8546 | 335875.2104 | 2.269%
2014-09-01 | 2014 | 9 | 13670813.6441 | 0.6 | 64.6 | 57 | 3058.5 | 1 | 5214 | 30 | -27557429.0829 | 2988.8285 | 873074.7004 | -1321076.8119 | 5388136.0251 | -215549.8862 | 26023222.8313 | 10539230.2504 | 13732596.8548 | 61783.2107 | 0.4519%
2014-10-01 | 2014 | 10 | 13266929.6441 | 50.6 | 6.4 | 58 | 3072.7 | 1 | 5215 | 31 | -27557429.0829 | 252057.8721 | 86496.5647 | -1344253.5981 | 5413152.0563 | -215549.8862 | 26028213.8599 | 10890537.9254 | 13553225.7114 | 286296.0672 | 2.158%
2014-11-01 | 2014 | 11 | 14011300.6441 | 261.6 | 0 | 59 | 3082 | 1 | 5219 | 30 | -27557429.0829 | 1303129.2362 | 0 | -1367430.3843 | 5429535.7951 | -215549.8862 | 26048177.974 | 10539230.2504 | 14179663.9024 | 168363.2583 | 1.202%
2014-12-01 | 2014 | 12 | 15136895.6441 | 333.1 | 0 | 60 | 3080.1 | 0 | 5230 | 31 | -27557429.0829 | 1659297.9685 | 0 | -1390607.1705 | 5426188.5797 | 0 | 26103079.288 | 10890537.9254 | 15131067.5083 | -5828.1358 | 0.0385%
2015-01-01 | 2015 | 1 | 16182248.9728 | 553.6 | 0 | 61 | 3076.8 | 0 | 5230 | 31 | -27557429.0829 | 2757692.4508 | 0 | -1413783.9566 | 5420374.9949 | 0 | 26103079.288 | 10890537.9254 | 16200471.6197 | 18222.647 | 0.1126%
2015-02-01 | 2015 | 2 | 15129726.9728 | 647.9 | 0 | 62 | 3085.5 | 0 | 5234 | 28 | -27557429.0829 | 3227436.6671 | 0 | -1436960.7428 | 5435701.7183 | 0 | 26123043.4022 | 9836614.9004 | 15628406.8623 | 498679.8895 | 3.296%
2015-03-01 | 2015 | 3 | 15539703.9728 | 408 | 0 | 63 | 3108.7 | 1 | 5236 | 31 | -27557429.0829 | 2032403.3958 | 0 | -1460137.529 | 5476572.9806 | -215549.8862 | 26133025.4593 | 10890537.9254 | 15299423.2632 | -240280.7096 | 1.546%
2015-04-01 | 2015 | 4 | 13711648.9728 | 149.7 | 0 | 64 | 3122.7 | 1 | 5236 | 30 | -27557429.0829 | 745712.7166 | 0 | -1483314.3152 | 5501236.6734 | -215549.8862 | 26133025.4593 | 10539230.2504 | 13662911.8155 | -48737.1573 | 0.3554%
2015-05-01 | 2015 | 5 | 13844318.9728 | 18.3 | 35.1 | 65 | 3142.3 | 1 | 5250 | 31 | -27557429.0829 | 91159.27 | 474379.5973 | -1506491.1013 | 5535765.8433 | -215549.8862 | 26202899.8589 | 10890537.9254 | 13915272.4245 | 70953.4518 | 0.5125%
2015-06-01 | 2015 | 6 | 14160378.9728 | 3.5 | 56.3 | 66 | 3163.2 | 0 | 5241 | 30 | -27557429.0829 | 17434.8331 | 760899.468 | -1529667.8875 | 5572585.2132 | 0 | 26157980.602 | 10539230.2504 | 13961033.3963 | -199345.5764 | 1.408%
2015-07-01 | 2015 | 7 | 15620808.9728 | 0 | 182.9 | 67 | 3194.9 | 0 | 5240 | 31 | -27557429.0829 | 0 | 2471909.6394 | -1552844.6737 | 5628430.8604 | 0 | 26152989.5735 | 10890537.9254 | 16033594.2422 | 412785.2694 | 2.643%
2015-08-01 | 2015 | 8 | 15851495.9728 | 0 | 148.7 | 68 | 3214.6 | 0 | 5244 | 31 | -27557429.0829 | 0 | 2009693.6215 | -1576021.4599 | 5663136.1995 | 0 | 26172953.6877 | 10890537.9254 | 15602870.8914 | -248625.0813 | 1.568%
2015-09-01 | 2015 | 9 | 14469061.9728 | 0 | 128.1 | 69 | 3220.3 | 1 | 5237 | 30 | -27557429.0829 | 0 | 1731282.8038 | -1599198.246 | 5673177.8459 | -215549.8862 | 26138016.4878 | 10539230.2504 | 14709530.1729 | 240468.2001 | 1.662%
2015-10-01 | 2015 | 10 | 13421428.9728 | 51.8 | 4.3 | 70 | 3216.5 | 1 | 5242 | 31 | -27557429.0829 | 258035.5292 | 58114.8794 | -1622375.0322 | 5666483.415 | -215549.8862 | 26162971.6306 | 10890537.9254 | 13640789.3784 | 219360.4056 | 1.634%
2015-11-01 | 2015 | 11 | 13464090.9728 | 133 | 0.1 | 71 | 3211.5 | 1 | 5234 | 30 | -27557429.0829 | 662523.656 | 1351.5088 | -1645551.8184 | 5657674.9533 | -215549.8862 | 26123043.4022 | 10539230.2504 | 13565292.9833 | 101202.0106 | 0.7516%
2015-12-01 | 2015 | 12 | 14365422.9728 | 208.5 | 0 | 72 | 3220.1 | 0 | 5238 | 31 | -27557429.0829 | 1038617.9118 | 0 | -1668728.6046 | 5672825.5074 | 0 | 26143007.5164 | 10890537.9254 | 14518831.1737 | 153408.2009 | 1.068%
2016-01-01 | 2016 | 1 | 15516489.951 | 439 | 0 | 73 | 3227 | 0 | 5246 | 31 | -27557429.0829 | 2186826.2029 | 0 | -1691905.3907 | 5684981.1846 | 0 | 26182935.7447 | 10890537.9254 | 15695946.584 | 179456.633 | 1.157%
2016-02-01 | 2016 | 2 | 14724758.951 | 370.3 | 0 | 74 | 3221.1 | 0 | 5267 | 29 | -27557429.0829 | 1844605.337 | 0 | -1715082.1769 | 5674587.1997 | 0 | 26287747.3442 | 10187922.5754 | 14722351.1965 | -2407.7545 | 0.01635%
2016-03-01 | 2016 | 3 | 14847791.951 | 267 | 0 | 75 | 3210.6 | 1 | 5268 | 31 | -27557429.0829 | 1330028.6929 | 0 | -1738258.9631 | 5656089.4302 | -215549.8862 | 26292738.3727 | 10890537.9254 | 14658156.4891 | -189635.4619 | 1.277%
2016-04-01 | 2016 | 4 | 13743186.951 | 216.9 | 0.8 | 76 | 3208.5 | 1 | 5267 | 30 | -27557429.0829 | 1080461.5112 | 10812.0706 | -1761435.7492 | 5652389.8762 | -215549.8862 | 26287747.3442 | 10539230.2504 | 14036226.3343 | 293039.3834 | 2.132%
2016-05-01 | 2016 | 5 | 14047142.951 | 41.9 | 47.7 | 77 | 3217.7 | 1 | 5294 | 31 | -27557429.0829 | 208719.8585 | 644669.7091 | -1784612.5354 | 5668597.4458 | -215549.8862 | 26422505.1149 | 10890537.9254 | 14277438.5493 | 230295.5984 | 1.639%
2016-06-01 | 2016 | 6 | 14847585.951 | 0 | 110.1 | 78 | 3230.3 | 0 | 5264 | 30 | -27557429.0829 | 0 | 1488011.2154 | -1807789.3216 | 5690794.7693 | 0 | 26272774.2585 | 10539230.2504 | 14625592.0892 | -221993.8618 | 1.495%
2016-07-01 | 2016 | 7 | 16625848.951 | 0 | 214.5 | 79 | 3229.4 | 0 | 5262 | 31 | -27557429.0829 | 0 | 2898986.4279 | -1830966.1078 | 5689209.2462 | 0 | 26262792.2015 | 10890537.9254 | 16353130.6103 | -272718.3407 | 1.64%
2016-08-01 | 2016 | 8 | 16997943.951 | 0 | 239.8 | 80 | 3224.8 | 0 | 5260 | 31 | -27557429.0829 | 0 | 3240918.1604 | -1854142.8939 | 5681105.4614 | 0 | 26252810.1444 | 10890537.9254 | 16653799.7148 | -344144.2362 | 2.025%
2016-09-01 | 2016 | 9 | 14679158.951 | 0 | 124.7 | 81 | 3216.9 | 1 | 5273 | 30 | -27557429.0829 | 0 | 1685331.5037 | -1877319.6801 | 5667188.0919 | -215549.8862 | 26317693.5154 | 10539230.2504 | 14559144.7124 | -120014.2386 | 0.8176%
2016-10-01 | 2016 | 10 | 13570265.951 | 50.1 | 24.8 | 82 | 3209.8 | 1 | 5278 | 31 | -27557429.0829 | 249567.1817 | 335174.1884 | -1900496.4663 | 5654680.0763 | -215549.8862 | 26342648.6582 | 10890537.9254 | 13799132.5947 | 228866.6437 | 1.687%
2016-11-01 | 2016 | 11 | 13638185.951 | 121.3 | 0 | 83 | 3207.3 | 1 | 5298 | 30 | -27557429.0829 | 604241.4998 | 0 | -1923673.2525 | 5650275.8454 | -215549.8862 | 26442469.2291 | 10539230.2504 | 13539564.6032 | -98621.3478 | 0.7231%
2016-12-01 | 2016 | 12 | 15093391.951 | 373 | 0 | 84 | 3203.9 | 0 | 5297 | 31 | -27557429.0829 | 1858055.0653 | 0 | -1946850.0386 | 5644286.0915 | 0 | 26437478.2005 | 10890537.9254 | 15326078.1612 | 232686.2103 | 1.542%
2017-01-01 | 2017 | 1 | 15848949.8282 | 382.6 | 0 | 85 | 3213.3 | 0 | 5303 | 31 | -27557429.0829 | 1905876.3217 | 0 | -1970026.8248 | 5660845.9995 | 0 | 26467424.3718 | 10890537.9254 | 15397228.7107 | -451721.1175 | 2.85%
2017-02-01 | 2017 | 2 | 14155571.8282 | 303.2 | 0 | 86 | 3230.3 | 0 | 5341 | 28 | -27557429.0829 | 1510354.6804 | 0 | -1993203.611 | 5690794.7693 | 0 | 26657083.4565 | 9836614.9004 | 14144215.1127 | -11356.7154 | 0.08023%
2017-03-01 | 2017 | 3 | 15108926.8282 | 355.2 | 0 | 87 | 3247.6 | 1 | 5342 | 31 | -27557429.0829 | 1769386.4858 | 0 | -2016380.3972 | 5721272.0468 | -215549.8862 | 26662074.485 | 10890537.9254 | 15253911.5768 | 144984.7487 | 0.9596%
2017-04-01 | 2017 | 4 | 13649563.8282 | 107.1 | 0.9 | 88 | 3257.7 | 1 | 5344 | 30 | -27557429.0829 | 533505.8914 | 12163.5794 | -2039557.1833 | 5739065.1394 | -215549.8862 | 26672056.5421 | 10539230.2504 | 13683485.2504 | 33921.4223 | 0.2485%
2017-05-01 | 2017 | 5 | 13851673.8282 | 57.9 | 17.3 | 89 | 3266.8 | 1 | 5341 | 31 | -27557429.0829 | 288421.9525 | 233811.0266 | -2062733.9695 | 5755096.5397 | -215549.8862 | 26657083.4565 | 10890537.9254 | 13989237.9622 | 137564.134 | 0.9931%
2017-06-01 | 2017 | 6 | 14441192.8282 | 0 | 108 | 90 | 3268.7 | 0 | 5339 | 30 | -27557429.0829 | 0 | 1459629.5301 | -2085910.7557 | 5758443.7552 | 0 | 26647101.3994 | 10539230.2504 | 14761065.0965 | 319872.2684 | 2.215%
2017-07-01 | 2017 | 7 | 15754820.8282 | 0 | 175.5 | 91 | 3270 | 0 | 5337 | 31 | -27557429.0829 | 0 | 2371897.9864 | -2109087.5419 | 5760733.9552 | 0 | 26637119.3423 | 10890537.9254 | 15993772.5847 | 238951.7565 | 1.517%
2017-08-01 | 2017 | 8 | 15368995.8282 | 0 | 140.2 | 92 | 3278.6 | 0 | 5344 | 31 | -27557429.0829 | 0 | 1894815.3715 | -2132264.328 | 5775884.5093 | 0 | 26672056.5421 | 10890537.9254 | 15543600.9375 | 174605.1093 | 1.136%
2017-09-01 | 2017 | 9 | 14400007.8282 | 1 | 96.9 | 93 | 3297.7 | 1 | 5350 | 30 | -27557429.0829 | 4981.3809 | 1309612.0506 | -2155441.1142 | 5809532.8331 | -215549.8862 | 26702002.7134 | 10539230.2504 | 14436939.1451 | 36931.317 | 0.2565%
2017-10-01 | 2017 | 10 | 14110097.8282 | 26.3 | 33.6 | 94 | 3320.8 | 1 | 5350 | 31 | -27557429.0829 | 131010.3169 | 454106.9649 | -2178617.9004 | 5850227.9261 | -215549.8862 | 26702002.7134 | 10890537.9254 | 14076288.9774 | -33808.8508 | 0.2396%
2017-11-01 | 2017 | 11 | 14159381.8282 | 208.1 | 0 | 95 | 3335.4 | 1 | 5353 | 30 | -27557429.0829 | 1036625.3595 | 0 | -2201794.6866 | 5875948.6343 | -215549.8862 | 26716975.799 | 10539230.2504 | 14194006.3877 | 34624.5595 | 0.2445%
2017-12-01 | 2017 | 12 | 15720827.8282 | 463.2 | 0 | 96 | 3352.3 | 0 | 5356 | 31 | -27557429.0829 | 2307375.62 | 0 | -2224971.4727 | 5905721.2349 | 0 | 26731948.8846 | 10890537.9254 | 16053183.1093 | 332355.2812 | 2.114%
2018-01-01 | 2018 | 1 | 16637342.7115 | 494.3 | 0 | 97 | 3357.1 | 0 | 5365 | 31 | -27557429.0829 | 2462296.5651 | 0 | -2248148.2589 | 5914177.3581 | 0 | 26776868.1415 | 10890537.9254 | 16238302.6484 | -399040.0631 | 2.398%
2018-02-01 | 2018 | 2 | 14632746.7115 | 344.1 | 0 | 98 | 3356.1 | 0 | 5367 | 28 | -27557429.0829 | 1714093.1581 | 0 | -2271325.0451 | 5912415.6658 | 0 | 26786850.1986 | 9836614.9004 | 14421219.795 | -211526.9165 | 1.446%
2018-03-01 | 2018 | 3 | 15492131.7115 | 347.9 | 0 | 99 | 3345.3 | 1 | 5382 | 31 | -27557429.0829 | 1733022.4054 | 0 | -2294501.8313 | 5893389.3885 | -215549.8862 | 26861715.6268 | 10890537.9254 | 15311184.5459 | -180947.1656 | 1.168%
2018-04-01 | 2018 | 4 | 14434908.7115 | 239.3 | 0 | 100 | 3338.5 | 1 | 5377 | 30 | -27557429.0829 | 1192044.4427 | 0 | -2317678.6174 | 5881409.8806 | -215549.8862 | 26836760.4841 | 10539230.2504 | 14358787.4713 | -76121.2402 | 0.5273%
2018-05-01 | 2018 | 5 | 14790241.7115 | 25.2 | 48.5 | 101 | 3335 | 1 | 5371 | 31 | -27557429.0829 | 125530.798 | 655481.7797 | -2340855.4036 | 5875243.9574 | -215549.8862 | 26806814.3128 | 10890537.9254 | 14239774.4007 | -550467.3108 | 3.722%
2018-06-01 | 2018 | 6 | 15588790.7115 | 0 | 95.9 | 102 | 3341.9 | 0 | 5437 | 30 | -27557429.0829 | 0 | 1296096.9624 | -2364032.1898 | 5887399.6345 | 0 | 27136222.1967 | 10539230.2504 | 14937487.7715 | -651302.94 | 4.178%
2018-07-01 | 2018 | 7 | 17320094.7115 | 0 | 226.2 | 103 | 3357.7 | 0 | 5443 | 31 | -27557429.0829 | 0 | 3057112.9603 | -2387208.976 | 5915234.3735 | 0 | 27166168.368 | 10890537.9254 | 17084415.5685 | -235679.1431 | 1.361%
2018-08-01 | 2018 | 8 | 17125835.7115 | 0 | 225.8 | 104 | 3354.6 | 0 | 5466 | 31 | -27557429.0829 | 0 | 3051706.925 | -2410385.7621 | 5909773.1273 | 0 | 27280962.0245 | 10890537.9254 | 17165165.1572 | 39329.4457 | 0.2296%
2018-09-01 | 2018 | 9 | 15289545.7115 | 0 | 114.7 | 105 | 3347.2 | 1 | 5466 | 30 | -27557429.0829 | 0 | 1550180.6213 | -2433562.5483 | 5896736.6039 | -215549.8862 | 27280962.0245 | 10539230.2504 | 15060567.9829 | -228977.7286 | 1.498%
2018-10-01 | 2018 | 10 | 14360792.7115 | 88.2 | 16.2 | 106 | 3346.6 | 1 | 5469 | 31 | -27557429.0829 | 439357.7929 | 218944.4295 | -2456739.3345 | 5895679.5885 | -215549.8862 | 27295935.1102 | 10890537.9254 | 14510736.5431 | 149943.8316 | 1.044%
2018-11-01 | 2018 | 11 | 14828956.7115 | 272.4 | 0 | 107 | 3365.9 | 1 | 5496 | 30 | -27557429.0829 | 1356928.1496 | 0 | -2479916.1207 | 5929680.2507 | -215549.8862 | 27430692.8809 | 10539230.2504 | 15003636.4419 | 174679.7304 | 1.178%
2018-12-01 | 2018 | 12 | 15678882.7115 | 330 | 0 | 108 | 3382.8 | 0 | 5494 | 31 | -27557429.0829 | 1643855.6878 | 0 | -2503092.9068 | 5959452.8513 | 0 | 27420710.8238 | 10890537.9254 | 15854035.2986 | 175152.5871 | 1.117%
2019-01-01 | 2019 | 1 | 16768813.4123 | 514 | 0 | 109 | 3394.9 | 0 | 5499 | 31 | -27557429.0829 | 2560429.7683 | 0 | -2526269.693 | 5980769.3286 | 0 | 27445665.9665 | 10890537.9254 | 16793704.213 | 24890.8007 | 0.1484%
2019-02-01 | 2019 | 2 | 15507441.4123 | 403.7 | 0 | 110 | 3412.3 | 0 | 5507 | 28 | -27557429.0829 | 2010983.4581 | 0 | -2549446.4792 | 6011422.7753 | 0 | 27485594.1949 | 9836614.9004 | 15237739.7667 | -269701.6456 | 1.739%
2019-03-01 | 2019 | 3 | 16257283.4123 | 370.5 | 0 | 111 | 3430.6 | 1 | 5500 | 31 | -27557429.0829 | 1845601.6131 | 0 | -2572623.2654 | 6043661.7452 | -215549.8862 | 27450656.9951 | 10890537.9254 | 15884856.0444 | -372427.3678 | 2.291%
2019-04-01 | 2019 | 4 | 14467856.4123 | 173.3 | 0 | 112 | 3447.9 | 1 | 5496 | 30 | -27557429.0829 | 863273.3051 | 0 | -2595800.0515 | 6074139.0227 | -215549.8862 | 27430692.8809 | 10539230.2504 | 14538556.4386 | 70700.0263 | 0.4887%
2019-05-01 | 2019 | 5 | 14209768.4123 | 63.5 | 4.6 | 113 | 3461.7 | 1 | 5489 | 31 | -27557429.0829 | 316317.6854 | 62169.4059 | -2618976.8377 | 6098450.377 | -215549.8862 | 27395755.6811 | 10890537.9254 | 14371275.2681 | 161506.8558 | 1.137%
2019-06-01 | 2019 | 6 | 14742734.4123 | 0.2 | 61.2 | 114 | 3472.4 | 0 | 5489 | 30 | -27557429.0829 | 996.2762 | 827123.4004 | -2642153.6239 | 6117300.485 | 0 | 27395755.6811 | 10539230.2504 | 14680823.3864 | -61911.0259 | 0.4199%
2019-07-01 | 2019 | 7 | 17257525.4123 | 0 | 214.6 | 115 | 3487.5 | 0 | 5495 | 31 | -27557429.0829 | 0 | 2900337.9367 | -2665330.41 | 6143902.0394 | 0 | 27425701.8523 | 10890537.9254 | 17137720.2609 | -119805.1513 | 0.6942%
2019-08-01 | 2019 | 8 | 16523491.4123 | 0 | 163.3 | 116 | 3500.1 | 0 | 5492 | 31 | -27557429.0829 | 0 | 2207013.9099 | -2688507.1962 | 6166099.3629 | 0 | 27410728.7667 | 10890537.9254 | 16428443.6858 | -95047.7264 | 0.5752%
2019-09-01 | 2019 | 9 | 14663873.4123 | 0 | 78.7 | 117 | 3522.9 | 1 | 5496 | 30 | -27557429.0829 | 0 | 1063637.4446 | -2711683.9824 | 6206265.9483 | -215549.8862 | 27430692.8809 | 10539230.2504 | 14755163.5728 | 91290.1605 | 0.6226%
2019-10-01 | 2019 | 10 | 13981094.4123 | 32 | 8.4 | 118 | 3525.5 | 1 | 5495 | 31 | -27557429.0829 | 159404.1879 | 113526.7412 | -2734860.7686 | 6210846.3484 | -215549.8862 | 27425701.8523 | 10890537.9254 | 14292177.3177 | 311082.9054 | 2.225%
2019-11-01 | 2019 | 11 | 14453552.4123 | 284 | 0 | 119 | 3531.7 | 1 | 5456 | 30 | -27557429.0829 | 1414712.1677 | 0 | -2758037.5547 | 6221768.8409 | -215549.8862 | 27231051.7391 | 10539230.2504 | 14875746.4743 | 422194.0621 | 2.921%
2019-12-01 | 2019 | 12 | 15293998.4123 | 334.4 | 0 | 120 | 3532 | 0 | 5460 | 31 | -27557429.0829 | 1665773.7636 | 0 | -2781214.3409 | 6222297.3486 | 0 | 27251015.8533 | 10890537.9254 | 15690981.4671 | 396983.0549 | 2.596%
1.21%

## GS>50 PW
Model 3: Prais-Winsten, using observations 2010:01-2019:12 (T = 120)
Dependent variable: AvgGSgt50MD
rho = 0.166648
| coefficient | std. error | t-ratio | p-value
const | 565.6203 | 508.8406 | 1.1116 | 0.26865
HDD14 | 0.45574 | 0.0326 | 13.9796 | 1.785e-26
CDD14 | 1.5483 | 0.061225 | 25.2893 | 1.4312e-48
GDP | 0.0029091 | 0.00085562 | 3.4 | 0.0009294
Trend | -3.5629 | 1.0801 | -3.2986 | 0.0012966
Dec | -107.5127 | 16.038 | -6.7036 | 8.1522e-10
Statistics based on the rho-differenced data
Mean dependent var | 2505.5868 | S.D. dependent var | 124.8273
Sum squared resid | 200107.2097 | S.E. of regression | 41.8966
R-squared | 0.89211 | Adjusted R-squared | 0.88738
F(5, 114) | 180.0362 | P-value(F) | 2.2031e-52
rho | -0.00095776 | Durbin-Watson | 1.974

## GS>50 Predicted Monthly
Date | Year | Month | GS_gt_50_NoCDM | HDD14 | CDD14 | GDP | Trend | Dec | const | HDD14 | CDD14 | GDP | Trend | Dec | Month Days | GS_gt_50_Customers | Predicted | Difference
2010-01-01 | 2010 | 1 | 77865432 | 545.2 | 0 | 609770.3 | 1 | 0 | 565.6203 | 248.4681 | 0 | 1773.9039 | -3.5629 | 0 | 31 | 979 | 78434848.6046 | 569416.6046 | 0.7313%
2010-02-01 | 2010 | 2 | 70892677 | 448.6 | 0 | 609770.3 | 2 | 0 | 565.6203 | 204.4439 | 0 | 1773.9039 | -7.1258 | 0 | 28 | 978 | 69468889.6186 | -1423787.3814 | 2.008%
2010-03-01 | 2010 | 3 | 76083324 | 294.4 | 0 | 609770.3 | 3 | 0 | 565.6203 | 134.1691 | 0 | 1773.9039 | -10.6886 | 0 | 31 | 983 | 75055142.2229 | -1028181.7771 | 1.351%
2010-04-01 | 2010 | 4 | 70016664 | 130.3 | 1.4 | 609770.3 | 4 | 0 | 565.6203 | 59.3826 | 2.1677 | 1773.9039 | -14.2515 | 0 | 30 | 994 | 71175060.5313 | 1158396.5313 | 1.654%
2010-05-01 | 2010 | 5 | 75214102 | 59.9 | 76.9 | 609770.3 | 5 | 0 | 565.6203 | 27.2987 | 119.0664 | 1773.9039 | -17.8144 | 0 | 31 | 996 | 76204281.9686 | 990179.9686 | 1.316%
2010-06-01 | 2010 | 6 | 78113215 | 0 | 161.1 | 609770.3 | 6 | 0 | 565.6203 | 0 | 249.4357 | 1773.9039 | -21.3773 | 0 | 30 | 997 | 76796396.5417 | -1316818.4583 | 1.686%
2010-07-01 | 2010 | 7 | 83811408 | 0 | 291.8 | 609770.3 | 7 | 0 | 565.6203 | 0 | 451.8022 | 1773.9039 | -24.9401 | 0 | 31 | 995 | 85329184.3424 | 1517776.3424 | 1.811%
2010-08-01 | 2010 | 8 | 83014987 | 0 | 269.7 | 609770.3 | 8 | 0 | 565.6203 | 0 | 417.5841 | 1773.9039 | -28.503 | 0 | 31 | 998 | 84417591.7535 | 1402604.7535 | 1.69%
2010-09-01 | 2010 | 9 | 73574953 | 5.8 | 94.4 | 609770.3 | 9 | 0 | 565.6203 | 2.6433 | 146.1622 | 1773.9039 | -32.0659 | 0 | 30 | 1000 | 73687913.3784 | 112960.3784 | 0.1535%
2010-10-01 | 2010 | 10 | 71065323 | 89.2 | 13.5 | 609770.3 | 10 | 0 | 565.6203 | 40.6518 | 20.9024 | 1773.9039 | -35.6288 | 0 | 31 | 1006 | 73768912.7999 | 2703589.7999 | 3.804%
2010-11-01 | 2010 | 11 | 71655511 | 262.1 | 0 | 609770.3 | 11 | 0 | 565.6203 | 119.4488 | 0 | 1773.9039 | -39.1917 | 0 | 30 | 1007 | 73101594.8092 | 1446083.8092 | 2.018%
2010-12-01 | 2010 | 12 | 74889412 | 509.6 | 0 | 609770.3 | 12 | 1 | 565.6203 | 232.2438 | 0 | 1773.9039 | -42.7545 | -107.5127 | 31 | 1013 | 76042389.3775 | 1152977.3775 | 1.54%
2011-01-01 | 2011 | 1 | 79499206.0928 | 602.7 | 0 | 625936.9 | 13 | 0 | 565.6203 | 274.673 | 0 | 1820.9347 | -46.3174 | 0 | 31 | 1021 | 82764535.9083 | 3265329.8156 | 4.107%
2011-02-01 | 2011 | 2 | 71789116.0928 | 493.2 | 0 | 625936.9 | 14 | 0 | 565.6203 | 224.7697 | 0 | 1820.9347 | -49.8803 | 0 | 28 | 977 | 70070875.2033 | -1718240.8895 | 2.393%
2011-03-01 | 2011 | 3 | 79353259.0928 | 421.5 | 0 | 625936.9 | 15 | 0 | 565.6203 | 192.0934 | 0 | 1820.9347 | -53.4432 | 0 | 31 | 979 | 76637453.3045 | -2715805.7883 | 3.422%
2011-04-01 | 2011 | 4 | 71579772.0928 | 235.7 | 0 | 625936.9 | 16 | 0 | 565.6203 | 107.4173 | 0 | 1820.9347 | -57.006 | 0 | 30 | 980 | 71646809.6439 | 67037.5511 | 0.09365%
2011-05-01 | 2011 | 5 | 74262685.0928 | 85.7 | 22.7 | 625936.9 | 17 | 0 | 565.6203 | 39.0567 | 35.1471 | 1820.9347 | -60.5689 | 0 | 31 | 982 | 73066579.7739 | -1196105.3188 | 1.611%
2011-06-01 | 2011 | 6 | 77117693.0928 | 0.3 | 139.9 | 625936.9 | 18 | 0 | 565.6203 | 0.13672 | 216.6111 | 1820.9347 | -64.1318 | 0 | 30 | 985 | 75032505.3555 | -2085187.7373 | 2.704%
2011-07-01 | 2011 | 7 | 84651520.0928 | 0 | 313.9 | 625936.9 | 19 | 0 | 565.6203 | 0 | 486.0203 | 1820.9347 | -67.6947 | 0 | 31 | 983 | 85473126.6716 | 821606.5788 | 0.9706%
2011-08-01 | 2011 | 8 | 82199049.0928 | 0 | 242.4 | 625936.9 | 20 | 0 | 565.6203 | 0 | 375.3148 | 1820.9347 | -71.2576 | 0 | 31 | 983 | 81991027.1919 | -208021.9009 | 0.2531%
2011-09-01 | 2011 | 9 | 74484945.0928 | 5.7 | 114.2 | 625936.9 | 21 | 0 | 565.6203 | 2.5977 | 176.8191 | 1820.9347 | -74.8204 | 0 | 30 | 984 | 73538789.0422 | -946156.0506 | 1.27%
2011-10-01 | 2011 | 10 | 72131128.0928 | 102.2 | 27.4 | 625936.9 | 22 | 0 | 565.6203 | 46.5764 | 42.4242 | 1820.9347 | -78.3833 | 0 | 31 | 983 | 73049031.0705 | 917902.9777 | 1.273%
2011-11-01 | 2011 | 11 | 71065271.0928 | 179.4 | 1 | 625936.9 | 23 | 0 | 565.6203 | 81.7593 | 1.5483 | 1820.9347 | -81.9462 | 0 | 30 | 991 | 70992756.8725 | -72514.2203 | 0.102%
2011-12-01 | 2011 | 12 | 72314878.0928 | 357.3 | 0 | 625936.9 | 24 | 1 | 565.6203 | 162.835 | 0 | 1820.9347 | -85.5091 | -107.5127 | 31 | 995 | 72682178.7513 | 367300.6586 | 0.5079%
2012-01-01 | 2012 | 1 | 77861343.963 | 444.7 | 0 | 634944.3 | 25 | 0 | 565.6203 | 202.6665 | 0 | 1847.1384 | -89.0719 | 0 | 31 | 996 | 78003684.3732 | 142340.4102 | 0.1828%
2012-02-01 | 2012 | 2 | 72912305.963 | 381.4 | 0 | 634944.3 | 26 | 0 | 565.6203 | 173.8183 | 0 | 1847.1384 | -92.6348 | 0 | 29 | 995 | 71962703.155 | -949602.808 | 1.302%
2012-03-01 | 2012 | 3 | 74889795.963 | 244.8 | 0.3 | 634944.3 | 27 | 0 | 565.6203 | 111.5645 | 0.4645 | 1847.1384 | -96.1977 | 0 | 31 | 996 | 74985148.23 | 95352.267 | 0.1273%
2012-04-01 | 2012 | 4 | 69901221.963 | 186.6 | 2.4 | 634944.3 | 28 | 0 | 565.6203 | 85.0406 | 3.716 | 1847.1384 | -99.7606 | 0 | 30 | 996 | 71764433.3686 | 1863211.4056 | 2.665%
2012-05-01 | 2012 | 5 | 75697992.963 | 31.1 | 77.3 | 634944.3 | 29 | 0 | 565.6203 | 14.1734 | 119.6858 | 1847.1384 | -103.3235 | 0 | 31 | 998 | 75590646.0738 | -107346.8892 | 0.1418%
2012-06-01 | 2012 | 6 | 78642737.963 | 1.1 | 200.1 | 634944.3 | 30 | 0 | 565.6203 | 0.50131 | 309.8205 | 1847.1384 | -106.8863 | 0 | 30 | 999 | 78407341.3755 | -235396.5875 | 0.2993%
2012-07-01 | 2012 | 7 | 85309315.963 | 0 | 317 | 634944.3 | 31 | 0 | 565.6203 | 0 | 490.8201 | 1847.1384 | -110.4492 | 0 | 31 | 1000 | 86587018.5453 | 1277702.5823 | 1.498%
2012-08-01 | 2012 | 8 | 82517115.963 | 0 | 254.8 | 634944.3 | 32 | 0 | 565.6203 | 0 | 394.5141 | 1847.1384 | -114.0121 | 0 | 31 | 999 | 83407591.6129 | 890475.6499 | 1.079%
2012-09-01 | 2012 | 9 | 74673729.963 | 11.3 | 112.9 | 634944.3 | 33 | 0 | 565.6203 | 5.1498 | 174.8063 | 1847.1384 | -117.575 | 0 | 30 | 999 | 74179942.848 | -493787.115 | 0.6613%
2012-10-01 | 2012 | 10 | 73374496.963 | 110.6 | 11.9 | 634944.3 | 34 | 0 | 565.6203 | 50.4046 | 18.4251 | 1847.1384 | -121.1378 | 0 | 31 | 998 | 73027620.6698 | -346876.2932 | 0.4727%
2012-11-01 | 2012 | 11 | 72808754.963 | 274.9 | 0 | 634944.3 | 35 | 0 | 565.6203 | 125.2822 | 0 | 1847.1384 | -124.7007 | 0 | 30 | 1000 | 72400208.6959 | -408546.2671 | 0.5611%
2012-12-01 | 2012 | 12 | 72687620.963 | 355.4 | 0 | 634944.3 | 36 | 1 | 565.6203 | 161.9691 | 0 | 1847.1384 | -128.2636 | -107.5127 | 31 | 1004 | 72797528.3286 | 109907.3655 | 0.1512%
2013-01-01 | 2013 | 1 | 79277065.8949 | 457.2 | 0 | 643937 | 37 | 0 | 565.6203 | 208.3632 | 0 | 1873.2994 | -131.8265 | 0 | 31 | 1001 | 78057129.372 | -1219936.5229 | 1.539%
2013-02-01 | 2013 | 2 | 72766224.8949 | 475.5 | 0 | 643937 | 38 | 0 | 565.6203 | 216.7032 | 0 | 1873.2994 | -135.3893 | 0 | 28 | 1002 | 70707673.2572 | -2058551.6377 | 2.829%
2013-03-01 | 2013 | 3 | 76895003.8949 | 399.3 | 0 | 643937 | 39 | 0 | 565.6203 | 181.976 | 0 | 1873.2994 | -138.9522 | 0 | 31 | 1004 | 77248009.5356 | 353005.6407 | 0.4591%
2013-04-01 | 2013 | 4 | 72485963.8949 | 240.2 | 1.6 | 643937 | 40 | 0 | 565.6203 | 109.4682 | 2.4773 | 1873.2994 | -142.5151 | 0 | 30 | 1006 | 72684006.3209 | 198042.4259 | 0.2732%
2013-05-01 | 2013 | 5 | 74512872.8949 | 64.6 | 43.3 | 643937 | 41 | 0 | 565.6203 | 29.4406 | 67.0426 | 1873.2994 | -146.078 | 0 | 31 | 1006 | 74513489.9137 | 617.0187 | 0.0008281%
2013-06-01 | 2013 | 6 | 76269513.8949 | 5.6 | 137.6 | 643937 | 42 | 0 | 565.6203 | 2.5521 | 213.05 | 1873.2994 | -149.6409 | 0 | 30 | 1005 | 75522161.6449 | -747352.2501 | 0.9799%
2013-07-01 | 2013 | 7 | 83459194.8949 | 0 | 254.9 | 643937 | 43 | 0 | 565.6203 | 0 | 394.6689 | 1873.2994 | -153.2037 | 0 | 31 | 1007 | 83673574.9908 | 214380.0958 | 0.2569%
2013-08-01 | 2013 | 8 | 80843786.8949 | 0 | 213 | 643937 | 44 | 0 | 565.6203 | 0 | 329.7939 | 1873.2994 | -156.7666 | 0 | 31 | 1008 | 81618121.4944 | 774334.5994 | 0.9578%
2013-09-01 | 2013 | 9 | 74048827.8949 | 12.4 | 95.4 | 643937 | 45 | 0 | 565.6203 | 5.6511 | 147.7105 | 1873.2994 | -160.3295 | 0 | 30 | 1009 | 73615184.3454 | -433643.5496 | 0.5856%
2013-10-01 | 2013 | 10 | 74442701.8949 | 93.1 | 26.6 | 643937 | 46 | 0 | 565.6203 | 42.4292 | 41.1855 | 1873.2994 | -163.8924 | 0 | 31 | 1013 | 74068436.7175 | -374265.1775 | 0.5028%
2013-11-01 | 2013 | 11 | 73596562.8949 | 306.7 | 0 | 643937 | 47 | 0 | 565.6203 | 139.7747 | 0 | 1873.2994 | -167.4552 | 0 | 30 | 1014 | 73349896.054 | -246666.841 | 0.3352%
2013-12-01 | 2013 | 12 | 76011256.8949 | 500 | 0 | 643937 | 48 | 1 | 565.6203 | 227.8688 | 0 | 1873.2994 | -171.0181 | -107.5127 | 31 | 1015 | 75146526.8885 | -864730.0065 | 1.138%
2014-01-01 | 2014 | 1 | 82552599.2948 | 648.1 | 0 | 659861.2 | 49 | 0 | 565.6203 | 295.3635 | 0 | 1919.625 | -174.581 | 0 | 31 | 1020 | 82402600.961 | -149998.3338 | 0.1817%
2014-02-01 | 2014 | 2 | 74935797.2948 | 584.6 | 0 | 659861.2 | 50 | 0 | 565.6203 | 266.4242 | 0 | 1919.625 | -178.1439 | 0 | 28 | 1020 | 73499892.5909 | -1435904.7039 | 1.916%
2014-03-01 | 2014 | 3 | 79784798.2948 | 526.4 | 0 | 659861.2 | 51 | 0 | 565.6203 | 239.9002 | 0 | 1919.625 | -181.7068 | 0 | 31 | 1020 | 80423536.4321 | 638738.1372 | 0.8006%
2014-04-01 | 2014 | 4 | 72659808.2948 | 244.3 | 0 | 659861.2 | 52 | 0 | 565.6203 | 111.3367 | 0 | 1919.625 | -185.2696 | 0 | 30 | 1019 | 73713820.6372 | 1054012.3424 | 1.451%
2014-05-01 | 2014 | 5 | 73690526.2948 | 71.1 | 35.8 | 659861.2 | 53 | 0 | 565.6203 | 32.4029 | 55.4302 | 1919.625 | -188.8325 | 0 | 31 | 1017 | 75168122.2697 | 1477595.9749 | 2.005%
2014-06-01 | 2014 | 6 | 77041220.2948 | 1.9 | 137.3 | 659861.2 | 54 | 0 | 565.6203 | 0.8659 | 212.5855 | 1919.625 | -192.3954 | 0 | 30 | 1016.5 | 76429660.156 | -611560.1388 | 0.7938%
2014-07-01 | 2014 | 7 | 81112465.2948 | 0 | 180.6 | 659861.2 | 55 | 0 | 565.6203 | 0 | 279.6281 | 1919.625 | -195.9583 | 0 | 31 | 1016 | 80910553.2299 | -201912.0649 | 0.2489%
2014-08-01 | 2014 | 8 | 79689322.2948 | 0 | 188.2 | 659861.2 | 56 | 0 | 565.6203 | 0 | 291.3954 | 1919.625 | -199.5211 | 0 | 31 | 1016 | 81168959.5653 | 1479637.2705 | 1.857%
2014-09-01 | 2014 | 9 | 76306860.2948 | 10.3 | 108.9 | 659861.2 | 57 | 0 | 565.6203 | 4.6941 | 168.613 | 1919.625 | -203.084 | 0 | 30 | 1025 | 75505653.4357 | -801206.8591 | 1.05%
2014-10-01 | 2014 | 10 | 74592542.2948 | 90.8 | 19.9 | 659861.2 | 58 | 0 | 565.6203 | 41.381 | 30.8117 | 1919.625 | -206.6469 | 0 | 31 | 1028 | 74915013.2451 | 322470.9502 | 0.4323%
2014-11-01 | 2014 | 11 | 74134367.2948 | 321.5 | 0 | 659861.2 | 59 | 0 | 565.6203 | 146.5196 | 0 | 1919.625 | -210.2098 | 0 | 30 | 1029 | 74753409.3893 | 619042.0945 | 0.835%
2014-12-01 | 2014 | 12 | 75324781.2948 | 395.1 | 0 | 659861.2 | 60 | 1 | 565.6203 | 180.0619 | 0 | 1919.625 | -213.7727 | -107.5127 | 31 | 1028 | 74699289.6639 | -625491.6309 | 0.8304%
2015-01-01 | 2015 | 1 | 81654769.9193 | 615.6 | 0 | 677384 | 61 | 0 | 565.6203 | 280.552 | 0 | 1970.6012 | -217.3355 | 0 | 31 | 1028 | 82838891.5921 | 1184121.6728 | 1.45%
2015-02-01 | 2015 | 2 | 76313517.9193 | 703.9 | 0 | 677384 | 62 | 0 | 565.6203 | 320.7936 | 0 | 1970.6012 | -220.8984 | 0 | 28 | 1027 | 75804174.3953 | -509343.524 | 0.6674%
2015-03-01 | 2015 | 3 | 79382560.9193 | 470 | 0 | 677384 | 63 | 0 | 565.6203 | 214.1966 | 0 | 1970.6012 | -224.4613 | 0 | 31 | 1030 | 80653804.0241 | 1271243.1048 | 1.601%
2015-04-01 | 2015 | 4 | 71919354.9193 | 203.5 | 1.6 | 677384 | 64 | 0 | 565.6203 | 92.7426 | 2.4773 | 1970.6012 | -228.0242 | 0 | 30 | 1028 | 74121389.7116 | 2202034.7923 | 3.062%
2015-05-01 | 2015 | 5 | 75612412.9193 | 44.2 | 60.8 | 677384 | 65 | 0 | 565.6203 | 20.1436 | 94.1384 | 1970.6012 | -231.587 | 0 | 31 | 1028 | 77086030.3078 | 1473617.3885 | 1.949%
2015-06-01 | 2015 | 6 | 77510208.9193 | 11.4 | 98 | 677384 | 66 | 0 | 565.6203 | 5.1954 | 151.7362 | 1970.6012 | -235.1499 | 0 | 30 | 1027 | 75731079.2854 | -1779129.6339 | 2.295%
2015-07-01 | 2015 | 7 | 84107665.9193 | 0 | 244.9 | 677384 | 67 | 0 | 565.6203 | 0 | 379.1856 | 1970.6012 | -238.7128 | 0 | 31 | 1027 | 85217918.5219 | 1110252.6026 | 1.32%
2015-08-01 | 2015 | 8 | 82968435.9193 | 0 | 210.7 | 677384 | 68 | 0 | 565.6203 | 0 | 326.2328 | 1970.6012 | -242.2757 | 0 | 31 | 1029 | 83581079.0752 | 612643.1559 | 0.7384%
2015-09-01 | 2015 | 9 | 80468857.9193 | 0.1 | 181 | 677384 | 69 | 0 | 565.6203 | 0.045574 | 280.2474 | 1970.6012 | -245.8386 | 0 | 30 | 1028 | 79279648.0065 | -1189209.9128 | 1.478%
2015-10-01 | 2015 | 10 | 74764095.9193 | 89.2 | 14.4 | 677384 | 70 | 0 | 565.6203 | 40.6518 | 22.2959 | 1970.6012 | -249.4014 | 0 | 31 | 1024 | 74591030.453 | -173065.4663 | 0.2315%
2015-11-01 | 2015 | 11 | 73577951.9193 | 185.1 | 4 | 677384 | 71 | 0 | 565.6203 | 84.357 | 6.1933 | 1970.6012 | -252.9643 | 0 | 30 | 1027 | 73137011.5498 | -440940.3695 | 0.5993%
2015-12-01 | 2015 | 12 | 74352351.9193 | 270.5 | 0 | 677384 | 72 | 1 | 565.6203 | 123.277 | 0 | 1970.6012 | -256.5272 | -107.5127 | 31 | 1029 | 73222835.4848 | -1129516.4345 | 1.519%
2016-01-01 | 2016 | 1 | 80873145.8049 | 501 | 0 | 692620.8 | 73 | 0 | 565.6203 | 228.3245 | 0 | 2014.9271 | -260.0901 | 0 | 31 | 1031 | 81461618.1664 | 588472.3615 | 0.7276%
2016-02-01 | 2016 | 2 | 76692426.8049 | 428.3 | 0 | 692620.8 | 74 | 0 | 565.6203 | 195.1924 | 0 | 2014.9271 | -263.6529 | 0 | 29 | 1033 | 75254587.2794 | -1437839.5255 | 1.875%
2016-03-01 | 2016 | 3 | 79048992.8049 | 327.2 | 0 | 692620.8 | 75 | 0 | 565.6203 | 149.1173 | 0 | 2014.9271 | -267.2158 | 0 | 31 | 1034 | 78931338.9622 | -117653.8428 | 0.1488%
2016-04-01 | 2016 | 4 | 75322308.8049 | 273.8 | 2.8 | 692620.8 | 76 | 0 | 565.6203 | 124.7809 | 4.3353 | 2014.9271 | -270.7787 | 0 | 30 | 1035 | 75727379.815 | 405071.0101 | 0.5378%
2016-05-01 | 2016 | 5 | 77294420.8049 | 74.6 | 70.6 | 692620.8 | 77 | 0 | 565.6203 | 33.998 | 109.312 | 2014.9271 | -274.3416 | 0 | 31 | 1035 | 78592717.2175 | 1298296.4126 | 1.68%
2016-06-01 | 2016 | 6 | 80711542.8049 | 2 | 163.6 | 692620.8 | 78 | 0 | 565.6203 | 0.91148 | 253.3065 | 2014.9271 | -277.9045 | 0 | 30 | 1033 | 79237122.3223 | -1474420.4827 | 1.827%
2016-07-01 | 2016 | 7 | 86824077.8049 | 0 | 276.5 | 692620.8 | 79 | 0 | 565.6203 | 0 | 428.1128 | 2014.9271 | -281.4673 | 0 | 31 | 1034 | 87417441.5762 | 593363.7713 | 0.6834%
2016-08-01 | 2016 | 8 | 89979891.8049 | 0 | 301.8 | 692620.8 | 80 | 0 | 565.6203 | 0 | 467.2855 | 2014.9271 | -285.0302 | 0 | 31 | 1034 | 88558879.0226 | -1421012.7823 | 1.579%
2016-09-01 | 2016 | 9 | 80652890.8049 | 0.1 | 181 | 692620.8 | 81 | 0 | 565.6203 | 0.045574 | 280.2474 | 2014.9271 | -288.5931 | 0 | 30 | 1033 | 79713946.1926 | -938944.6124 | 1.164%
2016-10-01 | 2016 | 10 | 75962410.8049 | 77.2 | 52.7 | 692620.8 | 82 | 0 | 565.6203 | 35.1829 | 81.5969 | 2014.9271 | -292.156 | 0 | 31 | 1036 | 77244482.7346 | 1282071.9297 | 1.688%
2016-11-01 | 2016 | 11 | 74427270.8049 | 174.8 | 1.9 | 692620.8 | 83 | 0 | 565.6203 | 79.6629 | 2.9418 | 2014.9271 | -295.7188 | 0 | 30 | 1036 | 73579828.9961 | -847441.8088 | 1.139%
2016-12-01 | 2016 | 12 | 76792517.8049 | 435 | 0 | 692620.8 | 84 | 1 | 565.6203 | 198.2458 | 0 | 2014.9271 | -299.2817 | -107.5127 | 31 | 1036 | 76179114.8353 | -613402.9696 | 0.7988%
2017-01-01 | 2017 | 1 | 79780480.5546 | 444.6 | 0 | 713254.1 | 85 | 0 | 565.6203 | 202.6209 | 0 | 2074.9522 | -302.8446 | 0 | 31 | 1035 | 81507091.7433 | 1726611.1887 | 2.164%
2017-02-01 | 2017 | 2 | 71620781.5546 | 359.2 | 0 | 713254.1 | 86 | 0 | 565.6203 | 163.7009 | 0 | 2074.9522 | -306.4075 | 0 | 28 | 999 | 69870306.4616 | -1750475.093 | 2.444%
2017-03-01 | 2017 | 3 | 78854911.5546 | 417.2 | 0 | 713254.1 | 87 | 0 | 565.6203 | 190.1337 | 0 | 2074.9522 | -309.9704 | 0 | 31 | 1000 | 78142811.4208 | -712100.1337 | 0.9031%
2017-04-01 | 2017 | 4 | 71497921.5546 | 156.8 | 4.7 | 713254.1 | 88 | 0 | 565.6203 | 71.4596 | 7.2771 | 2074.9522 | -313.5332 | 0 | 30 | 1000 | 72173282.0471 | 675360.4925 | 0.9446%
2017-05-01 | 2017 | 5 | 75457373.5546 | 98.6 | 29.9 | 713254.1 | 89 | 0 | 565.6203 | 44.9357 | 46.295 | 2074.9522 | -317.0961 | 0 | 31 | 997 | 74631353.5918 | -826019.9628 | 1.095%
2017-06-01 | 2017 | 6 | 78634524.5546 | 0 | 159.1 | 713254.1 | 90 | 0 | 565.6203 | 0 | 246.339 | 2074.9522 | -320.659 | 0 | 30 | 1001 | 77064564.412 | -1569960.1426 | 1.997%
2017-07-01 | 2017 | 7 | 82423917.5546 | 0 | 237.5 | 713254.1 | 91 | 0 | 565.6203 | 0 | 367.728 | 2074.9522 | -324.2219 | 0 | 31 | 1001 | 83289643.7493 | 865726.1947 | 1.05%
2017-08-01 | 2017 | 8 | 82322576.5546 | 0 | 202.2 | 713254.1 | 92 | 0 | 565.6203 | 0 | 313.072 | 2074.9522 | -327.7847 | 0 | 31 | 1002 | 81564455.7436 | -758120.811 | 0.9209%
2017-09-01 | 2017 | 9 | 78269088.5546 | 4.1 | 142.4 | 713254.1 | 93 | 0 | 565.6203 | 1.8685 | 220.482 | 2074.9522 | -331.3476 | 0 | 30 | 1001 | 76023208.3453 | -2245880.2093 | 2.869%
2017-10-01 | 2017 | 10 | 76413341.5546 | 47.5 | 67.9 | 713254.1 | 94 | 0 | 565.6203 | 21.6475 | 105.1315 | 2074.9522 | -334.9105 | 0 | 31 | 1002 | 75556483.6204 | -856857.9342 | 1.121%
2017-11-01 | 2017 | 11 | 74844679.5546 | 267.9 | 0 | 713254.1 | 95 | 0 | 565.6203 | 122.0921 | 0 | 2074.9522 | -338.4734 | 0 | 30 | 1003 | 72943913.817 | -1900765.7376 | 2.54%
2017-12-01 | 2017 | 12 | 76076090.5546 | 525.2 | 0 | 713254.1 | 96 | 1 | 565.6203 | 239.3533 | 0 | 2074.9522 | -342.0362 | -107.5127 | 31 | 1003 | 75567708.4119 | -508382.1427 | 0.6683%
2018-01-01 | 2018 | 1 | 81449144.3543 | 556.3 | 0 | 730276.2 | 97 | 0 | 565.6203 | 253.5268 | 0 | 2124.4718 | -345.5991 | 0 | 31 | 1002 | 80699689.3207 | -749455.0336 | 0.9202%
2018-02-01 | 2018 | 2 | 72337566.3543 | 400.1 | 0 | 730276.2 | 98 | 0 | 565.6203 | 182.3406 | 0 | 2124.4718 | -349.162 | 0 | 28 | 1004 | 70934184.9979 | -1403381.3565 | 1.94%
2018-03-01 | 2018 | 3 | 77756033.3543 | 409.9 | 0 | 730276.2 | 99 | 0 | 565.6203 | 186.8068 | 0 | 2124.4718 | -352.7249 | 0 | 31 | 1008 | 78875389.6937 | 1119356.3394 | 1.44%
2018-04-01 | 2018 | 4 | 74194021.3543 | 299.3 | 0 | 730276.2 | 100 | 0 | 565.6203 | 136.4022 | 0 | 2124.4718 | -356.2878 | 0 | 30 | 1006 | 74550834.2926 | 356812.9383 | 0.4809%
2018-05-01 | 2018 | 5 | 76750861.3543 | 50.5 | 75 | 730276.2 | 101 | 0 | 565.6203 | 23.0147 | 116.1246 | 2124.4718 | -359.8506 | 0 | 31 | 1008 | 77163211.9124 | 412350.5581 | 0.5373%
2018-06-01 | 2018 | 6 | 78364231.3543 | 0.6 | 151.5 | 730276.2 | 102 | 0 | 565.6203 | 0.27344 | 234.5717 | 2124.4718 | -363.4135 | 0 | 30 | 970 | 74540341.3422 | -3823890.0121 | 4.88%
2018-07-01 | 2018 | 7 | 83718407.3543 | 0 | 288.2 | 730276.2 | 103 | 0 | 565.6203 | 0 | 446.2282 | 2124.4718 | -366.9764 | 0 | 31 | 970 | 83274171.5882 | -444235.7661 | 0.5306%
2018-08-01 | 2018 | 8 | 83875079.3543 | 0 | 287.8 | 730276.2 | 104 | 0 | 565.6203 | 0 | 445.6089 | 2124.4718 | -370.5393 | 0 | 31 | 970 | 83148412.5662 | -726666.7881 | 0.8664%
2018-09-01 | 2018 | 9 | 76344035.3543 | 2 | 165.4 | 730276.2 | 105 | 0 | 565.6203 | 0.91148 | 256.0935 | 2124.4718 | -374.1021 | 0 | 30 | 974 | 75182911.5831 | -1161123.7712 | 1.521%
2018-10-01 | 2018 | 10 | 72532572.3543 | 132.7 | 28.7 | 730276.2 | 106 | 0 | 565.6203 | 60.4764 | 44.437 | 2124.4718 | -377.665 | 0 | 31 | 972 | 72839302.6463 | 306730.292 | 0.4229%
2018-11-01 | 2018 | 11 | 72249019.3543 | 332.4 | 0 | 730276.2 | 107 | 0 | 565.6203 | 151.4872 | 0 | 2124.4718 | -381.2279 | 0 | 30 | 972 | 71743845.0462 | -505174.3081 | 0.6992%
2018-12-01 | 2018 | 12 | 71570246.3543 | 392 | 0 | 730276.2 | 108 | 1 | 565.6203 | 178.6491 | 0 | 2124.4718 | -384.7908 | -107.5127 | 31 | 974 | 71754159.7405 | 183913.3861 | 0.257%
2019-01-01 | 2019 | 1 | 78816325.1497 | 576 | 0 | 744439.6 | 109 | 0 | 565.6203 | 262.5048 | 0 | 2165.675 | -388.3537 | 0 | 31 | 974 | 78668851.0172 | -147474.1325 | 0.1871%
2019-02-01 | 2019 | 2 | 71346245.1497 | 459.7 | 0 | 744439.6 | 110 | 0 | 565.6203 | 209.5025 | 0 | 2165.675 | -391.9165 | 0 | 28 | 972 | 69370354.2541 | -1975890.8956 | 2.769%
2019-03-01 | 2019 | 3 | 76152470.1497 | 432.5 | 0 | 744439.6 | 111 | 0 | 565.6203 | 197.1065 | 0 | 2165.675 | -395.4794 | 0 | 31 | 972 | 76322017.4883 | 169547.3386 | 0.2226%
2019-04-01 | 2019 | 4 | 69898435.1497 | 231.9 | 0 | 744439.6 | 112 | 0 | 565.6203 | 105.6855 | 0 | 2165.675 | -399.0423 | 0 | 30 | 973 | 71163426.7861 | 1264991.6363 | 1.81%
2019-05-01 | 2019 | 5 | 70938992.1497 | 105.8 | 14.6 | 744439.6 | 113 | 0 | 565.6203 | 48.217 | 22.6056 | 2165.675 | -402.6052 | 0 | 31 | 977 | 72674043.6377 | 1735051.488 | 2.446%
2019-06-01 | 2019 | 6 | 71957492.1497 | 4.4 | 103.6 | 744439.6 | 114 | 0 | 565.6203 | 2.0052 | 160.4068 | 2165.675 | -406.168 | 0 | 30 | 982 | 73282908.9539 | 1325416.8042 | 1.842%
2019-07-01 | 2019 | 7 | 83273196.1497 | 0 | 276.6 | 744439.6 | 115 | 0 | 565.6203 | 0 | 428.2676 | 2165.675 | -409.7309 | 0 | 31 | 982 | 83710386.1889 | 437190.0392 | 0.525%
2019-08-01 | 2019 | 8 | 79874501.1497 | 0 | 225.3 | 744439.6 | 116 | 0 | 565.6203 | 0 | 348.8384 | 2165.675 | -413.2938 | 0 | 31 | 983 | 81266612.1143 | 1392110.9646 | 1.743%
2019-09-01 | 2019 | 9 | 73235612.1497 | 0.3 | 133.9 | 744439.6 | 117 | 0 | 565.6203 | 0.13672 | 207.3212 | 2165.675 | -416.8567 | 0 | 30 | 981 | 74219414.9095 | 983802.7598 | 1.343%
2019-10-01 | 2019 | 10 | 71066407.1497 | 74.1 | 16 | 744439.6 | 118 | 0 | 565.6203 | 33.7702 | 24.7733 | 2165.675 | -420.4196 | 0 | 31 | 980 | 71982954.5272 | 916547.3775 | 1.29%
2019-11-01 | 2019 | 11 | 71496344.1497 | 344 | 0 | 744439.6 | 119 | 0 | 565.6203 | 156.7737 | 0 | 2165.675 | -423.9824 | 0 | 30 | 1020 | 75401049.9629 | 3904705.8132 | 5.461%
2019-12-01 | 2019 | 12 | 72338992.1497 | 396.4 | 0 | 744439.6 | 120 | 1 | 565.6203 | 180.6544 | 0 | 2165.675 | -427.5453 | -107.5127 | 31 | 1022 | 75304681.1031 | 2965688.9534 | 4.1%
1.313%

## GS>50 PW (2)
Model 5: Prais-Winsten, using observations 2010:01-2019:12 (T = 120)
Dependent variable: GS_gt_50_NoCDM
rho = 0.361454
| coefficient | std. error | t-ratio | p-value
const | -65109283.2384 | 24356960.4856 | -2.6731 | 0.0086378
HDD14 | 14179.9112 | 954.4785 | 14.8562 | 3.0504e-28
CDD14 | 48266.728 | 1666.2469 | 28.9673 | 7.5586e-54
GDP | 41.311 | 31.4212 | 1.3148 | 0.19128
Trend | -49467.8267 | 39662.0123 | -1.2472 | 0.21491
Dec | -3192226.1883 | 424155.7234 | -7.5261 | 1.4197e-11
GS_gt_50_Customers | 51972.161 | 8777.8534 | 5.9208 | 3.5763e-08
MonthDays | 1922313.1645 | 101458.4767 | 18.9468 | 1.005e-36
Statistics based on the rho-differenced data
Mean dependent var | 76577516.9278 | S.D. dependent var | 4216837.4677
Sum squared resid | 128632445021440 | S.E. of regression | 1071682.7765
R-squared | 0.93921 | Adjusted R-squared | 0.93541
F(7, 112) | 282.6841 | P-value(F) | 4.3891e-68
rho | -0.048083 | Durbin-Watson | 2.0845

## GS>50 Predicted Monthly (2)
Date | Year | Month | GS_gt_50_NoCDM | HDD14 | CDD14 | GDP | Trend | Dec | GS_gt_50_Customers | Month Days | const | HDD14 | CDD14 | GDP | Trend | Dec | GS_gt_50_Customers | Month Days | Predicted | Difference
2010-01-01 | 2010 | 1 | 77865432 | 545.2 | 0 | 609770.3 | 1 | 0 | 979 | 31 | -65109283.2384 | 7730887.5977 | 0 | 25190226.6218 | -49467.8267 | 0 | 50880745.6269 | 59591708.0998 | 78234816.8812 | 369384.8812 | 0.4744%
2010-02-01 | 2010 | 2 | 70892677 | 448.6 | 0 | 609770.3 | 2 | 0 | 978 | 28 | -65109283.2384 | 6361108.1737 | 0 | 25190226.6218 | -98935.6533 | 0 | 50828773.4659 | 53824768.6062 | 70996657.9761 | 103980.9761 | 0.1467%
2010-03-01 | 2010 | 3 | 76083324 | 294.4 | 0 | 609770.3 | 3 | 0 | 983 | 31 | -65109283.2384 | 4174565.8635 | 0 | 25190226.6218 | -148403.48 | 0 | 51088634.271 | 59591708.0998 | 74787448.1377 | -1295875.8623 | 1.703%
2010-04-01 | 2010 | 4 | 70016664 | 130.3 | 1.4 | 609770.3 | 4 | 0 | 994 | 30 | -65109283.2384 | 1847642.4321 | 67573.4192 | 25190226.6218 | -197871.3066 | 0 | 51660328.0421 | 57669394.9353 | 71128010.9055 | 1111346.9055 | 1.587%
2010-05-01 | 2010 | 5 | 75214102 | 59.9 | 76.9 | 609770.3 | 5 | 0 | 996 | 31 | -65109283.2384 | 849376.6821 | 3711711.3854 | 25190226.6218 | -247339.1333 | 0 | 51764272.3641 | 59591708.0998 | 75750672.7816 | 536570.7816 | 0.7134%
2010-06-01 | 2010 | 6 | 78113215 | 0 | 161.1 | 609770.3 | 6 | 0 | 997 | 30 | -65109283.2384 | 0 | 7775769.8855 | 25190226.6218 | -296806.96 | 0 | 51816244.5251 | 57669394.9353 | 77045545.7693 | -1067669.2307 | 1.367%
2010-07-01 | 2010 | 7 | 83811408 | 0 | 291.8 | 609770.3 | 7 | 0 | 995 | 31 | -65109283.2384 | 0 | 14084231.2389 | 25190226.6218 | -346274.7866 | 0 | 51712300.2031 | 59591708.0998 | 85122908.1386 | 1311500.1386 | 1.565%
2010-08-01 | 2010 | 8 | 83014987 | 0 | 269.7 | 609770.3 | 8 | 0 | 998 | 31 | -65109283.2384 | 0 | 13017536.5494 | 25190226.6218 | -395742.6133 | 0 | 51868216.6861 | 59591708.0998 | 84162662.1055 | 1147675.1055 | 1.382%
2010-09-01 | 2010 | 9 | 73574953 | 5.8 | 94.4 | 609770.3 | 9 | 0 | 1000 | 30 | -65109283.2384 | 82243.4851 | 4556379.1259 | 25190226.6218 | -445210.4399 | 0 | 51972161.0081 | 57669394.9353 | 73915911.4979 | 340958.4979 | 0.4634%
2010-10-01 | 2010 | 10 | 71065323 | 89.2 | 13.5 | 609770.3 | 10 | 0 | 1006 | 31 | -65109283.2384 | 1264848.0809 | 651600.8284 | 25190226.6218 | -494678.2666 | 0 | 52283993.9742 | 59591708.0998 | 73378416.1001 | 2313093.1001 | 3.255%
2010-11-01 | 2010 | 11 | 71655511 | 262.1 | 0 | 609770.3 | 11 | 0 | 1007 | 30 | -65109283.2384 | 3716554.731 | 0 | 25190226.6218 | -544146.0933 | 0 | 52335966.1352 | 57669394.9353 | 73258713.0917 | 1603202.0917 | 2.237%
2010-12-01 | 2010 | 12 | 74889412 | 509.6 | 0 | 609770.3 | 12 | 1 | 1013 | 31 | -65109283.2384 | 7226082.7582 | 0 | 25190226.6218 | -593613.9199 | -3192226.1883 | 52647799.1012 | 59591708.0998 | 75760693.2344 | 871281.2344 | 1.163%
2011-01-01 | 2011 | 1 | 79499206.0928 | 602.7 | 0 | 625936.9 | 13 | 0 | 1021 | 31 | -65109283.2384 | 8546232.4929 | 0 | 25858085.1871 | -643081.7466 | 0 | 53063576.3893 | 59591708.0998 | 81307237.1841 | 1808031.0914 | 2.274%
2011-02-01 | 2011 | 2 | 71789116.0928 | 493.2 | 0 | 625936.9 | 14 | 0 | 977 | 28 | -65109283.2384 | 6993532.2142 | 0 | 25858085.1871 | -692549.5732 | 0 | 50776801.3049 | 53824768.6062 | 71651354.5009 | -137761.5919 | 0.1919%
2011-03-01 | 2011 | 3 | 79353259.0928 | 421.5 | 0 | 625936.9 | 15 | 0 | 979 | 31 | -65109283.2384 | 5976832.5796 | 0 | 25858085.1871 | -742017.3999 | 0 | 50880745.6269 | 59591708.0998 | 76456070.8552 | -2897188.2375 | 3.651%
2011-04-01 | 2011 | 4 | 71579772.0928 | 235.7 | 0 | 625936.9 | 16 | 0 | 980 | 30 | -65109283.2384 | 3342205.0748 | 0 | 25858085.1871 | -791485.2266 | 0 | 50932717.7879 | 57669394.9353 | 71901634.5202 | 321862.4274 | 0.4497%
2011-05-01 | 2011 | 5 | 74262685.0928 | 85.7 | 22.7 | 625936.9 | 17 | 0 | 982 | 31 | -65109283.2384 | 1215218.3916 | 1095654.7263 | 25858085.1871 | -840953.0532 | 0 | 51036662.11 | 59591708.0998 | 72847092.2232 | -1415592.8696 | 1.906%
2011-06-01 | 2011 | 6 | 77117693.0928 | 0.3 | 139.9 | 625936.9 | 18 | 0 | 985 | 30 | -65109283.2384 | 4253.9734 | 6752515.2513 | 25858085.1871 | -890420.8799 | 0 | 51192578.593 | 57669394.9353 | 75477123.8218 | -1640569.271 | 2.127%
2011-07-01 | 2011 | 7 | 84651520.0928 | 0 | 313.9 | 625936.9 | 19 | 0 | 983 | 31 | -65109283.2384 | 0 | 15150925.9283 | 25858085.1871 | -939888.7065 | 0 | 51088634.271 | 59591708.0998 | 85640181.5413 | 988661.4485 | 1.168%
2011-08-01 | 2011 | 8 | 82199049.0928 | 0 | 242.4 | 625936.9 | 20 | 0 | 983 | 31 | -65109283.2384 | 0 | 11699854.8742 | 25858085.1871 | -989356.5332 | 0 | 51088634.271 | 59591708.0998 | 82139642.6605 | -59406.4322 | 0.07227%
2011-09-01 | 2011 | 9 | 74484945.0928 | 5.7 | 114.2 | 625936.9 | 21 | 0 | 984 | 30 | -65109283.2384 | 80825.494 | 5512060.3409 | 25858085.1871 | -1038824.3599 | 0 | 51140606.432 | 57669394.9353 | 74112864.791 | -372080.3018 | 0.4995%
2011-10-01 | 2011 | 10 | 72131128.0928 | 102.2 | 27.4 | 625936.9 | 22 | 0 | 983 | 31 | -65109283.2384 | 1449186.9268 | 1322508.348 | 25858085.1871 | -1088292.1865 | 0 | 51088634.271 | 59591708.0998 | 73112547.4078 | 981419.315 | 1.361%
2011-11-01 | 2011 | 11 | 71065271.0928 | 179.4 | 1 | 625936.9 | 23 | 0 | 991 | 30 | -65109283.2384 | 2543876.073 | 48266.728 | 25858085.1871 | -1137760.0132 | 0 | 51504411.559 | 57669394.9353 | 71376991.231 | 311720.1382 | 0.4386%
2011-12-01 | 2011 | 12 | 72314878.0928 | 357.3 | 0 | 625936.9 | 24 | 1 | 995 | 31 | -65109283.2384 | 5066482.2793 | 0 | 25858085.1871 | -1187227.8398 | -3192226.1883 | 51712300.2031 | 59591708.0998 | 72739838.5027 | 424960.4099 | 0.5877%
2012-01-01 | 2012 | 1 | 77861343.963 | 444.7 | 0 | 634944.3 | 25 | 0 | 996 | 31 | -65109283.2384 | 6305806.52 | 0 | 26230189.9736 | -1236695.6665 | 0 | 51764272.3641 | 59591708.0998 | 77545998.0526 | -315345.9105 | 0.405%
2012-02-01 | 2012 | 2 | 72912305.963 | 381.4 | 0 | 634944.3 | 26 | 0 | 995 | 29 | -65109283.2384 | 5408218.1397 | 0 | 26230189.9736 | -1286163.4932 | 0 | 51712300.2031 | 55747081.7707 | 72702343.3556 | -209962.6074 | 0.288%
2012-03-01 | 2012 | 3 | 74889795.963 | 244.8 | 0.3 | 634944.3 | 27 | 0 | 996 | 31 | -65109283.2384 | 3471242.2669 | 14480.0184 | 26230189.9736 | -1335631.3198 | 0 | 51764272.3641 | 59591708.0998 | 74626978.1646 | -262817.7984 | 0.3509%
2012-04-01 | 2012 | 4 | 69901221.963 | 186.6 | 2.4 | 634944.3 | 28 | 0 | 996 | 30 | -65109283.2384 | 2645971.4338 | 115840.1473 | 26230189.9736 | -1385099.1465 | 0 | 51764272.3641 | 57669394.9353 | 71931286.4692 | 2030064.5062 | 2.904%
2012-05-01 | 2012 | 5 | 75697992.963 | 31.1 | 77.3 | 634944.3 | 29 | 0 | 998 | 31 | -65109283.2384 | 440995.239 | 3731018.0766 | 26230189.9736 | -1434566.9731 | 0 | 51868216.6861 | 59591708.0998 | 75318277.8636 | -379715.0994 | 0.5016%
2012-06-01 | 2012 | 6 | 78642737.963 | 1.1 | 200.1 | 634944.3 | 30 | 0 | 999 | 30 | -65109283.2384 | 15597.9023 | 9658172.2786 | 26230189.9736 | -1484034.7998 | 0 | 51920188.8471 | 57669394.9353 | 78900225.8987 | 257487.9357 | 0.3274%
2012-07-01 | 2012 | 7 | 85309315.963 | 0 | 317 | 634944.3 | 31 | 0 | 1000 | 31 | -65109283.2384 | 0 | 15300552.7852 | 26230189.9736 | -1533502.6264 | 0 | 51972161.0081 | 59591708.0998 | 86451826.0018 | 1142510.0388 | 1.339%
2012-08-01 | 2012 | 8 | 82517115.963 | 0 | 254.8 | 634944.3 | 32 | 0 | 999 | 31 | -65109283.2384 | 0 | 12298362.3018 | 26230189.9736 | -1582970.4531 | 0 | 51920188.8471 | 59591708.0998 | 83348195.5308 | 831079.5678 | 1.007%
2012-09-01 | 2012 | 9 | 74673729.963 | 11.3 | 112.9 | 634944.3 | 33 | 0 | 999 | 30 | -65109283.2384 | 160232.9968 | 5449313.5945 | 26230189.9736 | -1632438.2798 | 0 | 51920188.8471 | 57669394.9353 | 74687598.8291 | 13868.8661 | 0.01857%
2012-10-01 | 2012 | 10 | 73374496.963 | 110.6 | 11.9 | 634944.3 | 34 | 0 | 998 | 31 | -65109283.2384 | 1568298.181 | 574374.0635 | 26230189.9736 | -1681906.1064 | 0 | 51868216.6861 | 59591708.0998 | 73041597.6592 | -332899.3038 | 0.4537%
2012-11-01 | 2012 | 11 | 72808754.963 | 274.9 | 0 | 634944.3 | 35 | 0 | 1000 | 30 | -65109283.2384 | 3898057.5946 | 0 | 26230189.9736 | -1731373.9331 | 0 | 51972161.0081 | 57669394.9353 | 72929146.3402 | 120391.3772 | 0.1654%
2012-12-01 | 2012 | 12 | 72687620.963 | 355.4 | 0 | 634944.3 | 36 | 1 | 1004 | 31 | -65109283.2384 | 5039540.4479 | 0 | 26230189.9736 | -1780841.7597 | -3192226.1883 | 52180049.6521 | 59591708.0998 | 72959136.987 | 271516.024 | 0.3735%
2013-01-01 | 2013 | 1 | 79277065.8949 | 457.2 | 0 | 643937 | 37 | 0 | 1001 | 31 | -65109283.2384 | 6483055.4102 | 0 | 26601687.4882 | -1830309.5864 | 0 | 52024133.1691 | 59591708.0998 | 77760991.3426 | -1516074.5524 | 1.912%
2013-02-01 | 2013 | 2 | 72766224.8949 | 475.5 | 0 | 643937 | 38 | 0 | 1002 | 28 | -65109283.2384 | 6742547.7856 | 0 | 26601687.4882 | -1879777.4131 | 0 | 52076105.3301 | 53824768.6062 | 72256048.5587 | -510176.3362 | 0.7011%
2013-03-01 | 2013 | 3 | 76895003.8949 | 399.3 | 0 | 643937 | 39 | 0 | 1004 | 31 | -65109283.2384 | 5662038.5505 | 0 | 26601687.4882 | -1929245.2397 | 0 | 52180049.6521 | 59591708.0998 | 76996955.3126 | 101951.4176 | 0.1326%
2013-04-01 | 2013 | 4 | 72485963.8949 | 240.2 | 1.6 | 643937 | 40 | 0 | 1006 | 30 | -65109283.2384 | 3406014.6753 | 77226.7648 | 26601687.4882 | -1978713.0664 | 0 | 52283993.9742 | 57669394.9353 | 72950321.533 | 464357.6381 | 0.6406%
2013-05-01 | 2013 | 5 | 74512872.8949 | 64.6 | 43.3 | 643937 | 41 | 0 | 1006 | 31 | -65109283.2384 | 916022.2649 | 2089949.3237 | 26601687.4882 | -2028180.893 | 0 | 52283993.9742 | 59591708.0998 | 74345897.0193 | -166975.8757 | 0.2241%
2013-06-01 | 2013 | 6 | 76269513.8949 | 5.6 | 137.6 | 643937 | 42 | 0 | 1005 | 30 | -65109283.2384 | 79407.5028 | 6641501.7768 | 26601687.4882 | -2077648.7197 | 0 | 52232021.8131 | 57669394.9353 | 76037081.5582 | -232432.3368 | 0.3048%
2013-07-01 | 2013 | 7 | 83459194.8949 | 0 | 254.9 | 643937 | 43 | 0 | 1007 | 31 | -65109283.2384 | 0 | 12303188.9746 | 26601687.4882 | -2127116.5464 | 0 | 52335966.1352 | 59591708.0998 | 83596150.913 | 136956.0181 | 0.1641%
2013-08-01 | 2013 | 8 | 80843786.8949 | 0 | 213 | 643937 | 44 | 0 | 1008 | 31 | -65109283.2384 | 0 | 10280813.0702 | 26601687.4882 | -2176584.373 | 0 | 52387938.2962 | 59591708.0998 | 81576279.3429 | 732492.448 | 0.9061%
2013-09-01 | 2013 | 9 | 74048827.8949 | 12.4 | 95.4 | 643937 | 45 | 0 | 1009 | 30 | -65109283.2384 | 175830.8991 | 4604645.854 | 26601687.4882 | -2226052.1997 | 0 | 52439910.4572 | 57669394.9353 | 74156134.1957 | 107306.3008 | 0.1449%
2013-10-01 | 2013 | 10 | 74442701.8949 | 93.1 | 26.6 | 643937 | 46 | 0 | 1013 | 31 | -65109283.2384 | 1320149.7347 | 1283894.9656 | 26601687.4882 | -2275520.0263 | 0 | 52647799.1012 | 59591708.0998 | 74060436.1247 | -382265.7702 | 0.5135%
2013-11-01 | 2013 | 11 | 73596562.8949 | 306.7 | 0 | 643937 | 47 | 0 | 1014 | 30 | -65109283.2384 | 4348978.7715 | 0 | 26601687.4882 | -2324987.853 | 0 | 52699771.2622 | 57669394.9353 | 73885561.3658 | 288998.4709 | 0.3927%
2013-12-01 | 2013 | 12 | 76011256.8949 | 500 | 0 | 643937 | 48 | 1 | 1015 | 31 | -65109283.2384 | 7089955.6105 | 0 | 26601687.4882 | -2374455.6797 | -3192226.1883 | 52751743.4232 | 59591708.0998 | 75359129.5154 | -652127.3796 | 0.8579%
2014-01-01 | 2014 | 1 | 82552599.2948 | 648.1 | 0 | 659861.2 | 49 | 0 | 1020 | 31 | -65109283.2384 | 9190000.4623 | 0 | 27259532.2648 | -2423923.5063 | 0 | 53011604.2283 | 59591708.0998 | 81519638.3105 | -1032960.9843 | 1.251%
2014-02-01 | 2014 | 2 | 74935797.2948 | 584.6 | 0 | 659861.2 | 50 | 0 | 1020 | 28 | -65109283.2384 | 8289576.0998 | 0 | 27259532.2648 | -2473391.333 | 0 | 53011604.2283 | 53824768.6062 | 74802806.6278 | -132990.6671 | 0.1775%
2014-03-01 | 2014 | 3 | 79784798.2948 | 526.4 | 0 | 659861.2 | 51 | 0 | 1020 | 31 | -65109283.2384 | 7464305.2667 | 0 | 27259532.2648 | -2522859.1596 | 0 | 53011604.2283 | 59591708.0998 | 79695007.4616 | -89790.8332 | 0.1125%
2014-04-01 | 2014 | 4 | 72659808.2948 | 244.3 | 0 | 659861.2 | 52 | 0 | 1019 | 30 | -65109283.2384 | 3464152.3113 | 0 | 27259532.2648 | -2572326.9863 | 0 | 52959632.0673 | 57669394.9353 | 73671101.3539 | 1011293.0591 | 1.392%
2014-05-01 | 2014 | 5 | 73690526.2948 | 71.1 | 35.8 | 659861.2 | 53 | 0 | 1017 | 31 | -65109283.2384 | 1008191.6878 | 1727948.8634 | 27259532.2648 | -2621794.813 | 0 | 52855687.7452 | 59591708.0998 | 74711990.6097 | 1021464.3149 | 1.386%
2014-06-01 | 2014 | 6 | 77041220.2948 | 1.9 | 137.3 | 659861.2 | 54 | 0 | 1016.5 | 30 | -65109283.2384 | 26941.8313 | 6627021.7584 | 27259532.2648 | -2671262.6396 | 0 | 52829701.6647 | 57669394.9353 | 76632046.5765 | -409173.7183 | 0.5311%
2014-07-01 | 2014 | 7 | 81112465.2948 | 0 | 180.6 | 659861.2 | 55 | 0 | 1016 | 31 | -65109283.2384 | 0 | 8716971.082 | 27259532.2648 | -2720730.4663 | 0 | 52803715.5842 | 59591708.0998 | 80541913.3262 | -570551.9686 | 0.7034%
2014-08-01 | 2014 | 8 | 79689322.2948 | 0 | 188.2 | 659861.2 | 56 | 0 | 1016 | 31 | -65109283.2384 | 0 | 9083798.2151 | 27259532.2648 | -2770198.2929 | 0 | 52803715.5842 | 59591708.0998 | 80859272.6326 | 1169950.3377 | 1.468%
2014-09-01 | 2014 | 9 | 76306860.2948 | 10.3 | 108.9 | 659861.2 | 57 | 0 | 1025 | 30 | -65109283.2384 | 146053.0856 | 5256246.6824 | 27259532.2648 | -2819666.1196 | 0 | 53271465.0333 | 57669394.9353 | 75673742.6433 | -633117.6515 | 0.8297%
2014-10-01 | 2014 | 10 | 74592542.2948 | 90.8 | 19.9 | 659861.2 | 58 | 0 | 1028 | 31 | -65109283.2384 | 1287535.9389 | 960507.8878 | 27259532.2648 | -2869133.9463 | 0 | 53427381.5163 | 59591708.0998 | 74548248.5229 | -44293.7719 | 0.05938%
2014-11-01 | 2014 | 11 | 74134367.2948 | 321.5 | 0 | 659861.2 | 59 | 0 | 1029 | 30 | -65109283.2384 | 4558841.4575 | 0 | 27259532.2648 | -2918601.7729 | 0 | 53479353.6773 | 57669394.9353 | 74939237.3237 | 804870.0289 | 1.086%
2014-12-01 | 2014 | 12 | 75324781.2948 | 395.1 | 0 | 659861.2 | 60 | 1 | 1028 | 31 | -65109283.2384 | 5602482.9234 | 0 | 27259532.2648 | -2968069.5996 | -3192226.1883 | 53427381.5163 | 59591708.0998 | 74611525.778 | -713255.5168 | 0.9469%
2015-01-01 | 2015 | 1 | 81654769.9193 | 615.6 | 0 | 677384 | 61 | 0 | 1028 | 31 | -65109283.2384 | 8729153.3476 | 0 | 27983416.8211 | -3017537.4262 | 0 | 53427381.5163 | 59591708.0998 | 81604839.1202 | -49930.7991 | 0.06115%
2015-02-01 | 2015 | 2 | 76313517.9193 | 703.9 | 0 | 677384 | 62 | 0 | 1027 | 28 | -65109283.2384 | 9981239.5085 | 0 | 27983416.8211 | -3067005.2529 | 0 | 53375409.3553 | 53824768.6062 | 76988545.7998 | 675027.8805 | 0.8845%
2015-03-01 | 2015 | 3 | 79382560.9193 | 470 | 0 | 677384 | 63 | 0 | 1030 | 31 | -65109283.2384 | 6664558.2739 | 0 | 27983416.8211 | -3116473.0796 | 0 | 53531325.8384 | 59591708.0998 | 79545252.7151 | 162691.7958 | 0.2049%
2015-04-01 | 2015 | 4 | 71919354.9193 | 203.5 | 1.6 | 677384 | 64 | 0 | 1028 | 30 | -65109283.2384 | 2885611.9335 | 77226.7648 | 27983416.8211 | -3165940.9062 | 0 | 53427381.5163 | 57669394.9353 | 73767807.8264 | 1848452.9071 | 2.57%
2015-05-01 | 2015 | 5 | 75612412.9193 | 44.2 | 60.8 | 677384 | 65 | 0 | 1028 | 31 | -65109283.2384 | 626752.076 | 2934617.0642 | 27983416.8211 | -3215408.7329 | 0 | 53427381.5163 | 59591708.0998 | 76239183.6061 | 626770.6868 | 0.8289%
2015-06-01 | 2015 | 6 | 77510208.9193 | 11.4 | 98 | 677384 | 66 | 0 | 1027 | 30 | -65109283.2384 | 161650.9879 | 4730139.3468 | 27983416.8211 | -3264876.5595 | 0 | 53375409.3553 | 57669394.9353 | 75545851.6485 | -1964357.2708 | 2.534%
2015-07-01 | 2015 | 7 | 84107665.9193 | 0 | 244.9 | 677384 | 67 | 0 | 1027 | 31 | -65109283.2384 | 0 | 11820521.6943 | 27983416.8211 | -3314344.3862 | 0 | 53375409.3553 | 59591708.0998 | 84347428.3459 | 239762.4266 | 0.2851%
2015-08-01 | 2015 | 8 | 82968435.9193 | 0 | 210.7 | 677384 | 68 | 0 | 1029 | 31 | -65109283.2384 | 0 | 10169799.5957 | 27983416.8211 | -3363812.2129 | 0 | 53479353.6773 | 59591708.0998 | 82751182.7427 | -217253.1766 | 0.2619%
2015-09-01 | 2015 | 9 | 80468857.9193 | 0.1 | 181 | 677384 | 69 | 0 | 1028 | 30 | -65109283.2384 | 1417.9911 | 8736277.7732 | 27983416.8211 | -3413280.0395 | 0 | 53427381.5163 | 57669394.9353 | 79295325.7592 | -1173532.1601 | 1.458%
2015-10-01 | 2015 | 10 | 74764095.9193 | 89.2 | 14.4 | 677384 | 70 | 0 | 1024 | 31 | -65109283.2384 | 1264848.0809 | 695040.8836 | 27983416.8211 | -3462747.8662 | 0 | 53219492.8723 | 59591708.0998 | 74182475.6531 | -581620.2662 | 0.7779%
2015-11-01 | 2015 | 11 | 73577951.9193 | 185.1 | 4 | 677384 | 71 | 0 | 1027 | 30 | -65109283.2384 | 2624701.567 | 193066.9121 | 27983416.8211 | -3512215.6928 | 0 | 53375409.3553 | 57669394.9353 | 73224490.6596 | -353461.2597 | 0.4804%
2015-12-01 | 2015 | 12 | 74352351.9193 | 270.5 | 0 | 677384 | 72 | 1 | 1029 | 31 | -65109283.2384 | 3835665.9853 | 0 | 27983416.8211 | -3561683.5195 | -3192226.1883 | 53479353.6773 | 59591708.0998 | 73026951.6373 | -1325400.282 | 1.783%
2016-01-01 | 2016 | 1 | 80873145.8049 | 501 | 0 | 692620.8 | 73 | 0 | 1031 | 31 | -65109283.2384 | 7104135.5217 | 0 | 28612864.4098 | -3611151.3462 | 0 | 53583297.9994 | 59591708.0998 | 80171571.4461 | -701574.3588 | 0.8675%
2016-02-01 | 2016 | 2 | 76692426.8049 | 428.3 | 0 | 692620.8 | 74 | 0 | 1033 | 29 | -65109283.2384 | 6073255.9759 | 0 | 28612864.4098 | -3660619.1728 | 0 | 53687242.3214 | 55747081.7707 | 75350542.0667 | -1341884.7383 | 1.75%
2016-03-01 | 2016 | 3 | 79048992.8049 | 327.2 | 0 | 692620.8 | 75 | 0 | 1034 | 31 | -65109283.2384 | 4639666.9515 | 0 | 28612864.4098 | -3710086.9995 | 0 | 53739214.4824 | 59591708.0998 | 77764083.7056 | -1284909.0993 | 1.625%
2016-04-01 | 2016 | 4 | 75322308.8049 | 273.8 | 2.8 | 692620.8 | 76 | 0 | 1035 | 30 | -65109283.2384 | 3882459.6923 | 135146.8385 | 28612864.4098 | -3759554.8261 | 0 | 53791186.6434 | 57669394.9353 | 75222214.4547 | -100094.3502 | 0.1329%
2016-05-01 | 2016 | 5 | 77294420.8049 | 74.6 | 70.6 | 692620.8 | 77 | 0 | 1035 | 31 | -65109283.2384 | 1057821.3771 | 3407630.9988 | 28612864.4098 | -3809022.6528 | 0 | 53791186.6434 | 59591708.0998 | 77542905.6377 | 248484.8328 | 0.3215%
2016-06-01 | 2016 | 6 | 80711542.8049 | 2 | 163.6 | 692620.8 | 78 | 0 | 1033 | 30 | -65109283.2384 | 28359.8224 | 7896436.7055 | 28612864.4098 | -3858490.4795 | 0 | 53687242.3214 | 57669394.9353 | 78926524.4766 | -1785018.3284 | 2.212%
2016-07-01 | 2016 | 7 | 86824077.8049 | 0 | 276.5 | 692620.8 | 79 | 0 | 1034 | 31 | -65109283.2384 | 0 | 13345750.3 | 28612864.4098 | -3907958.3061 | 0 | 53739214.4824 | 59591708.0998 | 86272295.7475 | -551782.0575 | 0.6355%
2016-08-01 | 2016 | 8 | 89979891.8049 | 0 | 301.8 | 692620.8 | 80 | 0 | 1034 | 31 | -65109283.2384 | 0 | 14566898.5191 | 28612864.4098 | -3957426.1328 | 0 | 53739214.4824 | 59591708.0998 | 87443976.1399 | -2535915.665 | 2.818%
2016-09-01 | 2016 | 9 | 80652890.8049 | 0.1 | 181 | 692620.8 | 81 | 0 | 1033 | 30 | -65109283.2384 | 1417.9911 | 8736277.7732 | 28612864.4098 | -4006893.9594 | 0 | 53687242.3214 | 57669394.9353 | 79591020.233 | -1061870.572 | 1.317%
2016-10-01 | 2016 | 10 | 75962410.8049 | 77.2 | 52.7 | 692620.8 | 82 | 0 | 1036 | 31 | -65109283.2384 | 1094689.1463 | 2543656.5671 | 28612864.4098 | -4056361.7861 | 0 | 53843158.8044 | 59591708.0998 | 76520432.0029 | 558021.1979 | 0.7346%
2016-11-01 | 2016 | 11 | 74427270.8049 | 174.8 | 1.9 | 692620.8 | 83 | 0 | 1036 | 30 | -65109283.2384 | 2478648.4814 | 91706.7833 | 28612864.4098 | -4105829.6127 | 0 | 53843158.8044 | 57669394.9353 | 73480660.563 | -946610.2419 | 1.272%
2016-12-01 | 2016 | 12 | 76792517.8049 | 435 | 0 | 692620.8 | 84 | 1 | 1036 | 31 | -65109283.2384 | 6168261.3811 | 0 | 28612864.4098 | -4155297.4394 | -3192226.1883 | 53843158.8044 | 59591708.0998 | 75759185.829 | -1033331.976 | 1.346%
2017-01-01 | 2017 | 1 | 79780480.5546 | 444.6 | 0 | 713254.1 | 85 | 0 | 1035 | 31 | -65109283.2384 | 6304388.5289 | 0 | 29465246.8609 | -4204765.2661 | 0 | 53791186.6434 | 59591708.0998 | 79838481.6285 | 58001.0739 | 0.0727%
2017-02-01 | 2017 | 2 | 71620781.5546 | 359.2 | 0 | 713254.1 | 86 | 0 | 999 | 28 | -65109283.2384 | 5093424.1106 | 0 | 29465246.8609 | -4254233.0927 | 0 | 51920188.8471 | 53824768.6062 | 70940112.0938 | -680669.4608 | 0.9504%
2017-03-01 | 2017 | 3 | 78854911.5546 | 417.2 | 0 | 713254.1 | 87 | 0 | 1000 | 31 | -65109283.2384 | 5915858.9614 | 0 | 29465246.8609 | -4303700.9194 | 0 | 51972161.0081 | 59591708.0998 | 77531990.7725 | -1322920.7821 | 1.678%
2017-04-01 | 2017 | 4 | 71497921.5546 | 156.8 | 4.7 | 713254.1 | 88 | 0 | 1000 | 30 | -65109283.2384 | 2223410.0795 | 226853.6217 | 29465246.8609 | -4353168.746 | 0 | 51972161.0081 | 57669394.9353 | 72094614.5211 | 596692.9665 | 0.8346%
2017-05-01 | 2017 | 5 | 75457373.5546 | 98.6 | 29.9 | 713254.1 | 89 | 0 | 997 | 31 | -65109283.2384 | 1398139.2464 | 1443175.1681 | 29465246.8609 | -4402636.5727 | 0 | 51816244.5251 | 59591708.0998 | 74202594.0892 | -1254779.4654 | 1.663%
2017-06-01 | 2017 | 6 | 78634524.5546 | 0 | 159.1 | 713254.1 | 90 | 0 | 1001 | 30 | -65109283.2384 | 0 | 7679236.4294 | 29465246.8609 | -4452104.3994 | 0 | 52024133.1691 | 57669394.9353 | 77276623.757 | -1357900.7976 | 1.727%
2017-07-01 | 2017 | 7 | 82423917.5546 | 0 | 237.5 | 713254.1 | 91 | 0 | 1001 | 31 | -65109283.2384 | 0 | 11463347.9069 | 29465246.8609 | -4501572.226 | 0 | 52024133.1691 | 59591708.0998 | 82933580.5723 | 509663.0177 | 0.6183%
2017-08-01 | 2017 | 8 | 82322576.5546 | 0 | 202.2 | 713254.1 | 92 | 0 | 1002 | 31 | -65109283.2384 | 0 | 9759532.4075 | 29465246.8609 | -4551040.0527 | 0 | 52076105.3301 | 59591708.0998 | 81232269.4072 | -1090307.1474 | 1.324%
2017-09-01 | 2017 | 9 | 78269088.5546 | 4.1 | 142.4 | 713254.1 | 93 | 0 | 1001 | 30 | -65109283.2384 | 58137.636 | 6873182.0713 | 29465246.8609 | -4600507.8793 | 0 | 52024133.1691 | 57669394.9353 | 76380303.5549 | -1888784.9997 | 2.413%
2017-10-01 | 2017 | 10 | 76413341.5546 | 47.5 | 67.9 | 713254.1 | 94 | 0 | 1002 | 31 | -65109283.2384 | 673545.783 | 3277310.8332 | 29465246.8609 | -4649975.706 | 0 | 52076105.3301 | 59591708.0998 | 75324657.9626 | -1088683.592 | 1.425%
2017-11-01 | 2017 | 11 | 74844679.5546 | 267.9 | 0 | 713254.1 | 95 | 0 | 1003 | 30 | -65109283.2384 | 3798798.2161 | 0 | 29465246.8609 | -4699443.5327 | 0 | 52128077.4911 | 57669394.9353 | 73252790.7324 | -1591888.8222 | 2.127%
2017-12-01 | 2017 | 12 | 76076090.5546 | 525.2 | 0 | 713254.1 | 96 | 1 | 1003 | 31 | -65109283.2384 | 7447289.3733 | 0 | 29465246.8609 | -4748911.3593 | -3192226.1883 | 52128077.4911 | 59591708.0998 | 75581901.0391 | -494189.5155 | 0.6496%
2018-01-01 | 2018 | 1 | 81449144.3543 | 556.3 | 0 | 730276.2 | 97 | 0 | 1002 | 31 | -65109283.2384 | 7888284.6122 | 0 | 30168446.9948 | -4798379.186 | 0 | 52076105.3301 | 59591708.0998 | 79816882.6126 | -1632261.7418 | 2.004%
2018-02-01 | 2018 | 2 | 72337566.3543 | 400.1 | 0 | 730276.2 | 98 | 0 | 1004 | 28 | -65109283.2384 | 5673382.4795 | 0 | 30168446.9948 | -4847847.0126 | 0 | 52180049.6521 | 53824768.6062 | 71889517.4817 | -448048.8727 | 0.6194%
2018-03-01 | 2018 | 3 | 77756033.3543 | 409.9 | 0 | 730276.2 | 99 | 0 | 1008 | 31 | -65109283.2384 | 5812345.6095 | 0 | 30168446.9948 | -4897314.8393 | 0 | 52387938.2962 | 59591708.0998 | 77953840.9225 | 197807.5682 | 0.2544%
2018-04-01 | 2018 | 4 | 74194021.3543 | 299.3 | 0 | 730276.2 | 100 | 0 | 1006 | 30 | -65109283.2384 | 4244047.4284 | 0 | 30168446.9948 | -4946782.666 | 0 | 52283993.9742 | 57669394.9353 | 74309817.4283 | 115796.074 | 0.1561%
2018-05-01 | 2018 | 5 | 76750861.3543 | 50.5 | 75 | 730276.2 | 101 | 0 | 1008 | 31 | -65109283.2384 | 716085.5167 | 3620004.6022 | 30168446.9948 | -4996250.4926 | 0 | 52387938.2962 | 59591708.0998 | 76378649.7786 | -372211.5758 | 0.485%
2018-06-01 | 2018 | 6 | 78364231.3543 | 0.6 | 151.5 | 730276.2 | 102 | 0 | 970 | 30 | -65109283.2384 | 8507.9467 | 7312409.2964 | 30168446.9948 | -5045718.3193 | 0 | 50412996.1779 | 57669394.9353 | 75416753.7934 | -2947477.561 | 3.761%
2018-07-01 | 2018 | 7 | 83718407.3543 | 0 | 288.2 | 730276.2 | 103 | 0 | 970 | 31 | -65109283.2384 | 0 | 13910471.018 | 30168446.9948 | -5095186.1459 | 0 | 50412996.1779 | 59591708.0998 | 83879152.9061 | 160745.5517 | 0.192%
2018-08-01 | 2018 | 8 | 83875079.3543 | 0 | 287.8 | 730276.2 | 104 | 0 | 970 | 31 | -65109283.2384 | 0 | 13891164.3267 | 30168446.9948 | -5144653.9726 | 0 | 50412996.1779 | 59591708.0998 | 83810378.3882 | -64700.9662 | 0.07714%
2018-09-01 | 2018 | 9 | 76344035.3543 | 2 | 165.4 | 730276.2 | 105 | 0 | 974 | 30 | -65109283.2384 | 28359.8224 | 7983316.816 | 30168446.9948 | -5194121.7993 | 0 | 50620884.8219 | 57669394.9353 | 76166998.3528 | -177037.0016 | 0.2319%
2018-10-01 | 2018 | 10 | 72532572.3543 | 132.7 | 28.7 | 730276.2 | 106 | 0 | 972 | 31 | -65109283.2384 | 1881674.219 | 1385255.0944 | 30168446.9948 | -5243589.6259 | 0 | 50516940.4999 | 59591708.0998 | 73191152.0436 | 658579.6893 | 0.908%
2018-11-01 | 2018 | 11 | 72249019.3543 | 332.4 | 0 | 730276.2 | 107 | 0 | 972 | 30 | -65109283.2384 | 4713402.4899 | 0 | 30168446.9948 | -5293057.4526 | 0 | 50516940.4999 | 57669394.9353 | 72665844.2288 | 416824.8745 | 0.5769%
2018-12-01 | 2018 | 12 | 71570246.3543 | 392 | 0 | 730276.2 | 108 | 1 | 974 | 31 | -65109283.2384 | 5558525.1986 | 0 | 30168446.9948 | -5342525.2792 | -3192226.1883 | 50620884.8219 | 59591708.0998 | 72295530.4091 | 725284.0548 | 1.013%
2019-01-01 | 2019 | 1 | 78816325.1497 | 576 | 0 | 744439.6 | 109 | 0 | 974 | 31 | -65109283.2384 | 8167628.8633 | 0 | 30753551.3459 | -5391993.1059 | 0 | 50620884.8219 | 59591708.0998 | 78632496.7866 | -183828.3631 | 0.2332%
2019-02-01 | 2019 | 2 | 71346245.1497 | 459.7 | 0 | 744439.6 | 110 | 0 | 972 | 28 | -65109283.2384 | 6518505.1883 | 0 | 30753551.3459 | -5441460.9326 | 0 | 50516940.4999 | 53824768.6062 | 71063021.4694 | -283223.6803 | 0.397%
2019-03-01 | 2019 | 3 | 76152470.1497 | 432.5 | 0 | 744439.6 | 111 | 0 | 972 | 31 | -65109283.2384 | 6132811.6031 | 0 | 30753551.3459 | -5490928.7592 | 0 | 50516940.4999 | 59591708.0998 | 76394799.5511 | 242329.4014 | 0.3182%
2019-04-01 | 2019 | 4 | 69898435.1497 | 231.9 | 0 | 744439.6 | 112 | 0 | 973 | 30 | -65109283.2384 | 3288321.4121 | 0 | 30753551.3459 | -5540396.5859 | 0 | 50568912.6609 | 57669394.9353 | 71630500.53 | 1732065.3803 | 2.478%
2019-05-01 | 2019 | 5 | 70938992.1497 | 105.8 | 14.6 | 744439.6 | 113 | 0 | 977 | 31 | -65109283.2384 | 1500234.6072 | 704694.2292 | 30753551.3459 | -5589864.4125 | 0 | 50776801.3049 | 59591708.0998 | 72627841.9361 | 1688849.7864 | 2.381%
2019-06-01 | 2019 | 6 | 71957492.1497 | 4.4 | 103.6 | 744439.6 | 114 | 0 | 982 | 30 | -65109283.2384 | 62391.6094 | 5000433.0238 | 30753551.3459 | -5639332.2392 | 0 | 51036662.11 | 57669394.9353 | 73773817.5468 | 1816325.3971 | 2.524%
2019-07-01 | 2019 | 7 | 83273196.1497 | 0 | 276.6 | 744439.6 | 115 | 0 | 982 | 31 | -65109283.2384 | 0 | 13350576.9728 | 30753551.3459 | -5688800.0659 | 0 | 51036662.11 | 59591708.0998 | 83934415.2243 | 661219.0746 | 0.794%
2019-08-01 | 2019 | 8 | 79874501.1497 | 0 | 225.3 | 744439.6 | 116 | 0 | 983 | 31 | -65109283.2384 | 0 | 10874493.8249 | 30753551.3459 | -5738267.8925 | 0 | 51088634.271 | 59591708.0998 | 81460836.4107 | 1586335.261 | 1.986%
2019-09-01 | 2019 | 9 | 73235612.1497 | 0.3 | 133.9 | 744439.6 | 117 | 0 | 981 | 30 | -65109283.2384 | 4253.9734 | 6462914.8831 | 30753551.3459 | -5787735.7192 | 0 | 50984689.949 | 57669394.9353 | 74977786.1291 | 1742173.9794 | 2.379%
2019-10-01 | 2019 | 10 | 71066407.1497 | 74.1 | 16 | 744439.6 | 118 | 0 | 980 | 31 | -65109283.2384 | 1050731.4215 | 772267.6485 | 30753551.3459 | -5837203.5458 | 0 | 50932717.7879 | 59591708.0998 | 72154489.5194 | 1088082.3697 | 1.531%
2019-11-01 | 2019 | 11 | 71496344.1497 | 344 | 0 | 744439.6 | 119 | 0 | 1020 | 30 | -65109283.2384 | 4877889.46 | 0 | 30753551.3459 | -5886671.3725 | 0 | 53011604.2283 | 57669394.9353 | 75316485.3586 | 3820141.2089 | 5.343%
2019-12-01 | 2019 | 12 | 72338992.1497 | 396.4 | 0 | 744439.6 | 120 | 1 | 1022 | 31 | -65109283.2384 | 5620916.808 | 0 | 30753551.3459 | -5936139.1992 | -3192226.1883 | 53115548.5503 | 59591708.0998 | 74844076.1781 | 2505084.0284 | 3.463%
1.104%

## Model Summary
| Res kWh |  | Absolute |  | GS < 50 kWh |  | Absolute |  | GS > 50 kWh |  | Absolute
Year | CDM Added Back | Predicted | Error (%) | Year | CDM Added Back | Predicted | Error (%) | Year | CDM Added Back | Predicted | Error (%)
2010 | 556896336 | 553867492.1574 | 0.5439% | 2010 | 172200325 | 172220736.4869 | 0.01185% | 2010 | 906197008 | 913542456.6197 | 0.8106%
2011 | 552441915.7138 | 553900486.218 | 0.264% | 2011 | 175038865.0192 | 176189611.7573 | 0.6574% | 2011 | 910448523.1132 | 908762579.2396 | 0.1852%
2012 | 554745009.7672 | 552395276.5709 | 0.4236% | 2012 | 176077042.3799 | 175935729.4438 | 0.08026% | 2012 | 911276433.5561 | 914442611.1523 | 0.3474%
2013 | 544522483.6506 | 546302579.2052 | 0.3269% | 2013 | 177641893.4721 | 176245103.3679 | 0.7863% | 2013 | 914608976.7393 | 912980986.7819 | 0.178%
2014 | 537297947.8621 | 540284235.8429 | 0.5558% | 2014 | 175728867.7297 | 175633723.7192 | 0.05414% | 2014 | 921825088.5377 | 922206531.1667 | 0.04138%
2015 | 541177794.8497 | 542885485.3896 | 0.3156% | 2015 | 175760336.6731 | 176738428.2234 | 0.5565% | 2015 | 932632185.0317 | 930519335.514 | 0.2265%
2016 | 560271575.8107 | 556281444.5083 | 0.7122% | 2016 | 178331752.4117 | 178246561.6391 | 0.04777% | 2016 | 954581897.6593 | 944045412.3026 | 1.104%
2017 | 530172278.9233 | 543696798.5756 | 2.551% | 2017 | 176570010.938 | 177526934.8511 | 0.542% | 2017 | 926195687.6551 | 916589920.1305 | 1.037%
2018 | 573254017.281 | 560085655.8608 | 2.297% | 2018 | 186180270.538 | 184185313.6251 | 1.072% | 2018 | 921141218.2521 | 917774518.3456 | 0.3655%
2019 | 550902275.4216 | 552693539.0192 | 0.3252% | 2019 | 184127432.9471 | 184687187.8958 | 0.304% | 2019 | 890395012.7965 | 906810566.6403 | 1.844%
Mean Absolute Percentage Error (Annual) |  |  | 0.8315% | Mean Absolute Percentage Error (Annual) |  |  | 0.4112% | Mean Absolute Percentage Error (Annual) |  |  | 0.6139%
Mean Absolute Percentage Error (Monthly) |  |  | 2.538% | Mean Absolute Percentage Error (Monthly) |  |  | 1.21% | Mean Absolute Percentage Error (Monthly) |  |  | 1.104%

## Res Normalized Monthly
Date | Year | Month | Res_NoCDM | HDD12 | CDD14 | Trend | Ont_FTEAdj | Shoulder | Residential_Customers | Month Days | const | HDD12 | CDD14 | Trend | Ont_FTEAdj | Shoulder | Residential_Customers | Month Days | Predicted | Difference
2010-01-01 | 2010 | 1 | 49397907 | 477.14 | 0 | 1 | 6466.9 | 0 | 57642 | 31 | -30249890.7855 | 6891626.2616 | 0 | -40781.7033 | 45870345.9633 | 0 | -26352313.4071 | 51298605.3825 | 47417591.7115 | -1980315.2885 | 4.009%
2010-02-01 | 2010 | 2 | 40768686 | 417.05 | 0 | 2 | 6471 | 0 | 57677 | 28 | -30249890.7855 | 6023709.4614 | 0 | -81563.4066 | 45899427.6591 | 0 | -26368314.4302 | 46334224.2164 | 41557592.7147 | 788906.7147 | 1.935%
2010-03-01 | 2010 | 3 | 40910014 | 332.71 | 0.03 | 3 | 6477.5 | 1 | 57709 | 31 | -30249890.7855 | 4805535.0076 | 2120.8737 | -122345.1099 | 45945532.7866 | -2281728.1498 | -26382943.9369 | 51298605.3825 | 43014886.0682 | 2104872.0682 | 5.145%
2010-04-01 | 2010 | 4 | 36681881 | 164.54 | 1.45 | 4 | 6485 | 1 | 57751 | 30 | -30249890.7855 | 2376552.3433 | 102508.8962 | -163126.8132 | 45998731.0106 | -2281728.1498 | -26402145.1645 | 49643811.6605 | 39024712.9975 | 2342831.9975 | 6.387%
2010-05-01 | 2010 | 5 | 44687288 | 35.92 | 50.69 | 5 | 6506.8 | 1 | 57814 | 31 | -30249890.7855 | 518814.6358 | 3583569.6186 | -203908.5164 | 46153360.515 | -2281728.1498 | -26430947.006 | 51298605.3825 | 42387875.694 | -2299412.306 | 5.146%
2010-06-01 | 2010 | 6 | 51533466 | 0.38 | 145.18 | 6 | 6540.8 | 0 | 57809 | 30 | -30249890.7855 | 5488.5735 | 10263614.8594 | -244690.2197 | 46394525.7971 | 0 | -26428661.1456 | 49643811.6605 | 49384198.7397 | -2149267.2603 | 4.171%
2010-07-01 | 2010 | 7 | 61497459 | 0 | 268.19 | 7 | 6561 | 0 | 57987 | 31 | -30249890.7855 | 0 | 18959904.0443 | -285471.923 | 46537806.347 | 0 | -26510037.777 | 51298605.3825 | 59750915.2883 | -1746543.7117 | 2.84%
2010-08-01 | 2010 | 8 | 57219511 | 0 | 239.59 | 8 | 6568.9 | 0 | 58018 | 31 | -30249890.7855 | 0 | 16938004.437 | -326253.6263 | 46593841.8096 | 0 | -26524210.1116 | 51298605.3825 | 57730097.1057 | 510586.1057 | 0.8923%
2010-09-01 | 2010 | 9 | 45833578 | 0.49 | 132.95 | 9 | 6556 | 1 | 58071 | 30 | -30249890.7855 | 7077.3711 | 9399005.3421 | -367035.3296 | 46502340.8643 | -2281728.1498 | -26548440.2322 | 49643811.6605 | 46105140.7409 | 271562.7409 | 0.5925%
2010-10-01 | 2010 | 10 | 41340554 | 53.33 | 27.9 | 10 | 6551.6 | 1 | 58121 | 31 | -30249890.7855 | 770277.9657 | 1972412.5539 | -407817.0329 | 46471131.2396 | -2281728.1498 | -26571298.8365 | 51298605.3825 | 41001692.3369 | -338861.6631 | 0.8197%
2010-11-01 | 2010 | 11 | 39815993 | 207.66 | 0.69 | 11 | 6555.7 | 1 | 58162 | 30 | -30249890.7855 | 2999361.0041 | 48780.0954 | -448598.7362 | 46500212.9354 | -2281728.1498 | -26590042.8921 | 49643811.6605 | 39621905.1318 | -194087.8682 | 0.4875%
2010-12-01 | 2010 | 12 | 47209999 | 351.65 | 0 | 12 | 6578.3 | 0 | 58247 | 31 | -30249890.7855 | 5079097.0677 | 0 | -489380.4395 | 46660516.917 | 0 | -26628902.5194 | 51298605.3825 | 45670045.6228 | -1539953.3772 | 3.262%
2011-01-01 | 2011 | 1 | 49456916.4761 | 477.14 | 0 | 13 | 6606.3 | 0 | 58273 | 31 | -30249890.7855 | 6891626.2616 | 0 | -530162.1428 | 46859123.6199 | 0 | -26640788.9937 | 51298605.3825 | 47628513.342 | -1828403.1341 | 3.697%
2011-02-01 | 2011 | 2 | 41737382.4761 | 417.05 | 0 | 14 | 6619.5 | 0 | 58299 | 28 | -30249890.7855 | 6023709.4614 | 0 | -570943.846 | 46952752.4941 | 0 | -26652675.4679 | 46334224.2164 | 41837176.0725 | 99793.5963 | 0.2391%
2011-03-01 | 2011 | 3 | 42523489.4761 | 332.71 | 0.03 | 15 | 6628.6 | 1 | 58318 | 31 | -30249890.7855 | 4805535.0076 | 2120.8737 | -611725.5493 | 47017299.6726 | -2281728.1498 | -26661361.7376 | 51298605.3825 | 43318854.7141 | 795365.2379 | 1.87%
2011-04-01 | 2011 | 4 | 38514761.4761 | 164.54 | 1.45 | 16 | 6635.5 | 1 | 58345 | 30 | -30249890.7855 | 2376552.3433 | 102508.8962 | -652507.2526 | 47066242.0386 | -2281728.1498 | -26673705.3839 | 49643811.6605 | 39331283.3667 | 816521.8906 | 2.12%
2011-05-01 | 2011 | 5 | 42499355.4761 | 35.92 | 50.69 | 17 | 6645.8 | 1 | 58385 | 31 | -30249890.7855 | 518814.6358 | 3583569.6186 | -693288.9559 | 47139300.9329 | -2281728.1498 | -26691992.2674 | 51298605.3825 | 42623390.4112 | 124034.935 | 0.2919%
2011-06-01 | 2011 | 6 | 49779830.4761 | 0.38 | 145.18 | 18 | 6662 | 0 | 58495 | 30 | -30249890.7855 | 5488.5735 | 10263614.8594 | -734070.6592 | 47254209.0967 | 0 | -26742281.1969 | 49643811.6605 | 49440881.5486 | -338948.9276 | 0.6809%
2011-07-01 | 2011 | 7 | 61715744.4761 | 0 | 268.19 | 19 | 6665.8 | 0 | 58515 | 31 | -30249890.7855 | 0 | 18959904.0443 | -774852.3625 | 47281162.8636 | 0 | -26751424.6386 | 51298605.3825 | 59763504.5037 | -1952239.9724 | 3.163%
2011-08-01 | 2011 | 8 | 56143271.4761 | 0 | 239.59 | 20 | 6677.5 | 0 | 58526 | 31 | -30249890.7855 | 0 | 16938004.437 | -815634.0658 | 47364152.093 | 0 | -26756453.5315 | 51298605.3825 | 57778783.5297 | 1635512.0535 | 2.913%
2011-09-01 | 2011 | 9 | 44393787.4761 | 0.49 | 132.95 | 21 | 6674.4 | 1 | 58615 | 30 | -30249890.7855 | 7077.3711 | 9399005.3421 | -856415.7691 | 47342163.4937 | -2281728.1498 | -26797141.8472 | 49643811.6605 | 46206881.3158 | 1813093.8396 | 4.084%
2011-10-01 | 2011 | 10 | 41972796.4761 | 53.33 | 27.9 | 22 | 6668.1 | 1 | 58637 | 31 | -30249890.7855 | 770277.9657 | 1972412.5539 | -897197.4724 | 47297476.9856 | -2281728.1498 | -26807199.6331 | 51298605.3825 | 41102756.8468 | -870039.6293 | 2.073%
2011-11-01 | 2011 | 11 | 39897288.4761 | 207.66 | 0.69 | 23 | 6662.8 | 1 | 58706 | 30 | -30249890.7855 | 2999361.0041 | 48780.0954 | -937979.1756 | 47259883.574 | -2281728.1498 | -26838744.5071 | 49643811.6605 | 39643493.7159 | -253794.7603 | 0.6361%
2011-12-01 | 2011 | 12 | 43807291.4761 | 351.65 | 0 | 24 | 6667.5 | 0 | 58745 | 31 | -30249890.7855 | 5079097.0677 | 0 | -978760.8789 | 47293221.1277 | 0 | -26856574.2185 | 51298605.3825 | 45585697.6949 | 1778406.2188 | 4.06%
2012-01-01 | 2012 | 1 | 47070680.8973 | 477.14 | 0 | 25 | 6673.6 | 0 | 58846 | 31 | -30249890.7855 | 6891626.2616 | 0 | -1019542.5822 | 47336489.0165 | 0 | -26902748.5992 | 51298605.3825 | 47354538.6937 | 283857.7964 | 0.603%
2012-02-01 | 2012 | 2 | 40386842.8973 | 417.05 | 0 | 26 | 6670.7 | 0 | 58886 | 29 | -30249890.7855 | 6023709.4614 | 0 | -1060324.2855 | 47315919.0366 | 0 | -26921035.4827 | 47989017.9384 | 43097395.8827 | 2710552.9854 | 6.711%
2012-03-01 | 2012 | 3 | 39034538.8973 | 332.71 | 0.03 | 27 | 6674 | 1 | 58950 | 31 | -30249890.7855 | 4805535.0076 | 2120.8737 | -1101105.9888 | 47339326.2551 | -2281728.1498 | -26950294.4962 | 51298605.3825 | 42862568.0985 | 3828029.2013 | 9.807%
2012-04-01 | 2012 | 4 | 37958885.8973 | 164.54 | 1.45 | 28 | 6685.8 | 1 | 59035 | 30 | -30249890.7855 | 2376552.3433 | 102508.8962 | -1141887.6921 | 47423024.7942 | -2281728.1498 | -26989154.1235 | 49643811.6605 | 38883236.9432 | 924351.0459 | 2.435%
2012-05-01 | 2012 | 5 | 43107352.8973 | 35.92 | 50.69 | 29 | 6690.1 | 1 | 59072 | 31 | -30249890.7855 | 518814.6358 | 3583569.6186 | -1182669.3954 | 47453525.1093 | -2281728.1498 | -27006069.4907 | 51298605.3825 | 42134156.9247 | -973195.9726 | 2.258%
2012-06-01 | 2012 | 6 | 53239807.8973 | 0.38 | 145.18 | 30 | 6693.3 | 0 | 59132 | 30 | -30249890.7855 | 5488.5735 | 10263614.8594 | -1223451.0987 | 47476223.0182 | 0 | -27033499.8159 | 49643811.6605 | 48882296.4115 | -4357511.4858 | 8.185%
2012-07-01 | 2012 | 7 | 63475935.8973 | 0 | 268.19 | 31 | 6694.6 | 0 | 59180 | 31 | -30249890.7855 | 0 | 18959904.0443 | -1264232.802 | 47485444.0437 | 0 | -27055444.0761 | 51298605.3825 | 59174385.8069 | -4301550.0904 | 6.777%
2012-08-01 | 2012 | 8 | 57530370.8973 | 0 | 239.59 | 32 | 6703.3 | 0 | 59175 | 31 | -30249890.7855 | 0 | 16938004.437 | -1305014.5052 | 47547153.9835 | 0 | -27053158.2157 | 51298605.3825 | 57175700.2966 | -354670.6007 | 0.6165%
2012-09-01 | 2012 | 9 | 46622905.8973 | 0.49 | 132.95 | 33 | 6707.4 | 1 | 59185 | 30 | -30249890.7855 | 7077.3711 | 9399005.3421 | -1345796.2085 | 47576235.6793 | -2281728.1498 | -27057729.9365 | 49643811.6605 | 45690984.9726 | -931920.9247 | 1.999%
2012-10-01 | 2012 | 10 | 41986598.8973 | 53.33 | 27.9 | 34 | 6710 | 1 | 59026 | 31 | -30249890.7855 | 770277.9657 | 1972412.5539 | -1386577.9118 | 47594677.7303 | -2281728.1498 | -26985039.5748 | 51298605.3825 | 40732737.2104 | -1253861.6869 | 2.986%
2012-11-01 | 2012 | 11 | 39489997.8973 | 207.66 | 0.69 | 35 | 6722.4 | 1 | 59073 | 30 | -30249890.7855 | 2999361.0041 | 48780.0954 | -1427359.6151 | 47682632.1273 | -2281728.1498 | -27006526.6628 | 49643811.6605 | 39409079.674 | -80918.2233 | 0.2049%
2012-12-01 | 2012 | 12 | 44841090.8973 | 351.65 | 0 | 36 | 6740.6 | 0 | 59257 | 31 | -30249890.7855 | 5079097.0677 | 0 | -1468141.3184 | 47811726.4842 | 0 | -27090646.3267 | 51298605.3825 | 45380750.5037 | 539659.6064 | 1.203%
2013-01-01 | 2013 | 1 | 47995321.7209 | 477.14 | 0 | 37 | 6758.8 | 0 | 59206 | 31 | -30249890.7855 | 6891626.2616 | 0 | -1508923.0217 | 47940820.8411 | 0 | -27067330.5503 | 51298605.3825 | 47304908.1276 | -690413.5933 | 1.439%
2013-02-01 | 2013 | 2 | 41164712.7209 | 417.05 | 0 | 38 | 6775.5 | 0 | 59219 | 28 | -30249890.7855 | 6023709.4614 | 0 | -1549704.725 | 48059275.5531 | 0 | -27073273.7875 | 46334224.2164 | 41544339.933 | 379627.2121 | 0.9222%
2013-03-01 | 2013 | 3 | 42435047.7209 | 332.71 | 0.03 | 39 | 6781.1 | 1 | 59221 | 31 | -30249890.7855 | 4805535.0076 | 2120.8737 | -1590486.4283 | 48098996.8937 | -2281728.1498 | -27074188.1316 | 51298605.3825 | 43008964.6622 | 573916.9414 | 1.352%
2013-04-01 | 2013 | 4 | 38570561.7209 | 164.54 | 1.45 | 40 | 6788.9 | 1 | 59208 | 30 | -30249890.7855 | 2376552.3433 | 102508.8962 | -1631268.1316 | 48154323.0467 | -2281728.1498 | -27068244.8945 | 49643811.6605 | 39046063.9852 | 475502.2643 | 1.233%
2013-05-01 | 2013 | 5 | 41401216.7209 | 35.92 | 50.69 | 41 | 6801.1 | 1 | 59245 | 31 | -30249890.7855 | 518814.6358 | 3583569.6186 | -1672049.8348 | 48240858.8244 | -2281728.1498 | -27085160.2617 | 51298605.3825 | 42353019.4293 | 951802.7084 | 2.299%
2013-06-01 | 2013 | 6 | 47845491.7209 | 0.38 | 145.18 | 42 | 6815.2 | 0 | 59259 | 30 | -30249890.7855 | 5488.5735 | 10263614.8594 | -1712831.5381 | 48340871.4855 | 0 | -27091560.6709 | 49643811.6605 | 49199503.5843 | 1354011.8634 | 2.83%
2013-07-01 | 2013 | 7 | 56314814.7209 | 0 | 268.19 | 43 | 6826.2 | 0 | 59290 | 31 | -30249890.7855 | 0 | 18959904.0443 | -1753613.2414 | 48418895.5473 | 0 | -27105733.0056 | 51298605.3825 | 59568167.9415 | 3253353.2206 | 5.777%
2013-08-01 | 2013 | 8 | 53136083.7209 | 0 | 239.59 | 44 | 6833.9 | 0 | 59297 | 31 | -30249890.7855 | 0 | 16938004.437 | -1794394.9447 | 48473512.3906 | 0 | -27108933.2102 | 51298605.3825 | 57556903.2697 | 4420819.5488 | 8.32%
2013-09-01 | 2013 | 9 | 45426909.7209 | 0.49 | 132.95 | 45 | 6843.3 | 1 | 59374 | 30 | -30249890.7855 | 7077.3711 | 9399005.3421 | -1835176.648 | 48540187.498 | -2281728.1498 | -27144135.4609 | 49643811.6605 | 46079150.8275 | 652241.1066 | 1.436%
2013-10-01 | 2013 | 10 | 42344925.7209 | 53.33 | 27.9 | 46 | 6850.3 | 1 | 59424 | 31 | -30249890.7855 | 770277.9657 | 1972412.5539 | -1875958.3513 | 48589839.1737 | -2281728.1498 | -27166994.0652 | 51298605.3825 | 41056563.724 | -1288361.9969 | 3.043%
2013-11-01 | 2013 | 11 | 41292979.7209 | 207.66 | 0.69 | 47 | 6854 | 1 | 59441 | 30 | -30249890.7855 | 2999361.0041 | 48780.0954 | -1916740.0546 | 48616083.6309 | -2281728.1498 | -27174765.9906 | 49643811.6605 | 39684911.4103 | -1608068.3106 | 3.894%
2013-12-01 | 2013 | 12 | 46594417.7209 | 351.65 | 0 | 48 | 6850.4 | 0 | 59649 | 31 | -30249890.7855 | 5079097.0677 | 0 | -1957521.7579 | 48590548.4834 | 0 | -27269857.7846 | 51298605.3825 | 45490980.6056 | -1103437.1153 | 2.368%
2014-01-01 | 2014 | 1 | 51200778.5718 | 477.14 | 0 | 49 | 6848.3 | 0 | 59671 | 31 | -30249890.7855 | 6891626.2616 | 0 | -1998303.4612 | 48575652.9807 | 0 | -27279915.5705 | 51298605.3825 | 47237774.8076 | -3963003.7643 | 7.74%
2014-02-01 | 2014 | 2 | 43486614.5718 | 417.05 | 0 | 50 | 6850 | 0 | 59674 | 28 | -30249890.7855 | 6023709.4614 | 0 | -2039085.1644 | 48587711.2448 | 0 | -27281287.0868 | 46334224.2164 | 41375381.8858 | -2111232.686 | 4.855%
2014-03-01 | 2014 | 3 | 44184194.5718 | 332.71 | 0.03 | 51 | 6856.4 | 1 | 59687 | 31 | -30249890.7855 | 4805535.0076 | 2120.8737 | -2079866.8677 | 48633107.0626 | -2281728.1498 | -27287230.3239 | 51298605.3825 | 42840652.1994 | -1343542.3725 | 3.041%
2014-04-01 | 2014 | 4 | 38731453.5718 | 164.54 | 1.45 | 52 | 6869.6 | 1 | 59679 | 30 | -30249890.7855 | 2376552.3433 | 102508.8962 | -2120648.571 | 48726735.9368 | -2281728.1498 | -27283572.9472 | 49643811.6605 | 38913768.3832 | 182314.8113 | 0.4707%
2014-05-01 | 2014 | 5 | 40675001.5718 | 35.92 | 50.69 | 53 | 6870.6 | 1 | 59689 | 31 | -30249890.7855 | 518814.6358 | 3583569.6186 | -2161430.2743 | 48733829.0333 | -2281728.1498 | -27288144.6681 | 51298605.3825 | 42153624.7924 | 1478623.2206 | 3.635%
2014-06-01 | 2014 | 6 | 45459103.5718 | 0.38 | 145.18 | 54 | 6865.4 | 0 | 59798 | 30 | -30249890.7855 | 5488.5735 | 10263614.8594 | -2202211.9776 | 48696944.9314 | 0 | -27337976.4255 | 49643811.6605 | 48819780.8362 | 3360677.2643 | 7.393%
2014-07-01 | 2014 | 7 | 51897622.5718 | 0 | 268.19 | 55 | 6864.4 | 0 | 59907 | 31 | -30249890.7855 | 0 | 18959904.0443 | -2242993.6809 | 48689851.8348 | 0 | -27387808.1829 | 51298605.3825 | 59067668.6122 | 7170046.0404 | 13.82%
2014-08-01 | 2014 | 8 | 50248064.5718 | 0 | 239.59 | 56 | 6869.9 | 0 | 59924 | 31 | -30249890.7855 | 0 | 16938004.437 | -2283775.3842 | 48728863.8658 | 0 | -27395580.1084 | 51298605.3825 | 57036227.4072 | 6788162.8353 | 13.51%
2014-09-01 | 2014 | 9 | 43927568.5718 | 0.49 | 132.95 | 57 | 6884.5 | 1 | 59924 | 30 | -30249890.7855 | 7077.3711 | 9399005.3421 | -2324557.0875 | 48832423.0751 | -2281728.1498 | -27395580.1084 | 49643811.6605 | 45630561.3176 | 1702992.7458 | 3.877%
2014-10-01 | 2014 | 10 | 41698922.5718 | 53.33 | 27.9 | 58 | 6901.5 | 1 | 59943 | 31 | -30249890.7855 | 770277.9657 | 1972412.5539 | -2365338.7908 | 48953005.7162 | -2281728.1498 | -27404266.378 | 51298605.3825 | 40693077.5141 | -1005845.0577 | 2.412%
2014-11-01 | 2014 | 11 | 40599034.5718 | 207.66 | 0.69 | 59 | 6907.5 | 1 | 59983 | 30 | -30249890.7855 | 2999361.0041 | 48780.0954 | -2406120.494 | 48995564.2954 | -2281728.1498 | -27422553.2615 | 49643811.6605 | 39327224.3645 | -1271810.2074 | 3.133%
2014-12-01 | 2014 | 12 | 45189588.5718 | 351.65 | 0 | 60 | 6903.1 | 0 | 60014 | 31 | -30249890.7855 | 5079097.0677 | 0 | -2446902.1973 | 48964354.6706 | 0 | -27436725.5962 | 51298605.3825 | 45208538.5418 | 18949.97 | 0.04193%
2015-01-01 | 2015 | 1 | 49884340.4041 | 477.14 | 0 | 61 | 6885.7 | 0 | 60019 | 31 | -30249890.7855 | 6891626.2616 | 0 | -2487683.9006 | 48840934.791 | 0 | -27439011.4566 | 51298605.3825 | 46854580.2923 | -3029760.1118 | 6.074%
2015-02-01 | 2015 | 2 | 42980985.4041 | 417.05 | 0 | 62 | 6885.3 | 0 | 60029 | 28 | -30249890.7855 | 6023709.4614 | 0 | -2528465.6039 | 48838097.5524 | 0 | -27443583.1775 | 46334224.2164 | 40974091.6633 | -2006893.7409 | 4.669%
2015-03-01 | 2015 | 3 | 43419024.4041 | 332.71 | 0.03 | 63 | 6892.1 | 1 | 60053 | 31 | -30249890.7855 | 4805535.0076 | 2120.8737 | -2569247.3072 | 48886330.6088 | -2281728.1498 | -27454555.3076 | 51298605.3825 | 42437170.3224 | -981854.0817 | 2.261%
2015-04-01 | 2015 | 4 | 38613457.4041 | 164.54 | 1.45 | 64 | 6897.3 | 1 | 60058 | 30 | -30249890.7855 | 2376552.3433 | 102508.8962 | -2610029.0105 | 48923214.7107 | -2281728.1498 | -27456841.168 | 49643811.6605 | 38447598.4969 | -165858.9073 | 0.4295%
2015-05-01 | 2015 | 5 | 40763108.4041 | 35.92 | 50.69 | 65 | 6906.5 | 1 | 60068 | 31 | -30249890.7855 | 518814.6358 | 3583569.6186 | -2650810.7138 | 48988471.1988 | -2281728.1498 | -27461412.8889 | 51298605.3825 | 41745618.2977 | 982509.8936 | 2.41%
2015-06-01 | 2015 | 6 | 46119249.4041 | 0.38 | 145.18 | 66 | 6921.3 | 0 | 60094 | 30 | -30249890.7855 | 5488.5735 | 10263614.8594 | -2691592.4171 | 49093449.0275 | 0 | -27473299.3631 | 49643811.6605 | 48591581.5552 | 2472332.1511 | 5.361%
2015-07-01 | 2015 | 7 | 54424085.4041 | 0 | 268.19 | 67 | 6941.2 | 0 | 60096 | 31 | -30249890.7855 | 0 | 18959904.0443 | -2732374.1204 | 49234601.6485 | 0 | -27474213.7073 | 51298605.3825 | 59036632.4621 | 4612547.058 | 8.475%
2015-08-01 | 2015 | 8 | 55134636.4041 | 0 | 239.59 | 68 | 6949.2 | 0 | 60131 | 31 | -30249890.7855 | 0 | 16938004.437 | -2773155.8236 | 49291346.4208 | 0 | -27490214.7303 | 51298605.3825 | 57014694.9008 | 1880058.4967 | 3.41%
2015-09-01 | 2015 | 9 | 47798131.4041 | 0.49 | 132.95 | 69 | 6941.1 | 1 | 60165 | 30 | -30249890.7855 | 7077.3711 | 9399005.3421 | -2813937.5269 | 49233892.3389 | -2281728.1498 | -27505758.5812 | 49643811.6605 | 45432471.669 | -2365659.7351 | 4.949%
2015-10-01 | 2015 | 10 | 41883670.4041 | 53.33 | 27.9 | 70 | 6934.8 | 1 | 60249 | 31 | -30249890.7855 | 770277.9657 | 1972412.5539 | -2854719.2302 | 49189205.8307 | -2281728.1498 | -27544161.0365 | 51298605.3825 | 40300002.5307 | -1583667.8734 | 3.781%
2015-11-01 | 2015 | 11 | 38353292.4041 | 207.66 | 0.69 | 71 | 6928.3 | 1 | 60255 | 30 | -30249890.7855 | 2999361.0041 | 48780.0954 | -2895500.9335 | 49143100.7032 | -2281728.1498 | -27546904.069 | 49643811.6605 | 38861029.5253 | 507737.1212 | 1.324%
2015-12-01 | 2015 | 12 | 41803813.4041 | 351.65 | 0 | 72 | 6942.8 | 0 | 60262 | 31 | -30249890.7855 | 5079097.0677 | 0 | -2936282.6368 | 49245950.603 | 0 | -27550104.2736 | 51298605.3825 | 44887375.3572 | 3083561.9531 | 7.376%
2016-01-01 | 2016 | 1 | 46084693.9842 | 477.14 | 0 | 73 | 6957.7 | 0 | 60313 | 31 | -30249890.7855 | 6891626.2616 | 0 | -2977064.3401 | 49351637.7413 | 0 | -27573420.05 | 51298605.3825 | 46741494.2097 | 656800.2255 | 1.425%
2016-02-01 | 2016 | 2 | 40582823.9842 | 417.05 | 0 | 74 | 6970.6 | 0 | 60310 | 29 | -30249890.7855 | 6023709.4614 | 0 | -3017846.0434 | 49443138.6865 | 0 | -27572048.5338 | 47989017.9384 | 42616080.7237 | 2033256.7395 | 5.01%
2016-03-01 | 2016 | 3 | 40648907.9842 | 332.71 | 0.03 | 75 | 6978.1 | 1 | 60323 | 31 | -30249890.7855 | 4805535.0076 | 2120.8737 | -3058627.7467 | 49496336.9105 | -2281728.1498 | -27577991.7709 | 51298605.3825 | 42434359.7214 | 1785451.7372 | 4.392%
2016-04-01 | 2016 | 4 | 38183247.9842 | 164.54 | 1.45 | 76 | 6981.8 | 1 | 60319 | 30 | -30249890.7855 | 2376552.3433 | 102508.8962 | -3099409.45 | 49522581.3677 | -2281728.1498 | -27576163.0826 | 49643811.6605 | 38438262.7998 | 255014.8156 | 0.6679%
2016-05-01 | 2016 | 5 | 42648799.9842 | 35.92 | 50.69 | 77 | 6994.4 | 1 | 60305 | 31 | -30249890.7855 | 518814.6358 | 3583569.6186 | -3140191.1532 | 49611954.384 | -2281728.1498 | -27569762.6733 | 51298605.3825 | 41771371.2589 | -877428.7253 | 2.057%
2016-06-01 | 2016 | 6 | 51837156.9842 | 0.38 | 145.18 | 78 | 7001.9 | 0 | 60308 | 30 | -30249890.7855 | 5488.5735 | 10263614.8594 | -3180972.8565 | 49665152.608 | 0 | -27571134.1896 | 49643811.6605 | 48576069.8698 | -3261087.1145 | 6.291%
2016-07-01 | 2016 | 7 | 62950910.9842 | 0 | 268.19 | 79 | 6995.7 | 0 | 60310 | 31 | -30249890.7855 | 0 | 18959904.0443 | -3221754.5598 | 49621175.4095 | 0 | -27572048.5338 | 51298605.3825 | 58835990.9571 | -4114920.0271 | 6.537%
2016-08-01 | 2016 | 8 | 61477768.9842 | 0 | 239.59 | 80 | 6990.6 | 0 | 60299 | 31 | -30249890.7855 | 0 | 16938004.437 | -3262536.2631 | 49585000.6172 | 0 | -27567019.6408 | 51298605.3825 | 56742163.7472 | -4735605.237 | 7.703%
2016-09-01 | 2016 | 9 | 50972090.9842 | 0.49 | 132.95 | 81 | 6988.9 | 1 | 60320 | 30 | -30249890.7855 | 7077.3711 | 9399005.3421 | -3303317.9664 | 49572942.3531 | -2281728.1498 | -27576620.2546 | 49643811.6605 | 45211279.5704 | -5760811.4138 | 11.3%
2016-10-01 | 2016 | 10 | 42378157.9842 | 53.33 | 27.9 | 82 | 7006.2 | 1 | 60321 | 31 | -30249890.7855 | 770277.9657 | 1972412.5539 | -3344099.6697 | 49695652.9231 | -2281728.1498 | -27577077.4267 | 51298605.3825 | 40284152.7934 | -2094005.1908 | 4.941%
2016-11-01 | 2016 | 11 | 38434874.9842 | 207.66 | 0.69 | 83 | 7018.5 | 1 | 60345 | 30 | -30249890.7855 | 2999361.0041 | 48780.0954 | -3384881.373 | 49782898.0104 | -2281728.1498 | -27588049.5568 | 49643811.6605 | 38970300.9053 | 535425.9211 | 1.393%
2016-12-01 | 2016 | 12 | 44072140.9842 | 351.65 | 0 | 84 | 7028.8 | 0 | 60353 | 31 | -30249890.7855 | 5079097.0677 | 0 | -3425663.0763 | 49855956.9047 | 0 | -27591706.9335 | 51298605.3825 | 44966398.5596 | 894257.5754 | 2.029%
2017-01-01 | 2017 | 1 | 45513156.9936 | 477.14 | 0 | 85 | 7045.6 | 0 | 60357 | 31 | -30249890.7855 | 6891626.2616 | 0 | -3466444.7796 | 49975120.9265 | 0 | -27593535.6218 | 51298605.3825 | 46855481.3836 | 1342324.39 | 2.949%
2017-02-01 | 2017 | 2 | 39003163.9936 | 417.05 | 0 | 86 | 7060.7 | 0 | 60440 | 28 | -30249890.7855 | 6023709.4614 | 0 | -3507226.4828 | 50082226.6841 | 0 | -27631480.905 | 46334224.2164 | 41051562.1885 | 2048398.1949 | 5.252%
2017-03-01 | 2017 | 3 | 40659230.9936 | 332.71 | 0.03 | 87 | 7074.2 | 1 | 60475 | 31 | -30249890.7855 | 4805535.0076 | 2120.8737 | -3548008.1861 | 50177983.4873 | -2281728.1498 | -27647481.928 | 51298605.3825 | 42557135.7015 | 1897904.7079 | 4.668%
2017-04-01 | 2017 | 4 | 36365727.9936 | 164.54 | 1.45 | 88 | 7074.8 | 1 | 60471 | 30 | -30249890.7855 | 2376552.3433 | 102508.8962 | -3588789.8894 | 50182239.3452 | -2281728.1498 | -27645653.2397 | 49643811.6605 | 38539050.1807 | 2173322.1871 | 5.976%
2017-05-01 | 2017 | 5 | 39252488.9936 | 35.92 | 50.69 | 89 | 7080.7 | 1 | 60529 | 31 | -30249890.7855 | 518814.6358 | 3583569.6186 | -3629571.5927 | 50224088.6147 | -2281728.1498 | -27672169.2207 | 51298605.3825 | 41791718.5028 | 2539229.5092 | 6.469%
2017-06-01 | 2017 | 6 | 47628726.9936 | 0.38 | 145.18 | 90 | 7085.4 | 0 | 60518 | 30 | -30249890.7855 | 5488.5735 | 10263614.8594 | -3670353.296 | 50257426.1684 | 0 | -27667140.3278 | 49643811.6605 | 48582956.8526 | 954229.859 | 2.003%
2017-07-01 | 2017 | 7 | 55795161.9936 | 0 | 268.19 | 91 | 7099.9 | 0 | 60509 | 31 | -30249890.7855 | 0 | 18959904.0443 | -3711134.9993 | 50360276.0681 | 0 | -27663025.779 | 51298605.3825 | 58994733.9311 | 3199571.9375 | 5.734%
2017-08-01 | 2017 | 8 | 52455127.9936 | 0 | 239.59 | 92 | 7121.3 | 0 | 60503 | 31 | -30249890.7855 | 0 | 16938004.437 | -3751916.7026 | 50512068.3339 | 0 | -27660282.7465 | 51298605.3825 | 57086587.9189 | 4631459.9253 | 8.829%
2017-09-01 | 2017 | 9 | 45869090.9936 | 0.49 | 132.95 | 93 | 7150.1 | 1 | 60533 | 30 | -30249890.7855 | 7077.3711 | 9399005.3421 | -3792698.4059 | 50716349.5141 | -2281728.1498 | -27673997.9091 | 49643811.6605 | 45767928.6375 | -101162.3561 | 0.2205%
2017-10-01 | 2017 | 10 | 41241496.9936 | 53.33 | 27.9 | 94 | 7170.5 | 1 | 60537 | 31 | -30249890.7855 | 770277.9657 | 1972412.5539 | -3833480.1092 | 50861048.6833 | -2281728.1498 | -27675826.5974 | 51298605.3825 | 40861418.9435 | -380078.0501 | 0.9216%
2017-11-01 | 2017 | 11 | 39186018.9936 | 207.66 | 0.69 | 95 | 7189.6 | 1 | 60558 | 30 | -30249890.7855 | 2999361.0041 | 48780.0954 | -3874261.8125 | 50996526.8271 | -2281728.1498 | -27685427.2112 | 49643811.6605 | 39597171.6281 | 411152.6344 | 1.049%
2017-12-01 | 2017 | 12 | 47202885.9936 | 351.65 | 0 | 96 | 7203.1 | 0 | 60594 | 31 | -30249890.7855 | 5079097.0677 | 0 | -3915043.5157 | 51092283.6303 | 0 | -27701885.4063 | 51298605.3825 | 45603166.3729 | -1599719.6207 | 3.389%
2018-01-01 | 2018 | 1 | 48557804.3568 | 477.14 | 0 | 97 | 7199.8 | 0 | 60779 | 31 | -30249890.7855 | 6891626.2616 | 0 | -3955825.219 | 51068876.4117 | 0 | -27786462.2423 | 51298605.3825 | 47266929.8089 | -1290874.5478 | 2.658%
2018-02-01 | 2018 | 2 | 40484293.3568 | 417.05 | 0 | 98 | 7189.2 | 0 | 60797 | 28 | -30249890.7855 | 6023709.4614 | 0 | -3996606.9223 | 50993689.5885 | 0 | -27794691.3399 | 46334224.2164 | 41310434.2186 | 826140.8618 | 2.041%
2018-03-01 | 2018 | 3 | 41820071.3568 | 332.71 | 0.03 | 99 | 7185 | 1 | 60798 | 31 | -30249890.7855 | 4805535.0076 | 2120.8737 | -4037388.6256 | 50963898.583 | -2281728.1498 | -27795148.512 | 51298605.3825 | 42706003.7739 | 885932.4171 | 2.118%
2018-04-01 | 2018 | 4 | 38863607.3568 | 164.54 | 1.45 | 100 | 7198.2 | 1 | 60792 | 30 | -30249890.7855 | 2376552.3433 | 102508.8962 | -4078170.3289 | 51057527.4573 | -2281728.1498 | -27792405.4794 | 49643811.6605 | 38778205.6135 | -85401.7432 | 0.2197%
2018-05-01 | 2018 | 5 | 41888037.3568 | 35.92 | 50.69 | 101 | 7208.1 | 1 | 60822 | 31 | -30249890.7855 | 518814.6358 | 3583569.6186 | -4118952.0322 | 51127749.1129 | -2281728.1498 | -27806120.642 | 51298605.3825 | 42072047.1402 | 184009.7835 | 0.4393%
2018-06-01 | 2018 | 6 | 52737113.3568 | 0.38 | 145.18 | 102 | 7224.1 | 0 | 60920 | 30 | -30249890.7855 | 5488.5735 | 10263614.8594 | -4159733.7355 | 51241238.6574 | 0 | -27850923.5065 | 49643811.6605 | 48893605.7233 | -3843507.6334 | 7.288%
2018-07-01 | 2018 | 7 | 65507958.3568 | 0 | 268.19 | 103 | 7258.6 | 0 | 60944 | 31 | -30249890.7855 | 0 | 18959904.0443 | -4200515.4388 | 51485950.4878 | 0 | -27861895.6366 | 51298605.3825 | 59432158.0537 | -6075800.3031 | 9.275%
2018-08-01 | 2018 | 8 | 63722121.3568 | 0 | 239.59 | 104 | 7264.8 | 0 | 60940 | 31 | -30249890.7855 | 0 | 16938004.437 | -4241297.1421 | 51529927.6863 | 0 | -27860066.9482 | 51298605.3825 | 57415282.63 | -6306838.7268 | 9.897%
2018-09-01 | 2018 | 9 | 51293687.3568 | 0.49 | 132.95 | 105 | 7268.1 | 1 | 60973 | 30 | -30249890.7855 | 7077.3711 | 9399005.3421 | -4282078.8453 | 51553334.9048 | -2281728.1498 | -27875153.6271 | 49643811.6605 | 45914377.8708 | -5379309.486 | 10.49%
2018-10-01 | 2018 | 10 | 41037608.3568 | 53.33 | 27.9 | 106 | 7253 | 1 | 60992 | 31 | -30249890.7855 | 770277.9657 | 1972412.5539 | -4322860.5486 | 51446229.1472 | -2281728.1498 | -27883839.8967 | 51298605.3825 | 40749205.6686 | -288402.6882 | 0.7028%
2018-11-01 | 2018 | 11 | 41154130.3568 | 207.66 | 0.69 | 107 | 7273.5 | 1 | 61031 | 30 | -30249890.7855 | 2999361.0041 | 48780.0954 | -4363642.2519 | 51591637.6261 | -2281728.1498 | -27901669.6081 | 49643811.6605 | 39486659.5907 | -1667470.766 | 4.052%
2018-12-01 | 2018 | 12 | 46187584.3568 | 351.65 | 0 | 108 | 7289.2 | 0 | 61253 | 31 | -30249890.7855 | 5079097.0677 | 0 | -4404423.9552 | 51702999.2417 | 0 | -28003161.8113 | 51298605.3825 | 45423225.1399 | -764359.2169 | 1.655%
2019-01-01 | 2019 | 1 | 47945778.3685 | 477.14 | 0 | 109 | 7315.7 | 0 | 61267 | 31 | -30249890.7855 | 6891626.2616 | 0 | -4445205.6585 | 51890966.2998 | 0 | -28009562.2205 | 51298605.3825 | 47376539.2793 | -569239.0891 | 1.187%
2019-02-01 | 2019 | 2 | 42834509.3685 | 417.05 | 0 | 110 | 7346.7 | 0 | 61283 | 28 | -30249890.7855 | 6023709.4614 | 0 | -4485987.3618 | 52110852.2923 | 0 | -28016876.9739 | 46334224.2164 | 41716030.8489 | -1118478.5196 | 2.611%
2019-03-01 | 2019 | 3 | 43153130.3685 | 332.71 | 0.03 | 111 | 7371 | 1 | 61278 | 31 | -30249890.7855 | 4805535.0076 | 2120.8737 | -4526769.0651 | 52283214.538 | -2281728.1498 | -28014591.1135 | 51298605.3825 | 43316496.6879 | 163366.3194 | 0.3786%
2019-04-01 | 2019 | 4 | 38136217.3685 | 164.54 | 1.45 | 112 | 7395.4 | 1 | 61471 | 30 | -30249890.7855 | 2376552.3433 | 102508.8962 | -4567550.7684 | 52456286.0934 | -2281728.1498 | -28102825.3261 | 49643811.6605 | 39377163.9635 | 1240946.595 | 3.254%
2019-05-01 | 2019 | 5 | 38687535.3685 | 35.92 | 50.69 | 113 | 7412.6 | 1 | 61467 | 31 | -30249890.7855 | 518814.6358 | 3583569.6186 | -4608332.4717 | 52578287.3537 | -2281728.1498 | -28100996.6378 | 51298605.3825 | 42738328.9458 | 4050793.5773 | 10.47%
2019-06-01 | 2019 | 6 | 45809351.3685 | 0.38 | 145.18 | 114 | 7430.3 | 0 | 61472 | 30 | -30249890.7855 | 5488.5735 | 10263614.8594 | -4649114.1749 | 52703835.1623 | 0 | -28103282.4982 | 49643811.6605 | 49614462.7971 | 3805111.4286 | 8.306%
2019-07-01 | 2019 | 7 | 63706883.3685 | 0 | 268.19 | 115 | 7432.9 | 0 | 61470 | 31 | -30249890.7855 | 0 | 18959904.0443 | -4689895.8782 | 52722277.2133 | 0 | -28102368.1541 | 51298605.3825 | 59938631.8223 | -3768251.5462 | 5.915%
2019-08-01 | 2019 | 8 | 58791321.3685 | 0 | 239.59 | 116 | 7449.6 | 0 | 61464 | 31 | -30249890.7855 | 0 | 16938004.437 | -4730677.5815 | 52840731.9254 | 0 | -28099625.1215 | 51298605.3825 | 57997148.2563 | -794173.1121 | 1.351%
2019-09-01 | 2019 | 9 | 44845897.3685 | 0.49 | 132.95 | 117 | 7478.3 | 1 | 61464 | 30 | -30249890.7855 | 7077.3711 | 9399005.3421 | -4771459.2848 | 53044303.7959 | -2281728.1498 | -28099625.1215 | 49643811.6605 | 46691494.8279 | 1845597.4594 | 4.115%
2019-10-01 | 2019 | 10 | 39953111.3685 | 53.33 | 27.9 | 118 | 7504 | 1 | 61500 | 31 | -30249890.7855 | 770277.9657 | 1972412.5539 | -4812240.9881 | 53226596.3768 | -2281728.1498 | -28116083.3166 | 51298605.3825 | 41807949.0387 | 1854837.6703 | 4.643%
2019-11-01 | 2019 | 11 | 40978579.3685 | 207.66 | 0.69 | 119 | 7517.3 | 1 | 61496 | 30 | -30249890.7855 | 2999361.0041 | 48780.0954 | -4853022.6914 | 53320934.5606 | -2281728.1498 | -28114254.6283 | 49643811.6605 | 40513991.0656 | -464588.3029 | 1.134%
2019-12-01 | 2019 | 12 | 46059960.3685 | 351.65 | 0 | 120 | 7525 | 0 | 61500 | 31 | -30249890.7855 | 5079097.0677 | 0 | -4893804.3947 | 53375551.4039 | 0 | -28116083.3166 | 51298605.3825 | 46493475.3573 | 433514.9888 | 0.9412%
2020-01-01 | 2020 | 1 | 45678556.1121 | 477.14 | 0 | 121 | 7454.6983 | 0 | 61510 | 31 | -30249890.7855 | 6891626.2616 | 0 | -4934586.098 | 52876894.6595 | 0 | -28120655.0375 | 51298605.3825 | 47761994.3826
2020-02-01 | 2020 | 2 | 41650372.1121 | 417.05 | 0 | 122 | 7486.2873 | 0 | 61517 | 29 | -30249890.7855 | 6023709.4614 | 0 | -4975367.8013 | 53100958.4858 | 0 | -28123855.2421 | 47989017.9384 | 43764572.0568
2020-03-01 | 2020 | 3 | 42916107.1121 | 332.71 | 0.03 | 123 | 7511.049 | 1 | 61554 | 31 | -30249890.7855 | 4805535.0076 | 2120.8737 | -5016149.5045 | 53276595.6142 | -2281728.1498 | -28140770.6093 | 51298605.3825 | 43694317.8288
2020-04-01 | 2020 | 4 | 41293984.1121 | 164.54 | 1.45 | 124 | 7535.9126 | 1 | 61567 | 30 | -30249890.7855 | 2376552.3433 | 102508.8962 | -5056931.2078 | 53452955.5292 | -2281728.1498 | -28146713.8464 | 49643811.6605 | 39840564.4395
2020-05-01 | 2020 | 5 | 46423681.1121 | 35.92 | 50.69 | 125 | 7553.4394 | 1 | 61593 | 31 | -30249890.7855 | 518814.6358 | 3583569.6186 | -5097712.9111 | 53577274.8135 | -2281728.1498 | -28158600.3207 | 51298605.3825 | 43190332.2831
2020-06-01 | 2020 | 6 | 59123518.1121 | 0.38 | 145.18 | 126 | 7571.4757 | 0 | 61616 | 30 | -30249890.7855 | 5488.5735 | 10263614.8594 | -5138494.6144 | 53705208.0304 | 0 | -28169115.2787 | 49643811.6605 | 50060622.4452
2020-07-01 | 2020 | 7 |  | 0 | 268.19 | 127 | 7574.1251 | 0 | 61659 | 31 | -30249890.7855 | 0 | 18959904.0443 | -5179276.3177 | 53724000.4804 | 0 | -28188773.6784 | 51298605.3825 | 60364569.1255
2020-08-01 | 2020 | 8 |  | 0 | 239.59 | 128 | 7591.1424 | 0 | 61692.604 | 31 | -30249890.7855 | 0 | 16938004.437 | -5220058.021 | 53844705.832 | 0 | -28204136.4707 | 51298605.3825 | 58407230.3743
2020-09-01 | 2020 | 9 |  | 0.49 | 132.95 | 129 | 7620.3877 | 1 | 61726.2262 | 30 | -30249890.7855 | 7077.3711 | 9399005.3421 | -5260839.7243 | 54052145.568 | -2281728.1498 | -28219507.6357 | 49643811.6605 | 47090073.6464
2020-10-01 | 2020 | 10 |  | 53.33 | 27.9 | 130 | 7646.576 | 1 | 61759.8668 | 31 | -30249890.7855 | 770277.9657 | 1972412.5539 | -5301621.4276 | 54237901.7079 | -2281728.1498 | -28234887.1779 | 51298605.3825 | 42211070.0692
2020-11-01 | 2020 | 11 |  | 207.66 | 0.69 | 131 | 7660.1287 | 1 | 61793.5258 | 30 | -30249890.7855 | 2999361.0041 | 48780.0954 | -5342403.1309 | 54334032.3173 | -2281728.1498 | -28250275.1019 | 49643811.6605 | 40901687.9092
2020-12-01 | 2020 | 12 |  | 351.65 | 0 | 132 | 7667.975 | 0 | 61827.203 | 31 | -30249890.7855 | 5079097.0677 | 0 | -5383184.8341 | 54389686.8806 | 0 | -28265671.4123 | 51298605.3825 | 46868642.2989
2021-01-01 | 2021 | 1 |  | 477.14 | 0 | 133 | 7544.1547 | 0 | 61869.9266 | 31 | -30249890.7855 | 6891626.2616 | 0 | -5423966.5374 | 53511417.3954 | 0 | -28285203.4195 | 51298605.3825 | 47742588.2971
2021-02-01 | 2021 | 2 |  | 417.05 | 0 | 134 | 7576.1227 | 0 | 61903.6455 | 28 | -30249890.7855 | 6023709.4614 | 0 | -5464748.2407 | 53738169.9876 | 0 | -28300618.7657 | 46334224.2164 | 42080845.8735
2021-03-01 | 2021 | 3 |  | 332.71 | 0.03 | 135 | 7601.1816 | 1 | 61937.3828 | 31 | -30249890.7855 | 4805535.0076 | 2120.8737 | -5505529.944 | 53915914.7616 | -2281728.1498 | -28316042.5132 | 51298605.3825 | 43668984.6328
2021-04-01 | 2021 | 4 |  | 164.54 | 1.45 | 136 | 7626.3436 | 1 | 61971.1385 | 30 | -30249890.7855 | 2376552.3433 | 102508.8962 | -5546311.6473 | 54094390.9955 | -2281728.1498 | -28331474.6666 | 49643811.6605 | 39807858.6462
2021-05-01 | 2021 | 5 |  | 35.92 | 50.69 | 137 | 7644.0807 | 1 | 62004.9125 | 31 | -30249890.7855 | 518814.6358 | 3583569.6186 | -5587093.3506 | 54220202.1112 | -2281728.1498 | -28346915.2305 | 51298605.3825 | 43155564.2316
2021-06-01 | 2021 | 6 |  | 0.38 | 145.18 | 138 | 7662.3334 | 0 | 62038.705 | 30 | -30249890.7855 | 5488.5735 | 10263614.8594 | -5627875.0539 | 54349670.5268 | 0 | -28362364.2095 | 49643811.6605 | 50022455.5714
2021-07-01 | 2021 | 7 |  | 0 | 268.19 | 139 | 7665.0146 | 0 | 62072.5159 | 31 | -30249890.7855 | 0 | 18959904.0443 | -5668656.7572 | 54368688.4862 | 0 | -28377821.6081 | 51298605.3825 | 60330828.7622
2021-08-01 | 2021 | 8 |  | 0 | 239.59 | 140 | 7682.2361 | 0 | 62106.3452 | 31 | -30249890.7855 | 0 | 16938004.437 | -5709438.4605 | 54490842.302 | 0 | -28393287.4309 | 51298605.3825 | 58374835.4446
2021-09-01 | 2021 | 9 |  | 0.49 | 132.95 | 141 | 7711.8324 | 1 | 62140.193 | 30 | -30249890.7855 | 7077.3711 | 9399005.3421 | -5750220.1637 | 54700771.3148 | -2281728.1498 | -28408761.6825 | 49643811.6605 | 47060064.9069
2021-10-01 | 2021 | 10 |  | 53.33 | 27.9 | 142 | 7738.3349 | 1 | 62174.0592 | 31 | -30249890.7855 | 770277.9657 | 1972412.5539 | -5791001.867 | 54888756.5284 | -2281728.1498 | -28424244.3676 | 51298605.3825 | 42183187.2605
2021-11-01 | 2021 | 11 |  | 207.66 | 0.69 | 143 | 7752.0502 | 1 | 62207.9439 | 30 | -30249890.7855 | 2999361.0041 | 48780.0954 | -5831783.5703 | 54986040.7051 | -2281728.1498 | -28439735.4907 | 49643811.6605 | 40874855.4687
2021-12-01 | 2021 | 12 |  | 351.65 | 0 | 144 | 7759.9907 | 0 | 62241.847 | 31 | -30249890.7855 | 5079097.0677 | 0 | -5872565.2736 | 55042363.1232 | 0 | -28455235.0564 | 51298605.3825 | 46842374.4579

## GS<50 Normalized Monthly
Date | Year | Month | GS_lt_50_NoCDM | HDD12 | CDD16 | Trend | Tor_FTEAdj | Shoulder | GS_lt_50_Customersomers | Month Days | const | HDD12 | CDD16 | Trend | Tor_FTEAdj | Shoulder | GS_lt_50_Customersomers | Month Days | Predicted/Normalized
2010-01-01 | 2010 | 1 | 15762767 | 477.14 | 0 | 1 | 2836.8 | 0 | 4982 | 31 | -27557429.0829 | 2376816.0693 | 0 | -23176.7862 | 4997568.8331 | 0 | 24865304.209 | 10890537.9254 | 15549621.1678
2010-02-01 | 2010 | 2 | 14456043 | 417.05 | 0 | 2 | 2842.3 | 0 | 4991 | 28 | -27557429.0829 | 2077484.8927 | 0 | -46353.5723 | 5007258.141 | 0 | 24910223.4659 | 9836614.9004 | 14227798.7447
2010-03-01 | 2010 | 3 | 14266604 | 332.71 | 0 | 3 | 2849.8 | 1 | 4993 | 31 | -27557429.0829 | 1657355.23 | 0 | -69530.3585 | 5020470.8335 | -215549.8862 | 24920205.523 | 10890537.9254 | 14646060.1843
2010-04-01 | 2010 | 4 | 12709245 | 164.54 | 0.17 | 4 | 2844.4 | 1 | 4962 | 30 | -27557429.0829 | 819636.4087 | 2297.565 | -92707.1447 | 5010957.6949 | -215549.8862 | 24765483.6381 | 10539230.2504 | 13271919.4434
2010-05-01 | 2010 | 5 | 13617876 | 35.92 | 30.08 | 5 | 2847.5 | 1 | 4969 | 31 | -27557429.0829 | 178931.2009 | 406533.8543 | -115883.9309 | 5016418.9411 | -215549.8862 | 24800420.8379 | 10890537.9254 | 13403979.8598
2010-06-01 | 2010 | 6 | 14352297 | 0.38 | 94.58 | 6 | 2859.9 | 0 | 4976 | 30 | -27557429.0829 | 1892.9247 | 1278257.0459 | -139060.717 | 5038263.9262 | 0 | 24835358.0377 | 10539230.2504 | 13996512.385
2010-07-01 | 2010 | 7 | 16022256 | 0 | 206.28 | 7 | 2878.7 | 0 | 4982 | 31 | -27557429.0829 | 0 | 2787892.4025 | -162237.5032 | 5071383.7422 | 0 | 24865304.209 | 10890537.9254 | 15895451.693
2010-08-01 | 2010 | 8 | 15750964 | 0 | 177.64 | 8 | 2895.3 | 0 | 4983 | 31 | -27557429.0829 | 0 | 2400820.2753 | -185414.2894 | 5100627.835 | 0 | 24870295.2375 | 10890537.9254 | 15519437.901
2010-09-01 | 2010 | 9 | 13403453 | 0.49 | 85.65 | 9 | 2891.8 | 1 | 4981 | 30 | -27557429.0829 | 2440.8766 | 1157567.3079 | -208591.0756 | 5094461.9118 | -215549.8862 | 24860313.1804 | 10539230.2504 | 13672443.4826
2010-10-01 | 2010 | 10 | 13142565 | 53.33 | 12.22 | 10 | 2893.7 | 1 | 4981 | 31 | -27557429.0829 | 265657.0419 | 165154.3783 | -231767.8617 | 5097809.1273 | -215549.8862 | 24860313.1804 | 10890537.9254 | 13274724.8226
2010-11-01 | 2010 | 11 | 13574075 | 207.66 | 0.01 | 11 | 2893.6 | 1 | 5023 | 30 | -27557429.0829 | 1034433.5519 | 135.1509 | -254944.6479 | 5097632.958 | -215549.8862 | 25069936.3793 | 10539230.2504 | 13713444.6736
2010-12-01 | 2010 | 12 | 15142180 | 351.65 | 0 | 12 | 2918.5 | 0 | 5036 | 31 | -27557429.0829 | 1751702.5837 | 0 | -278121.4341 | 5141499.0973 | 0 | 25134819.7504 | 10890537.9254 | 15083008.8399
2011-01-01 | 2011 | 1 | 15995127.3349 | 477.14 | 0 | 13 | 2938.5 | 0 | 5045 | 31 | -27557429.0829 | 2376816.0693 | 0 | -301298.2203 | 5176732.9442 | 0 | 25179739.0073 | 10890537.9254 | 15765098.6431
2011-02-01 | 2011 | 2 | 14555084.3349 | 417.05 | 0 | 14 | 2947.4 | 0 | 5089 | 28 | -27557429.0829 | 2077484.8927 | 0 | -324475.0064 | 5192412.006 | 0 | 25399344.2632 | 9836614.9004 | 14623951.9731
2011-03-01 | 2011 | 3 | 15164745.3349 | 332.71 | 0 | 15 | 2938.7 | 1 | 5088 | 31 | -27557429.0829 | 1657355.23 | 0 | -347651.7926 | 5177085.2826 | -215549.8862 | 25394353.2347 | 10890537.9254 | 14998700.9111
2011-04-01 | 2011 | 4 | 13518631.3349 | 164.54 | 0.17 | 16 | 2929.9 | 1 | 5085 | 30 | -27557429.0829 | 819636.4087 | 2297.565 | -370828.5788 | 5161582.39 | -215549.8862 | 25379380.1491 | 10539230.2504 | 13758319.2154
2011-05-01 | 2011 | 5 | 13626861.3349 | 35.92 | 30.08 | 17 | 2930.2 | 1 | 5078 | 31 | -27557429.0829 | 178931.2009 | 406533.8543 | -394005.365 | 5162110.8977 | -215549.8862 | 25344442.9493 | 10890537.9254 | 13815572.4937
2011-06-01 | 2011 | 6 | 14487788.3349 | 0.38 | 94.58 | 18 | 2934.9 | 0 | 5082 | 30 | -27557429.0829 | 1892.9247 | 1278257.0459 | -417182.1511 | 5170390.8517 | 0 | 25364407.0634 | 10539230.2504 | 14379566.9022
2011-07-01 | 2011 | 7 | 16609782.3349 | 0 | 206.28 | 19 | 2928.1 | 0 | 5096 | 31 | -27557429.0829 | 0 | 2787892.4025 | -440358.9373 | 5158411.3438 | 0 | 25434281.4631 | 10890537.9254 | 16273335.1146
2011-08-01 | 2011 | 8 | 15863299.3349 | 0 | 177.64 | 20 | 2922.7 | 0 | 5089 | 31 | -27557429.0829 | 0 | 2400820.2753 | -463535.7235 | 5148898.2052 | 0 | 25399344.2632 | 10890537.9254 | 15818635.8628
2011-09-01 | 2011 | 9 | 13532144.3349 | 0.49 | 85.65 | 21 | 2918.3 | 1 | 5088 | 30 | -27557429.0829 | 2440.8766 | 1157567.3079 | -486712.5097 | 5141146.7589 | -215549.8862 | 25394353.2347 | 10539230.2504 | 13975046.9499
2011-10-01 | 2011 | 10 | 13280230.3349 | 53.33 | 12.22 | 22 | 2912.1 | 1 | 5102 | 31 | -27557429.0829 | 265657.0419 | 165154.3783 | -509889.2958 | 5130224.2664 | -215549.8862 | 25464227.6343 | 10890537.9254 | 13632932.9815
2011-11-01 | 2011 | 11 | 13582759.3349 | 207.66 | 0.01 | 23 | 2908.5 | 1 | 5122 | 30 | -27557429.0829 | 1034433.5519 | 135.1509 | -533066.082 | 5123882.1739 | -215549.8862 | 25564048.2052 | 10539230.2504 | 13955684.2813
2011-12-01 | 2011 | 12 | 14822411.3349 | 351.65 | 0 | 24 | 2903 | 0 | 5123 | 31 | -27557429.0829 | 1751702.5837 | 0 | -556242.8682 | 5114192.8661 | 0 | 25569039.2338 | 10890537.9254 | 15211800.6579
2012-01-01 | 2012 | 1 | 15492130.2817 | 477.14 | 0 | 25 | 2903.3 | 0 | 5121 | 31 | -27557429.0829 | 2376816.0693 | 0 | -579419.6544 | 5114721.3738 | 0 | 25559057.1767 | 10890537.9254 | 15804283.808
2012-02-01 | 2012 | 2 | 14445977.2817 | 417.05 | 0 | 26 | 2901.2 | 0 | 5127 | 29 | -27557429.0829 | 2077484.8927 | 0 | -602596.4405 | 5111021.8198 | 0 | 25589003.3479 | 10187922.5754 | 14805407.1125
2012-03-01 | 2012 | 3 | 14326333.2817 | 332.71 | 0 | 27 | 2907.4 | 1 | 5122 | 31 | -27557429.0829 | 1657355.23 | 0 | -625773.2267 | 5121944.3124 | -215549.8862 | 25564048.2052 | 10890537.9254 | 14835133.4773
2012-04-01 | 2012 | 4 | 13184039.2817 | 164.54 | 0.17 | 28 | 2912.5 | 1 | 5123 | 30 | -27557429.0829 | 819636.4087 | 2297.565 | -648950.0129 | 5130928.9433 | -215549.8862 | 25569039.2338 | 10539230.2504 | 13639203.4193
2012-05-01 | 2012 | 5 | 13982977.2817 | 35.92 | 30.08 | 29 | 2917.9 | 1 | 5123 | 31 | -27557429.0829 | 178931.2009 | 406533.8543 | -672126.7991 | 5140442.0819 | -215549.8862 | 25569039.2338 | 10890537.9254 | 13740378.5283
2012-06-01 | 2012 | 6 | 14982710.2817 | 0.38 | 94.58 | 30 | 2928.6 | 0 | 5127 | 30 | -27557429.0829 | 1892.9247 | 1278257.0459 | -695303.5852 | 5159292.19 | 0 | 25589003.3479 | 10539230.2504 | 14314943.0909
2012-07-01 | 2012 | 7 | 16737303.2817 | 0 | 206.28 | 31 | 2949.2 | 0 | 5135 | 31 | -27557429.0829 | 0 | 2787892.4025 | -718480.3714 | 5195583.0522 | 0 | 25628931.5763 | 10890537.9254 | 16227035.5022
2012-08-01 | 2012 | 8 | 15895184.2817 | 0 | 177.64 | 32 | 2968.4 | 0 | 5147 | 31 | -27557429.0829 | 0 | 2400820.2753 | -741657.1576 | 5229407.5452 | 0 | 25688823.9188 | 10890537.9254 | 15910503.4243
2012-09-01 | 2012 | 9 | 14172207.2817 | 0.49 | 85.65 | 33 | 2985.6 | 1 | 5148 | 30 | -27557429.0829 | 2440.8766 | 1157567.3079 | -764833.9438 | 5259708.6534 | -215549.8862 | 25693814.9474 | 10539230.2504 | 14114949.123
2012-10-01 | 2012 | 10 | 13656586.2817 | 53.33 | 12.22 | 34 | 3002.1 | 1 | 5150 | 31 | -27557429.0829 | 265657.0419 | 165154.3783 | -788010.7299 | 5288776.5771 | -215549.8862 | 25703797.0045 | 10890537.9254 | 13752933.2282
2012-11-01 | 2012 | 11 | 14160121.2817 | 207.66 | 0.01 | 35 | 3019.5 | 1 | 5162 | 30 | -27557429.0829 | 1034433.5519 | 135.1509 | -811187.5161 | 5319430.0238 | -215549.8862 | 25763689.347 | 10539230.2504 | 14072751.8389
2012-12-01 | 2012 | 12 | 15041472.2817 | 351.65 | 0 | 36 | 3030.3 | 0 | 5168 | 31 | -27557429.0829 | 1751702.5837 | 0 | -834364.3023 | 5338456.3011 | 0 | 25793635.5183 | 10890537.9254 | 15382538.9433
2013-01-01 | 2013 | 1 | 15838016.6227 | 477.14 | 0 | 37 | 3038 | 0 | 5177 | 31 | -27557429.0829 | 2376816.0693 | 0 | -857541.0885 | 5352021.3321 | 0 | 25838554.7752 | 10890537.9254 | 16042959.9307
2013-02-01 | 2013 | 2 | 14586196.6227 | 417.05 | 0 | 38 | 3041.7 | 0 | 5175 | 28 | -27557429.0829 | 2077484.8927 | 0 | -880717.8746 | 5358539.5938 | 0 | 25828572.7181 | 9836614.9004 | 14663065.1475
2013-03-01 | 2013 | 3 | 15372207.6227 | 332.71 | 0 | 39 | 3045.3 | 1 | 5178 | 31 | -27557429.0829 | 1657355.23 | 0 | -903894.6608 | 5364881.6862 | -215549.8862 | 25843545.8037 | 10890537.9254 | 15079447.0155
2013-04-01 | 2013 | 4 | 13920639.6227 | 164.54 | 0.17 | 40 | 3057 | 1 | 5137 | 30 | -27557429.0829 | 819636.4087 | 2297.565 | -927071.447 | 5385493.4866 | -215549.8862 | 25638913.6334 | 10539230.2504 | 13685520.9281
2013-05-01 | 2013 | 5 | 13887530.6227 | 35.92 | 30.08 | 41 | 3073.7 | 1 | 5144 | 31 | -27557429.0829 | 178931.2009 | 406533.8543 | -950248.2331 | 5414913.7487 | -215549.8862 | 25673850.8332 | 10890537.9254 | 13841540.3604
2013-06-01 | 2013 | 6 | 14423533.6227 | 0.38 | 94.58 | 42 | 3092.4 | 0 | 5144 | 30 | -27557429.0829 | 1892.9247 | 1278257.0459 | -973425.0193 | 5447857.3954 | 0 | 25673850.8332 | 10539230.2504 | 14410234.3475
2013-07-01 | 2013 | 7 | 16236138.6227 | 0 | 206.28 | 43 | 3100 | 0 | 5148 | 31 | -27557429.0829 | 0 | 2787892.4025 | -996601.8055 | 5461246.2572 | 0 | 25693814.9474 | 10890537.9254 | 16279460.6442
2013-08-01 | 2013 | 8 | 15500151.6227 | 0 | 177.64 | 44 | 3110.2 | 0 | 5147 | 31 | -27557429.0829 | 0 | 2400820.2753 | -1019778.5917 | 5479215.5191 | 0 | 25688823.9188 | 10890537.9254 | 15882189.9641
2013-09-01 | 2013 | 9 | 14135606.6227 | 0.49 | 85.65 | 45 | 3116.8 | 1 | 5152 | 30 | -27557429.0829 | 2440.8766 | 1157567.3079 | -1042955.3778 | 5490842.6886 | -215549.8862 | 25713779.0616 | 10539230.2504 | 14087925.8382
2013-10-01 | 2013 | 10 | 13724627.6227 | 53.33 | 12.22 | 46 | 3116 | 1 | 5151 | 31 | -27557429.0829 | 265657.0419 | 165154.3783 | -1066132.164 | 5489433.3347 | -215549.8862 | 25708788.033 | 10890537.9254 | 13680459.5803
2013-11-01 | 2013 | 11 | 14236916.6227 | 207.66 | 0.01 | 47 | 3113.4 | 1 | 5173 | 30 | -27557429.0829 | 1034433.5519 | 135.1509 | -1089308.9502 | 5484852.9346 | -215549.8862 | 25818590.661 | 10539230.2504 | 14014954.6296
2013-12-01 | 2013 | 12 | 15780327.6227 | 351.65 | 0 | 48 | 3108.4 | 0 | 5176 | 31 | -27557429.0829 | 1751702.5837 | 0 | -1112485.7364 | 5476044.4729 | 0 | 25833563.7466 | 10890537.9254 | 15281933.9094
2014-01-01 | 2014 | 1 | 16666551.6441 | 477.14 | 0 | 49 | 3105.1 | 0 | 5174 | 31 | -27557429.0829 | 2376816.0693 | 0 | -1135662.5225 | 5470230.8882 | 0 | 25823581.6895 | 10890537.9254 | 15868074.9671
2014-02-01 | 2014 | 2 | 15212265.6441 | 417.05 | 0 | 50 | 3109.9 | 0 | 5177 | 28 | -27557429.0829 | 2077484.8927 | 0 | -1158839.3087 | 5478687.0114 | 0 | 25838554.7752 | 9836614.9004 | 14515073.1881
2014-03-01 | 2014 | 3 | 15928487.6441 | 332.71 | 0 | 51 | 3115.2 | 1 | 5180 | 31 | -27557429.0829 | 1657355.23 | 0 | -1182016.0949 | 5488023.9808 | -215549.8862 | 25853527.8608 | 10890537.9254 | 14934449.9331
2014-04-01 | 2014 | 4 | 13755808.6441 | 164.54 | 0.17 | 52 | 3126.8 | 1 | 5185 | 30 | -27557429.0829 | 819636.4087 | 2297.565 | -1205192.8811 | 5508459.612 | -215549.8862 | 25878483.0035 | 10539230.2504 | 13769934.9895
2014-05-01 | 2014 | 5 | 13728640.6441 | 35.92 | 30.08 | 53 | 3114.3 | 1 | 5182 | 31 | -27557429.0829 | 178931.2009 | 406533.8543 | -1228369.6672 | 5486438.4577 | -215549.8862 | 25863509.9179 | 10890537.9254 | 13824602.72
2014-06-01 | 2014 | 6 | 14380195.6441 | 0.38 | 94.58 | 54 | 3091.8 | 0 | 5192.5 | 30 | -27557429.0829 | 1892.9247 | 1278257.0459 | -1251546.4534 | 5446800.38 | 0 | 25915915.7176 | 10539230.2504 | 14373120.7824
2014-07-01 | 2014 | 7 | 15171411.6441 | 0 | 206.28 | 55 | 3067.1 | 0 | 5203 | 31 | -27557429.0829 | 0 | 2787892.4025 | -1274723.2396 | 5403286.5792 | 0 | 25968321.5173 | 10890537.9254 | 16217886.102
2014-08-01 | 2014 | 8 | 14799566.6441 | 0 | 177.64 | 56 | 3056.5 | 0 | 5210 | 31 | -27557429.0829 | 0 | 2400820.2753 | -1297900.0258 | 5384612.6404 | 0 | 26003258.7171 | 10890537.9254 | 15823900.4496
2014-09-01 | 2014 | 9 | 13670813.6441 | 0.49 | 85.65 | 57 | 3058.5 | 1 | 5214 | 30 | -27557429.0829 | 2440.8766 | 1157567.3079 | -1321076.8119 | 5388136.0251 | -215549.8862 | 26023222.8313 | 10539230.2504 | 14016541.5104
2014-10-01 | 2014 | 10 | 13266929.6441 | 53.33 | 12.22 | 58 | 3072.7 | 1 | 5215 | 31 | -27557429.0829 | 265657.0419 | 165154.3783 | -1344253.5981 | 5413152.0563 | -215549.8862 | 26028213.8599 | 10890537.9254 | 13645482.6947
2014-11-01 | 2014 | 11 | 14011300.6441 | 207.66 | 0.01 | 59 | 3082 | 1 | 5219 | 30 | -27557429.0829 | 1034433.5519 | 135.1509 | -1367430.3843 | 5429535.7951 | -215549.8862 | 26048177.974 | 10539230.2504 | 13911103.3691
2014-12-01 | 2014 | 12 | 15136895.6441 | 351.65 | 0 | 60 | 3080.1 | 0 | 5230 | 31 | -27557429.0829 | 1751702.5837 | 0 | -1390607.1705 | 5426188.5797 | 0 | 26103079.288 | 10890537.9254 | 15223472.1235
2015-01-01 | 2015 | 1 | 16182248.9728 | 477.14 | 0 | 61 | 3076.8 | 0 | 5230 | 31 | -27557429.0829 | 2376816.0693 | 0 | -1413783.9566 | 5420374.9949 | 0 | 26103079.288 | 10890537.9254 | 15819595.2382
2015-02-01 | 2015 | 2 | 15129726.9728 | 417.05 | 0 | 62 | 3085.5 | 0 | 5234 | 28 | -27557429.0829 | 2077484.8927 | 0 | -1436960.7428 | 5435701.7183 | 0 | 26123043.4022 | 9836614.9004 | 14478455.088
2015-03-01 | 2015 | 3 | 15539703.9728 | 332.71 | 0 | 63 | 3108.7 | 1 | 5236 | 31 | -27557429.0829 | 1657355.23 | 0 | -1460137.529 | 5476572.9806 | -215549.8862 | 26133025.4593 | 10890537.9254 | 14924375.0973
2015-04-01 | 2015 | 4 | 13711648.9728 | 164.54 | 0.17 | 64 | 3122.7 | 1 | 5236 | 30 | -27557429.0829 | 819636.4087 | 2297.565 | -1483314.3152 | 5501236.6734 | -215549.8862 | 26133025.4593 | 10539230.2504 | 13739133.0726
2015-05-01 | 2015 | 5 | 13844318.9728 | 35.92 | 30.08 | 65 | 3142.3 | 1 | 5250 | 31 | -27557429.0829 | 178931.2009 | 406533.8543 | -1506491.1013 | 5535765.8433 | -215549.8862 | 26202899.8589 | 10890537.9254 | 13935198.6125
2015-06-01 | 2015 | 6 | 14160378.9728 | 0.38 | 94.58 | 66 | 3163.2 | 0 | 5241 | 30 | -27557429.0829 | 1892.9247 | 1278257.0459 | -1529667.8875 | 5572585.2132 | 0 | 26157980.602 | 10539230.2504 | 14462849.0659
2015-07-01 | 2015 | 7 | 15620808.9728 | 0 | 206.28 | 67 | 3194.9 | 0 | 5240 | 31 | -27557429.0829 | 0 | 2787892.4025 | -1552844.6737 | 5628430.8604 | 0 | 26152989.5735 | 10890537.9254 | 16349577.0053
2015-08-01 | 2015 | 8 | 15851495.9728 | 0 | 177.64 | 68 | 3214.6 | 0 | 5244 | 31 | -27557429.0829 | 0 | 2400820.2753 | -1576021.4599 | 5663136.1995 | 0 | 26172953.6877 | 10890537.9254 | 15993997.5452
2015-09-01 | 2015 | 9 | 14469061.9728 | 0.49 | 85.65 | 69 | 3220.3 | 1 | 5237 | 30 | -27557429.0829 | 2440.8766 | 1157567.3079 | -1599198.246 | 5673177.8459 | -215549.8862 | 26138016.4878 | 10539230.2504 | 14138255.5536
2015-10-01 | 2015 | 10 | 13421428.9728 | 53.33 | 12.22 | 70 | 3216.5 | 1 | 5242 | 31 | -27557429.0829 | 265657.0419 | 165154.3783 | -1622375.0322 | 5666483.415 | -215549.8862 | 26162971.6306 | 10890537.9254 | 13755450.39
2015-11-01 | 2015 | 11 | 13464090.9728 | 207.66 | 0.01 | 71 | 3211.5 | 1 | 5234 | 30 | -27557429.0829 | 1034433.5519 | 135.1509 | -1645551.8184 | 5657674.9533 | -215549.8862 | 26123043.4022 | 10539230.2504 | 13935986.5213
2015-12-01 | 2015 | 12 | 14365422.9728 | 351.65 | 0 | 72 | 3220.1 | 0 | 5238 | 31 | -27557429.0829 | 1751702.5837 | 0 | -1668728.6046 | 5672825.5074 | 0 | 26143007.5164 | 10890537.9254 | 15231915.8455
2016-01-01 | 2016 | 1 | 15516489.951 | 477.14 | 0 | 73 | 3227 | 0 | 5246 | 31 | -27557429.0829 | 2376816.0693 | 0 | -1691905.3907 | 5684981.1846 | 0 | 26182935.7447 | 10890537.9254 | 15885936.4505
2016-02-01 | 2016 | 2 | 14724758.951 | 417.05 | 0 | 74 | 3221.1 | 0 | 5267 | 29 | -27557429.0829 | 2077484.8927 | 0 | -1715082.1769 | 5674587.1997 | 0 | 26287747.3442 | 10187922.5754 | 14955230.7523
2016-03-01 | 2016 | 3 | 14847791.951 | 332.71 | 0 | 75 | 3210.6 | 1 | 5268 | 31 | -27557429.0829 | 1657355.23 | 0 | -1738258.9631 | 5656089.4302 | -215549.8862 | 26292738.3727 | 10890537.9254 | 14985483.0262
2016-04-01 | 2016 | 4 | 13743186.951 | 164.54 | 0.17 | 76 | 3208.5 | 1 | 5267 | 30 | -27557429.0829 | 819636.4087 | 2297.565 | -1761435.7492 | 5652389.8762 | -215549.8862 | 26287747.3442 | 10539230.2504 | 13766886.7263
2016-05-01 | 2016 | 5 | 14047142.951 | 35.92 | 30.08 | 77 | 3217.7 | 1 | 5294 | 31 | -27557429.0829 | 178931.2009 | 406533.8543 | -1784612.5354 | 5668597.4458 | -215549.8862 | 26422505.1149 | 10890537.9254 | 14009514.0369
2016-06-01 | 2016 | 6 | 14847585.951 | 0.38 | 94.58 | 78 | 3230.3 | 0 | 5264 | 30 | -27557429.0829 | 1892.9247 | 1278257.0459 | -1807789.3216 | 5690794.7693 | 0 | 26272774.2585 | 10539230.2504 | 14417730.8444
2016-07-01 | 2016 | 7 | 16625848.951 | 0 | 206.28 | 79 | 3229.4 | 0 | 5262 | 31 | -27557429.0829 | 0 | 2787892.4025 | -1830966.1078 | 5689209.2462 | 0 | 26262792.2015 | 10890537.9254 | 16242036.5849
2016-08-01 | 2016 | 8 | 16997943.951 | 0 | 177.64 | 80 | 3224.8 | 0 | 5260 | 31 | -27557429.0829 | 0 | 2400820.2753 | -1854142.8939 | 5681105.4614 | 0 | 26252810.1444 | 10890537.9254 | 15813701.8297
2016-09-01 | 2016 | 9 | 14679158.951 | 0.49 | 85.65 | 81 | 3216.9 | 1 | 5273 | 30 | -27557429.0829 | 2440.8766 | 1157567.3079 | -1877319.6801 | 5667188.0919 | -215549.8862 | 26317693.5154 | 10539230.2504 | 14033821.3932
2016-10-01 | 2016 | 10 | 13570265.951 | 53.33 | 12.22 | 82 | 3209.8 | 1 | 5278 | 31 | -27557429.0829 | 265657.0419 | 165154.3783 | -1900496.4663 | 5654680.0763 | -215549.8862 | 26342648.6582 | 10890537.9254 | 13645202.6448
2016-11-01 | 2016 | 11 | 13638185.951 | 207.66 | 0.01 | 83 | 3207.3 | 1 | 5298 | 30 | -27557429.0829 | 1034433.5519 | 135.1509 | -1923673.2525 | 5650275.8454 | -215549.8862 | 26442469.2291 | 10539230.2504 | 13969891.8062
2016-12-01 | 2016 | 12 | 15093391.951 | 351.65 | 0 | 84 | 3203.9 | 0 | 5297 | 31 | -27557429.0829 | 1751702.5837 | 0 | -1946850.0386 | 5644286.0915 | 0 | 26437478.2005 | 10890537.9254 | 15219725.6796
2017-01-01 | 2017 | 1 | 15848949.8282 | 477.14 | 0 | 85 | 3213.3 | 0 | 5303 | 31 | -27557429.0829 | 2376816.0693 | 0 | -1970026.8248 | 5660845.9995 | 0 | 26467424.3718 | 10890537.9254 | 15868168.4584
2017-02-01 | 2017 | 2 | 14155571.8282 | 417.05 | 0 | 86 | 3230.3 | 0 | 5341 | 28 | -27557429.0829 | 2077484.8927 | 0 | -1993203.611 | 5690794.7693 | 0 | 26657083.4565 | 9836614.9004 | 14711345.325
2017-03-01 | 2017 | 3 | 15108926.8282 | 332.71 | 0 | 87 | 3247.6 | 1 | 5342 | 31 | -27557429.0829 | 1657355.23 | 0 | -2016380.3972 | 5721272.0468 | -215549.8862 | 26662074.485 | 10890537.9254 | 15141880.321
2017-04-01 | 2017 | 4 | 13649563.8282 | 164.54 | 0.17 | 88 | 3257.7 | 1 | 5344 | 30 | -27557429.0829 | 819636.4087 | 2297.565 | -2039557.1833 | 5739065.1394 | -215549.8862 | 26672056.5421 | 10539230.2504 | 13959749.7533
2017-05-01 | 2017 | 5 | 13851673.8282 | 35.92 | 30.08 | 89 | 3266.8 | 1 | 5341 | 31 | -27557429.0829 | 178931.2009 | 406533.8543 | -2062733.9695 | 5755096.5397 | -215549.8862 | 26657083.4565 | 10890537.9254 | 14052470.0383
2017-06-01 | 2017 | 6 | 14441192.8282 | 0.38 | 94.58 | 90 | 3268.7 | 0 | 5339 | 30 | -27557429.0829 | 1892.9247 | 1278257.0459 | -2085910.7557 | 5758443.7552 | 0 | 26647101.3994 | 10539230.2504 | 14581585.5371
2017-07-01 | 2017 | 7 | 15754820.8282 | 0 | 206.28 | 91 | 3270 | 0 | 5337 | 31 | -27557429.0829 | 0 | 2787892.4025 | -2109087.5419 | 5760733.9552 | 0 | 26637119.3423 | 10890537.9254 | 16409767.0007
2017-08-01 | 2017 | 8 | 15368995.8282 | 0 | 177.64 | 92 | 3278.6 | 0 | 5344 | 31 | -27557429.0829 | 0 | 2400820.2753 | -2132264.328 | 5775884.5093 | 0 | 26672056.5421 | 10890537.9254 | 16049605.8413
2017-09-01 | 2017 | 9 | 14400007.8282 | 0.49 | 85.65 | 93 | 3297.7 | 1 | 5350 | 30 | -27557429.0829 | 2440.8766 | 1157567.3079 | -2155441.1142 | 5809532.8331 | -215549.8862 | 26702002.7134 | 10539230.2504 | 14282353.8982
2017-10-01 | 2017 | 10 | 14110097.8282 | 53.33 | 12.22 | 94 | 3320.8 | 1 | 5350 | 31 | -27557429.0829 | 265657.0419 | 165154.3783 | -2178617.9004 | 5850227.9261 | -215549.8862 | 26702002.7134 | 10890537.9254 | 13921983.1158
2017-11-01 | 2017 | 11 | 14159381.8282 | 207.66 | 0.01 | 95 | 3335.4 | 1 | 5353 | 30 | -27557429.0829 | 1034433.5519 | 135.1509 | -2201794.6866 | 5875948.6343 | -215549.8862 | 26716975.799 | 10539230.2504 | 14191949.731
2017-12-01 | 2017 | 12 | 15720827.8282 | 351.65 | 0 | 96 | 3352.3 | 0 | 5356 | 31 | -27557429.0829 | 1751702.5837 | 0 | -2224971.4727 | 5905721.2349 | 0 | 26731948.8846 | 10890537.9254 | 15497510.0731
2018-01-01 | 2018 | 1 | 16637342.7115 | 477.14 | 0 | 97 | 3357.1 | 0 | 5365 | 31 | -27557429.0829 | 2376816.0693 | 0 | -2248148.2589 | 5914177.3581 | 0 | 26776868.1415 | 10890537.9254 | 16152822.1527
2018-02-01 | 2018 | 2 | 14632746.7115 | 417.05 | 0 | 98 | 3356.1 | 0 | 5367 | 28 | -27557429.0829 | 2077484.8927 | 0 | -2271325.0451 | 5912415.6658 | 0 | 26786850.1986 | 9836614.9004 | 14784611.5296
2018-03-01 | 2018 | 3 | 15492131.7115 | 332.71 | 0 | 99 | 3345.3 | 1 | 5382 | 31 | -27557429.0829 | 1657355.23 | 0 | -2294501.8313 | 5893389.3885 | -215549.8862 | 26861715.6268 | 10890537.9254 | 15235517.3704
2018-04-01 | 2018 | 4 | 14434908.7115 | 164.54 | 0.17 | 100 | 3338.5 | 1 | 5377 | 30 | -27557429.0829 | 819636.4087 | 2297.565 | -2317678.6174 | 5881409.8806 | -215549.8862 | 26836760.4841 | 10539230.2504 | 13988677.0023
2018-05-01 | 2018 | 5 | 14790241.7115 | 35.92 | 30.08 | 101 | 3335 | 1 | 5371 | 31 | -27557429.0829 | 178931.2009 | 406533.8543 | -2340855.4036 | 5875243.9574 | -215549.8862 | 26806814.3128 | 10890537.9254 | 14044226.8782
2018-06-01 | 2018 | 6 | 15588790.7115 | 0.38 | 94.58 | 102 | 3341.9 | 0 | 5437 | 30 | -27557429.0829 | 1892.9247 | 1278257.0459 | -2364032.1898 | 5887399.6345 | 0 | 27136222.1967 | 10539230.2504 | 14921540.7797
2018-07-01 | 2018 | 7 | 17320094.7115 | 0 | 206.28 | 103 | 3357.7 | 0 | 5443 | 31 | -27557429.0829 | 0 | 2787892.4025 | -2387208.976 | 5915234.3735 | 0 | 27166168.368 | 10890537.9254 | 16815195.0107
2018-08-01 | 2018 | 8 | 17125835.7115 | 0 | 177.64 | 104 | 3354.6 | 0 | 5466 | 31 | -27557429.0829 | 0 | 2400820.2753 | -2410385.7621 | 5909773.1273 | 0 | 27280962.0245 | 10890537.9254 | 16514278.5075
2018-09-01 | 2018 | 9 | 15289545.7115 | 0.49 | 85.65 | 105 | 3347.2 | 1 | 5466 | 30 | -27557429.0829 | 2440.8766 | 1157567.3079 | -2433562.5483 | 5896736.6039 | -215549.8862 | 27280962.0245 | 10539230.2504 | 14670395.5461
2018-10-01 | 2018 | 10 | 14360792.7115 | 53.33 | 12.22 | 106 | 3346.6 | 1 | 5469 | 31 | -27557429.0829 | 265657.0419 | 165154.3783 | -2456739.3345 | 5895679.5885 | -215549.8862 | 27295935.1102 | 10890537.9254 | 14283245.7409
2018-11-01 | 2018 | 11 | 14828956.7115 | 207.66 | 0.01 | 107 | 3365.9 | 1 | 5496 | 30 | -27557429.0829 | 1034433.5519 | 135.1509 | -2479916.1207 | 5929680.2507 | -215549.8862 | 27430692.8809 | 10539230.2504 | 14681276.9951
2018-12-01 | 2018 | 12 | 15678882.7115 | 351.65 | 0 | 108 | 3382.8 | 0 | 5494 | 31 | -27557429.0829 | 1751702.5837 | 0 | -2503092.9068 | 5959452.8513 | 0 | 27420710.8238 | 10890537.9254 | 15961882.1945
2019-01-01 | 2019 | 1 | 16768813.4123 | 477.14 | 0 | 109 | 3394.9 | 0 | 5499 | 31 | -27557429.0829 | 2376816.0693 | 0 | -2526269.693 | 5980769.3286 | 0 | 27445665.9665 | 10890537.9254 | 16610090.514
2019-02-01 | 2019 | 2 | 15507441.4123 | 417.05 | 0 | 110 | 3412.3 | 0 | 5507 | 28 | -27557429.0829 | 2077484.8927 | 0 | -2549446.4792 | 6011422.7753 | 0 | 27485594.1949 | 9836614.9004 | 15304241.2013
2019-03-01 | 2019 | 3 | 16257283.4123 | 332.71 | 0 | 111 | 3430.6 | 1 | 5500 | 31 | -27557429.0829 | 1657355.23 | 0 | -2572623.2654 | 6043661.7452 | -215549.8862 | 27450656.9951 | 10890537.9254 | 15696609.6613
2019-04-01 | 2019 | 4 | 14467856.4123 | 164.54 | 0.17 | 112 | 3447.9 | 1 | 5496 | 30 | -27557429.0829 | 819636.4087 | 2297.565 | -2595800.0515 | 6074139.0227 | -215549.8862 | 27430692.8809 | 10539230.2504 | 14497217.1072
2019-05-01 | 2019 | 5 | 14209768.4123 | 35.92 | 30.08 | 113 | 3461.7 | 1 | 5489 | 31 | -27557429.0829 | 178931.2009 | 406533.8543 | -2618976.8377 | 6098450.377 | -215549.8862 | 27395755.6811 | 10890537.9254 | 14578253.232
2019-06-01 | 2019 | 6 | 14742734.4123 | 0.38 | 94.58 | 114 | 3472.4 | 0 | 5489 | 30 | -27557429.0829 | 1892.9247 | 1278257.0459 | -2642153.6239 | 6117300.485 | 0 | 27395755.6811 | 10539230.2504 | 15132853.6804
2019-07-01 | 2019 | 7 | 17257525.4123 | 0 | 206.28 | 115 | 3487.5 | 0 | 5495 | 31 | -27557429.0829 | 0 | 2787892.4025 | -2665330.41 | 6143902.0394 | 0 | 27425701.8523 | 10890537.9254 | 17025274.7268
2019-08-01 | 2019 | 8 | 16523491.4123 | 0 | 177.64 | 116 | 3500.1 | 0 | 5492 | 31 | -27557429.0829 | 0 | 2400820.2753 | -2688507.1962 | 6166099.3629 | 0 | 27410728.7667 | 10890537.9254 | 16622250.0512
2019-09-01 | 2019 | 9 | 14663873.4123 | 0.49 | 85.65 | 117 | 3522.9 | 1 | 5496 | 30 | -27557429.0829 | 2440.8766 | 1157567.3079 | -2711683.9824 | 6206265.9483 | -215549.8862 | 27430692.8809 | 10539230.2504 | 14851534.3127
2019-10-01 | 2019 | 10 | 13981094.4123 | 53.33 | 12.22 | 118 | 3525.5 | 1 | 5495 | 31 | -27557429.0829 | 265657.0419 | 165154.3783 | -2734860.7686 | 6210846.3484 | -215549.8862 | 27425701.8523 | 10890537.9254 | 14450057.8088
2019-11-01 | 2019 | 11 | 14453552.4123 | 207.66 | 0.01 | 119 | 3531.7 | 1 | 5456 | 30 | -27557429.0829 | 1034433.5519 | 135.1509 | -2758037.5547 | 6221768.8409 | -215549.8862 | 27231051.7391 | 10539230.2504 | 14495603.0094
2019-12-01 | 2019 | 12 | 15293998.4123 | 351.65 | 0 | 120 | 3532 | 0 | 5460 | 31 | -27557429.0829 | 1751702.5837 | 0 | -2781214.3409 | 6222297.3486 | 0 | 27251015.8533 | 10890537.9254 | 15776910.2872
2020-01-01 | 2020 | 1 | 15787680.1915 | 477.14 | 0 | 121 | 3193.7204 | 0 | 5491 | 31 | -27557429.0829 | 2376816.0693 | 0 | -2804391.1271 | 5626352.7954 | 0 | 27405737.7382 | 10890537.9254 | 15937624.3184
2020-02-01 | 2020 | 2 | 14875325.1915 | 417.05 | 0 | 122 | 3210.0893 | 0 | 5489 | 29 | -27557429.0829 | 2077484.8927 | 0 | -2827567.9133 | 5655189.7387 | 0 | 27395755.6811 | 10187922.5754 | 14931355.8917
2020-03-01 | 2020 | 3 | 14125149.1915 | 332.71 | 0 | 123 | 3227.3049 | 1 | 5500 | 31 | -27557429.0829 | 1657355.23 | 0 | -2850744.6994 | 5685518.2479 | -215549.8862 | 27450656.9951 | 10890537.9254 | 15060344.73
2020-04-01 | 2020 | 4 | 11624792.1915 | 164.54 | 0.17 | 124 | 2450.8246 | 1 | 5502 | 30 | -27557429.0829 | 819636.4087 | 2297.565 | -2873921.4856 | 4317599.0031 | -215549.8862 | 27460639.0521 | 10539230.2504 | 12492501.8247
2020-05-01 | 2020 | 5 | 11905290.1915 | 35.92 | 30.08 | 125 | 2463.3859 | 1 | 5501 | 31 | -27557429.0829 | 178931.2009 | 406533.8543 | -2897098.2718 | 4339728.1446 | -215549.8862 | 27455648.0236 | 10890537.9254 | 12601301.9081
2020-06-01 | 2020 | 6 | 13649340.1915 | 0.38 | 94.58 | 126 | 2476.597 | 0 | 5504 | 30 | -27557429.0829 | 1892.9247 | 1278257.0459 | -2920275.058 | 4363001.897 | 0 | 27470621.1092 | 10539230.2504 | 13175299.0864
2020-07-01 | 2020 | 7 |  | 0 | 206.28 | 127 | 2624.2882 | 0 | 5501 | 31 | -27557429.0829 | 0 | 2787892.4025 | -2943451.8441 | 4623188.4454 | 0 | 27455648.0236 | 10890537.9254 | 15256385.8699
2020-08-01 | 2020 | 8 |  | 0 | 177.64 | 128 | 2637.7386 | 0 | 5505.8793 | 31 | -27557429.0829 | 0 | 2400820.2753 | -2966628.6303 | 4646883.8352 | 0 | 27480000.7993 | 10890537.9254 | 14894185.122
2020-09-01 | 2020 | 9 |  | 0.49 | 85.65 | 129 | 2651.8846 | 1 | 5510.7629 | 30 | -27557429.0829 | 2440.8766 | 1157567.3079 | -2989805.4165 | 4671804.8487 | -215549.8862 | 27504375.1755 | 10539230.2504 | 13112634.0736
2020-10-01 | 2020 | 10 |  | 53.33 | 12.22 | 130 | 2753.5344 | 1 | 5515.6509 | 31 | -27557429.0829 | 265657.0419 | 165154.3783 | -3012982.2027 | 4850880.4763 | -215549.8862 | 27528771.1714 | 10890537.9254 | 12915039.8217
2020-11-01 | 2020 | 11 |  | 207.66 | 0.01 | 131 | 2767.6472 | 1 | 5520.5432 | 30 | -27557429.0829 | 1034433.5519 | 135.1509 | -3036158.9888 | 4875742.8641 | -215549.8862 | 27553188.8063 | 10539230.2504 | 13193592.6658
2020-12-01 | 2020 | 12 |  | 351.65 | 0 | 132 | 2782.49 | 0 | 5525.8852 | 31 | -27557429.0829 | 1751702.5837 | 0 | -3059335.775 | 4901891.2375 | 0 | 27579850.9278 | 10890537.9254 | 14507217.8165
2021-01-01 | 2021 | 1 |  | 477.14 | 0 | 133 | 3406.2059 | 0 | 5537.3759 | 31 | -27557429.0829 | 2376816.0693 | 0 | -3082512.5612 | 6000686.7857 | 0 | 27637201.3694 | 10890537.9254 | 16265300.5058
2021-02-01 | 2021 | 2 |  | 417.05 | 0 | 134 | 3423.6638 | 0 | 5542.2875 | 28 | -27557429.0829 | 2077484.8927 | 0 | -3105689.3474 | 6031442.316 | 0 | 27661715.1803 | 9836614.9004 | 14944138.8592
2021-03-01 | 2021 | 3 |  | 332.71 | 0 | 135 | 3442.0248 | 1 | 5547.2034 | 31 | -27557429.0829 | 1657355.23 | 0 | -3128866.1335 | 6063788.6497 | -215549.8862 | 27686250.7346 | 10890537.9254 | 15396087.4372
2021-04-01 | 2021 | 4 |  | 164.54 | 0.17 | 136 | 3459.3824 | 1 | 5552.1237 | 30 | -27557429.0829 | 819636.4087 | 2297.565 | -3152042.9197 | 6094367.4242 | -215549.8862 | 27710808.0517 | 10539230.2504 | 14241317.8112
2021-05-01 | 2021 | 5 |  | 35.92 | 30.08 | 137 | 3473.2283 | 1 | 5557.0484 | 31 | -27557429.0829 | 178931.2009 | 406533.8543 | -3175219.7059 | 6118759.7414 | -215549.8862 | 27735387.1507 | 10890537.9254 | 14381951.1978
2021-06-01 | 2021 | 6 |  | 0.38 | 94.58 | 138 | 3483.964 | 0 | 5561.9774 | 30 | -27557429.0829 | 1892.9247 | 1278257.0459 | -3198396.4921 | 6137672.625 | 0 | 27759988.051 | 10539230.2504 | 14961215.3222
2021-07-01 | 2021 | 7 |  | 0 | 206.28 | 139 | 3499.1142 | 0 | 5566.9108 | 31 | -27557429.0829 | 0 | 2787892.4025 | -3221573.2782 | 6164362.7692 | 0 | 27784610.772 | 10890537.9254 | 16848401.5081
2021-08-01 | 2021 | 8 |  | 0 | 177.64 | 140 | 3511.7562 | 0 | 5571.8486 | 31 | -27557429.0829 | 0 | 2400820.2753 | -3244750.0644 | 6186634.0153 | 0 | 27809255.333 | 10890537.9254 | 16485068.4018
2021-09-01 | 2021 | 9 |  | 0.49 | 85.65 | 141 | 3534.6321 | 1 | 5576.7907 | 30 | -27557429.0829 | 2440.8766 | 1157567.3079 | -3267926.8506 | 6226934.3654 | -215549.8862 | 27833921.7534 | 10539230.2504 | 14719188.7342
2021-10-01 | 2021 | 10 |  | 53.33 | 12.22 | 142 | 3537.2408 | 1 | 5581.7373 | 31 | -27557429.0829 | 265657.0419 | 165154.3783 | -3291103.6368 | 6231530.0194 | -215549.8862 | 27858610.0526 | 10890537.9254 | 14347406.8119
2021-11-01 | 2021 | 11 |  | 207.66 | 0.01 | 143 | 3543.4614 | 1 | 5586.6882 | 30 | -27557429.0829 | 1034433.5519 | 135.1509 | -3314280.4229 | 6242488.8866 | -215549.8862 | 27883320.2499 | 10539230.2504 | 14612348.6977
2021-12-01 | 2021 | 12 |  | 351.65 | 0 | 144 | 3543.7624 | 0 | 5591.6435 | 31 | -27557429.0829 | 1751702.5837 | 0 | -3337457.2091 | 6243019.1543 | 0 | 27908052.3649 | 10890537.9254 | 15898425.7363

## GS>50 Normalized Monthly
Date | Year | Month | GS_gt_50_NoCDM | AvgGSgt50MD | HDD14 | CDD14 | GDP | Trend | Dec | GS_gt_50_Customers | Month Days | const | HDD14 | CDD14 | GDP | Trend | Dec | GS_gt_50_Customers | Month Days | Predicted/Normalized
2010-01-01 | 2010 | 1 | 77865432 | 2565.6671 | 539.14 | 0 | 609770.3 | 1 | 0 | 979 | 31 | -65109283.2384 | 7644957.3357 | 0 | 25190226.6218 | -49467.8267 | 0 | 50880745.6269 | 59591708.0998 | 78148886.6192
2010-02-01 | 2010 | 2 | 70892677 | 2588.8357 | 473.45 | 0 | 609770.3 | 2 | 0 | 978 | 28 | -65109283.2384 | 6713478.9676 | 0 | 25190226.6218 | -98935.6533 | 0 | 50828773.4659 | 53824768.6062 | 71349028.7699
2010-03-01 | 2010 | 3 | 76083324 | 2496.7454 | 394.32 | 0.03 | 609770.3 | 3 | 0 | 983 | 31 | -65109283.2384 | 5591422.5927 | 1448.0018 | 25190226.6218 | -148403.48 | 0 | 51088634.271 | 59591708.0998 | 76205752.8687
2010-04-01 | 2010 | 4 | 70016664 | 2347.9767 | 220.24 | 1.45 | 609770.3 | 4 | 0 | 994 | 30 | -65109283.2384 | 3122983.6473 | 69986.7556 | 25190226.6218 | -197871.3066 | 0 | 51660328.0421 | 57669394.9353 | 72405765.4571
2010-05-01 | 2010 | 5 | 75214102 | 2436.0054 | 68.61 | 50.69 | 609770.3 | 5 | 0 | 996 | 31 | -65109283.2384 | 972883.7089 | 2446640.4438 | 25190226.6218 | -247339.1333 | 0 | 51764272.3641 | 59591708.0998 | 74609108.8667
2010-06-01 | 2010 | 6 | 78113215 | 2611.6087 | 2.73 | 145.18 | 609770.3 | 6 | 0 | 997 | 30 | -65109283.2384 | 38711.1576 | 7007363.5752 | 25190226.6218 | -296806.96 | 0 | 51816244.5251 | 57669394.9353 | 76315850.6168
2010-07-01 | 2010 | 7 | 83811408 | 2717.1797 | 0 | 268.19 | 609770.3 | 7 | 0 | 995 | 31 | -65109283.2384 | 0 | 12944653.7901 | 25190226.6218 | -346274.7866 | 0 | 51712300.2031 | 59591708.0998 | 83983330.6898
2010-08-01 | 2010 | 8 | 83014987 | 2683.2693 | 0 | 239.59 | 609770.3 | 8 | 0 | 998 | 31 | -65109283.2384 | 0 | 11564225.3685 | 25190226.6218 | -395742.6133 | 0 | 51868216.6861 | 59591708.0998 | 82709350.9245
2010-09-01 | 2010 | 9 | 73574953 | 2452.4984 | 5.21 | 132.95 | 609770.3 | 9 | 0 | 1000 | 30 | -65109283.2384 | 73877.3375 | 6417061.4915 | 25190226.6218 | -445210.4399 | 0 | 51972161.0081 | 57669394.9353 | 75768227.7158
2010-10-01 | 2010 | 10 | 71065323 | 2278.7572 | 90.66 | 27.9 | 609770.3 | 10 | 0 | 1006 | 31 | -65109283.2384 | 1285550.7513 | 1346641.712 | 25190226.6218 | -494678.2666 | 0 | 52283993.9742 | 59591708.0998 | 74094159.6541
2010-11-01 | 2010 | 11 | 71655511 | 2371.9136 | 264.88 | 0.69 | 609770.3 | 11 | 0 | 1007 | 30 | -65109283.2384 | 3755974.8842 | 33304.0423 | 25190226.6218 | -544146.0933 | 0 | 52335966.1352 | 57669394.9353 | 73331437.2872
2010-12-01 | 2010 | 12 | 74889412 | 2384.7853 | 413.65 | 0 | 609770.3 | 12 | 1 | 1013 | 31 | -65109283.2384 | 5865520.2766 | 0 | 25190226.6218 | -593613.9199 | -3192226.1883 | 52647799.1012 | 59591708.0998 | 74400130.7528
2011-01-01 | 2011 | 1 | 79499206.0928 | 2511.7439 | 539.14 | 0 | 625936.9 | 13 | 0 | 1021 | 31 | -65109283.2384 | 7644957.3357 | 0 | 25858085.1871 | -643081.7466 | 0 | 53063576.3893 | 59591708.0998 | 80405962.0269
2011-02-01 | 2011 | 2 | 71789116.0928 | 2624.2549 | 473.45 | 0 | 625936.9 | 14 | 0 | 977 | 28 | -65109283.2384 | 6713478.9676 | 0 | 25858085.1871 | -692549.5732 | 0 | 50776801.3049 | 53824768.6062 | 71371301.2543
2011-03-01 | 2011 | 3 | 79353259.0928 | 2614.6911 | 394.32 | 0.03 | 625936.9 | 15 | 0 | 979 | 31 | -65109283.2384 | 5591422.5927 | 1448.0018 | 25858085.1871 | -742017.3999 | 0 | 50880745.6269 | 59591708.0998 | 76072108.8701
2011-04-01 | 2011 | 4 | 71579772.0928 | 2434.6861 | 220.24 | 1.45 | 625936.9 | 16 | 0 | 980 | 30 | -65109283.2384 | 3122983.6473 | 69986.7556 | 25858085.1871 | -791485.2266 | 0 | 50932717.7879 | 57669394.9353 | 71752399.8484
2011-05-01 | 2011 | 5 | 74262685.0928 | 2439.4811 | 68.61 | 50.69 | 625936.9 | 17 | 0 | 982 | 31 | -65109283.2384 | 972883.7089 | 2446640.4438 | 25858085.1871 | -840953.0532 | 0 | 51036662.11 | 59591708.0998 | 73955743.2579
2011-06-01 | 2011 | 6 | 77117693.0928 | 2609.7358 | 2.73 | 145.18 | 625936.9 | 18 | 0 | 985 | 30 | -65109283.2384 | 38711.1576 | 7007363.5752 | 25858085.1871 | -890420.8799 | 0 | 51192578.593 | 57669394.9353 | 75766429.33
2011-07-01 | 2011 | 7 | 84651520.0928 | 2777.9188 | 0 | 268.19 | 625936.9 | 19 | 0 | 983 | 31 | -65109283.2384 | 0 | 12944653.7901 | 25858085.1871 | -939888.7065 | 0 | 51088634.271 | 59591708.0998 | 83433909.4031
2011-08-01 | 2011 | 8 | 82199049.0928 | 2697.4387 | 0 | 239.59 | 625936.9 | 20 | 0 | 983 | 31 | -65109283.2384 | 0 | 11564225.3685 | 25858085.1871 | -989356.5332 | 0 | 51088634.271 | 59591708.0998 | 82004013.1548
2011-09-01 | 2011 | 9 | 74484945.0928 | 2523.2027 | 5.21 | 132.95 | 625936.9 | 21 | 0 | 984 | 30 | -65109283.2384 | 73877.3375 | 6417061.4915 | 25858085.1871 | -1038824.3599 | 0 | 51140606.432 | 57669394.9353 | 75010917.7851
2011-10-01 | 2011 | 10 | 72131128.0928 | 2367.0504 | 90.66 | 27.9 | 625936.9 | 22 | 0 | 983 | 31 | -65109283.2384 | 1285550.7513 | 1346641.712 | 25858085.1871 | -1088292.1865 | 0 | 51088634.271 | 59591708.0998 | 72973044.5963
2011-11-01 | 2011 | 11 | 71065271.0928 | 2390.3556 | 264.88 | 0.69 | 625936.9 | 23 | 0 | 991 | 30 | -65109283.2384 | 3755974.8842 | 33304.0423 | 25858085.1871 | -1137760.0132 | 0 | 51504411.559 | 57669394.9353 | 72574127.3564
2011-12-01 | 2011 | 12 | 72314878.0928 | 2344.4603 | 413.65 | 0 | 625936.9 | 24 | 1 | 995 | 31 | -65109283.2384 | 5865520.2766 | 0 | 25858085.1871 | -1187227.8398 | -3192226.1883 | 51712300.2031 | 59591708.0998 | 73538876.5
2012-01-01 | 2012 | 1 | 77861343.963 | 2521.7432 | 539.14 | 0 | 634944.3 | 25 | 0 | 996 | 31 | -65109283.2384 | 7644957.3357 | 0 | 26230189.9736 | -1236695.6665 | 0 | 51764272.3641 | 59591708.0998 | 78885148.8683
2012-02-01 | 2012 | 2 | 72912305.963 | 2526.8517 | 473.45 | 0 | 634944.3 | 26 | 0 | 995 | 29 | -65109283.2384 | 6713478.9676 | 0 | 26230189.9736 | -1286163.4932 | 0 | 51712300.2031 | 55747081.7707 | 74007604.1835
2012-03-01 | 2012 | 3 | 74889795.963 | 2425.5019 | 394.32 | 0.03 | 634944.3 | 27 | 0 | 996 | 31 | -65109283.2384 | 5591422.5927 | 1448.0018 | 26230189.9736 | -1335631.3198 | 0 | 51764272.3641 | 59591708.0998 | 76734126.4738
2012-04-01 | 2012 | 4 | 69901221.963 | 2339.3983 | 220.24 | 1.45 | 634944.3 | 28 | 0 | 996 | 30 | -65109283.2384 | 3122983.6473 | 69986.7556 | 26230189.9736 | -1385099.1465 | 0 | 51764272.3641 | 57669394.9353 | 72362445.291
2012-05-01 | 2012 | 5 | 75697992.963 | 2446.7643 | 68.61 | 50.69 | 634944.3 | 29 | 0 | 998 | 31 | -65109283.2384 | 972883.7089 | 2446640.4438 | 26230189.9736 | -1434566.9731 | 0 | 51868216.6861 | 59591708.0998 | 74565788.7006
2012-06-01 | 2012 | 6 | 78642737.963 | 2624.0486 | 2.73 | 145.18 | 634944.3 | 30 | 0 | 999 | 30 | -65109283.2384 | 38711.1576 | 7007363.5752 | 26230189.9736 | -1484034.7998 | 0 | 51920188.8471 | 57669394.9353 | 76272530.4507
2012-07-01 | 2012 | 7 | 85309315.963 | 2751.9134 | 0 | 268.19 | 634944.3 | 31 | 0 | 1000 | 31 | -65109283.2384 | 0 | 12944653.7901 | 26230189.9736 | -1533502.6264 | 0 | 51972161.0081 | 59591708.0998 | 84095927.0067
2012-08-01 | 2012 | 8 | 82517115.963 | 2664.507 | 0 | 239.59 | 634944.3 | 32 | 0 | 999 | 31 | -65109283.2384 | 0 | 11564225.3685 | 26230189.9736 | -1582970.4531 | 0 | 51920188.8471 | 59591708.0998 | 82614058.5974
2012-09-01 | 2012 | 9 | 74673729.963 | 2491.6159 | 5.21 | 132.95 | 634944.3 | 33 | 0 | 999 | 30 | -65109283.2384 | 73877.3375 | 6417061.4915 | 26230189.9736 | -1632438.2798 | 0 | 51920188.8471 | 57669394.9353 | 75568991.0667
2012-10-01 | 2012 | 10 | 73374496.963 | 2371.6626 | 90.66 | 27.9 | 634944.3 | 34 | 0 | 998 | 31 | -65109283.2384 | 1285550.7513 | 1346641.712 | 26230189.9736 | -1681906.1064 | 0 | 51868216.6861 | 59591708.0998 | 73531117.878
2012-11-01 | 2012 | 11 | 72808754.963 | 2426.9585 | 264.88 | 0.69 | 634944.3 | 35 | 0 | 1000 | 30 | -65109283.2384 | 3755974.8842 | 33304.0423 | 26230189.9736 | -1731373.9331 | 0 | 51972161.0081 | 57669394.9353 | 72820367.6721
2012-12-01 | 2012 | 12 | 72687620.963 | 2335.4203 | 413.65 | 0 | 634944.3 | 36 | 1 | 1004 | 31 | -65109283.2384 | 5865520.2766 | 0 | 26230189.9736 | -1780841.7597 | -3192226.1883 | 52180049.6521 | 59591708.0998 | 73785116.8156
2013-01-01 | 2013 | 1 | 79277065.8949 | 2554.7699 | 539.14 | 0 | 643937 | 37 | 0 | 1001 | 31 | -65109283.2384 | 7644957.3357 | 0 | 26601687.4882 | -1830309.5864 | 0 | 52024133.1691 | 59591708.0998 | 78922893.268
2013-02-01 | 2013 | 2 | 72766224.8949 | 2593.6065 | 473.45 | 0 | 643937 | 38 | 0 | 1002 | 28 | -65109283.2384 | 6713478.9676 | 0 | 26601687.4882 | -1879777.4131 | 0 | 52076105.3301 | 53824768.6062 | 72226979.7407
2013-03-01 | 2013 | 3 | 76895003.8949 | 2470.6016 | 394.32 | 0.03 | 643937 | 39 | 0 | 1004 | 31 | -65109283.2384 | 5591422.5927 | 1448.0018 | 26601687.4882 | -1929245.2397 | 0 | 52180049.6521 | 59591708.0998 | 76927787.3565
2013-04-01 | 2013 | 4 | 72485963.8949 | 2401.7881 | 220.24 | 1.45 | 643937 | 40 | 0 | 1006 | 30 | -65109283.2384 | 3122983.6473 | 69986.7556 | 26601687.4882 | -1978713.0664 | 0 | 52283993.9742 | 57669394.9353 | 72660050.4958
2013-05-01 | 2013 | 5 | 74512872.8949 | 2389.3052 | 68.61 | 50.69 | 643937 | 41 | 0 | 1006 | 31 | -65109283.2384 | 972883.7089 | 2446640.4438 | 26601687.4882 | -2028180.893 | 0 | 52283993.9742 | 59591708.0998 | 74759449.5834
2013-06-01 | 2013 | 6 | 76269513.8949 | 2529.6688 | 2.73 | 145.18 | 643937 | 42 | 0 | 1005 | 30 | -65109283.2384 | 38711.1576 | 7007363.5752 | 26601687.4882 | -2077648.7197 | 0 | 52232021.8131 | 57669394.9353 | 76362247.0114
2013-07-01 | 2013 | 7 | 83459194.8949 | 2673.5175 | 0 | 268.19 | 643937 | 43 | 0 | 1007 | 31 | -65109283.2384 | 0 | 12944653.7901 | 26601687.4882 | -2127116.5464 | 0 | 52335966.1352 | 59591708.0998 | 84237615.7285
2013-08-01 | 2013 | 8 | 80843786.8949 | 2587.1668 | 0 | 239.59 | 643937 | 44 | 0 | 1008 | 31 | -65109283.2384 | 0 | 11564225.3685 | 26601687.4882 | -2176584.373 | 0 | 52387938.2962 | 59591708.0998 | 82859691.6412
2013-09-01 | 2013 | 9 | 74048827.8949 | 2446.2778 | 5.21 | 132.95 | 643937 | 45 | 0 | 1009 | 30 | -65109283.2384 | 73877.3375 | 6417061.4915 | 26601687.4882 | -2226052.1997 | 0 | 52439910.4572 | 57669394.9353 | 75866596.2715
2013-10-01 | 2013 | 10 | 74442701.8949 | 2370.5602 | 90.66 | 27.9 | 643937 | 46 | 0 | 1013 | 31 | -65109283.2384 | 1285550.7513 | 1346641.712 | 26601687.4882 | -2275520.0263 | 0 | 52647799.1012 | 59591708.0998 | 74088583.8878
2013-11-01 | 2013 | 11 | 73596562.8949 | 2419.3479 | 264.88 | 0.69 | 643937 | 47 | 0 | 1014 | 30 | -65109283.2384 | 3755974.8842 | 33304.0423 | 26601687.4882 | -2324987.853 | 0 | 52699771.2622 | 57669394.9353 | 73325861.5209
2013-12-01 | 2013 | 12 | 76011256.8949 | 2415.7399 | 413.65 | 0 | 643937 | 48 | 1 | 1015 | 31 | -65109283.2384 | 5865520.2766 | 0 | 26601687.4882 | -2374455.6797 | -3192226.1883 | 52751743.4232 | 59591708.0998 | 74134694.1814
2014-01-01 | 2014 | 1 | 82552599.2948 | 2610.7716 | 539.14 | 0 | 659861.2 | 49 | 0 | 1020 | 31 | -65109283.2384 | 7644957.3357 | 0 | 27259532.2648 | -2423923.5063 | 0 | 53011604.2283 | 59591708.0998 | 79974595.1838
2014-02-01 | 2014 | 2 | 74935797.2948 | 2623.8024 | 473.45 | 0 | 659861.2 | 50 | 0 | 1020 | 28 | -65109283.2384 | 6713478.9676 | 0 | 27259532.2648 | -2473391.333 | 0 | 53011604.2283 | 53824768.6062 | 73226709.4955
2014-03-01 | 2014 | 3 | 79784798.2948 | 2523.2384 | 394.32 | 0.03 | 659861.2 | 51 | 0 | 1020 | 31 | -65109283.2384 | 5591422.5927 | 1448.0018 | 27259532.2648 | -2522859.1596 | 0 | 53011604.2283 | 59591708.0998 | 77823572.7893
2014-04-01 | 2014 | 4 | 72659808.2948 | 2376.8338 | 220.24 | 1.45 | 659861.2 | 52 | 0 | 1019 | 30 | -65109283.2384 | 3122983.6473 | 69986.7556 | 27259532.2648 | -2572326.9863 | 0 | 52959632.0673 | 57669394.9353 | 73399919.4456
2014-05-01 | 2014 | 5 | 73690526.2948 | 2337.3783 | 68.61 | 50.69 | 659861.2 | 53 | 0 | 1017 | 31 | -65109283.2384 | 972883.7089 | 2446640.4438 | 27259532.2648 | -2621794.813 | 0 | 52855687.7452 | 59591708.0998 | 75395374.2112
2014-06-01 | 2014 | 6 | 77041220.2948 | 2526.3558 | 2.73 | 145.18 | 659861.2 | 54 | 0 | 1016.5 | 30 | -65109283.2384 | 38711.1576 | 7007363.5752 | 27259532.2648 | -2671262.6396 | 0 | 52829701.6647 | 57669394.9353 | 77024157.7197
2014-07-01 | 2014 | 7 | 81112465.2948 | 2575.3259 | 0 | 268.19 | 659861.2 | 55 | 0 | 1016 | 31 | -65109283.2384 | 0 | 12944653.7901 | 27259532.2648 | -2720730.4663 | 0 | 52803715.5842 | 59591708.0998 | 84769596.0343
2014-08-01 | 2014 | 8 | 79689322.2948 | 2530.141 | 0 | 239.59 | 659861.2 | 56 | 0 | 1016 | 31 | -65109283.2384 | 0 | 11564225.3685 | 27259532.2648 | -2770198.2929 | 0 | 52803715.5842 | 59591708.0998 | 83339699.786
2014-09-01 | 2014 | 9 | 76306860.2948 | 2481.5239 | 5.21 | 132.95 | 659861.2 | 57 | 0 | 1025 | 30 | -65109283.2384 | 73877.3375 | 6417061.4915 | 27259532.2648 | -2819666.1196 | 0 | 53271465.0333 | 57669394.9353 | 76762381.7043
2014-10-01 | 2014 | 10 | 74592542.2948 | 2340.6722 | 90.66 | 27.9 | 659861.2 | 58 | 0 | 1028 | 31 | -65109283.2384 | 1285550.7513 | 1346641.712 | 27259532.2648 | -2869133.9463 | 0 | 53427381.5163 | 59591708.0998 | 74932397.1596
2014-11-01 | 2014 | 11 | 74134367.2948 | 2401.502 | 264.88 | 0.69 | 659861.2 | 59 | 0 | 1029 | 30 | -65109283.2384 | 3755974.8842 | 33304.0423 | 27259532.2648 | -2918601.7729 | 0 | 53479353.6773 | 57669394.9353 | 74169674.7927
2014-12-01 | 2014 | 12 | 75324781.2948 | 2363.6495 | 413.65 | 0 | 659861.2 | 60 | 1 | 1028 | 31 | -65109283.2384 | 5865520.2766 | 0 | 27259532.2648 | -2968069.5996 | -3192226.1883 | 53427381.5163 | 59591708.0998 | 74874563.1312
2015-01-01 | 2015 | 1 | 81654769.9193 | 2562.281 | 539.14 | 0 | 677384 | 61 | 0 | 1028 | 31 | -65109283.2384 | 7644957.3357 | 0 | 27983416.8211 | -3017537.4262 | 0 | 53427381.5163 | 59591708.0998 | 80520643.1083
2015-02-01 | 2015 | 2 | 76313517.9193 | 2653.8294 | 473.45 | 0 | 677384 | 62 | 0 | 1027 | 28 | -65109283.2384 | 6713478.9676 | 0 | 27983416.8211 | -3067005.2529 | 0 | 53375409.3553 | 53824768.6062 | 73720785.259
2015-03-01 | 2015 | 3 | 79382560.9193 | 2486.1435 | 394.32 | 0.03 | 677384 | 63 | 0 | 1030 | 31 | -65109283.2384 | 5591422.5927 | 1448.0018 | 27983416.8211 | -3116473.0796 | 0 | 53531325.8384 | 59591708.0998 | 78473565.0358
2015-04-01 | 2015 | 4 | 71919354.9193 | 2332.0154 | 220.24 | 1.45 | 677384 | 64 | 0 | 1028 | 30 | -65109283.2384 | 3122983.6473 | 69986.7556 | 27983416.8211 | -3165940.9062 | 0 | 53427381.5163 | 57669394.9353 | 73997939.531
2015-05-01 | 2015 | 5 | 75612412.9193 | 2372.6752 | 68.61 | 50.69 | 677384 | 65 | 0 | 1028 | 31 | -65109283.2384 | 972883.7089 | 2446640.4438 | 27983416.8211 | -3215408.7329 | 0 | 53427381.5163 | 59591708.0998 | 76097338.6186
2015-06-01 | 2015 | 6 | 77510208.9193 | 2515.7484 | 2.73 | 145.18 | 677384 | 66 | 0 | 1027 | 30 | -65109283.2384 | 38711.1576 | 7007363.5752 | 27983416.8211 | -3264876.5595 | 0 | 53375409.3553 | 57669394.9353 | 77700136.0466
2015-07-01 | 2015 | 7 | 84107665.9193 | 2641.8213 | 0 | 268.19 | 677384 | 67 | 0 | 1027 | 31 | -65109283.2384 | 0 | 12944653.7901 | 27983416.8211 | -3314344.3862 | 0 | 53375409.3553 | 59591708.0998 | 85471560.4417
2015-08-01 | 2015 | 8 | 82968435.9193 | 2600.9729 | 0 | 239.59 | 677384 | 68 | 0 | 1029 | 31 | -65109283.2384 | 0 | 11564225.3685 | 27983416.8211 | -3363812.2129 | 0 | 53479353.6773 | 59591708.0998 | 84145608.5154
2015-09-01 | 2015 | 9 | 80468857.9193 | 2609.2366 | 5.21 | 132.95 | 677384 | 69 | 0 | 1028 | 30 | -65109283.2384 | 73877.3375 | 6417061.4915 | 27983416.8211 | -3413280.0395 | 0 | 53427381.5163 | 57669394.9353 | 77048568.8237
2015-10-01 | 2015 | 10 | 74764095.9193 | 2355.2198 | 90.66 | 27.9 | 677384 | 70 | 0 | 1024 | 31 | -65109283.2384 | 1285550.7513 | 1346641.712 | 27983416.8211 | -3462747.8662 | 0 | 53219492.8723 | 59591708.0998 | 74854779.1519
2015-11-01 | 2015 | 11 | 73577951.9193 | 2388.1192 | 264.88 | 0.69 | 677384 | 71 | 0 | 1027 | 30 | -65109283.2384 | 3755974.8842 | 33304.0423 | 27983416.8211 | -3512215.6928 | 0 | 53375409.3553 | 57669394.9353 | 74196001.107
2015-12-01 | 2015 | 12 | 74352351.9193 | 2330.8678 | 413.65 | 0 | 677384 | 72 | 1 | 1029 | 31 | -65109283.2384 | 5865520.2766 | 0 | 27983416.8211 | -3561683.5195 | -3192226.1883 | 53479353.6773 | 59591708.0998 | 75056805.9286
2016-01-01 | 2016 | 1 | 80873145.8049 | 2530.3697 | 539.14 | 0 | 692620.8 | 73 | 0 | 1031 | 31 | -65109283.2384 | 7644957.3357 | 0 | 28612864.4098 | -3611151.3462 | 0 | 53583297.9994 | 59591708.0998 | 80712393.2601
2016-02-01 | 2016 | 2 | 76692426.8049 | 2560.0837 | 473.45 | 0 | 692620.8 | 74 | 0 | 1033 | 29 | -65109283.2384 | 6713478.9676 | 0 | 28612864.4098 | -3660619.1728 | 0 | 53687242.3214 | 55747081.7707 | 75990765.0583
2016-03-01 | 2016 | 3 | 79048992.8049 | 2466.1194 | 394.32 | 0.03 | 692620.8 | 75 | 0 | 1034 | 31 | -65109283.2384 | 5591422.5927 | 1448.0018 | 28612864.4098 | -3710086.9995 | 0 | 53739214.4824 | 59591708.0998 | 78717287.3486
2016-04-01 | 2016 | 4 | 75322308.8049 | 2425.8393 | 220.24 | 1.45 | 692620.8 | 76 | 0 | 1035 | 30 | -65109283.2384 | 3122983.6473 | 69986.7556 | 28612864.4098 | -3759554.8261 | 0 | 53791186.6434 | 57669394.9353 | 74397578.3269
2016-05-01 | 2016 | 5 | 77294420.8049 | 2409.0516 | 68.61 | 50.69 | 692620.8 | 77 | 0 | 1035 | 31 | -65109283.2384 | 972883.7089 | 2446640.4438 | 28612864.4098 | -3809022.6528 | 0 | 53791186.6434 | 59591708.0998 | 76496977.4144
2016-06-01 | 2016 | 6 | 80711542.8049 | 2604.4383 | 2.73 | 145.18 | 692620.8 | 78 | 0 | 1033 | 30 | -65109283.2384 | 38711.1576 | 7007363.5752 | 28612864.4098 | -3858490.4795 | 0 | 53687242.3214 | 57669394.9353 | 78047802.6815
2016-07-01 | 2016 | 7 | 86824077.8049 | 2708.6815 | 0 | 268.19 | 692620.8 | 79 | 0 | 1034 | 31 | -65109283.2384 | 0 | 12944653.7901 | 28612864.4098 | -3907958.3061 | 0 | 53739214.4824 | 59591708.0998 | 85871199.2375
2016-08-01 | 2016 | 8 | 89979891.8049 | 2807.1346 | 0 | 239.59 | 692620.8 | 80 | 0 | 1034 | 31 | -65109283.2384 | 0 | 11564225.3685 | 28612864.4098 | -3957426.1328 | 0 | 53739214.4824 | 59591708.0998 | 84441302.9893
2016-09-01 | 2016 | 9 | 80652890.8049 | 2602.5457 | 5.21 | 132.95 | 692620.8 | 81 | 0 | 1033 | 30 | -65109283.2384 | 73877.3375 | 6417061.4915 | 28612864.4098 | -4006893.9594 | 0 | 53687242.3214 | 57669394.9353 | 77344263.2975
2016-10-01 | 2016 | 10 | 75962410.8049 | 2365.2513 | 90.66 | 27.9 | 692620.8 | 82 | 0 | 1036 | 31 | -65109283.2384 | 1285550.7513 | 1346641.712 | 28612864.4098 | -4056361.7861 | 0 | 53843158.8044 | 59591708.0998 | 75514278.7528
2016-11-01 | 2016 | 11 | 74427270.8049 | 2394.6998 | 264.88 | 0.69 | 692620.8 | 83 | 0 | 1036 | 30 | -65109283.2384 | 3755974.8842 | 33304.0423 | 28612864.4098 | -4105829.6127 | 0 | 53843158.8044 | 57669394.9353 | 74699584.2249
2016-12-01 | 2016 | 12 | 76792517.8049 | 2391.0984 | 413.65 | 0 | 692620.8 | 84 | 1 | 1036 | 31 | -65109283.2384 | 5865520.2766 | 0 | 28612864.4098 | -4155297.4394 | -3192226.1883 | 53843158.8044 | 59591708.0998 | 75456444.7244
2017-01-01 | 2017 | 1 | 79780480.5546 | 2486.5352 | 539.14 | 0 | 713254.1 | 85 | 0 | 1035 | 31 | -65109283.2384 | 7644957.3357 | 0 | 29465246.8609 | -4204765.2661 | 0 | 53791186.6434 | 59591708.0998 | 81179050.4353
2017-02-01 | 2017 | 2 | 71620781.5546 | 2560.4455 | 473.45 | 0 | 713254.1 | 86 | 0 | 999 | 28 | -65109283.2384 | 6713478.9676 | 0 | 29465246.8609 | -4254233.0927 | 0 | 51920188.8471 | 53824768.6062 | 72560166.9508
2017-03-01 | 2017 | 3 | 78854911.5546 | 2543.7068 | 394.32 | 0.03 | 713254.1 | 87 | 0 | 1000 | 31 | -65109283.2384 | 5591422.5927 | 1448.0018 | 29465246.8609 | -4303700.9194 | 0 | 51972161.0081 | 59591708.0998 | 77209002.4056
2017-04-01 | 2017 | 4 | 71497921.5546 | 2383.2641 | 220.24 | 1.45 | 713254.1 | 88 | 0 | 1000 | 30 | -65109283.2384 | 3122983.6473 | 69986.7556 | 29465246.8609 | -4353168.746 | 0 | 51972161.0081 | 57669394.9353 | 72837321.2228
2017-05-01 | 2017 | 5 | 75457373.5546 | 2441.4331 | 68.61 | 50.69 | 713254.1 | 89 | 0 | 997 | 31 | -65109283.2384 | 972883.7089 | 2446640.4438 | 29465246.8609 | -4402636.5727 | 0 | 51816244.5251 | 59591708.0998 | 74780803.8274
2017-06-01 | 2017 | 6 | 78634524.5546 | 2618.5323 | 2.73 | 145.18 | 713254.1 | 90 | 0 | 1001 | 30 | -65109283.2384 | 38711.1576 | 7007363.5752 | 29465246.8609 | -4452104.3994 | 0 | 52024133.1691 | 57669394.9353 | 76643462.0605
2017-07-01 | 2017 | 7 | 82423917.5546 | 2656.1799 | 0 | 268.19 | 713254.1 | 91 | 0 | 1001 | 31 | -65109283.2384 | 0 | 12944653.7901 | 29465246.8609 | -4501572.226 | 0 | 52024133.1691 | 59591708.0998 | 84414886.4555
2017-08-01 | 2017 | 8 | 82322576.5546 | 2650.2665 | 0 | 239.59 | 713254.1 | 92 | 0 | 1002 | 31 | -65109283.2384 | 0 | 11564225.3685 | 29465246.8609 | -4551040.0527 | 0 | 52076105.3301 | 59591708.0998 | 83036962.3682
2017-09-01 | 2017 | 9 | 78269088.5546 | 2606.3633 | 5.21 | 132.95 | 713254.1 | 93 | 0 | 1001 | 30 | -65109283.2384 | 73877.3375 | 6417061.4915 | 29465246.8609 | -4600507.8793 | 0 | 52024133.1691 | 57669394.9353 | 75939922.6765
2017-10-01 | 2017 | 10 | 76413341.5546 | 2460.0264 | 90.66 | 27.9 | 713254.1 | 94 | 0 | 1002 | 31 | -65109283.2384 | 1285550.7513 | 1346641.712 | 29465246.8609 | -4649975.706 | 0 | 52076105.3301 | 59591708.0998 | 74005993.8098
2017-11-01 | 2017 | 11 | 74844679.5546 | 2487.3606 | 264.88 | 0.69 | 713254.1 | 95 | 0 | 1003 | 30 | -65109283.2384 | 3755974.8842 | 33304.0423 | 29465246.8609 | -4699443.5327 | 0 | 52128077.4911 | 57669394.9353 | 73243271.4428
2017-12-01 | 2017 | 12 | 76076090.5546 | 2446.7273 | 413.65 | 0 | 713254.1 | 96 | 1 | 1003 | 31 | -65109283.2384 | 5865520.2766 | 0 | 29465246.8609 | -4748911.3593 | -3192226.1883 | 52128077.4911 | 59591708.0998 | 74000131.9424
2018-01-01 | 2018 | 1 | 81449144.3543 | 2622.1475 | 539.14 | 0 | 730276.2 | 97 | 0 | 1002 | 31 | -65109283.2384 | 7644957.3357 | 0 | 30168446.9948 | -4798379.186 | 0 | 52076105.3301 | 59591708.0998 | 79573555.336
2018-02-01 | 2018 | 2 | 72337566.3543 | 2573.1917 | 473.45 | 0 | 730276.2 | 98 | 0 | 1004 | 28 | -65109283.2384 | 6713478.9676 | 0 | 30168446.9948 | -4847847.0126 | 0 | 52180049.6521 | 53824768.6062 | 72929613.9697
2018-03-01 | 2018 | 3 | 77756033.3543 | 2488.3523 | 394.32 | 0.03 | 730276.2 | 99 | 0 | 1008 | 31 | -65109283.2384 | 5591422.5927 | 1448.0018 | 30168446.9948 | -4897314.8393 | 0 | 52387938.2962 | 59591708.0998 | 77734365.9076
2018-04-01 | 2018 | 4 | 74194021.3543 | 2458.3837 | 220.24 | 1.45 | 730276.2 | 100 | 0 | 1006 | 30 | -65109283.2384 | 3122983.6473 | 69986.7556 | 30168446.9948 | -4946782.666 | 0 | 52283993.9742 | 57669394.9353 | 73258740.4028
2018-05-01 | 2018 | 5 | 76750861.3543 | 2456.1848 | 68.61 | 50.69 | 730276.2 | 101 | 0 | 1008 | 31 | -65109283.2384 | 972883.7089 | 2446640.4438 | 30168446.9948 | -4996250.4926 | 0 | 52387938.2962 | 59591708.0998 | 75462083.8124
2018-06-01 | 2018 | 6 | 78364231.3543 | 2692.9289 | 2.73 | 145.18 | 730276.2 | 102 | 0 | 970 | 30 | -65109283.2384 | 38711.1576 | 7007363.5752 | 30168446.9948 | -5045718.3193 | 0 | 50412996.1779 | 57669394.9353 | 75141911.2831
2018-07-01 | 2018 | 7 | 83718407.3543 | 2784.1173 | 0 | 268.19 | 730276.2 | 103 | 0 | 970 | 31 | -65109283.2384 | 0 | 12944653.7901 | 30168446.9948 | -5095186.1459 | 0 | 50412996.1779 | 59591708.0998 | 82913335.6782
2018-08-01 | 2018 | 8 | 83875079.3543 | 2789.3275 | 0 | 239.59 | 730276.2 | 104 | 0 | 970 | 31 | -65109283.2384 | 0 | 11564225.3685 | 30168446.9948 | -5144653.9726 | 0 | 50412996.1779 | 59591708.0998 | 81483439.4299
2018-09-01 | 2018 | 9 | 76344035.3543 | 2612.7322 | 5.21 | 132.95 | 730276.2 | 105 | 0 | 974 | 30 | -65109283.2384 | 73877.3375 | 6417061.4915 | 30168446.9948 | -5194121.7993 | 0 | 50620884.8219 | 57669394.9353 | 74646260.5432
2018-10-01 | 2018 | 10 | 72532572.3543 | 2407.1609 | 90.66 | 27.9 | 730276.2 | 106 | 0 | 972 | 31 | -65109283.2384 | 1285550.7513 | 1346641.712 | 30168446.9948 | -5243589.6259 | 0 | 50516940.4999 | 59591708.0998 | 72556415.1935
2018-11-01 | 2018 | 11 | 72249019.3543 | 2477.6756 | 264.88 | 0.69 | 730276.2 | 107 | 0 | 972 | 30 | -65109283.2384 | 3755974.8842 | 33304.0423 | 30168446.9948 | -5293057.4526 | 0 | 50516940.4999 | 57669394.9353 | 71741720.6655
2018-12-01 | 2018 | 12 | 71570246.3543 | 2370.3466 | 413.65 | 0 | 730276.2 | 108 | 1 | 974 | 31 | -65109283.2384 | 5865520.2766 | 0 | 30168446.9948 | -5342525.2792 | -3192226.1883 | 50620884.8219 | 59591708.0998 | 72602525.4871
2019-01-01 | 2019 | 1 | 78816325.1497 | 2610.3307 | 539.14 | 0 | 744439.6 | 109 | 0 | 974 | 31 | -65109283.2384 | 7644957.3357 | 0 | 30753551.3459 | -5391993.1059 | 0 | 50620884.8219 | 59591708.0998 | 78109825.259
2019-02-01 | 2019 | 2 | 71346245.1497 | 2621.4817 | 473.45 | 0 | 744439.6 | 110 | 0 | 972 | 28 | -65109283.2384 | 6713478.9676 | 0 | 30753551.3459 | -5441460.9326 | 0 | 50516940.4999 | 53824768.6062 | 71257995.2487
2019-03-01 | 2019 | 3 | 76152470.1497 | 2527.2956 | 394.32 | 0.03 | 744439.6 | 111 | 0 | 972 | 31 | -65109283.2384 | 5591422.5927 | 1448.0018 | 30753551.3459 | -5490928.7592 | 0 | 50516940.4999 | 59591708.0998 | 75854858.5425
2019-04-01 | 2019 | 4 | 69898435.1497 | 2394.6021 | 220.24 | 1.45 | 744439.6 | 112 | 0 | 973 | 30 | -65109283.2384 | 3122983.6473 | 69986.7556 | 30753551.3459 | -5540396.5859 | 0 | 50568912.6609 | 57669394.9353 | 71535149.5208
2019-05-01 | 2019 | 5 | 70938992.1497 | 2342.2258 | 68.61 | 50.69 | 744439.6 | 113 | 0 | 977 | 31 | -65109283.2384 | 972883.7089 | 2446640.4438 | 30753551.3459 | -5589864.4125 | 0 | 50776801.3049 | 59591708.0998 | 73842437.2524
2019-06-01 | 2019 | 6 | 71957492.1497 | 2442.549 | 2.73 | 145.18 | 744439.6 | 114 | 0 | 982 | 30 | -65109283.2384 | 38711.1576 | 7007363.5752 | 30753551.3459 | -5639332.2392 | 0 | 51036662.11 | 57669394.9353 | 75757067.6465
2019-07-01 | 2019 | 7 | 83273196.1497 | 2735.4706 | 0 | 268.19 | 744439.6 | 115 | 0 | 982 | 31 | -65109283.2384 | 0 | 12944653.7901 | 30753551.3459 | -5688800.0659 | 0 | 51036662.11 | 59591708.0998 | 83528492.0415
2019-08-01 | 2019 | 8 | 79874501.1497 | 2621.1565 | 0 | 239.59 | 744439.6 | 116 | 0 | 983 | 31 | -65109283.2384 | 0 | 11564225.3685 | 30753551.3459 | -5738267.8925 | 0 | 51088634.271 | 59591708.0998 | 82150567.9543
2019-09-01 | 2019 | 9 | 73235612.1497 | 2488.468 | 5.21 | 132.95 | 744439.6 | 117 | 0 | 981 | 30 | -65109283.2384 | 73877.3375 | 6417061.4915 | 30753551.3459 | -5787735.7192 | 0 | 50984689.949 | 57669394.9353 | 75001556.1015
2019-10-01 | 2019 | 10 | 71066407.1497 | 2339.2497 | 90.66 | 27.9 | 744439.6 | 118 | 0 | 980 | 31 | -65109283.2384 | 1285550.7513 | 1346641.712 | 30753551.3459 | -5837203.5458 | 0 | 50932717.7879 | 59591708.0998 | 72963682.9128
2019-11-01 | 2019 | 11 | 71496344.1497 | 2336.4818 | 264.88 | 0.69 | 744439.6 | 119 | 0 | 1020 | 30 | -65109283.2384 | 3755974.8842 | 33304.0423 | 30753551.3459 | -5886671.3725 | 0 | 53011604.2283 | 57669394.9353 | 74227874.8252
2019-12-01 | 2019 | 12 | 72338992.1497 | 2283.2836 | 413.65 | 0 | 744439.6 | 120 | 1 | 1022 | 31 | -65109283.2384 | 5865520.2766 | 0 | 30753551.3459 | -5936139.1992 | -3192226.1883 | 53115548.5503 | 59591708.0998 | 75088679.6467
2020-01-01 | 2020 | 1 | 75861625.0548 |  | 539.14 | 0 | 756722.8534 | 121 | 0 | 1006 | 31 | -65109283.2384 | 7644957.3357 | 0 | 31260984.9431 | -5985607.0258 | 0 | 52283993.9742 | 59591708.0998 | 79686754.0886
2020-02-01 | 2020 | 2 | 70798878.0548 |  | 473.45 | 0 | 756722.8534 | 122 | 0 | 996 | 29 | -65109283.2384 | 6713478.9676 | 0 | 31260984.9431 | -6035074.8525 | 0 | 51764272.3641 | 55747081.7707 | 74341459.9547
2020-03-01 | 2020 | 3 | 70545164.0548 |  | 394.32 | 0.03 | 756722.8534 | 123 | 0 | 1008 | 31 | -65109283.2384 | 5591422.5927 | 1448.0018 | 31260984.9431 | -6084542.6791 | 0 | 52387938.2962 | 59591708.0998 | 77639676.0161
2020-04-01 | 2020 | 4 | 60747838.0548 |  | 220.24 | 1.45 | 756722.8534 | 124 | 0 | 1008 | 30 | -65109283.2384 | 3122983.6473 | 69986.7556 | 31260984.9431 | -6134010.5058 | 0 | 52387938.2962 | 57669394.9353 | 73267994.8334
2020-05-01 | 2020 | 5 | 63619784.0548 |  | 68.61 | 50.69 | 756722.8534 | 125 | 0 | 1006 | 31 | -65109283.2384 | 972883.7089 | 2446640.4438 | 31260984.9431 | -6183478.3325 | 0 | 52283993.9742 | 59591708.0998 | 75263449.5989
2020-06-01 | 2020 | 6 | 70107012.0548 |  | 2.73 | 145.18 | 756722.8534 | 126 | 0 | 1005 | 30 | -65109283.2384 | 38711.1576 | 7007363.5752 | 31260984.9431 | -6232946.1591 | 0 | 52232021.8131 | 57669394.9353 | 76866247.027
2020-07-01 | 2020 | 7 |  |  | 0 | 268.19 | 756722.8534 | 127 | 0 | 1004 | 31 | -65109283.2384 | 0 | 12944653.7901 | 31260984.9431 | -6282413.9858 | 0 | 52180049.6521 | 59591708.0998 | 84585699.261
2020-08-01 | 2020 | 8 |  |  | 0 | 239.59 | 756722.8534 | 128 | 0 | 1003.8999 | 31 | -65109283.2384 | 0 | 11564225.3685 | 31260984.9431 | -6331881.8124 | 0 | 52174845.096 | 59591708.0998 | 83150598.4566
2020-09-01 | 2020 | 9 |  |  | 5.21 | 132.95 | 756722.8534 | 129 | 0 | 1003.7997 | 30 | -65109283.2384 | 73877.3375 | 6417061.4915 | 31260984.9431 | -6381349.6391 | 0 | 52169641.059 | 57669394.9353 | 76100326.8889
2020-10-01 | 2020 | 10 |  |  | 90.66 | 27.9 | 756722.8534 | 130 | 0 | 1003.6996 | 31 | -65109283.2384 | 1285550.7513 | 1346641.712 | 31260984.9431 | -6430817.4658 | 0 | 52164437.5411 | 59591708.0998 | 74109222.3432
2020-11-01 | 2020 | 11 |  |  | 264.88 | 0.69 | 756722.8534 | 131 | 0 | 1003.5995 | 30 | -65109283.2384 | 3755974.8842 | 33304.0423 | 31260984.9431 | -6480285.2924 | 0 | 52159234.5422 | 57669394.9353 | 73289324.8164
2020-12-01 | 2020 | 12 |  |  | 413.65 | 0 | 756722.8534 | 132 | 1 | 1003.4994 | 31 | -65109283.2384 | 5865520.2766 | 0 | 31260984.9431 | -6529753.1191 | -3192226.1883 | 52154032.0622 | 59591708.0998 | 74040982.836
2021-01-01 | 2021 | 1 |  |  | 539.14 | 0 | 769776.3226 | 133 | 0 | 1003.6405 | 31 | -65109283.2384 | 7644957.3357 | 0 | 31800236.9334 | -6579220.9457 | 0 | 52161364.068 | 59591708.0998 | 79509762.2528
2021-02-01 | 2021 | 2 |  |  | 473.45 | 0 | 769776.3226 | 134 | 0 | 1003.5404 | 28 | -65109283.2384 | 6713478.9676 | 0 | 31800236.9334 | -6628688.7724 | 0 | 52156161.3757 | 53824768.6062 | 72756673.8722
2021-03-01 | 2021 | 3 |  |  | 394.32 | 0.03 | 769776.3226 | 135 | 0 | 1003.4403 | 31 | -65109283.2384 | 5591422.5927 | 1448.0018 | 31800236.9334 | -6678156.5991 | 0 | 52150959.2022 | 59591708.0998 | 77348334.9925
2021-04-01 | 2021 | 4 |  |  | 220.24 | 1.45 | 769776.3226 | 136 | 0 | 1003.3402 | 30 | -65109283.2384 | 3122983.6473 | 69986.7556 | 31800236.9334 | -6727624.4257 | 0 | 52145757.5477 | 57669394.9353 | 72971452.1552
2021-05-01 | 2021 | 5 |  |  | 68.61 | 50.69 | 769776.3226 | 137 | 0 | 1003.2401 | 31 | -65109283.2384 | 972883.7089 | 2446640.4438 | 31800236.9334 | -6777092.2524 | 0 | 52140556.412 | 59591708.0998 | 75065650.1071
2021-06-01 | 2021 | 6 |  |  | 2.73 | 145.18 | 769776.3226 | 138 | 0 | 1003.14 | 30 | -65109283.2384 | 38711.1576 | 7007363.5752 | 31800236.9334 | -6826560.079 | 0 | 52135355.795 | 57669394.9353 | 76715219.0792
2021-07-01 | 2021 | 7 |  |  | 0 | 268.19 | 769776.3226 | 139 | 0 | 1003.04 | 31 | -65109283.2384 | 0 | 12944653.7901 | 31800236.9334 | -6876027.9057 | 0 | 52130155.6968 | 59591708.0998 | 84481443.376
2021-08-01 | 2021 | 8 |  |  | 0 | 239.59 | 769776.3226 | 140 | 0 | 1002.9399 | 31 | -65109283.2384 | 0 | 11564225.3685 | 31800236.9334 | -6925495.7323 | 0 | 52124956.1172 | 59591708.0998 | 83046347.5481
2021-09-01 | 2021 | 9 |  |  | 5.21 | 132.95 | 769776.3226 | 141 | 0 | 1002.8399 | 30 | -65109283.2384 | 73877.3375 | 6417061.4915 | 31800236.9334 | -6974963.559 | 0 | 52119757.0562 | 57669394.9353 | 75996080.9565
2021-10-01 | 2021 | 10 |  |  | 90.66 | 27.9 | 769776.3226 | 142 | 0 | 1002.7399 | 31 | -65109283.2384 | 1285550.7513 | 1346641.712 | 31800236.9334 | -7024431.3857 | 0 | 52114558.5139 | 59591708.0998 | 74004981.3863
2021-11-01 | 2021 | 11 |  |  | 264.88 | 0.69 | 769776.3226 | 143 | 0 | 1002.6399 | 30 | -65109283.2384 | 3755974.8842 | 33304.0423 | 31800236.9334 | -7073899.2123 | 0 | 52109360.49 | 57669394.9353 | 73185088.8345
2021-12-01 | 2021 | 12 |  |  | 413.65 | 0 | 769776.3226 | 144 | 1 | 1002.5399 | 31 | -65109283.2384 | 5865520.2766 | 0 | 31800236.9334 | -7123367.039 | -3192226.1883 | 52104162.9846 | 59591708.0998 | 73936751.8286

## Normalized Annual Summary
Residential kWh | [6 empty] | GS<50 kWh | [6 empty] | GS>50 kWh | [6 empty] | Street Light | [8 empty] | USL
Year | Actual | Cumulative Persisting CDM | Actual No CDM | Normal Predicted No CDM | Cumulative Persisting CDM | Normalized | Year | Actual | Cumulative Persisting CDM | Actual No CDM | Normal No CDM | Cumulative Persisting CDM | Normalized | Year | Actual | Cumulative Persisting CDM | Actual No CDM | Normal Predicted No CDM | Cumulative Persisting CDM | Normalized | Year | Actual | Cumulative Persisting CDM | Actual No CDM | Lamps / Devices | Average per Device | Normalized No CDM | Cumulative Persisting CDM | Normalized | Year | Actual | Connections | Average per Device | Normal Forecast
| A | B | C = A + B | D | E = B | F = D - E |  | A | B | C = A + B | D | E = B | F = D - E |  | A | B | C = A + B | D | E = B | F = D - E |  | A | B | C = A + B | D | E = C / D | F = C * E | G = B | H = F - G
2010 | 556896336 | 0 | 556896336 | 552666654.1518 | 0 | 552666654.1518 | 2010 | 172200325 | 0 | 172200325 | 172254403.1979 | 0 | 172254403.1979 | 2010 | 906197008 | 0 | 906197008 | 913321030.2227 | 0 | 913321030.2227 | 2010 | 9467387 | 0 | 9467387 | 14651.8333 | 646.1572 | 9467387 | 0 | 9467387 | 2010 | 3512551 | 603.5833 | 5819.4963 | 3512551
2011 | 551353006 | 1088909.7138 | 552441915.7138 | 554261217.0618 | 1088909.7138 | 553172307.3481 | 2011 | 174484065 | 554800.0192 | 175038865.0192 | 176208645.9866 | 554800.0192 | 175653845.9673 | 2011 | 908229110 | 2219413.1132 | 910448523.1132 | 908858833.3832 | 2219413.1132 | 906639420.27 | 2011 | 9847280 | 0 | 9847280 | 15024 | 655.4366 | 9847280 | 0 | 9847280 | 2011 | 3296779 | 603.8333 | 5459.7499 | 3296779
2012 | 551839571 | 2905438.7672 | 554745009.7672 | 550777831.4184 | 2905438.7672 | 547872392.6512 | 2012 | 174704767 | 1372275.3799 | 176077042.3799 | 176600061.4961 | 1372275.3799 | 175227786.1162 | 2012 | 903337846 | 7938587.5561 | 911276433.5561 | 915243223.0044 | 7938587.5561 | 907304635.4483 | 2012 | 9866380 | 0 | 9866380 | 15082.6667 | 654.1536 | 9866380 | 0 | 9866380 | 2012 | 3353868 | 604.5 | 5548.1687 | 3353868
2013 | 540087395 | 4435088.6506 | 544522483.6506 | 551893477.5003 | 4435088.6506 | 547458388.8496 | 2013 | 175467402 | 2174491.4721 | 177641893.4721 | 176949692.2956 | 2174491.4721 | 174775200.8234 | 2013 | 899933878 | 14675098.7393 | 914608976.7393 | 916372450.6873 | 14675098.7393 | 901697351.948 | 2013 | 9864267 | 0 | 9864267 | 15114.4167 | 652.6396 | 9864267 | 0 | 9864267 | 2013 | 3104444 | 568.5833 | 5459.9631 | 3104444
2014 | 530303117 | 6994830.8621 | 537297947.8621 | 548304280.6619 | 6994830.8621 | 541309449.7998 | 2014 | 172644356 | 3084511.7297 | 175728867.7297 | 176123642.8297 | 3084511.7297 | 173039131.0999 | 2014 | 901672321 | 20152767.5377 | 921825088.5377 | 925692641.4532 | 20152767.5377 | 905539873.9154 | 2014 | 9908447 | 0 | 9908447 | 15170.75 | 653.1284 | 9908447 | 0 | 9908447 | 2014 | 3098633 | 559 | 5543.1717 | 3098633
2015 | 530999846 | 10177948.8497 | 541177794.8497 | 544582847.073 | 10177948.8497 | 534404898.2234 | 2015 | 170245509 | 5514827.6731 | 175760336.6731 | 176764789.0354 | 5514827.6731 | 171249961.3623 | 2015 | 907051642 | 25580543.0317 | 932632185.0317 | 931283731.5677 | 25580543.0317 | 905703188.536 | 2015 | 9918681 | 0 | 9918681 | 15228.5833 | 651.32 | 9918681 | 0 | 9918681 | 2015 | 3110148 | 556.75 | 5586.2559 | 3110148
2016 | 545123880 | 15147695.8107 | 560271575.8107 | 545587925.1164 | 15147695.8107 | 530440229.3057 | 2016 | 169905557 | 8426195.4117 | 178331752.4117 | 176945161.775 | 8426195.4117 | 168518966.3633 | 2016 | 920835908 | 33745989.6593 | 954581897.6593 | 937689877.3162 | 33745989.6593 | 903943887.6569 | 2016 | 9945876 | 0 | 9945876 | 15252.6667 | 652.0746 | 9945876 | 0 | 9945876 | 2016 | 3115033 | 559.0833 | 5571.6792 | 3115033
2017 | 501428451 | 28743827.9233 | 530172278.9233 | 547288912.2416 | 28743827.9233 | 518545084.3183 | 2017 | 166894185 | 9675825.938 | 176570010.938 | 178668369.0931 | 9675825.938 | 168992543.1551 | 2017 | 885596225 | 40599462.6551 | 926195687.6551 | 919850975.5976 | 40599462.6551 | 879251512.9425 | 2017 | 11286654.7 | 0 | 11286654.7 | 17184 | 656.8118 | 11286654.7 | 0 | 11286654.7 | 2017 | 3130244 | 561.9167 | 5570.6552 | 3130244
2018 | 536801589 | 36452428.281 | 573254017.281 | 549448135.232 | 36452428.281 | 512995706.951 | 2018 | 174257110 | 11923160.538 | 186180270.538 | 182053669.7079 | 11923160.538 | 170130509.1698 | 2018 | 874283086 | 46858132.2521 | 921141218.2521 | 910043967.7091 | 46858132.2521 | 863185835.4569 | 2018 | 6528022.6 | 0 | 6528022.6 | 17184 | 379.8896 | 6528022.6 | 0 | 6528022.6 | 2018 | 3138478 | 563.3333 | 5571.2627 | 3138478
2019 | 512580883 | 38321392.4216 | 550902275.4216 | 557581712.8906 | 38321392.4216 | 519260320.469 | 2019 | 170703484 | 13423948.9471 | 184127432.9471 | 185040895.5923 | 13423948.9471 | 171616946.6452 | 2019 | 837536595 | 52858417.7965 | 890395012.7965 | 909318186.9519 | 52858417.7965 | 856459769.1554 | 2019 | 5537652.9 | 0 | 5537652.9 | 17184 | 322.2563 | 5537652.9 | 0 | 5537652.9 | 2019 | 3144191 | 561.5 | 5599.6278 | 3144191
2020 |  |  |  | 564155676.8594 | 37931162.4433 | 526224514.4161 | 2020 |  |  |  | 168077483.1289 | 13145851.5298 | 154931631.5991 | 2020 |  |  |  | 922341736.1208 | 52155213.5364 | 870186522.5843 | 2020 |  |  |  | 17196.6006 | 322.2563 | 5541713.5212 | 0 | 5541713.5212 | 2020 |  | 558.6796 | 5599.6278 | 3128398.0785
2021 |  |  |  | 562144443.5533 | 37472220.5789 | 524672222.9744 | 2021 |  |  |  | 183100851.0235 | 12700385.8972 | 170400465.1263 | 2021 |  |  |  | 919017786.389 | 49805696.4979 | 869212089.891 | 2021 |  |  |  | 17283.2715 | 322.2563 | 5569643.7573 | 0 | 5569643.7573 | 2021 |  | 554.2102 | 5599.6278 | 3103370.8938

## Customer Count
| Residential |  | Percent of Prior Year | GS < 50 |  | Percent of Prior Year | GS > 50 |  | Percent of Prior Year |  | St. Lights |  | Percent of Prior Year | USL |  | Percent of Prior Year
| Year | Customers |  | Year | Customers |  | Year | Customers |  |  | Year | Devices |  | Year | Devices
| 2010 | 57917.3333 |  | 2010 | 4988.25 |  | 2010 | 995.5 |  |  | 2010 | 14651.8333 |  | 2010 | 603.5833
| 2011 | 58488.25 | 101% | 2011 | 5090.5833 | 102.1% | 2011 | 986.9167 | 99.14% |  | 2011 | 15024 | 102.5% | 2011 | 603.8333 | 100%
| 2012 | 59068.0833 | 101% | 2012 | 5137.75 | 100.9% | 2012 | 998.3333 | 101.2% |  | 2012 | 15082.6667 | 100.4% | 2012 | 604.5 | 100.1%
| 2013 | 59319.4167 | 100.4% | 2013 | 5158.5 | 100.4% | 2013 | 1007.5 | 100.9% |  | 2013 | 15114.4167 | 100.2% | 2013 | 568.5833 | 94.06%
| 2014 | 59824.4167 | 100.9% | 2014 | 5198.4583 | 100.8% | 2014 | 1021.2083 | 101.4% |  | 2014 | 15170.75 | 100.4% | 2014 | 559 | 98.31%
| 2015 | 60123.25 | 100.5% | 2015 | 5238.5 | 100.8% | 2015 | 1027.6667 | 100.6% |  | 2015 | 15228.5833 | 100.4% | 2015 | 556.75 | 99.6%
| 2016 | 60318.8333 | 100.3% | 2016 | 5272.8333 | 100.7% | 2016 | 1034.1667 | 100.6% |  | 2016 | 15252.6667 | 100.2% | 2016 | 559.0833 | 100.4%
| 2017 | 60502 | 100.3% | 2017 | 5341.6667 | 101.3% | 2017 | 1003.6667 | 97.05% |  | 2017 | 17184 | 112.7% | 2017 | 561.9167 | 100.5% | SL recount in 2017, growth excluded
| 2018 | 60920.0833 | 100.7% | 2018 | 5427.75 | 101.6% | 2018 | 985.8333 | 98.22% |  | 2018 | 17184 | 100% | 2018 | 563.3333 | 100.3%
| 2019 | 61427.6667 | 100.8% | 2019 | 5489.5 | 101.1% | 2019 | 984.8333 | 99.9% |  | 2019 | 17184 | 100% | 2019 | 561.5 | 99.67%
| 2020 | 61830.6077 | 100.7% | 2020 | 5514.5253 | 101.1% | 2020 | 1016.9487 | 99.88% |  | 2020 | 17270.5429 | 100.5% | 2020 | 557.0091 | 99.2%
| 2021 | 62236.1918 | 100.7% | 2021 | 5573.5082 | 101.1% | 2021 | 1015.7322 | 99.88% |  | 2021 | 17357.5217 | 100.5% | 2021 | 552.554 | 99.2%
Adjusted with actual Jan 2020 - Jul 2020 Counts
| 2020 | 61651.2855 | 100.4% | 2020 | 5505.5601 | 100.3% | 2020 | 1004.2915 | 102% | * | 2020 | 17196.6006 | 100.1% | 2020 | 558.6796 | 99.5% | *GS>50 2020 decline would be 97.91% without Nov 19 reclassification
| 2021 | 62055.7179 | 100.7% | 2021 | 5564.4696 | 101.1% | 2021 | 1003.0901 | 99.88% |  | 2021 | 17283.2715 | 100.5% | 2021 | 554.2102 | 99.2%
2019 | Jan | 61267 |  |  | 5499 |  |  | 974 |  |  |  | 17184 |  |  | 559
| Feb | 61283 |  |  | 5507 |  |  | 972 |  |  |  | 17184 |  |  | 563
| Mar | 61278 |  |  | 5500 |  |  | 972 |  |  |  | 17184 |  |  | 563
| Apr | 61471 |  |  | 5496 |  |  | 973 |  |  |  | 17184 |  |  | 563
| May | 61467 |  |  | 5489 |  |  | 977 |  |  |  | 17184 |  |  | 563
| Jun | 61472 |  |  | 5489 |  |  | 982 |  |  |  | 17184 |  |  | 561
| Jul | 61470 |  |  | 5495 |  |  | 982 |  |  |  | 17184 |  |  | 561
| Aug | 61464 |  |  | 5492 |  |  | 983 |  |  |  | 17184 |  |  | 561
| Sep | 61464 |  |  | 5496 |  |  | 981 |  |  |  | 17184 |  |  | 561
| Oct | 61500 |  |  | 5495 |  |  | 980 |  |  |  | 17184 |  |  | 561
| Nov | 61496 |  |  | 5456 |  |  | 1020 |  |  |  | 17184 |  |  | 561
| Dec | 61500 |  |  | 5460 |  |  | 1022 |  |  |  | 17184 |  |  | 561
Nov 2019 Reclassification |  |  |  |  | -40 |  |  | 40
2020 | Jan | 61510 |  |  | 5491 |  |  | 1006 |  |  |  | 17184 |  |  | 560
| Feb | 61517 | 100% |  | 5489 | 99.96% |  | 996 | 99.01% |  |  | 17184 | 100% |  | 560 | 100%
| Mar | 61554 | 100.1% |  | 5500 | 100.2% |  | 1008 | 101.2% |  |  | 17184 | 100% |  | 560 | 100%
| Apr | 61567 | 100% |  | 5502 | 100% |  | 1008 | 100% |  |  | 17184 | 100% |  | 560 | 100%
| May | 61593 | 100% |  | 5501 | 99.98% |  | 1006 | 99.8% |  |  | 17184 | 100% |  | 559 | 99.82%
| Jun | 61616 | 100% |  | 5504 | 100.1% |  | 1005 | 99.9% |  |  | 17184 | 100% |  | 559 | 100%
| Jul | 61659 | 100.1% |  | 5501 | 99.95% |  | 1004 | 99.9% |  |  | 17191.1953 | 100% |  | 558.626 | 99.93%
| Aug | 61692.604 | 100.1% |  | 5505.8793 | 100.1% |  | 1003.8999 | 99.99% |  |  | 17198.3936 | 100% |  | 558.2523 | 99.93%
| Sep | 61726.2262 | 100.1% |  | 5510.7629 | 100.1% |  | 1003.7997 | 99.99% |  |  | 17205.595 | 100% |  | 557.8789 | 99.93%
| Oct | 61759.8668 | 100.1% |  | 5515.6509 | 100.1% |  | 1003.6996 | 99.99% |  |  | 17212.7993 | 100% |  | 557.5057 | 99.93%
| Nov | 61793.5258 | 100.1% |  | 5520.5432 | 100.1% |  | 1003.5995 | 99.99% |  |  | 17220.0067 | 100% |  | 557.1327 | 99.93%
| Dec | 61827.203 | 100.1% |  | 5525.8852 | 100.1% |  | 1003.4994 | 99.99% |  |  | 17227.2171 | 100% |  | 556.76 | 99.93%
2021 | Jan | 61869.9266 | 100.1% |  | 5537.3759 | 100.2% |  | 1003.6405 | 100% |  |  | 17243.5047 | 100.1% |  | 556.2523 | 99.91%
| Feb | 61903.6455 | 100.1% |  | 5542.2875 | 100.1% |  | 1003.5404 | 99.99% |  |  | 17250.7249 | 100% |  | 555.8802 | 99.93%
| Mar | 61937.3828 | 100.1% |  | 5547.2034 | 100.1% |  | 1003.4403 | 99.99% |  |  | 17257.9482 | 100% |  | 555.5083 | 99.93%
| Apr | 61971.1385 | 100.1% |  | 5552.1237 | 100.1% |  | 1003.3402 | 99.99% |  |  | 17265.1745 | 100% |  | 555.1367 | 99.93%
| May | 62004.9125 | 100.1% |  | 5557.0484 | 100.1% |  | 1003.2401 | 99.99% |  |  | 17272.4038 | 100% |  | 554.7653 | 99.93%
| Jun | 62038.705 | 100.1% |  | 5561.9774 | 100.1% |  | 1003.14 | 99.99% |  |  | 17279.6361 | 100% |  | 554.3942 | 99.93%
| Jul | 62072.5159 | 100.1% |  | 5566.9108 | 100.1% |  | 1003.04 | 99.99% |  |  | 17286.8715 | 100% |  | 554.0233 | 99.93%
| Aug | 62106.3452 | 100.1% |  | 5571.8486 | 100.1% |  | 1002.9399 | 99.99% |  |  | 17294.1099 | 100% |  | 553.6527 | 99.93%
| Sep | 62140.193 | 100.1% |  | 5576.7907 | 100.1% |  | 1002.8399 | 99.99% |  |  | 17301.3513 | 100% |  | 553.2823 | 99.93%
| Oct | 62174.0592 | 100.1% |  | 5581.7373 | 100.1% |  | 1002.7399 | 99.99% |  |  | 17308.5957 | 100% |  | 552.9122 | 99.93%
| Nov | 62207.9439 | 100.1% |  | 5586.6882 | 100.1% |  | 1002.6399 | 99.99% |  |  | 17315.8432 | 100% |  | 552.5423 | 99.93%
| Dec | 62241.847 | 100.1% |  | 5591.6435 | 100.1% |  | 1002.5399 | 99.99% |  |  | 17323.0937 | 100% |  | 552.1727 | 99.93%

## kW Forecast
|  | GS > 50 | [5 empty] | Street Lights
|  | kWh | kW | Ratio | 3-Yr MA |  |  | kWh | kW | Ratio | 3-Yr MA
|  | A | B | C = B / A
| 2010 | 906197008 | 2403006 | 0.0026517 |  |  | 2010 | 9467387 | 26416 | 0.0027902
| 2011 | 908229110 | 2396756 | 0.0026389 |  |  | 2011 | 9847280 | 27334 | 0.0027758
| 2012 | 903337846 | 2423043 | 0.0026823 | 0.0026577 |  | 2012 | 9866380 | 27457 | 0.0027829 | 0.002783
| 2013 | 899933878 | 2424733 | 0.0026943 | 0.0026719 |  | 2013 | 9864267 | 27500 | 0.0027878 | 0.0027822
| 2014 | 901672321 | 2373361 | 0.0026322 | 0.0026696 |  | 2014 | 9908447 | 27636 | 0.0027891 | 0.0027866
| 2015 | 907051642 | 2374100 | 0.0026174 | 0.002648 |  | 2015 | 9918681 | 27661 | 0.0027888 | 0.0027886
| 2016 | 920835908 | 2410544 | 0.0026178 | 0.0026224 |  | 2016 | 9945876 | 27648 | 0.0027798 | 0.0027859
| 2017 | 885596225 | 2363980 | 0.0026694 | 0.0026348 |  | 2017 | 11286654.7 | 30451.8 | 0.002698 | 0.0027843 | 2017 Ratio Excluded in Avg. Calculation
| 2018 | 874283086 | 2353522 | 0.0026919 | 0.0026597 |  | 2018 | 6528022.6 | 18200.9 | 0.0027881 | 0.002784
| 2019 | 837536595 | 2275484 | 0.0027169 | 0.0026927 |  | 2019 | 5537652.9 | 15445.8 | 0.0027892 | 0.0027887
|  | kWh Normalized | kW Normalized | Avg. Ratio | Trend Ratio (5-yr) |  |  | kWh Normalized | kW Normalized | Avg. Ratio | Trend Ratio (3-Yr. MA)
|  | D | E = D * G | F | G |  |  | D | E = D * F | F | G
| 2019 | 856459769.1554 | 2318864.9538 | 0.0026613 | 0.0027075 | ('14-'19) | 2019 | 5537652.9 | 15433.7004 | 0.0027858 | 0.002787
| 2020 | 870186522.5843 | 2373403.5386 | 0.0026613 | 0.0027275 |  | 2020 | 5541713.5212 | 15447.6201 | 0.0027858 | 0.0027875
| 2021 | 869212089.891 | 2388099.7503 | 0.0026613 | 0.0027474 |  | 2021 | 5569643.7573 | 15528.0918 | 0.0027858 | 0.002788
|  | kWh | kW | Divergence |  |  |  | kWh | kW | Divergence
5-year change |  | -7.664% | -4.154% | 3.51% |  |  |  | -44.17% | -44.16% | 0.009092%
10-year change |  | -7.577% | -5.307% | 2.27% |  |  |  | -41.51% | -41.53% | -0.0205%
|  |  | Trend Used |  | 5-year trend |  |  |  | Average Used
*Both forecast lines and 3-Yr MA ignore 2017
2373403.5386

## kW Forecast (Weather Normal)
|  | GS > 50 |  |  |  |  | Street Lights
|  | kWh | kW | Ratio | 3-Yr MA |  | kWh | kW | Ratio | 3-Yr MA
|  | A | B | C = B / A
| 2010 | 913321030.2227 | 2421897.1109 | 0.0026517 |  | 2010 | 9467387 | 26416 | 0.0027902
| 2011 | 906639420.27 | 2392560.9149 | 0.0026389 |  | 2011 | 9847280 | 27334 | 0.0027758
| 2012 | 907304635.4483 | 2433683.2067 | 0.0026823 | 0.0026577 | 2012 | 9866380 | 27457 | 0.0027829 | 0.002783
| 2013 | 901697351.948 | 2429484.4085 | 0.0026943 | 0.0026719 | 2013 | 9864267 | 27500 | 0.0027878 | 0.0027822
| 2014 | 905539873.9154 | 2383541.0832 | 0.0026322 | 0.0026696 | 2014 | 9908447 | 27636 | 0.0027891 | 0.0027866
| 2015 | 905703188.536 | 2370570.5831 | 0.0026174 | 0.002648 | 2015 | 9918681 | 27661 | 0.0027888 | 0.0027886
| 2016 | 903943887.6569 | 2366324.4404 | 0.0026178 | 0.0026224 | 2016 | 9945876 | 27648 | 0.0027798 | 0.0027859
| 2017 | 879251512.9425 | 2347043.6446 | 0.0026694 | 0.0026348 | 2017 | 11286654.7 | 30451.8 | 0.002698 | 0.0027843 | 2017 Ratio Excluded in Avg. Calculation
| 2018 | 863185835.4569 | 2323648.8117 | 0.0026919 | 0.0026597 | 2018 | 6528022.6 | 18200.9 | 0.0027881 | 0.002784
| 2019 | 856459769.1554 | 2326895.9386 | 0.0027169 | 0.0026927 | 2019 | 5537652.9 | 15445.8 | 0.0027892 | 0.0027887
|  | kWh Normalized | kW Normalized | Avg. Ratio | Ratio Trend |  | kWh Normalized | kW Normalized | Avg. Ratio | Trend Ratio (3-Yr. MA)
|  | D | E = D * G | F | G |  | D | E = D * F | F | G
| 2010 | 913321030.2227 | 2421897.1109 |  | 0.0026517 | 2010 | 9467387 | 26373.8648 | 0.0027858 | 0.0027828
| 2011 | 906639420.27 | 2392560.9149 |  | 0.0026389 | 2011 | 9847280 | 27432.1554 | 0.0027858 | 0.0027833
| 2012 | 907304635.4483 | 2433683.2067 |  | 0.0026823 | 2012 | 9866380 | 27485.3634 | 0.0027858 | 0.0027838
| 2013 | 901697351.948 | 2429484.4085 |  | 0.0026943 | 2013 | 9864267 | 27479.4771 | 0.0027858 | 0.0027842
| 2014 | 905539873.9154 | 2383541.0832 |  | 0.0026322 | 2014 | 9908447 | 27602.5519 | 0.0027858 | 0.0027847
| 2015 | 905703188.536 | 2379861.547 |  | 0.0026276 | 2015 | 9918681 | 27631.0614 | 0.0027858 | 0.0027852
| 2016 | 903943887.6569 | 2393286.1067 | 0.0026478 | 0.0026476 | 2016 | 9945876 | 27706.8201 | 0.0027858 | 0.0027856
| 2017 | 879251512.9425 | 2345464.8404 | 0.0026478 | 0.0026676 | 2017 | 11286654.7 | 31441.9074 | 0.0027858 | 0.0027861
| 2018 | 863185835.4569 | 2319842.1513 | 0.0026478 | 0.0026875 | 2018 | 6528022.6 | 18185.502 | 0.0027858 | 0.0027866
| 2019 | 856459769.1554 | 2318864.9538 | 0.0026613 | 0.0027075 | 2019 | 5537652.9 | 15426.5701 | 0.0027858 | 0.002787
| 2020 | 870186522.5843 | 2373403.5386 | 0.0026613 | 0.0027275 | 2020 | 5541713.5212 | 15437.882 | 0.0027858 | 0.0027875
| 2021 | 869212089.891 | 2388099.7503 | 0.0026613 | 0.0027474 | 2021 | 5569643.7573 | 15515.6889 | 0.0027858 | 0.002788 |  | v
|  | kWh | kW | Divergence |  |  | kWh | kW | Divergence
5-year change |  | -5.437% | -1.842% | 3.595% |  |  | -44.17% | -44.16% | 0.009092%
10-year change |  | -6.226% | -3.923% | 2.303% |  |  | -41.51% | -41.53% | -0.0205%
|  |  | Trend Used |  | 5-year trend |  |  | Average Used
*Both forecast lines and 3-Yr MA ignore 2017

## CDM Adjustment
2019-2021 Forecasted kWh Savings by Rate Class
Rate Class | 2019 |  |  | 2020 | 2021 |  |  | CDM Adjustment | LRAMVA Target
| kWh | CDM Adj Weight | Amount | kWh | kWh | CDM Adj Weight | Amount | kWh | kWh
| A | B | C = A * B | D | E | F | G = E * F | H = C + D + G | I = A + D + E
Residential | 28269.8039 | 0.5 | 14134.9019 | 0 | 0 | 0.5 | 0 | 14134.9019 | 28269.8039
GS < 50 | 955494.3602 | 0.5 | 477747.1801 | 119522.7923 | 0 | 0.5 | 0 | 597269.9724 | 1075017.1525
GS > 50 | 7335111.2727 | 0.5 | 3667555.6363 | 2490399.8874 | 0 | 0.5 | 0 | 6157955.5237 | 9825511.16
TOTAL | 8318875.4368 | 0.5 | 4159437.7184 | 2609922.6796 | 0 | 0.5 | 0 | 6769360.398 | 10928798.1164
2019-2021 kW Forecasted Savings by Rate Class
Rate Class | 2021 Forecast kWh |  |  | 2021 Forecast kW |  |  | LRAMVA
| Weather-Normal Forecast | CDM | % Savings | Weather-Normal Forecast | CDM |  | LRAMVA kWh | % Savings | LRAMVA kW
| A | B | C = B / A | D | E = C * D |  | F | G = F / B | H = D * G
GS > 50 | 870186522.5843 | 6157955.5237 | 0.7077% | 2373403.5386 | 16795.61 |  | 9825511.16 | 1.129% | 26798.7407
TOTAL | 870186522.5843 | 6157955.5237 | 0.7077% | 2373403.5386 | 16795.61 |  | 9825511.16 |  | 26798.7407

## Summary Tables
Normal Forecast
kWh | 2014 Actual | 2015 Actual | 2016 Actual | 2017 Actual | 2018 Actual | 2019 Actual | 2019 Normalized | 2020 Forecast | 2021 Forecast
Residential | 530303117 | 530999846 | 545123880 | 501428451 | 536801589 | 512580883 | 519260320.469 | 526224514.4161 | 524672222.9744
GS < 50 | 172644356 | 170245509 | 169905557 | 166894185 | 174257110 | 170703484 | 171616946.6452 | 154931631.5991 | 170400465.1263
GS > 50 | 901672321 | 907051642 | 920835908 | 885596225 | 874283086 | 837536595 | 856459769.1554 | 870186522.5843 | 869212089.891
Street Light | 9908447 | 9918681 | 9945876 | 11286654.7 | 6528022.6 | 5537652.9 | 5537652.9 | 5541713.5212 | 5569643.7573
USL | 3098633 | 3110148 | 3115033 | 3130244 | 3138478 | 3144191 | 3144191 | 3128398.0785 | 3103370.8938
Total | 1617626874 | 1621325826 | 1648926254 | 1568335759.7 | 1595008285.6 | 1529502805.9 | 1556018880.1696 | 1560012780.1992 | 1572957792.6429
CDM Adjusted
kWh | 2021 Weather Normal Forecast | CDM Adjustment | 2021 CDM Adjusted Forecast
Residential | 524672222.9744 | 14134.9019 | 524658088.0725
GS < 50 | 170400465.1263 | 597269.9724 | 169803195.1539
GS > 50 | 869212089.891 | 6157955.5237 | 863054134.3674
Street Light | 5569643.7573 |  | 5569643.7573
USL | 3103370.8938 |  | 3103370.8938
Total | 1572957792.6429 | 6769360.398 | 1566188432.2449
Normal Forecast
kW | 2014 Actual | 2015 Actual | 2016 Actual | 2017 Actual | 2018 Actual | 2019 Actual | 2019 Normalized | 2020 Forecast | 2021 Forecast
GS > 50 | 2373361 | 2374100 | 2410544 | 2363980 | 2353522 | 2275484 | 2318864.9538 | 2373403.5386 | 2388099.7503
Street Light | 27636 | 27661 | 27648 | 30451.8 | 18200.9 | 15445.8 | 15433.7004 | 15447.6201 | 15528.0918
Total | 2400997 | 2401761 | 2438192 | 2394431.8 | 2371722.9 | 2290929.8 | 2334298.6542 | 2388851.1587 | 2403627.8421
CDM Adjusted
kW | 2021 Weather Normal Forecast | CDM Adjustment | 2021 CDM Adjusted Forecast
GS > 50 | 2388099.7503 | 16795.61 | 2371304.1403
Street Light | 15528.0918 |  | 15528.0918
Total | 2403627.8421 | 16795.61 | 2386832.2322
Customers / Devices
Customers | 2014 Actual | 2015 Actual | 2016 Actual | 2017 Actual | 2018 Actual | 2019 Actual | 2020 Forecast | 2021 Forecast
Residential | 59824.4167 | 60123.25 | 60318.8333 | 60502 | 60920.0833 | 61427.6667 | 61651.2855 | 62055.7179
GS < 50 | 5198.4583 | 5238.5 | 5272.8333 | 5341.6667 | 5427.75 | 5489.5 | 5505.5601 | 5564.4696
GS > 50 | 1021.2083 | 1027.6667 | 1034.1667 | 1003.6667 | 985.8333 | 984.8333 | 1004.2915 | 1003.0901
Street Light | 15170.75 | 15228.5833 | 15252.6667 | 17184 | 17184 | 17184 | 17196.6006 | 17283.2715
USL | 559 | 556.75 | 559.0833 | 561.9167 | 563.3333 | 561.5 | 558.6796 | 554.2102
Total | 81773.8333 | 82174.75 | 82437.5833 | 84593.25 | 85081 | 85647.5 | 85916.4174 | 86460.7593

## Summary Tables (Weather Normal)
Normal Forecast
kWh | 2014 Normal | 2015 Normal | 2016 Normal | 2017 Normal | 2018 Normal | 2019 Normal | 2019 Normalized | 2020 Forecast | 2021 Forecast
Residential | 541309449.7998 | 534404898.2234 | 530440229.3057 | 518545084.3183 | 512995706.951 | 519260320.469 | 519260320.469 | 526224514.4161 | 524672222.9744
GS < 50 | 173039131.0999 | 171249961.3623 | 168518966.3633 | 168992543.1551 | 170130509.1698 | 171616946.6452 | 171616946.6452 | 154931631.5991 | 170400465.1263
GS > 50 | 905539873.9154 | 905703188.536 | 903943887.6569 | 879251512.9425 | 863185835.4569 | 856459769.1554 | 856459769.1554 | 870186522.5843 | 869212089.891
Street Light | 9908447 | 9918681 | 9945876 | 11286654.7 | 6528022.6 | 5537652.9 | 5537652.9 | 5541713.5212 | 5569643.7573
USL | 3098633 | 3110148 | 3115033 | 3130244 | 3138478 | 3144191 | 3144191 | 3128398.0785 | 3103370.8938
Total | 1632895534.8152 | 1624386877.1217 | 1615963992.3259 | 1581206039.1159 | 1555978552.1778 | 1556018880.1696 | 1556018880.1696 | 1560012780.1992 | 1572957792.6429
CDM Adjusted
kWh | 2021 Weather Normal Forecast | CDM Adjustment | 2021 CDM Adjusted Forecast
Residential | 524672222.9744 | 14134.9019 | 524658088.0725
GS < 50 | 170400465.1263 | 597269.9724 | 169803195.1539
GS > 50 | 869212089.891 | 6157955.5237 | 863054134.3674
Street Light | 5569643.7573 |  | 5569643.7573
USL | 3103370.8938 |  | 3103370.8938
Total | 1572957792.6429 | 6769360.398 | 1566188432.2449
Normal Forecast
kW | 2014 Normal | 2015 Normal | 2016 Normal | 2017 Normal | 2018 Normal | 2019 Normal | 2019 Normalized | 2020 Forecast | 2021 Forecast
GS > 50 | 2383541.0832 | 2379861.547 | 2393286.1067 | 2345464.8404 | 2319842.1513 | 2318864.9538 | 2318864.9538 | 2373403.5386 | 2388099.7503
Street Light | 27636 | 27661 | 27648 | 30451.8 | 18200.9 | 15445.8 | 15433.7004 | 15447.6201 | 15528.0918
Total | 2411177.0832 | 2407522.547 | 2420934.1067 | 2375916.6404 | 2338043.0513 | 2334310.7538 | 2334298.6542 | 2388851.1587 | 2403627.8421
CDM Adjusted
kW | 2021 Weather Normal Forecast | CDM Adjustment | 2021 CDM Adjusted Forecast
GS > 50 | 2388099.7503 | 16795.61 | 2371304.1403
Street Light | 15528.0918 |  | 15528.0918
Total | 2403627.8421 | 16795.61 | 2386832.2322
Customers / Devices
Customers | 2014 Actual | 2015 Actual | 2016 Actual | 2017 Actual | 2018 Actual | 2019 Actual | 2020 Forecast | 2021 Forecast
Residential | 59824.4167 | 60123.25 | 60318.8333 | 60502 | 60920.0833 | 61427.6667 | 61651.2855 | 62055.7179
GS < 50 | 5198.4583 | 5238.5 | 5272.8333 | 5341.6667 | 5427.75 | 5489.5 | 5505.5601 | 5564.4696
GS > 50 | 1021.2083 | 1027.6667 | 1034.1667 | 1003.6667 | 985.8333 | 984.8333 | 1004.2915 | 1003.0901
Street Light | 15170.75 | 15228.5833 | 15252.6667 | 17184 | 17184 | 17184 | 17196.6006 | 17283.2715
USL | 559 | 556.75 | 559.0833 | 561.9167 | 563.3333 | 561.5 | 558.6796 | 554.2102
Total | 81773.8333 | 82174.75 | 82437.5833 | 84593.25 | 85081 | 85647.5 | 85916.4174 | 86460.7593