{"text_format":"1","workbook":"xlsx","n_sheets":4,"sheets":["Data summary","Hourly load shapes by class","2006 Input to CA model","Revised Inputs to CA model"],"not_rendered":{"charts":0,"images":0,"macros":1,"external_links":0,"defined_names":3,"comments":0,"pivot_tables":0},"unopened":[],"bounds":{"document_bytes":16777216,"sheet_cells":100000,"rows_first":2000,"rows_last":500,"rows_between":2000,"halvings":0,"cell_chars":16384,"cell_head_chars":4096},"cells_cut":0,"cells_raw":0,"read":"whole","date_system":"1900"}

{"sheet":"Data summary","index":0,"n_rows":44,"n_cols":15,"rows_kept":44,"cut":false,"hidden":false,"merged":[[34,0,34,1],[40,0,40,1]]}
["RUN # 1 and 'RUN # 2","Rate classes","Weather station used for normalization",null,null,null,null,"Test Year"]
[1,"Residential class","North Bay",null,null,null,null,2004]
[2,"Streetlights"]
[3,"Sentinellights"]
[4,"General service >50kW"]
[5,"General service <50kW "]
[6,"Intermediate"]
[]
[]
["Monthly kWh by class (with actual weather)",null,"Jan","Feb","Mar","Apr","May","Jun","Jul","Aug","Sep","Oct","Nov","Dec","TOTAL"]
[1,"Residential class",3754748.7853982737,2727866.4391902364,2358962.4236877118,2166392.3165576132,1905828.0757104089,1593379.7562810639,1599552.4550179197,1593350.9798228936,1582450.0823180128,1991761.3430262862,2384692.8284349828,3732021.2751076329,27391006.760553032]
[2,"Streetlights",125269.62245153608,106372.99917804137,100747.07378279834,79802.607359941161,70356.153008883935,61353.304704267524,67633.234720292035,79020.92020718049,90277.760344360475,108590.23424296176,118404.64868703492,117504.86109129185,1125333.4197785901]
[3,"Sentinellights",7386.9562139216396,6272.649712203629,5940.9161216985012,4702.2516089599367,4145.6269205017807,3615.1744066641086,3983.908201513289,4635.3855907463549,5295.7539594302762,6369.9748644206038,6940.412630081647,6887.713506002322,66176.723736144108]
[4,"General service >50kW",2491538.573378962,2194842.19822904,2278232.5847715847,1950481.1657709219,1803087.3981595158,1722155.157544289,1595399.8487508146,1645065.5915873931,1716972.2795028759,1816229.459534996,1813884.7169292166,2206347.6626132871,23234236.636772893]
[5,"General service <50kW ",1526793.7561633219,1223166.0998221145,1211406.7827350944,1017376.9617504892,940608.37291032192,860587.59371456993,869932.01801709167,875491.9970074665,863031.88147826865,995187.77012232284,1110975.0303970301,1578113.5207643583,13072671.784882449]
[6,"Intermediate",4782635.3063938171,4686471.6138684405,4944033.2189010289,4605870.6969519695,4678218.3732904876,4534933.0133490972,3246471.5352923498,4589960.1257842248,4500405.2423970001,4276484.218209086,4402615.3629216682,3456885.9669175521,52704984.674276724]
[]
[]
["Monthly kWh by class (with normalized weather)",null,"Jan","Feb","Mar","Apr","May","Jun","Jul","Aug","Sep","Oct","Nov","Dec","TOTAL"]
[1,"Residential class",3409639.9857546045,2823511.3615409345,2467268.463708078,2113546.6763339289,1833181.9514738421,1583958.514662751,1604012.3020863049,1582473.9286872828,1692660.7696736564,2084392.9990956909,2483977.038806648,3574293.7927555353,27252917.784579255]
[2,"Streetlights",125269.62245153608,106372.99917804137,100747.07378279834,79802.607359941161,70356.153008883935,61353.304704267524,67633.234720292035,79020.92020718049,90277.760344360475,108590.23424296176,118404.64868703492,117504.86109129185,1125333.4197785901]
[3,"Sentinellights",7386.9562139216396,6272.649712203629,5940.9161216985012,4702.2516089599367,4145.6269205017807,3615.1744066641086,3983.908201513289,4635.3855907463549,5295.7539594302762,6369.9748644206038,6940.412630081647,6887.713506002322,66176.723736144108]
[4,"General service >50kW",2366576.2176979557,2229474.7976243924,2317449.7183520687,1931345.9953648325,1762515.2085855736,1710132.8661592044,1601090.986199707,1631185.5656353366,1817157.132853945,1849770.9686620231,1849835.0862700802,2149235.2453967356,23215769.788801853]
[5,"General service <50kW ",1414244.463487983,1254358.4900760548,1246728.305134218,1000142.5723802561,916270.01472082606,857124.8867179451,871571.20149979764,871494.21809511934,901705.94077154237,1025397.4529258769,1143354.2906844856,1526674.3323329939,13029066.168827102]
[6,"Intermediate",4782635.3063938171,4686471.6138684405,4944033.2189010289,4605870.6969519695,4678218.3732904876,4534933.0133490972,3246471.5352923498,4589960.1257842248,4500405.2423970001,4276484.218209086,4402615.3629216682,3456885.9669175521,52704984.674276724]
[]
[]
["Residential class information",null,"Equipment saturation"]
[null,"Electric space heating",0.32160790958923513]
[null,"Electric water heating",0.44902912621359226]
[null,"Air conditioning",0.13450146936870028]
[null,"Baseload",1]
[]
[]
["General service >50kW",null,"2004 kWh (Actual)","2004 kWh (Weather Corrected)"]
[null,"Weather sensitive load",13131546.926795885,13113080.078824844]
[null,"Non-weather sensitive load",10102689.709977012,10102689.709977012]
[null,"TOTAL",23234236.636772897,23215769.788801856]
[]
[]
["Intermediate",null,"2004 kWh (Actual)","2004 kWh (Weather Corrected)"]
[null,"Weather sensitive load",0,0]
[null,"Non-weather sensitive load",52704984.674276724,52704984.674276724]
[null,"TOTAL",52704984.674276724,52704984.674276724]

{"sheet":"Hourly load shapes by class","index":1,"n_rows":8818,"n_cols":28,"rows_kept":4500,"cut":true,"hidden":false,"merged":[],"bounds":{"rows_first":2000,"rows_last":500,"rows_between":2000,"halvings":0}}
["ALL UNITS IN GWh",null,null,null,"2004 Load Shape",null,null,null,null,null,null,null,"2021 Load Shape"]
["Year","Month","Day","Hour (EST)","Residential","GS<50 kW","GS>50kW","Intermediate Use","Sentinel Lighting","Street Lighting","TOTAL LDC sales",null,{"$f":"E2","v":"Residential"},"GS<50 kW","GS>50kW","Intermediate Use","Sentinel Lighting","Street Lighting","TOTAL LDC sales",null,null,"Residential","GS<50 kW","GS>50 kW",{"$f":"P2","v":"Intermediate Use"},"Sentinel ","Street Lighting"]
[2004,1,1,1,3.8469245523226271E-3,1.936830607950105E-3,2.4479772894686609E-3,2.5482518814589606E-3,1.5627816280617882E-5,2.6501993358583322E-4,{"$f":"SUM(E3:J3)","v":1.1060632081066807E-2},null,{"$f":"E3*V$5","v":3.2197781661875186E-3},1.5833489704955208E-3,2.4812863668236254E-3,9.6549307055962205E-4,2.2665515200667233E-6,1.0626763263988838E-4,{"$f":"SUM(M3:R3)","v":8.3584407582262422E-3},null,2004,{"$f":"'Data summary'!O11","v":27391006.760553032},{"$f":"'Data summary'!O15","v":13072671.784882449},{"$f":"'Data summary'!O14","v":23234236.636772893},{"$f":"'Data summary'!O16","v":52704984.674276724},{"$f":"'Data summary'!O13","v":66176.723736144108},{"$f":"'Data summary'!O12","v":1125333.4197785901},{"$f":"SUM(V3:AA3)","v":117594409.99999982}]
[2004,1,1,2,3.6646183815771949E-3,1.9301859747436047E-3,2.4358795367285554E-3,2.5393339693248551E-3,1.5627816280617882E-5,2.6501993358583322E-4,1.0850665612240663E-2,null,{"$f":"E4*V$5","v":3.0671925305339686E-3},{"$f":"F4*W$5","v":1.5779170173326328E-3},{"$f":"G4*X$5","v":2.4690240026781878E-3},{"$f":"H4*Y$5","v":9.621142121225948E-4},{"$f":"I4*Z$5","v":2.2665515200667233E-6},{"$f":"J4*AA$5","v":1.0626763263988838E-4},8.1847819468273391E-3,null,"2021 Forecast",22925577.124790709,10686841.341342891,23550379.678110421,19969100.330000002,9597.8191120162519,451235.93849097955,{"$f":"SUM(V4:AA4)","v":77592732.231847033}]
[2004,1,1,3,3.2703210308390575E-3,1.9696697624897886E-3,2.434443018098901E-3,2.5336271097547085E-3,1.5627816280617882E-5,2.6501993358583322E-4,1.0488708671048909E-2,null,2.7371756602717922E-3,1.6101948089074728E-3,2.4675679376620682E-3,9.5995197164325924E-4,2.2665515200667233E-6,1.0626763263988838E-4,7.8834245626445473E-3,null,"Scaling Factor",{"$f":"V4/V3","v":0.83697460722060135},{"$f":"W4/W3","v":0.81749481033413618},1.013606775478785,0.37888447275739656,0.14503315622399357,0.40097977235916482]
[2004,1,1,4,3.3659325036617723E-3,1.8791170239779898E-3,2.4388784341164782E-3,2.5470865984864957E-3,1.5627816280617882E-5,2.6501993358583322E-4,1.0511662310109188E-2,null,2.8172000351833672E-3,1.5361684151125332E-3,2.4720637053895519E-3,9.6505156293498658E-4,2.2665515200667233E-6,1.0626763263988838E-4,7.8990179027803933E-3]
[2004,1,1,5,3.4019684754372495E-3,1.8607730827162748E-3,2.4917426491612412E-3,2.5502493675619636E-3,1.5627816280617882E-5,2.6501993358583322E-4,1.0585381324743182E-2,null,2.8473612285059599E-3,1.5211723383300069E-3,2.5256472319392909E-3,9.6624988702859866E-4,2.2665515200667233E-6,1.0626763263988838E-4,7.9689648699638113E-3]
[2004,1,1,6,3.6210386691468872E-3,1.8009248573667156E-3,2.5670671835922947E-3,2.5595818316561879E-3,1.5627816280617882E-5,2.6501993358583322E-4,1.0829260291628538E-2,null,3.0307174178398249E-3,1.4722467246990345E-3,2.6019966903983918E-3,9.6978581276646614E-4,2.2665515200667233E-6,1.0626763263988838E-4,8.1832808298636719E-3]
[2004,1,1,7,3.6721749822625502E-3,1.7279029568250217E-3,2.7526017333822051E-3,2.5559775204115013E-3,1.5627816280617882E-5,2.6501993358583322E-4,1.0989304942747731E-2,null,3.0735172134245168E-3,1.4125516999654642E-3,2.7900557671508511E-3,9.6842019520086947E-4,2.2665515200667233E-6,1.0626763263988838E-4,8.3530790599016559E-3]
[2004,1,1,8,3.8555049240727828E-3,1.6494283756185669E-3,3.0080533950044819E-3,2.5273167667607416E-3,1.5627816280617882E-5,2.6501993358583322E-4,1.1320951211323026E-2,null,3.2269597194629117E-3,1.3483991370860427E-3,3.0489833021785048E-3,9.5756108066507174E-4,2.2665515200667233E-6,1.0626763263988838E-4,8.6904374235524853E-3]
[2004,1,1,9,4.5630432561028986E-3,1.6906769575158415E-3,3.0605056193667647E-3,2.5052697477191883E-3,6.5167997020435214E-6,1.1051331761365367E-4,1.193652569802039E-2,null,3.8191513370073372E-3,1.3821196387207072E-3,3.1021492321810481E-3,9.4920780747964053E-4,9.4515202926695283E-7,4.4313604939378932E-5,9.2978867723573777E-3]
[2004,1,1,10,5.3791551186908922E-3,1.6240270485970698E-3,3.0977035886122395E-3,2.4876318516510445E-3,0,0,1.2588517607551246E-2,null,4.5022162426449968E-3,1.3276336840703686E-3,3.1398533458423129E-3,9.4252508252731218E-4,0,0,9.9122283550849913E-3]
[2004,1,1,11,5.0390351774723553E-3,1.7062734549514412E-3,3.0443711025406085E-3,2.4278653182530593E-3,0,0,1.2217545053217463E-2,null,4.2175444884357174E-3,1.3948696944336997E-3,3.0857951766069796E-3,9.1988047103227914E-4,0,0,9.6180898305086755E-3]
[2004,1,1,12,5.0708496570263583E-3,1.8173127176186793E-3,3.0129928682494835E-3,2.4288503656036534E-3,0,0,1.2330005608498175E-2,null,4.2441723999643577E-3,1.4856437154074959E-3,3.0539899857269345E-3,9.2025369017835013E-4,0,0,9.7040597912771368E-3]
[2004,1,1,13,4.4792689781758457E-3,1.775113948524079E-3,3.0860866857239733E-3,2.4328091502678353E-3,0,0,1.1773278762691733E-2,null,3.7490343936441529E-3,1.4511464406701715E-3,3.1280783743646871E-3,9.2175361221859872E-4,0,0,9.2500128208976122E-3]
[2004,1,1,14,4.63593770809033E-3,1.7791715185711699E-3,3.1155644297076535E-3,2.4725292499375713E-3,0,0,1.2003202906306725E-2,null,3.8801621423280789E-3,1.4544634831262357E-3,3.1579572153923744E-3,9.3680294123983784E-4,0,0,9.4293857820865277E-3]
[2004,1,1,15,4.8701268222384221E-3,1.7687102501280209E-3,3.0962412020783736E-3,2.4727546698376322E-3,0,0,1.2207832944282447E-2,null,4.0761724841575191E-3,1.445911450464449E-3,3.1383710609432171E-3,9.3688834933982148E-4,0,0,9.5973433449050068E-3]
[2004,1,1,16,4.9129621866715201E-3,1.6528587616958723E-3,3.0724342200039263E-3,2.4469891802943893E-3,0,0,1.2085244348665708E-2,null,4.112024596479062E-3,1.3512034599016823E-3,3.1142401426088556E-3,9.2712620541889371E-4,0,0,9.5045944044084944E-3]
[2004,1,1,17,4.8404228061001836E-3,1.7038923499475569E-3,2.9639636934048596E-3,2.445349166523004E-3,5.2040631344716196E-6,8.8251643192443688E-5,1.2047083722302518E-2,null,4.051310976917342E-3,1.3929231534501635E-3,3.0042936819082897E-3,9.265048296658075E-4,7.5476170158134809E-7,3.5387123797628309E-5,9.4111745274408128E-3]
[2004,1,1,18,5.2713516564722729E-3,1.7146672281246839E-3,2.9360178567224204E-3,2.5010222651058421E-3,1.5627816280617882E-5,2.6501993358583322E-4,1.270370675629167E-2,null,4.4119874821975467E-3,1.4017315604419474E-3,2.975967592500546E-3,9.4759850226913667E-4,2.2665515200667233E-6,1.0626763263988838E-4,9.8458193215691329E-3]
[2004,1,1,19,5.7823164450431942E-3,1.6982710537690646E-3,2.8431157966897613E-3,2.5120277310047966E-3,1.5627816280617882E-5,2.6501993358583322E-4,1.3116378776373269E-2,null,4.8396520354152513E-3,1.388327772996895E-3,2.8818014349955056E-3,9.5176830241371156E-4,2.2665515200667233E-6,1.0626763263988838E-4,1.0170083729981318E-2]
[2004,1,1,20,6.212100791095191E-3,1.7516318234617068E-3,2.783970999001583E-3,2.5247151954448468E-3,1.5627816280617882E-5,2.6501993358583322E-4,1.3553066558869779E-2,null,5.1993706196416844E-3,1.4319499252960651E-3,2.8218518673244464E-3,9.5657538568870817E-4,2.2665515200667233E-6,1.0626763263988838E-4,1.0518281982110859E-2]
[2004,1,1,21,5.7082604182281255E-3,1.8682529715301488E-3,2.7211025607080559E-3,2.5164190611018313E-3,1.5627816280617882E-5,2.6501993358583322E-4,1.3094682761434613E-2,null,4.7776690214593907E-3,1.5272871086172252E-3,2.7581279923063573E-3,9.534321092022302E-4,2.2665515200667233E-6,1.0626763263988838E-4,1.0125050415745157E-2]
[2004,1,1,22,5.3291730218009738E-3,1.6723899162373944E-3,2.6103700739348425E-3,2.486679992930152E-3,1.5627816280617882E-5,2.6501993358583322E-4,1.2379260754769814E-2,null,4.4603824967324951E-3,1.3671700773792107E-3,2.6458887934474131E-3,9.4216443803770724E-4,2.2665515200667233E-6,1.0626763263988838E-4,9.5241399897567809E-3]
[2004,1,1,23,5.0099598701613245E-3,1.6640086346567057E-3,2.580015804503919E-3,2.4808858640139255E-3,1.5627816280617882E-5,2.6501993358583322E-4,1.2015517923202327E-2,null,4.1932091945192495E-3,1.3603184231830486E-3,2.6151215002875204E-3,9.3996913255819437E-4,2.2665515200667233E-6,1.0626763263988838E-4,9.2171524347079686E-3]
[2004,1,1,24,4.4551437319463776E-3,1.8187150728075539E-3,2.5725202400027885E-3,2.4716106801445587E-3,1.5627816280617882E-5,2.6501993358583322E-4,1.1598637474767731E-2,null,3.7288421751571436E-3,1.486790133496646E-3,2.6075239453231367E-3,9.3645490940812148E-4,2.2665515200667233E-6,1.0626763263988838E-4,8.8681453475450023E-3]
[2004,1,2,1,3.8927826080023824E-3,1.8535058010994707E-3,2.4258395826719029E-3,2.5087807917935495E-3,1.5627816280617882E-5,2.6501993358583322E-4,1.0961556533433758E-2,null,3.2581601943279821E-3,1.515231373323033E-3,2.458847437220869E-3,9.5053808756258285E-4,2.2665515200667233E-6,1.0626763263988838E-4,8.2913112765944218E-3]
[2004,1,2,2,3.6002602635394863E-3,1.7994804153092512E-3,2.3893225143457567E-3,2.5217384592191375E-3,1.5627816280617899E-5,2.6501993358583322E-4,1.0591449402280084E-2,null,3.0133264199679005E-3,1.4710659008132288E-3,2.4218334893448654E-3,9.5544754655329243E-4,2.2665515200667258E-6,1.0626763263988838E-4,7.9702075408392414E-3]
[2004,1,2,3,3.2289077493431145E-3,1.8184665836449446E-3,2.3683685418330611E-3,2.5222640712259576E-3,1.5627816280617882E-5,2.6501993358583322E-4,1.0218654695913531E-2,null,2.7025137952580093E-3,1.4865869948957886E-3,2.4005944008328008E-3,9.5564669278137143E-4,2.2665515200667233E-6,1.0626763263988838E-4,7.653876067927925E-3]
[2004,1,2,4,3.2584964076720216E-3,1.7884336493437776E-3,2.3764538031747951E-3,2.5139739347071854E-3,1.5627816280617882E-5,2.6501993358583322E-4,1.0218005544764232E-2,null,2.7272787509410308E-3,1.4620352269654785E-3,2.4087896765102993E-3,9.5250568877736964E-4,2.2665515200667233E-6,1.0626763263988838E-4,7.6591435273541328E-3]
[2004,1,2,5,3.2558697760366518E-3,1.8182382563106728E-3,2.4377128698129143E-3,2.5088767569814607E-3,1.5627816280617882E-5,2.6501993358583322E-4,1.0301345409008152E-2,null,2.7250803269597041E-3,1.4864003384849639E-3,2.4708822815142032E-3,9.5057444728220773E-4,2.2665515200667233E-6,1.0626763263988838E-4,7.7414715784010343E-3]
[2004,1,2,6,3.3958288508645585E-3,1.7729693748910964E-3,2.5555739015494039E-3,2.5006798876330144E-3,1.5627816280617882E-5,2.6501993358583322E-4,1.0505699764804526E-2,null,2.8422225186407499E-3,1.4493932628548288E-3,2.5903470218472291E-3,9.4746878076086029E-4,2.2665515200667233E-6,1.0626763263988838E-4,7.9379657682636228E-3]
[2004,1,2,7,3.4984622955105708E-3,1.7534527034629873E-3,2.772249484454575E-3,2.517539360392462E-3,1.5627816280617882E-5,2.6501993358583322E-4,1.0822351593687047E-2,null,2.9281241056610435E-3,1.4334384852473531E-3,2.8099708607607259E-3,9.5385657320829138E-4,2.2665515200667233E-6,1.0626763263988838E-4,8.2339242090373691E-3]
[2004,1,2,8,3.6695488324413458E-3,1.8586511640627712E-3,3.19521797655939E-3,2.5094113657246481E-3,1.5627816280617882E-5,2.6501993358583322E-4,1.1513477088654607E-2,null,3.0713191927094117E-3,1.5194376808428166E-3,3.2386945901722113E-3,9.507770022340017E-4,2.2665515200667233E-6,1.0626763263988838E-4,8.8887626501183963E-3]
[2004,1,2,9,4.3362081739821683E-3,1.9961333842516832E-3,3.2695065736131953E-3,2.4792815362934708E-3,6.5167997020435214E-6,1.1051331761365367E-4,1.2198159785456216E-2,null,3.6292961332454864E-3,1.6318286823604671E-3,3.3139940154867614E-3,9.3936127769569987E-4,9.4515202926695283E-7,4.4313604939378932E-5,9.5597388657570597E-3]
[2004,1,2,10,4.9977781879649557E-3,1.9981550971564814E-3,3.2846059434172804E-3,2.4082658227292013E-3,0,0,1.2688805051267918E-2,null,4.1830134358476576E-3,1.6334814221681251E-3,3.329298839025642E-3,9.1245452650441129E-4,0,0,1.0058248223545835E-2]
[2004,1,2,11,4.8407879292624995E-3,2.0655653012101906E-3,3.2348812641791961E-3,2.4004743080081495E-3,0,0,1.2541708802660036E-2,null,4.051616575732709E-3,1.6885889141455975E-3,3.2788975672414103E-3,9.0950244255734404E-4,0,0,9.9286054996770602E-3]
[2004,1,2,12,5.1939617339028434E-3,2.0334517058621772E-3,3.1712021640313529E-3,2.389522922825574E-3,0,0,1.2788138526621948E-2,null,4.3472140821521656E-3,1.6623362166074262E-3,3.2143519998751647E-3,9.0535313275648085E-4,0,0,1.0129255431391237E-2]
[2004,1,2,13,4.2105097399661338E-3,2.0613113316058818E-3,3.2171644258802631E-3,2.3849782470175915E-3,0,0,1.1873963744469871E-2,null,3.524089735806671E-3,1.6851113160707559E-3,3.2609396599015501E-3,9.0363122565912009E-4,0,0,9.3737719374380971E-3]
[2004,1,2,14,4.6178457570930451E-3,2.0443065086866237E-3,3.4002204565242119E-3,2.3794786132784154E-3,0,0,1.2441851335582295E-2,null,3.8650196387482721E-3,1.6712099615836117E-3,3.4464864928545084E-3,9.015474998294936E-4,0,0,9.8842635930158837E-3]
[2004,1,2,15,4.5851880900277149E-3,2.0642855410882002E-3,3.3710735413828466E-3,2.3761985857356448E-3,0,0,1.2396745758234406E-2,null,3.837686000683526E-3,1.687542716887398E-3,3.4169429821829154E-3,9.0030474832332116E-4,0,0,9.8424764480771598E-3]
[2004,1,2,16,4.8482210027202448E-3,2.0994488001220696E-3,3.3240847150130576E-3,2.376003355553164E-3,0,0,1.2647757873408536E-2,null,4.0578378694704469E-3,1.716288498662021E-3,3.3693147894027012E-3,9.0023077863856554E-4,0,0,1.0043671936173735E-2]
[2004,1,2,17,4.2682975193729395E-3,2.2658325662127722E-3,3.1561401843587661E-3,2.388144215601538E-3,5.2040631344716196E-6,8.8251643192443688E-5,1.217187019187293E-2,null,3.572456639777833E-3,1.8523063639650193E-3,3.1990850752269067E-3,9.0483076199681506E-4,7.5476170158134809E-7,3.5387123797628309E-5,9.5648207264657833E-3]
[2004,1,2,18,4.9676741543879278E-3,2.0828932470469395E-3,3.0823451187286391E-3,2.4413662902636655E-3,1.5627816280617882E-5,2.6501993358583322E-4,1.2854926560293625E-2,null,4.1578171241687684E-3,1.7027544199408908E-3,3.1242858967073083E-3,9.2499577969423004E-4,2.2665515200667233E-6,1.0626763263988838E-4,1.0018387404671154E-2]
[2004,1,2,19,5.3503816187716532E-3,1.957897892840062E-3,3.0317994571538633E-3,2.4462082595644646E-3,1.5627816280617882E-5,2.6501993358583322E-4,1.3066934978196495E-2,null,4.4781335538517297E-3,1.6005713665608913E-3,3.0730524716640582E-3,9.2683032667987089E-4,2.2665515200667233E-6,1.0626763263988838E-4,1.0187121902916506E-2]
[2004,1,2,20,5.6354744073947773E-3,1.8088410458242065E-3,2.9615627089573664E-3,2.4349624795030169E-3,1.5627816280617882E-5,2.6501993358583322E-4,1.3121488391545821E-2,null,4.7167489786309946E-3,1.4787181676806601E-3,3.0018600278044916E-3,9.2256947523054354E-4,2.2665515200667233E-6,1.0626763263988838E-4,1.0228430833506646E-2]
[2004,1,2,21,5.2204554873149641E-3,2.0975234523271827E-3,2.9401938017235437E-3,2.4462743359293321E-3,1.5627816280617882E-5,2.6501993358583322E-4,1.2985094827161474E-2,null,4.3693886810080755E-3,1.7147145368316128E-3,2.980200358647711E-3,9.2685536198853537E-4,2.2665515200667233E-6,1.0626763263988838E-4,1.0099693122635889E-2]
[2004,1,2,22,4.7940913686583429E-3,2.1097206068520663E-3,2.7229251104600198E-3,2.4455954785097419E-3,1.5627816280617882E-5,2.6501993358583322E-4,1.2352980314346623E-2,null,4.012532740262492E-3,1.7246856473565487E-3,2.759975341083595E-3,9.2659815345303646E-4,2.2665515200667233E-6,1.0626763263988838E-4,9.5323260663156273E-3]
[2004,1,2,23,4.7563141113022463E-3,2.039837485402794E-3,2.5513250826265802E-3,2.4534200815623168E-3,1.5627816280617882E-5,2.6501993358583322E-4,1.2081544510760388E-2,null,3.9809141351250009E-3,1.6675565582418184E-3,2.5860403901992726E-3,9.2956277405514722E-4,2.2665515200667233E-6,1.0626763263988838E-4,9.272608041781193E-3]
[2004,1,2,24,4.2714284012493279E-3,1.6035519165104753E-3,2.4778134271442502E-3,2.4458507872328465E-3,1.5627816280617882E-5,2.6501993358583322E-4,1.107929228200335E-2,null,3.5750771084065774E-3,1.3108953698486715E-3,2.5115284781257207E-3,9.2669488596398039E-4,2.2665515200667233E-6,1.0626763263988838E-4,8.4327300265049036E-3]
[2004,1,3,1,3.9516881152270545E-3,1.4751907442292463E-3,2.5597250089393351E-3,2.4547776961033182E-3,1.5627816280617882E-5,2.6501993358583322E-4,1.0722029314365406E-2,null,3.3074626081004825E-3,1.2059607776603609E-3,2.5945546124234034E-3,9.3007715312472239E-4,2.2665515200667233E-6,1.0626763263988838E-4,8.1465893354689244E-3]
[2004,1,3,2,3.4333931625297105E-3,1.5645205994591171E-3,2.5017056528935109E-3,2.4439223764068331E-3,1.5627816280617882E-5,2.6501993358583322E-4,1.0224189541155624E-2,null,2.8736628936422027E-3,1.2789874707186801E-3,2.5357458000264399E-3,9.2596424104490662E-4,2.2665515200667233E-6,1.0626763263988838E-4,7.7228945895921842E-3]
[2004,1,3,3,3.3818067129715674E-3,1.5205692690073718E-3,2.4811400971154729E-3,2.439972588479018E-3,1.5627816280617882E-5,2.6501993358583322E-4,1.0104136417439883E-2,null,2.8304863452853707E-3,1.2430574861670976E-3,2.5149004133483339E-3,9.2446772772837289E-4,2.2665515200667233E-6,1.0626763263988838E-4,7.62144615668913E-3]
[2004,1,3,4,3.201827264039581E-3,1.5275742355775369E-3,2.4705702567206882E-3,2.4518010601757875E-3,1.5627816280617882E-5,2.6501993358583322E-4,9.9324205663800461E-3,null,2.679848116707741E-3,1.2487840099847717E-3,2.5041867515084508E-3,9.2894935199072919E-4,2.2665515200667233E-6,1.0626763263988838E-4,7.4703024143516475E-3]
[2004,1,3,5,3.3415371524455439E-3,1.5112286848505694E-3,2.5217906719830706E-3,2.4498636526134074E-3,1.5627816280617882E-5,2.6501993358583322E-4,1.0105067911759044E-2,null,2.7967817456811556E-3,1.2354216070934222E-3,2.5561041114612387E-3,9.2821529834794057E-4,2.2665515200667233E-6,1.0626763263988838E-4,7.6250569467437119E-3]
[2004,1,3,6,3.500267891298692E-3,1.4816640468577852E-3,2.5828898434195123E-3,2.4430873749605297E-3,1.5627816280617882E-5,2.6501993358583322E-4,1.0288556906402971E-2,null,2.9296353434866054E-3,1.2112526689649137E-3,2.6180346456053556E-3,9.2564787196217232E-4,2.2665515200667233E-6,1.0626763263988838E-4,7.7931047141790027E-3]
[2004,1,3,7,3.6311683462616822E-3,1.5209712517858425E-3,2.8481033065598134E-3,2.4475898654024442E-3,1.5627816280617882E-5,2.6501993358583322E-4,1.0728480519876234E-2,null,3.039195700364252E-3,1.243386105002341E-3,2.8868568087925578E-3,9.2735379567935228E-4,2.2665515200667233E-6,1.0626763263988838E-4,8.2053265939984587E-3]
[2004,1,3,8,3.7806074865937528E-3,1.5552007744881727E-3,3.316360200818878E-3,2.4997458217884982E-3,1.5627816280617882E-5,2.6501993358583322E-4,1.1432562033555754E-2,null,3.1642724661470711E-3,1.2713685621717104E-3,3.3614851694781988E-3,9.471148777158401E-4,2.2665515200667233E-6,1.0626763263988838E-4,8.8527752596727766E-3]
[2004,1,3,9,4.0768393260174948E-3,1.7818536563730142E-3,3.4051219542556308E-3,2.4733617539626457E-3,6.5167997020435214E-6,1.1051331761365367E-4,1.1854206807924483E-2,null,3.4122109935949938E-3,1.4566561168598443E-3,3.4514546841650688E-3,9.3711836408844659E-4,9.4515202926695283E-7,4.4313604939378932E-5,9.3026989156769976E-3]
[2004,1,3,10,4.7848292366840838E-3,1.8226917619904408E-3,3.391108897757318E-3,2.4149010512141554E-3,0,0,1.2413530947645997E-2,null,4.004780570991311E-3,1.4900410562659679E-3,3.4372509551532119E-3,9.1496851155055804E-4,0,0,9.8470410939610481E-3]
[2004,1,3,11,5.0376315697215311E-3,1.9233675367896826E-3,3.3537468626039634E-3,2.3867597111496149E-3,0,0,1.2701505680264792E-2,null,4.2163697043897802E-3,1.5723429796907164E-3,3.3993805431760953E-3,9.0430619475751796E-4,0,0,1.009239942201411E-2]
[2004,1,3,12,4.649161639653141E-3,1.933617058049366E-3,3.2993231692815934E-3,2.387237240264301E-3,0,0,1.2269339107248402E-2,null,3.8912302372537746E-3,1.5807219101289169E-3,3.344216318877961E-3,9.0448712312436209E-4,0,0,9.7206555893850147E-3]
[2004,1,3,13,4.333635203443543E-3,1.9194859131063109E-3,3.328602178451579E-3,2.3901452021075562E-3,0,0,1.1971868497108989E-2,null,3.6271426222395302E-3,1.5691697724738898E-3,3.3738937209519641E-3,9.055889047141425E-4,0,0,9.4757950203795266E-3]
[2004,1,3,14,4.3129982109452779E-3,1.8366190730686736E-3,3.2661217926371238E-3,2.4589806965257233E-3,0,0,1.1874719773176799E-2,null,3.6098699835490802E-3,1.5014265607943323E-3,3.3105631785559039E-3,9.3166960472376443E-4,0,0,9.3535293276230808E-3]
[2004,1,3,15,4.360125152475627E-3,1.8017288977030474E-3,3.2386819988370823E-3,2.4224798437708856E-3,0,0,1.1823015892786642E-2,null,3.6493140369259526E-3,1.472904023501285E-3,3.282750017642441E-3,9.1783999837255243E-4,0,0,9.3228080764422312E-3]
[2004,1,3,16,4.219712446093777E-3,1.8683994355841497E-3,3.2001696991875244E-3,2.4029047407367189E-3,0,0,1.1691186321602171E-2,null,3.531792167153222E-3,1.5274068422212715E-3,3.2437136897783799E-3,9.1042329578028042E-4,0,0,9.2133359949331545E-3]
[2004,1,3,17,4.5680168252950982E-3,1.9090311552512743E-3,3.1370915272656394E-3,2.397792367854026E-3,5.2040631344716196E-6,8.8251643192443688E-5,{"$f":"SUM(E67:J67)","v":1.2105387581992953E-2},null,3.8233140881284633E-3,1.5606230621840974E-3,3.1797772273335417E-3,9.0848629707608217E-4,7.5476170158134809E-7,3.5387123797628309E-5,{"$f":"SUM(M67:R67)","v":9.5083425602213931E-3}]
[2004,1,3,18,5.3059769510857705E-3,1.9367089016275078E-3,3.0701429620055704E-3,2.4899506225438419E-3,1.5627816280617882E-5,2.6501993358583322E-4,1.3083427187129142E-2,null,{"$f":"E68*V$5","v":4.4409679745565766E-3},{"$f":"F68*W$5","v":1.5832494762084127E-3},{"$f":"G68*X$5","v":3.1119177079773522E-3},{"$f":"H68*Y$5","v":9.4340362881447488E-4},{"$f":"I68*Z$5","v":2.2665515200667233E-6},{"$f":"J68*AA$5","v":1.0626763263988838E-4},1.0188072971716772E-2]
[2004,1,3,19,5.4355280161845305E-3,1.807442334258533E-3,2.9681182689071314E-3,2.5231474564589313E-3,1.5627816280617882E-5,2.6501993358583322E-4,1.3014883825675578E-2,null,4.5493989263826222E-3,1.4775747282345679E-3,3.0085047877866306E-3,9.5598139372960844E-4,2.2665515200667233E-6,1.0626763263988838E-4,1.0099994020293384E-2]
[2004,1,3,20,5.2871514127821907E-3,1.7926754392121869E-3,2.9482740277325466E-3,2.4992291062198662E-3,1.5627816280617882E-5,2.6501993358583322E-4,1.2807977735813244E-2,null,4.4252114770292218E-3,1.4655028681694309E-3,2.9883905304778362E-3,9.4691910221005341E-4,2.2665515200667233E-6,1.0626763263988838E-4,9.9345581620464973E-3]
[2004,1,3,21,5.0775869308914865E-3,1.8120670605728344E-3,2.8165331764991065E-3,2.4178918793168695E-3,1.5627816280617882E-5,2.6501993358583322E-4,1.2404726797146749E-2,null,4.2498113271113606E-3,1.481355417995725E-3,2.8548571110602787E-3,9.1610168987936284E-4,2.2665515200667233E-6,1.0626763263988838E-4,9.6106597302066821E-3]
[2004,1,3,22,4.6730631549369303E-3,1.8506209477886163E-3,2.5882630832840367E-3,2.3427093528720199E-3,1.5627816280617882E-5,2.6501993358583322E-4,1.1735304288748055E-2,null,3.9112351986204013E-3,1.5128730207128343E-3,2.6234809979383102E-3,8.8761619798673696E-4,2.2665515200667233E-6,1.0626763263988838E-4,9.0437395994182376E-3]
[2004,1,3,23,4.9552264394965642E-3,1.698242922685597E-3,2.4597669221043342E-3,2.3071634580483749E-3,1.5627816280617882E-5,2.6501993358583322E-4,1.1701047492201322E-2,null,4.1473987028867757E-3,1.3883047759821511E-3,2.4932364183435497E-3,8.7414841036779036E-4,2.2665515200667233E-6,1.0626763263988838E-4,9.0116224917402218E-3]
[2004,1,3,24,4.7629340497449737E-3,1.6421633467485985E-3,2.4375987747799715E-3,2.3077852358394644E-3,1.5627816280617882E-5,2.6501993358583322E-4,1.1431129156979461E-2,null,3.9864548555029276E-3,1.3424600136879158E-3,2.470766634015764E-3,8.7438399231833954E-4,2.2665515200667233E-6,1.0626763263988838E-4,8.7825996796849024E-3]
[2004,1,4,1,3.4316431344930398E-3,1.936830607950105E-3,2.4144081178656619E-3,2.3094883270635947E-3,1.5627816280617882E-5,2.6501993358583322E-4,1.0373017937238854E-2,null,2.8721981646135852E-3,1.5833489704955208E-3,2.4472604270396156E-3,8.7502926713885188E-4,2.2665515200667233E-6,1.0626763263988838E-4,7.8863710134475292E-3]
[2004,1,4,2,3.2616784480131739E-3,1.9301859747436047E-3,2.3951920551234839E-3,2.312957586964602E-3,1.5627816280617882E-5,2.6501993358583322E-4,1.0180661814711316E-2,null,2.7299420379057267E-3,1.5779170173326328E-3,2.4277828956461188E-3,8.7634371584730344E-4,2.2665515200667233E-6,1.0626763263988838E-4,7.7205198508917368E-3]
[2004,1,4,3,2.9665422163352674E-3,1.9696697624897886E-3,2.3943251516775899E-3,2.3094733325029837E-3,1.5627816280617882E-5,2.6501993358583322E-4,9.9206582128720817E-3,null,2.4829205063205428E-3,1.6101948089074728E-3,2.4269041964396745E-3,8.7502358593266063E-4,2.2665515200667233E-6,1.0626763263988838E-4,7.5035772817603052E-3]
[2004,1,4,4,3.0975826856568947E-3,1.8791170239779898E-3,2.4024182076351217E-3,2.319628802395023E-3,1.5627816280617882E-5,2.6501993358583322E-4,9.9793944695314822E-3,null,2.5925980516610151E-3,1.5361684151125332E-3,2.4351073727925578E-3,8.7887133578830952E-4,2.2665515200667233E-6,1.0626763263988838E-4,7.5512793595143707E-3]
[2004,1,4,5,2.9807391584391846E-3,1.8607730827162748E-3,2.4465451196526464E-3,2.2920459620724685E-3,1.5627816280617882E-5,2.6501993358583322E-4,9.8607510727470263E-3,null,2.4948029863617023E-3,1.5211723383300069E-3,2.4798347097944769E-3,8.6842062587554698E-4,2.2665515200667233E-6,1.0626763263988838E-4,7.4727648445216876E-3]
[2004,1,4,6,3.1427623874016016E-3,1.8009248573667156E-3,2.4997611187868138E-3,2.2492313662188274E-3,1.5627816280617882E-5,2.6501993358583322E-4,9.9733274796404096E-3,null,2.6304123147831348E-3,1.4722467246990345E-3,2.5337748070807424E-3,8.5219884029921918E-4,2.2665515200667233E-6,1.0626763263988838E-4,7.5971668710220859E-3]
[2004,1,4,7,3.2655540035603412E-3,1.7279029568250217E-3,2.6672976922593621E-3,2.2841011016404688E-3,1.5627816280617882E-5,2.6501993358583322E-4,1.0225503504151646E-2,null,2.7331857794875786E-3,1.4125516999654642E-3,2.7035910130930167E-3,8.6541044161963772E-4,2.2665515200667233E-6,1.0626763263988838E-4,7.8232731183256517E-3]
[2004,1,4,8,3.6161964085814251E-3,1.6494283756185669E-3,2.8983042502736464E-3,2.3058115404370819E-3,1.5627816280617882E-5,2.6501993358583322E-4,1.0750388324777174E-2,null,3.0266645687049877E-3,1.3483991370860427E-3,2.9377408254763282E-3,8.7363618977642418E-4,2.2665515200667233E-6,1.0626763263988838E-4,8.2949749052037367E-3]
[2004,1,4,9,3.7340433609014912E-3,1.6906769575158415E-3,3.1061112094982867E-3,2.3449124600351361E-3,6.5167997020435214E-6,1.1051331761365367E-4,1.0992774105266454E-2,null,3.1252994753352198E-3,1.3821196387207072E-3,3.1483753673380672E-3,8.8845092108266223E-4,9.4515202926695283E-7,4.4313604939378932E-5,8.5895041594453003E-3]
[2004,1,4,10,4.0213934591261484E-3,1.6240270485970698E-3,3.2032723473524975E-3,2.2940542402458183E-3,0,0,1.1142747095321535E-2,null,3.3658042109316034E-3,1.3276336840703686E-3,3.2468585549803235E-3,8.6918153129240678E-4,0,0,8.8094779812747017E-3]
[2004,1,4,11,3.9917803132443735E-3,1.7062734549514412E-3,3.205490865210053E-3,2.2997192153444315E-3,0,0,1.1203263848750301E-2,null,3.3410187597886385E-3,1.3948696944336997E-3,3.2491072597122623E-3,8.7132790239582861E-4,0,0,8.8563236163304287E-3]
[2004,1,4,12,3.6870715768090815E-3,1.8173127176186793E-3,3.1588257032872558E-3,2.3213725745125442E-3,0,0,1.098458257222756E-2,null,3.0859852847940242E-3,1.4856437154074959E-3,3.2018071354085005E-3,8.7953202396766556E-4,0,0,8.6529681595776866E-3]
[2004,1,4,13,3.7316021016432404E-3,1.775113948524079E-3,3.1633056762547787E-3,2.3684670392238043E-3,0,0,1.1038488765645902E-2,null,3.1232562033264217E-3,1.4511464406701715E-3,3.2063480663623435E-3,8.9737538539958318E-4,0,0,8.6781260957585187E-3]
[2004,1,4,14,3.3503342092473017E-3,1.7791715185711699E-3,3.1389199098280484E-3,2.7425792108615133E-3,0,0,1.1011004848508033E-2,null,2.8041446588425046E-3,1.4544634831262357E-3,3.1816304882869668E-3,1.0391206783026611E-3,0,0,8.4793593085583686E-3]
[2004,1,4,15,3.2064626146079103E-3,1.7687102501280209E-3,3.1686075276441917E-3,2.7511908327664363E-3,0,0,1.0894971225146559E-2,null,2.6837277874289982E-3,1.445911450464449E-3,3.2117220588532341E-3,1.0423834881276939E-3,0,0,8.3837447848743758E-3]
[2004,1,4,16,3.5754863188159382E-3,1.6528587616958723E-3,3.1273446799104381E-3,2.8456932538205265E-3,0,0,1.1201383014242776E-2,null,2.9925912573136038E-3,1.3512034599016823E-3,3.169897756814752E-3,1.0781889881030704E-3,0,0,8.5918814621331087E-3]
[2004,1,4,17,4.3106365657657819E-3,1.7038923499475569E-3,3.0835255018802372E-3,2.9010512660341721E-3,3.9069540701544705E-6,6.6254983396458306E-5,1.206926762109436E-2,null,3.6078933465025771E-3,1.3929231534501635E-3,3.1254823410674292E-3,1.0991632793735352E-3,5.6663788001668081E-7,2.6566908159972096E-5,9.2525956664336936E-3]
[2004,1,4,18,4.5510975788808907E-3,1.7146672281246839E-3,3.0201417813262919E-3,2.9695022979116209E-3,1.5627816280617882E-5,2.6501993358583322E-4,1.2536056636109939E-2,null,3.8091531085064634E-3,1.4017315604419474E-3,3.0612361724588963E-3,1.125098312496122E-3,2.2665515200667233E-6,1.0626763263988838E-4,9.505753338063385E-3]
[2004,1,4,19,5.0103276853037775E-3,1.6982710537690646E-3,2.8798858865422259E-3,3.0026415507073173E-3,1.5627816280617882E-5,2.6501993358583322E-4,1.2871773926188837E-2,null,4.1935170464536342E-3,1.388327772996895E-3,2.9190718472049274E-3,1.1376542608191936E-3,2.2665515200667233E-6,1.0626763263988838E-4,9.7471051116346068E-3]
[2004,1,4,20,4.7622476198957179E-3,1.7516318234617068E-3,2.8262070814227629E-3,3.1472264662596159E-3,1.5627816280617882E-5,2.6501993358583322E-4,1.2767960740906255E-2,null,3.9858803311494618E-3,1.4319499252960651E-3,2.8646626466362346E-3,1.1924352403168989E-3,2.2665515200667233E-6,1.0626763263988838E-4,9.5834623275586148E-3]
[2004,1,4,21,4.5869406983979222E-3,1.8682529715301488E-3,2.6749319612173715E-3,3.3179664290365137E-3,1.5627816280617882E-5,2.6501993358583322E-4,1.2728739810048408E-2,null,3.8391528893857918E-3,1.5272871086172252E-3,2.7113291598346821E-3,1.2571259610922414E-3,2.2665515200667233E-6,1.0626763263988838E-4,9.4434293030898966E-3]
[2004,1,4,22,4.7586409077616477E-3,1.6723899162373944E-3,2.5370180829767451E-3,3.6115447813254518E-3,1.5627816280617882E-5,2.6501993358583322E-4,1.2860241438167691E-2,null,3.9828616046776906E-3,1.3671700773792107E-3,2.5715387184174271E-3,1.3683582403122209E-3,2.2665515200667233E-6,1.0626763263988838E-4,9.398462824946505E-3]
[2004,1,4,23,4.4982931913480663E-3,1.6640086346567057E-3,2.5149773383911496E-3,4.0252601953583086E-3,1.5627816280617882E-5,2.6501993358583322E-4,1.2983187109620683E-2,null,3.7649571769916533E-3,1.3603184231830486E-3,2.5491980703688704E-3,1.5251085868296678E-3,2.2665515200667233E-6,1.0626763263988838E-4,9.3081164415331954E-3]
[2004,1,4,24,3.8997814069747314E-3,1.8187150728075539E-3,2.5055427683950788E-3,5.3035501707190706E-3,1.5627816280617882E-5,2.6501993358583322E-4,1.3808237168762887E-2,null,3.2640180113488798E-3,1.486790133496646E-3,2.539635126297124E-3,2.0094328101752956E-3,2.2665515200667233E-6,1.0626763263988838E-4,9.4084102654779008E-3]
[2004,1,5,1,3.8172767880865939E-3,1.8710934749822529E-3,2.4889915235822907E-3,5.3980869739477721E-3,1.5627816280617882E-5,2.6501993358583322E-4,1.3856096510465363E-2,null,3.1949637403610957E-3,1.5296092054480565E-3,2.5228586724122736E-3,2.0452513370227718E-3,2.2665515200667233E-6,1.0626763263988838E-4,9.4012171394041531E-3]
[2004,1,5,2,3.5880946147840891E-3,1.9483690552491407E-3,2.4716234665647162E-3,4.8875589635116803E-3,1.5627816280617882E-5,2.6501993358583322E-4,1.3176293849976078E-2,null,3.0031440808792678E-3,1.5927815912817965E-3,2.5052542921423586E-3,1.8518202009608106E-3,2.2665515200667233E-6,1.0626763263988838E-4,9.0615343494241888E-3]
[2004,1,5,3,3.2586616865356932E-3,2.0043158053417434E-3,2.4759664663855049E-3,5.6744257940231652E-3,1.5627816280617882E-5,2.6501993358583322E-4,1.3694017502152558E-2,null,2.7274170851530341E-3,1.63851776913756E-3,2.5096563861866129E-3,2.1499518251694382E-3,2.2665515200667233E-6,1.0626763263988838E-4,9.1340772498065999E-3]
[2004,1,5,4,3.381667591581935E-3,1.9452649649872075E-3,2.4923427853297906E-3,5.5342193102358057E-3,1.5627816280617882E-5,2.6501993358583322E-4,1.3634142402001191E-2,null,2.830369904214927E-3,1.5902440136018573E-3,2.5262555340259426E-3,2.0968297654824961E-3,2.2665515200667233E-6,1.0626763263988838E-4,9.1522334014851794E-3]
[2004,1,5,5,3.468535265839995E-3,1.9788193703889228E-3,2.5836168311024294E-3,6.2729646439157226E-3,1.5627816280617882E-5,2.6501993358583322E-4,1.4584583861113522E-2,null,2.903075941757234E-3,1.6176745658816071E-3,2.6187715252464503E-3,2.3767289017357983E-3,2.2665515200667233E-6,1.0626763263988838E-4,9.6247851187810443E-3]
[2004,1,5,6,3.6763627212757222E-3,1.9665716633387297E-3,2.683759811462458E-3,5.869490765542845E-3,1.5627816280617882E-5,2.6501993358583322E-4,1.4476832711486209E-2,null,3.0770222446402087E-3,1.6076621289295816E-3,2.7202771286560139E-3,2.2238589140571086E-3,2.2665515200667233E-6,1.0626763263988838E-4,9.7373546004428674E-3]
[2004,1,5,7,4.1583762351284585E-3,1.9065669037822708E-3,3.0325628512228018E-3,6.53618765660848E-3,1.5627816280617882E-5,2.6501993358583322E-4,1.591434139660846E-2,null,3.4804553160721246E-3,1.5586085493968288E-3,3.0738262530646946E-3,2.4764600141175073E-3,2.2665515200667233E-6,1.0626763263988838E-4,1.069788431681111E-2]
[2004,1,5,8,4.3419313803441505E-3,2.0041419204153864E-3,3.8138745318671259E-3,6.2031779828306795E-3,1.5627816280617882E-5,2.6501993358583322E-4,1.6643773565323792E-2,null,3.634086311642349E-3,1.6383756191126677E-3,3.8657690663264979E-3,2.3502878194450929E-3,2.2665515200667233E-6,1.0626763263988838E-4,1.1597053000686563E-2]
[2004,1,5,9,4.838322092834209E-3,2.0545504193530554E-3,4.0770197964615975E-3,7.3804660420168609E-3,6.5167997020435214E-6,1.1051331761365367E-4,1.8467388467981419E-2,null,4.0495527332566703E-3,1.6795843053909458E-3,4.132494889454612E-3,2.7963439850334278E-3,9.4515202926695283E-7,4.4313604939378932E-5,1.2703234670104301E-2]
[2004,1,5,10,4.6405724541415151E-3,2.1729351755796398E-3,4.1096680412985673E-3,7.2937792373122118E-3,0,0,1.8216954908331934E-2,null,3.8840413070838366E-3,1.7763632292288505E-3,4.1655873716288545E-3,2.7634997007378835E-3,0,0,1.2589491608679424E-2]
[2004,1,5,11,4.6222819220972777E-3,2.1145503545625262E-3,4.1246759039370497E-3,7.5876077028854379E-3,0,0,1.8449115883482293E-2,null,3.8687325962102554E-3,1.7286339410450728E-3,4.1807994428846758E-3,2.8748267439977098E-3,0,0,1.2652992724137713E-2]
[2004,1,5,12,4.4046223688402053E-3,2.1172521484105322E-3,4.0880594521696782E-3,8.1736445093653996E-3,0,0,1.8783578478785815E-2,null,3.6865570771151056E-3,1.7308426434944103E-3,4.1436847592792756E-3,3.0968669904372988E-3,0,0,1.2657951470326091E-2]
[2004,1,5,13,3.8968048471698102E-3,2.1169398306579656E-3,4.0004345002316597E-3,7.424166319928348E-3,0,0,1.7438345497987784E-2,null,3.2615267063752875E-3,1.7305873253525119E-3,4.0548675142938976E-3,2.8129013417892731E-3,0,0,1.1859882887810971E-2]
[2004,1,5,14,3.8330357022023829E-3,2.1695159674071781E-3,4.06026740940008E-3,8.3412047025426487E-3,0,0,1.8404023781552287E-2,null,3.2081535513133813E-3,1.773568044292411E-3,4.1155145564236145E-3,3.1603529458843881E-3,0,0,1.2257589097913794E-2]
[2004,1,5,15,3.7869529295975453E-3,2.1480985614019143E-3,3.9808819527276992E-3,8.023464376012257E-3,0,0,1.7939397819739418E-2,null,3.1695834408128113E-3,1.7560594260322888E-3,4.035048919666012E-3,3.0399660697931576E-3,0,0,1.200065785630427E-2]
[2004,1,5,16,4.3551931560338155E-3,2.1064952236830442E-3,3.831947115208548E-3,8.28584858596116E-3,0,0,1.8579484080886569E-2,null,3.6451860811412538E-3,1.722048913354534E-3,3.8840875592517686E-3,3.1393793728395139E-3,0,0,1.2390701926587071E-2]
[2004,1,5,17,4.8672054043566639E-3,2.2212927999415606E-3,3.6519798730629293E-3,7.0685253507692843E-3,3.9069540701544705E-6,6.6254983396458306E-5,1.7879165365597052E-2,null,4.0737273315734068E-3,1.8158953361848084E-3,3.7016715432487382E-3,2.678154500698512E-3,5.6663788001668081E-7,2.6566908159972096E-5,1.2296582257745454E-2]
[2004,1,5,18,5.0018825187809427E-3,2.1781388283112616E-3,3.4572191814001788E-3,6.8540970856629212E-3,1.5627816280617882E-5,2.6501993358583322E-4,1.7771985364021754E-2,null,4.1864486565202719E-3,1.7806171883317323E-3,3.5042607865824397E-3,2.5969109605294043E-3,2.2665515200667233E-6,1.0626763263988838E-4,1.2176771776123804E-2]
[2004,1,5,19,5.5397561868288005E-3,2.0197937216277924E-3,3.3808609398427729E-3,6.6699706009937208E-3,1.5627816280617882E-5,2.6501993358583322E-4,1.7891029199159535E-2,null,4.636635258568932E-3,1.6511708853761912E-3,3.4268635555762075E-3,2.5271482944648413E-3,2.2665515200667233E-6,1.0626763263988838E-4,1.2350352178146127E-2]
[2004,1,5,20,5.3716301430390629E-3,2.1061143755398428E-3,3.3558659725059742E-3,8.505001752464143E-3,1.5627816280617882E-5,2.6501993358583322E-4,1.9619259993415471E-2,null,4.4959180291044626E-3,1.7217375719739414E-3,3.4015284873307574E-3,3.2224131047831105E-3,2.2665515200667233E-6,1.0626763263988838E-4,1.2950131377352226E-2]
[2004,1,5,21,5.3308466990595015E-3,2.0722846977366846E-3,3.3035554208250282E-3,8.4330981603153322E-3,1.5627816280617882E-5,2.6501993358583322E-4,1.9420432727802993E-2,null,4.4617833220985652E-3,1.6940819859345836E-3,3.3485061577179175E-3,3.1951699501824456E-3,2.2665515200667233E-6,1.0626763263988838E-4,1.2808075600093468E-2]
[2004,1,5,22,5.0012899638589396E-3,1.9990676883215185E-3,3.0100977563896681E-3,8.0542542770380976E-3,1.5627816280617882E-5,2.6501993358583322E-4,1.834535743547467E-2,null,4.1859527030971714E-3,1.6342274607094999E-3,3.0510554807300569E-3,3.0516318852095857E-3,2.2665515200667233E-6,1.0626763263988838E-4,1.2031401713906268E-2]
[2004,1,5,23,4.7351229319866229E-3,1.936097408622489E-3,2.8190576533953311E-3,8.2110963081242893E-3,1.5627816280617882E-5,2.6501993358583322E-4,1.7982022051995179E-2,null,3.9631776561407659E-3,1.5827495838502542E-3,2.857415937946832E-3,3.1110568954638767E-3,2.2665515200667233E-6,1.0626763263988838E-4,1.1622934257561685E-2]
[2004,1,5,24,4.3390076607284743E-3,1.9482351632281419E-3,2.6860583101812187E-3,7.8674154518676032E-3,1.5627816280617882E-5,2.6501993358583322E-4,1.7121364335871886E-2,null,3.6316392325653952E-3,1.5926721352494846E-3,2.7226069025307791E-3,2.9808415554442515E-3,2.2665515200667233E-6,1.0626763263988838E-4,1.1036294009949866E-2]
[2004,1,6,1,4.1676950154288604E-3,1.8007554334152206E-3,2.6572714040446798E-3,8.136625235972892E-3,1.5627816280617882E-5,2.6501993358583322E-4,1.70429948387281E-2,null,3.4882548985538287E-3,1.472108221497941E-3,2.6934282994257115E-3,3.0828409625561167E-3,2.2665515200667233E-6,1.0626763263988838E-4,1.0845166566193552E-2]
[2004,1,6,2,3.7735651679188728E-3,1.7900317789785187E-3,2.6261589018261927E-3,7.9932833745118802E-3,1.5627816280617882E-5,2.6501993358583322E-4,1.6463686973101913E-2,null,3.1583782242402413E-3,1.4633416896481205E-3,2.6618924563749542E-3,3.0285309569523973E-3,2.2665515200667233E-6,1.0626763263988838E-4,1.0420677511375667E-2]
[2004,1,6,3,3.7648561130631253E-3,1.8294017511052178E-3,2.6014930682006594E-3,8.42928811767912E-3,1.5627816280617882E-5,2.6501993358583322E-4,1.6905686799914572E-2,null,3.1510889664730893E-3,1.4955264375446965E-3,2.6368910002892813E-3,3.1937263841870412E-3,2.2665515200667233E-6,1.0626763263988838E-4,1.0585766972654063E-2]
[2004,1,6,4,3.9128757217957487E-3,1.7187510218067709E-3,2.5824641204457849E-3,8.0335791650109085E-3,1.5627816280617882E-5,2.6501993358583322E-4,1.6528317778925661E-2,null,3.2749776203530238E-3,1.405070040583529E-3,2.6176031299147088E-3,3.0437984062899642E-3,2.2665515200667233E-6,1.0626763263988838E-4,1.0449983381301181E-2]
[2004,1,6,5,4.002146040814945E-3,1.8654506334827498E-3,2.5861855649828985E-3,6.9007878005176429E-3,1.5627816280617882E-5,2.6501993358583322E-4,1.5635217789664688E-2,null,3.3496946105505735E-3,1.5249962118066747E-3,2.6213752113120954E-3,2.6146013474098013E-3,2.2665515200667233E-6,1.0626763263988838E-4,1.0219201565239101E-2]
[2004,1,6,6,4.2593288576686303E-3,1.7212237721674251E-3,2.6572669778732738E-3,6.8766670186937084E-3,1.5627816280617882E-5,2.6501993358583322E-4,1.579513437626949E-2,null,3.5649500976705746E-3,1.4070915011706155E-3,2.693423813028385E-3,2.6054623577059437E-3,2.2665515200667233E-6,1.0626763263988838E-4,1.0379461953735474E-2]
[2004,1,6,7,4.8862682236802697E-3,1.722425040963626E-3,3.0364572991634447E-3,6.4643710128447461E-3,1.5627816280617882E-5,2.6501993358583322E-4,1.6390169326518537E-2,null,4.0896824272892993E-3,1.4080735321773262E-3,3.0777736918840793E-3,2.4492498029098793E-3,2.2665515200667233E-6,1.0626763263988838E-4,1.1133313638420539E-2]
[2004,1,6,8,4.7462663604697589E-3,1.9044692988673055E-3,3.8021813241983066E-3,6.8751306629702812E-3,1.5627816280617882E-5,2.6501993358583322E-4,1.7608695396372102E-2,null,3.9725044228185293E-3,1.5568937682647133E-3,3.8539167518063023E-3,2.6048802563777055E-3,2.2665515200667233E-6,1.0626763263988838E-4,1.2096729383427205E-2]
[2004,1,6,9,4.9055489829128189E-3,2.0554554874122354E-3,4.1205725296600297E-3,8.6788331021814095E-3,6.5167997020435214E-6,1.1051331761365367E-4,{"$f":"SUM(E131:J131)","v":1.9877440219482189E-2},null,4.1058199331748769E-3,1.6803241938323249E-3,4.1766402349151625E-3,3.2882751040694438E-3,9.4515202926695283E-7,4.4313604939378932E-5,{"$f":"SUM(M131:R131)","v":1.3296318222960454E-2}]
[2004,1,6,10,4.8212007330320833E-3,2.0673676789240369E-3,4.1182624923831995E-3,8.5936164665039103E-3,0,0,1.9600447370843231E-2,null,{"$f":"E132*V$5","v":4.0352225898612031E-3},{"$f":"F132*W$5","v":1.6900623485729288E-3},{"$f":"G132*X$5","v":4.1742987654797593E-3},{"$f":"H132*Y$5","v":3.2559878439906154E-3},{"$f":"I132*Z$5","v":0},{"$f":"J132*AA$5","v":0},1.3155571547904506E-2]
[2004,1,6,11,4.5030071642552811E-3,2.0850049600294241E-3,4.1382050792401386E-3,8.1816421366042238E-3,0,0,1.8907859340129066E-2,null,3.7689026526141179E-3,1.7044807343449874E-3,4.1945127066385264E-3,3.099897167216991E-3,0,0,1.2767793260814623E-2]
[2004,1,6,12,4.1862876631789453E-3,2.1552722242807127E-3,4.0580957473982399E-3,8.1809502805543586E-3,0,0,1.8580605915412256E-2,null,3.5038164726016469E-3,1.761923858206793E-3,4.1133133451045001E-3,3.0996350337023138E-3,0,0,1.2478688709615254E-2]
[2004,1,6,13,4.0419651375618645E-3,2.0271741026099597E-3,3.9457029563826646E-3,7.4048167170259549E-3,0,0,1.7419658913580445E-2,null,3.3830221834102053E-3,1.6572043085274018E-3,3.9993912506161413E-3,2.8055700776955352E-3,0,0,1.1845187820249282E-2]
[2004,1,6,14,3.9952677688931413E-3,2.093365220179126E-3,4.0312584856146954E-3,7.7027504124664598E-3,0,0,1.782264188715342E-2,null,3.3439376716104651E-3,1.7113152036304119E-3,4.0861109147254009E-3,2.9184525288091737E-3,0,0,1.2059816318775451E-2]
[2004,1,6,15,3.7542973690811274E-3,2.0743999763973872E-3,3.9380796816740581E-3,7.841361374706611E-3,0,0,1.7608138401859184E-2,null,3.1422515658760136E-3,1.6958112152621187E-3,3.9916642477201619E-3,2.9709700701559287E-3,0,0,1.1800697099014223E-2]
[2004,1,6,16,4.0059738650512627E-3,2.1138677518926924E-3,3.8182371182824719E-3,8.454270580230688E-3,0,0,1.8392349315457114E-2,null,3.3528984022372747E-3,1.7280759169049633E-3,3.8701910134757043E-3,3.2031918513390732E-3,0,0,1.2154357183957016E-2]
[2004,1,6,17,4.7136529012566705E-3,2.2375863626022878E-3,3.63551921325665E-3,7.032378660506172E-3,3.9069540701544705E-6,6.6254983396458306E-5,1.7689299075088396E-2,null,3.9452077856035501E-3,1.8292152391018069E-3,3.6849869069402424E-3,2.6644590810162476E-3,5.6663788001668081E-7,2.6566908159972096E-5,1.2151002558701834E-2]
[2004,1,6,18,5.2258595117813285E-3,2.1627110338737362E-3,3.4322199622915175E-3,6.6353906668012086E-3,1.5627816280617882E-5,2.6501993358583322E-4,1.7736828924614239E-2,null,4.3739117122632209E-3,1.7680050464441534E-3,3.4789214087122219E-3,2.5140464943303261E-3,2.2665515200667233E-6,1.0626763263988838E-4,1.2243418845909878E-2]
[2004,1,6,19,5.29259330997945E-3,2.132052690819231E-3,3.3855366553082735E-3,6.6128028405958647E-3,1.5627816280617882E-5,2.6501993358583322E-4,1.7703633246569268E-2,null,4.4297662067984325E-3,1.742942010103652E-3,3.4316028924522499E-3,2.5054883177077786E-3,2.2665515200667233E-6,1.0626763263988838E-4,1.2218333611222069E-2]
[2004,1,6,20,6.0611863352535659E-3,1.9522034633005273E-3,3.3536269404674762E-3,8.3402957312750728E-3,1.5627816280617882E-5,2.6501993358583322E-4,1.9987960220163092E-2,null,5.0730590522397295E-3,1.5959161999645082E-3,3.3992589892860216E-3,3.1600085507849213E-3,2.2665515200667233E-6,1.0626763263988838E-4,1.3336776976435136E-2]
[2004,1,6,21,5.3219232124431751E-3,2.0006892537292554E-3,3.2616300729180129E-3,8.6645532154044514E-3,1.5627816280617882E-5,2.6501993358583322E-4,1.9529443504361345E-2,null,4.4543145903928275E-3,1.635553082014942E-3,3.3060103410150615E-3,3.2828646766969206E-3,2.2665515200667233E-6,1.0626763263988838E-4,1.2787276874279708E-2]
[2004,1,6,22,5.5672672579366519E-3,1.9009261029423019E-3,2.9494728263411603E-3,8.4041118090531011E-3,1.5627816280617882E-5,2.6501993358583322E-4,1.9102425746139663E-2,null,4.6596613265036434E-3,1.5539972239840257E-3,2.9896056408699619E-3,3.1841874717672943E-3,2.2665515200667233E-6,1.0626763263988838E-4,1.2495985847284879E-2]
[2004,1,6,23,5.3515926210914999E-3,1.7885519653008594E-3,2.8164579075740945E-3,8.4757202139708453E-3,1.5627816280617882E-5,2.6501993358583322E-4,1.8712970457803749E-2,null,4.4791471320427267E-3,1.4621319496463726E-3,2.8547808179679038E-3,3.2113187845095523E-3,2.2665515200667233E-6,1.0626763263988838E-4,1.2115912868326511E-2]
[2004,1,6,24,4.9417290429810369E-3,1.8080684329545118E-3,2.7186197834400258E-3,7.5844950828309202E-3,1.5627816280617882E-5,2.6501993358583322E-4,1.7333560092072944E-2,null,4.1361017247396915E-3,1.4780865606692875E-3,2.7556114324454773E-3,2.87364742058946E-3,2.2665515200667233E-6,1.0626763263988838E-4,1.1351981322603871E-2]
[2004,1,7,1,4.2059824850522107E-3,1.8007554334152206E-3,2.6612049793755255E-3,7.8993180596222054E-3,1.5627816280617882E-5,2.6501993358583322E-4,1.6847908707331612E-2,null,3.5203005384033029E-3,1.472108221497941E-3,2.6974153980329129E-3,2.9929289581629402E-3,2.2665515200667233E-6,1.0626763263988838E-4,1.0791287300257052E-2]
[2004,1,7,2,3.8079824275311586E-3,1.7900317789785187E-3,2.6340210024197144E-3,7.6459815073808618E-3,1.5627816280617882E-5,2.6501993358583322E-4,1.6158664466176701E-2,null,3.1871845965858437E-3,1.4633416896481205E-3,2.6698615348060436E-3,2.8969436721368019E-3,2.2665515200667233E-6,1.0626763263988838E-4,1.0325865677336765E-2]
[2004,1,7,3,3.8017186408402306E-3,1.8294017511052178E-3,2.6102772479672538E-3,7.8421063084910692E-3,1.5627816280617882E-5,2.6501993358583322E-4,1.636415169827022E-2,null,3.1819419661804904E-3,1.4955264375446965E-3,2.645794704417725E-3,2.9712523140000922E-3,2.2665515200667233E-6,1.0626763263988838E-4,1.0403049606302959E-2]
[2004,1,7,4,3.9516893255098252E-3,1.7187510218067709E-3,2.588817272869361E-3,7.3979143847657637E-3,1.5627816280617882E-5,2.6501993358583322E-4,1.5937819754818169E-2,null,3.3074636210764291E-3,1.405070040583529E-3,2.6240427282568949E-3,2.8029548911763361E-3,2.2665515200667233E-6,1.0626763263988838E-4,1.0248065465253144E-2]
[2004,1,7,5,4.042141939804688E-3,1.8654506334827498E-3,2.5949659674549073E-3,6.3032045103453482E-3,1.5627816280617882E-5,2.6501993358583322E-4,1.5086410800954145E-2,null,3.3831701623979484E-3,1.5249962118066747E-3,2.6302750867491544E-3,2.3881863175842411E-3,2.2665515200667233E-6,1.0626763263988838E-4,1.0035161962697974E-2]
[2004,1,7,6,4.3027810057059022E-3,1.7212237721674251E-3,2.664277658932335E-3,6.1932809008055784E-3,1.5627816280617882E-5,2.6501993358583322E-4,1.5162211087477694E-2,null,3.6013184422069616E-3,1.4070915011706155E-3,2.7005298868505701E-3,2.3465379687401754E-3,2.2665515200667233E-6,1.0626763263988838E-4,1.0164011983128279E-2]
[2004,1,7,7,4.9389242312023116E-3,1.722425040963626E-3,3.0490978043701323E-3,6.6567026514782772E-3,1.5627816280617882E-5,2.6501993358583322E-4,1.6647797477880796E-2,null,4.1337541685028652E-3,1.4080735321773262E-3,3.0905861936070529E-3,2.5221212744081108E-3,2.2665515200667233E-6,1.0626763263988838E-4,1.1263069352855311E-2]
[2004,1,7,8,4.7950511118498565E-3,1.9044692988673055E-3,3.8121306108404281E-3,7.2109766055284694E-3,1.5627816280617882E-5,2.6501993358583322E-4,1.8003275376952507E-2,null,4.0133360209432412E-3,1.5568937682647133E-3,3.8640014161579373E-3,2.7321270692515754E-3,2.2665515200667233E-6,1.0626763263988838E-4,1.2274892458777423E-2]
[2004,1,7,9,4.9526987293659081E-3,2.0554554874122354E-3,4.1317680213128864E-3,9.0186564346988202E-3,6.5167997020435214E-6,1.1051331761365367E-4,2.0275608790105544E-2,null,4.1452830736930027E-3,1.6803241938323249E-3,4.1879880611093148E-3,3.4170288882409642E-3,9.4515202926695283E-7,4.4313604939378932E-5,1.3475882973844252E-2]
[2004,1,7,10,4.8632496429517717E-3,2.0673676789240369E-3,4.117594838585893E-3,8.7810415739776864E-3,0,0,1.9829253734439389E-2,null,4.0704164597252885E-3,1.6900623485729288E-3,4.1736220270671351E-3,3.3270003070173153E-3,0,0,1.3261101142382669E-2]
[2004,1,7,11,4.543436830953226E-3,2.0850049600294241E-3,4.1539706679352018E-3,7.9482977468116247E-3,0,0,1.8730710205729476E-2,null,3.8027412570186903E-3,1.7044807343449874E-3,4.2104928141592545E-3,3.0114866011195255E-3,0,0,1.2729201406642458E-2]
[2004,1,7,12,4.2236527103857047E-3,2.1552722242807127E-3,4.0655134072827403E-3,9.1200628830489031E-3,0,0,1.956450122499806E-2,null,3.5350900683113035E-3,1.761923858206793E-3,4.1208319354216266E-3,3.4554502169582856E-3,0,0,1.2873296078898007E-2]
[2004,1,7,13,4.0775089406481025E-3,2.0271741026099597E-3,3.9510802915848353E-3,7.9259684288378682E-3,0,0,1.7981731763680765E-2,null,3.4127714440374359E-3,1.6572043085274018E-3,4.0048417540110822E-3,3.0030263692520064E-3,0,0,1.2077843875827925E-2]
[2004,1,7,14,4.0269862758541084E-3,2.093365220179126E-3,4.0300466294305361E-3,9.0650514507983494E-3,0,0,1.921544957626212E-2,null,3.3704852565157447E-3,1.7113152036304119E-3,4.0848825690862319E-3,3.4346072394544052E-3,0,0,1.2601290268686794E-2]
[2004,1,7,15,3.7841835568826533E-3,2.0743999763973872E-3,3.9504177056923192E-3,8.5353068126414969E-3,0,0,1.8344308051613856E-2,null,3.1672655461725168E-3,1.6958112152621187E-3,4.0041701524610911E-3,3.2338952215302886E-3,0,0,1.2101142135426013E-2]
[2004,1,7,16,4.0391898874447439E-3,2.1138677518926924E-3,3.8397796449714076E-3,8.8644878384880436E-3,0,0,1.8857325122796888E-2,null,3.3806993695334893E-3,1.7280759169049633E-3,3.8920266644885421E-3,3.3586168009498963E-3,0,0,1.2359418751876891E-2]
[2004,1,7,17,4.7529856090619584E-3,2.2375863626022878E-3,3.6441239306807391E-3,7.2148139493015528E-3,2.60984563188905E-6,4.4258334217195357E-5,1.789637803149562E-2,null,3.9781282632698036E-3,1.8292152391018069E-3,3.6937087068223792E-3,2.733580979223829E-3,3.785141492502718E-7,1.7746696779406829E-5,1.2252758399346475E-2]
[2004,1,7,18,5.2666658971834718E-3,2.1627110338737362E-3,3.4413324992697454E-3,6.5229981401661707E-3,1.5627816280617882E-5,2.6501993358583322E-4,1.7674355320359575E-2,null,4.4080656206572722E-3,1.7680050464441534E-3,3.4881579379351549E-3,2.4714627111343378E-3,2.2665515200667233E-6,1.0626763263988838E-4,1.2244225500330873E-2]
[2004,1,7,19,5.3352673179711402E-3,2.132052690819231E-3,3.3884835549671233E-3,6.7555592121057908E-3,1.5627816280617882E-5,2.6501993358583322E-4,1.7892010525729734E-2,null,4.4654832678758059E-3,1.742942010103652E-3,3.4345898899131159E-3,2.5595764902600761E-3,2.2665515200667233E-6,1.0626763263988838E-4,1.2311125842312606E-2]
[2004,1,7,20,6.1119532256835724E-3,1.9522034633005273E-3,3.3570842168634237E-3,8.5246978149649839E-3,1.5627816280617882E-5,2.6501993358583322E-4,2.0226586470678959E-2,null,5.1155496504171954E-3,1.5959161999645082E-3,3.4027633080656568E-3,3.2298756370391386E-3,2.2665515200667233E-6,1.0626763263988838E-4,1.3452638979646455E-2]
[2004,1,7,21,5.3672261891822637E-3,2.0006892537292554E-3,3.2542269408216331E-3,8.475940047272609E-3,1.5627816280617882E-5,2.6501993358583322E-4,1.937873018087221E-2,null,4.4922320315549501E-3,1.635553082014942E-3,3.2985064761624065E-3,3.2114020759341855E-3,2.2665515200667233E-6,1.0626763263988838E-4,1.2746227849826441E-2]
[2004,1,7,22,5.6132591746282622E-3,1.9009261029423019E-3,2.9587554805563378E-3,8.0083462882805153E-3,1.5627816280617882E-5,2.6501993358583322E-4,1.8761934796273867E-2,null,4.6981553929119268E-3,1.5539972239840257E-3,2.9990146020768922E-3,3.0342380610938169E-3,2.2665515200667233E-6,1.0626763263988838E-4,1.2393939464226617E-2]
[2004,1,7,23,5.3960359432668158E-3,1.7885519653008594E-3,2.8216012408025584E-3,8.6456105919667774E-3,1.5627816280617882E-5,2.6501993358583322E-4,1.8932447491203458E-2,null,4.5163450641639898E-3,1.4621319496463726E-3,2.8599941353768198E-3,3.2756876108030958E-3,2.2665515200667233E-6,1.0626763263988838E-4,1.2222692944150234E-2]
[2004,1,7,24,4.9831096565975761E-3,1.8080684329545118E-3,2.7207792618711177E-3,8.1286825620343547E-3,1.5627816280617882E-5,2.6501993358583322E-4,1.7921287663324008E-2,null,4.1707362475679422E-3,1.4780865606692875E-3,2.7578002944147321E-3,3.0798316067286299E-3,2.2665515200667233E-6,1.0626763263988838E-4,1.1594988893540548E-2]
[2004,1,8,1,4.1905742325426308E-3,1.8007554334152206E-3,2.6572899829203694E-3,8.6968962620483075E-3,1.5627816280617882E-5,2.6501993358583322E-4,1.7626163660792976E-2,null,3.5074042223111413E-3,1.472108221497941E-3,2.6934471310999914E-3,3.2951189548719459E-3,2.2665515200667233E-6,1.0626763263988838E-4,1.1076612713940975E-2]
[2004,1,8,2,3.7941317104697981E-3,1.7900317789785187E-3,2.6288589049008717E-3,8.4506314856186773E-3,1.5627816280617882E-5,2.6501993358583322E-4,1.6944301629834315E-2,null,3.1755918981136878E-3,1.4633416896481205E-3,2.6646291977852625E-3,3.2018130548956874E-3,2.2665515200667233E-6,1.0626763263988838E-4,1.0613910024602713E-2]
[2004,1,8,3,3.7868837796403423E-3,1.8294017511052178E-3,2.6059228425056474E-3,8.7052037902507432E-3,1.5627816280617882E-5,2.6501993358583322E-4,1.72080599133684E-2,null,3.1695255640545416E-3,1.4955264375446965E-3,2.6413810495386587E-3,3.298266548314843E-3,2.2665515200667233E-6,1.0626763263988838E-4,1.0713233783612695E-2]
[2004,1,8,4,3.9360692942648403E-3,1.7187510218067709E-3,2.589114927374177E-3,8.3278257832454447E-3,1.5627816280617882E-5,2.6501993358583322E-4,1.6852408776557682E-2,null,3.2943900515603843E-3,1.405070040583529E-3,2.624344432879728E-3,3.1552838811004032E-3,2.2665515200667233E-6,1.0626763263988838E-4,1.0587622590283998E-2]
[2004,1,8,5,4.02604622587423E-3,1.8654506334827498E-3,2.5955493650375605E-3,6.8432971505591363E-3,1.5627816280617882E-5,2.6501993358583322E-4,1.5610991124820129E-2,null,3.3696984585530683E-3,1.5249962118066747E-3,2.6308664224917295E-3,2.5928190328117925E-3,2.2665515200667233E-6,1.0626763263988838E-4,1.0226914309823221E-2]
[2004,1,8,6,4.285294202724485E-3,1.7212237721674251E-3,2.6616248323452071E-3,6.9212878723617782E-3,1.5627816280617882E-5,2.6501993358583322E-4,1.5870078429465348E-2,null,3.5866824321500457E-3,1.4070915011706155E-3,2.697840963847687E-3,2.6223685063219552E-3,2.2665515200667233E-6,1.0626763263988838E-4,1.0422517587650258E-2]
[2004,1,8,7,4.9177334414325022E-3,1.722425040963626E-3,3.0554247517457526E-3,6.723299051787859E-3,1.5627816280617882E-5,2.6501993358583322E-4,1.669953003579619E-2,null,4.1160180155585847E-3,1.4080735321773262E-3,3.0969992303350796E-3,2.5473536164269473E-3,2.2665515200667233E-6,1.0626763263988838E-4,1.1276978578657892E-2]
[2004,1,8,8,4.7754182759806169E-3,1.9044692988673055E-3,3.806681554924874E-3,6.9345468351740911E-3,1.5627816280617882E-5,2.6501993358583322E-4,1.7701763714813336E-2,null,3.9969038358529585E-3,1.5568937682647133E-3,3.8584782161619688E-3,2.6273921214564084E-3,2.2665515200667233E-6,1.0626763263988838E-4,1.2148202125896004E-2]
[2004,1,8,9,4.9337239795624287E-3,2.0554554874122354E-3,4.1231711527912321E-3,8.7819766428039875E-3,5.2040631344716196E-6,8.8251643192443688E-5,1.9987782968896799E-2,null,4.1294016899291255E-3,1.6803241938323249E-3,4.1792742169278656E-3,3.3273545900765603E-3,7.5476170158134809E-7,3.5387123797628309E-5,1.3352496576265084E-2]
[2004,1,8,10,4.8463277088004759E-3,2.0673676789240369E-3,4.1345701921797024E-3,8.6987995682641459E-3,0,0,1.9747065148168361E-2,null,4.0562532305355951E-3,1.6900623485729288E-3,4.1908283604859681E-3,3.2958400880440299E-3,0,0,1.3232984027638521E-2]
[2004,1,8,11,4.5271663713205255E-3,2.0850049600294241E-3,4.143698880196482E-3,8.409895938251177E-3,0,0,1.9165766149797606E-2,null,3.789123295458312E-3,1.7044807343449874E-3,4.2000812605110082E-3,3.1863789885088682E-3,0,0,1.2880064278823176E-2]
[2004,1,8,12,4.2086156390608639E-3,2.1552722242807127E-3,4.0876463365418329E-3,8.4718582871449472E-3,0,0,1.8923392487028359E-2,null,3.5225044214454468E-3,1.761923858206793E-3,4.1432660224798353E-3,3.2098555604002941E-3,0,0,1.263754986253237E-2]
[2004,1,8,13,4.0632048723084607E-3,2.0271741026099597E-3,3.9536019953558205E-3,7.4817329256052284E-3,0,0,1.752571389587947E-2,null,3.4007993020572077E-3,1.6572043085274018E-3,4.007397770039103E-3,2.8347124348295908E-3,0,0,1.1900113815453302E-2]
[2004,1,8,14,4.0142216658210737E-3,2.093365220179126E-3,4.0339423338177638E-3,8.5992030686946313E-3,0,0,1.8740732288512595E-2,null,3.3598016020470211E-3,1.7113152036304119E-3,4.0888312814483883E-3,3.2581045208161519E-3,0,0,1.2418052607941973E-2]
[2004,1,8,15,3.7721564272749867E-3,2.0743999763973872E-3,3.9412538485204263E-3,7.8045635193202565E-3,0,0,1.7592373771513056E-2,null,3.1571991440931487E-3,1.6958112152621187E-3,3.9948816047421405E-3,2.9570279341192668E-3,0,0,1.1804919898216675E-2]
[2004,1,8,16,4.0258225107468997E-3,2.1138677518926924E-3,3.8390808613572788E-3,8.0473607308846826E-3,0,0,1.8026131854881555E-2,null,3.3695112146722417E-3,1.7280759169049633E-3,3.8913183726826677E-3,3.0490200276098202E-3,0,0,1.2037925531869692E-2]
[2004,1,8,17,4.7371565887639154E-3,2.2375863626022878E-3,3.6468213487228784E-3,7.2216818893538976E-3,2.60984563188905E-6,4.4258334217195357E-5,1.7890114369292061E-2,null,3.9648797752231619E-3,1.8292152391018069E-3,3.6964428280261905E-3,2.7361831350694909E-3,3.785141492502718E-7,1.7746696779406829E-5,1.2244846188349309E-2]
[2004,1,8,18,5.2502439020056576E-3,2.1627110338737362E-3,3.4501374130188143E-3,6.6498477902879154E-3,1.5627816280617882E-5,2.6501993358583322E-4,1.7793587889052574E-2,null,4.3943208276935423E-3,1.7680050464441534E-3,3.4970826581687173E-3,2.5195240739401756E-3,2.2665515200667233E-6,1.0626763263988838E-4,1.2287466790406544E-2]
[2004,1,8,19,5.318093601039576E-3,2.132052690819231E-3,3.3998089620772406E-3,6.3368466776939749E-3,1.5627816280617882E-5,2.6501993358583322E-4,1.746744968149647E-2,null,4.4511093028924923E-3,1.742942010103652E-3,3.4460693992949868E-3,2.4009328124225417E-3,2.2665515200667233E-6,1.0626763263988838E-4,1.2149587708873628E-2]
[2004,1,8,20,6.0915229033216729E-3,1.9522034633005273E-3,3.3839631489843967E-3,7.8864347632106035E-3,1.5627816280617882E-5,2.6501993358583322E-4,1.9594772028683649E-2,null,5.0984499893829546E-3,1.5959161999645082E-3,3.4300079757811097E-3,2.988047677194653E-3,2.2665515200667233E-6,1.0626763263988838E-4,1.3220956026483181E-2]
[2004,1,8,21,5.3489946665497877E-3,2.0006892537292554E-3,3.3031620118294789E-3,7.9728333714569818E-3,1.5627816280617882E-5,2.6501993358583322E-4,1.8906327053431954E-2,null,4.4769727100605998E-3,1.635553082014942E-3,3.3481073956944944E-3,3.0207827683270548E-3,2.2665515200667233E-6,1.0626763263988838E-4,1.2589950140257046E-2]
[2004,1,8,22,5.5947503296736277E-3,1.9009261029423019E-3,3.0356838306660949E-3,7.9215456051469329E-3,1.5627816280617882E-5,2.6501993358583322E-4,1.8733553618295408E-2,null,4.6826639596759144E-3,1.5539972239840257E-3,3.0769896989745462E-3,3.0013506300297674E-3,2.2665515200667233E-6,1.0626763263988838E-4,1.2423535696824209E-2]
[2004,1,8,23,5.3781504946779505E-3,1.7885519653008594E-3,2.9040041524731057E-3,8.1980272797574655E-3,1.5627816280617882E-5,2.6501993358583322E-4,1.854938164207583E-2,null,4.5013753978563609E-3,1.4621319496463726E-3,2.9435182849652667E-3,3.1061052435416613E-3,2.2665515200667233E-6,1.0626763263988838E-4,1.2121665060169616E-2]
[2004,1,8,24,4.9664565222888651E-3,1.8080684329545118E-3,2.7572133509898384E-3,7.5980806261700213E-3,1.5627816280617882E-5,2.6501993358583322E-4,1.7410466682269685E-2,null,4.1567979970209166E-3,1.4780865606692875E-3,2.7947301340038653E-3,2.8787947720146181E-3,2.2665515200667233E-6,1.0626763263988838E-4,1.1416943647868643E-2]
[2004,1,9,1,3.88728298905927E-3,1.8535058010994707E-3,2.6776066722481074E-3,7.7488837408923924E-3,1.5627816280617882E-5,2.6501993358583322E-4,{"$f":"SUM(E195:J195)","v":1.6447926953165687E-2},null,3.2535571529232078E-3,1.515231373323033E-3,2.7140402650578841E-3,2.9359317306263768E-3,2.2665515200667233E-6,1.0626763263988838E-4,{"$f":"SUM(M195:R195)","v":1.0527294706090456E-2}]
[2004,1,9,2,3.5499332961723864E-3,1.7994804153092512E-3,2.6311395903809861E-3,7.7391559118556909E-3,1.5627816280617882E-5,2.6501993358583322E-4,1.6000356963584761E-2,null,{"$f":"E196*V$5","v":2.9712040262232179E-3},{"$f":"F196*W$5","v":1.4710659008132288E-3},{"$f":"G196*X$5","v":2.6669409160406422E-3},{"$f":"H196*Y$5","v":2.932246007250732E-3},{"$f":"I196*Z$5","v":2.2665515200667233E-6},{"$f":"J196*AA$5","v":1.0626763263988838E-4},1.0149991034487776E-2]
[2004,1,9,3,3.5172758575351929E-3,1.8184665836449446E-3,2.5785666054622459E-3,8.2765117388467809E-3,1.5627816280617882E-5,2.6501993358583322E-4,1.6471468535355614E-2,null,2.9438705793470217E-3,1.4865869948957886E-3,2.6136525823198635E-3,3.135841786443366E-3,2.2665515200667233E-6,1.0626763263988838E-4,1.0288486127165994E-2]
[2004,1,9,4,3.5131734640071561E-3,1.7884336493437776E-3,2.5671662159511433E-3,7.585324698275284E-3,1.5627816280617882E-5,2.6501993358583322E-4,1.5734745777443812E-2,null,2.9404369801352289E-3,1.4620352269654785E-3,2.6020970702683127E-3,2.8739617489996891E-3,2.2665515200667233E-6,1.0626763263988838E-4,9.9870652105286638E-3]
[2004,1,9,5,3.6965871947413163E-3,1.8182382563106728E-3,2.5842091184149862E-3,6.4077528356842207E-3,1.5627816280617882E-5,2.6501993358583322E-4,1.4787435155017648E-2,null,3.0939496153753179E-3,1.4864003384849639E-3,2.6193718716794878E-3,2.4277980547079288E-3,2.2665515200667233E-6,1.0626763263988838E-4,9.7360540644076538E-3]
[2004,1,9,6,4.1009745897056015E-3,1.7729693748910964E-3,2.686371248113838E-3,6.6493485767343576E-3,1.5627816280617882E-5,2.6501993358583322E-4,1.5490311539311345E-2,null,3.4324115964405127E-3,1.4493932628548288E-3,2.7229240985395865E-3,2.5193349296761423E-3,2.2665515200667233E-6,1.0626763263988838E-4,1.0232598071671026E-2]
[2004,1,9,7,4.451227002239171E-3,1.7534527034629873E-3,3.0304928304840202E-3,6.7285258747888585E-3,1.5627816280617882E-5,2.6501993358583322E-4,1.6244346160841486E-2,null,3.7255639718488647E-3,1.4334384852473531E-3,3.0717280660184838E-3,2.5493339785038773E-3,2.2665515200667233E-6,1.0626763263988838E-4,1.0888598685778534E-2]
[2004,1,9,8,4.4305462846613262E-3,1.8586511640627712E-3,3.7854793993170079E-3,6.8829076846216143E-3,1.5627816280617882E-5,2.6501993358583322E-4,1.7238232282529169E-2,null,3.708254736377108E-3,1.5194376808428166E-3,3.8369875675830804E-3,2.6078268491256935E-3,2.2665515200667233E-6,1.0626763263988838E-4,1.1781041018088655E-2]
[2004,1,9,9,4.5371205244508338E-3,1.9961333842516832E-3,4.0802113056000369E-3,8.5155575721078836E-3,5.2040631344716196E-6,8.8251643192443688E-5,1.9222478492737356E-2,null,3.7974546688647657E-3,1.6318286823604671E-3,4.1357298247413363E-3,3.2264125409433514E-3,7.5476170158134809E-7,3.5387123797628309E-5,1.2827567602409128E-2]
[2004,1,9,10,4.4913237778973839E-3,1.9981550971564814E-3,4.1182455036777145E-3,8.9107170217704763E-3,0,0,1.9518441400502056E-2,null,3.7591239549062102E-3,1.6334814221681251E-3,4.174281545612773E-3,3.3761323206838658E-3,0,0,1.2943019243370973E-2]
[2004,1,9,11,4.3202261786933456E-3,2.0655653012101906E-3,4.044398312133617E-3,8.3675364849861E-3,0,0,1.8797726277023252E-2,null,3.6159196090160225E-3,1.6885889141455975E-3,4.0994295319135956E-3,3.1703296493922378E-3,0,0,1.2574267704467453E-2]
[2004,1,9,12,4.2748982459309337E-3,2.0334517058621772E-3,3.9728292903651232E-3,8.5215460285229874E-3,0,0,1.880272527068122E-2,null,3.5779812802960811E-3,1.6623362166074262E-3,4.0268866865346619E-3,3.2286814740948187E-3,0,0,1.2495885657532988E-2]
[2004,1,9,13,3.9926481699579337E-3,2.0613113316058818E-3,3.9465412455909777E-3,7.642763564342285E-3,0,0,1.7643264311497077E-2,null,3.3417451338205945E-3,1.6851113160707559E-3,4.0002409462374985E-3,2.8957244434852677E-3,0,0,1.1922821839614118E-2]
[2004,1,9,14,3.7699537571451412E-3,2.0443065086866237E-3,3.9413512771024522E-3,8.6872628937268419E-3,0,0,1.8442874436661059E-2,null,3.1553555651263848E-3,1.6712099615836117E-3,3.9949803590130072E-3,3.2914690211945895E-3,0,0,1.2113014906917593E-2]
[2004,1,9,15,3.706170778002445E-3,2.0642855410882002E-3,3.8829068150175519E-3,7.9295833315565431E-3,0,0,1.7582946465664738E-2,null,3.1019708312110669E-3,1.687542716887398E-3,3.9357406562545395E-3,3.0043959997626407E-3,0,0,1.1729650204115646E-2]
[2004,1,9,16,3.8300224356066269E-3,2.0994488001220696E-3,3.7287351387460957E-3,7.9366598113494152E-3,0,0,1.7594866185824207E-2,null,3.2056315236879476E-3,1.716288498662021E-3,3.7794712005988699E-3,3.0070771680779417E-3,0,0,1.170846839102678E-2]
[2004,1,9,17,4.3492865502590397E-3,2.2658325662127722E-3,3.5047274025127237E-3,7.0868926845703804E-3,2.60984563188905E-6,4.4258334217195357E-5,1.7253607383403997E-2,null,3.6402424020929038E-3,1.8523063639650193E-3,3.5524154413930594E-3,2.6851135982816992E-3,3.785141492502718E-7,1.7746696779406829E-5,1.1748203016661339E-2]
[2004,1,9,18,4.696820902474824E-3,2.0828932470469395E-3,3.3653460013578951E-3,6.997997647462278E-3,1.5627816280617882E-5,2.6501993358583322E-4,1.7423705548208386E-2,null,3.9311198300343766E-3,1.7027544199408908E-3,3.4111375088067986E-3,2.6514326490162466E-3,2.2665515200667233E-6,1.0626763263988838E-4,1.1804978591958268E-2]
[2004,1,9,19,5.1336595244339932E-3,1.957897892840062E-3,3.3230180141070285E-3,7.2463311617321285E-3,1.5627816280617882E-5,2.6501993358583322E-4,1.794155434297966E-2,null,4.2967426640674409E-3,1.6005713665608913E-3,3.3682335741369407E-3,2.7455223616383705E-3,2.2665515200667233E-6,1.0626763263988838E-4,1.2119604150563599E-2]
[2004,1,9,20,5.7227873891021498E-3,1.8088410458242065E-3,3.2580024590420187E-3,7.4118254053516892E-3,1.5627816280617882E-5,2.6501993358583322E-4,1.8482104049186512E-2,null,4.7898277272007822E-3,1.4787181676806601E-3,3.3023333670115329E-3,2.8082255608765519E-3,2.2665515200667233E-6,1.0626763263988838E-4,1.2487639006929483E-2]
[2004,1,9,21,5.0521540334163683E-3,2.0975234523271827E-3,3.1607915711976257E-3,7.0903084354443802E-3,1.5627816280617882E-5,2.6501993358583322E-4,1.7681425242252004E-2,null,4.2285246377366421E-3,1.7147145368316128E-3,3.2037997524421479E-3,2.6864077732506654E-3,2.2665515200667233E-6,1.0626763263988838E-4,1.1941980884421022E-2]
[2004,1,9,22,4.7628283946031759E-3,2.1097206068520663E-3,2.9973288218397062E-3,7.1918231455253981E-3,1.5627816280617882E-5,2.6501993358583322E-4,1.7342348718686795E-2,null,3.9863664248321207E-3,1.7246856473565487E-3,3.0381128021545701E-3,2.7248701206568316E-3,2.2665515200667233E-6,1.0626763263988838E-4,1.1582569179160028E-2]
[2004,1,9,23,4.7004633337387859E-3,2.039837485402794E-3,2.8402496287258535E-3,6.8593593941184911E-3,1.5627816280617882E-5,2.6501993358583322E-4,1.6720557591852373E-2,null,3.9341684525108587E-3,1.6675565582418184E-3,2.8788962677276284E-3,2.5989047674940795E-3,2.2665515200667233E-6,1.0626763263988838E-4,1.118806023013434E-2]
[2004,1,9,24,4.7290940352129858E-3,1.6035519165104753E-3,2.6353710645987335E-3,6.8928630097204232E-3,1.5627816280617882E-5,2.6501993358583322E-4,1.6141527775909069E-2,null,3.9581316226316773E-3,1.3108953698486715E-3,2.6712299669780152E-3,2.6115987672268842E-3,2.2665515200667233E-6,1.0626763263988838E-4,1.0660389910845204E-2]
[2004,1,10,1,4.6493347360976427E-3,1.4751907442292463E-3,2.5359412747431322E-3,6.6422555979081957E-3,1.5627816280617882E-5,2.6501993358583322E-4,1.5583370102844669E-2,null,3.8913751145824228E-3,1.2059607776603609E-3,2.5704472582959458E-3,2.5166475101333127E-3,2.2665515200667233E-6,1.0626763263988838E-4,1.0292964844831998E-2]
[2004,1,10,2,4.0538891234591472E-3,1.5645205994591171E-3,2.4836827727890121E-3,6.7715815771571862E-3,1.5627816280617882E-5,2.6501993358583322E-4,1.5154321822730916E-2,null,3.3930022568230875E-3,1.2789874707186801E-3,2.5174776866388783E-3,2.5656471155949003E-3,2.2665515200667233E-6,1.0626763263988838E-4,9.8636487139355019E-3]
[2004,1,10,3,4.0423677430645507E-3,1.5205692690073718E-3,2.4644282362149732E-3,6.6295161690467508E-3,1.5627816280617882E-5,2.6501993358583322E-4,1.4937529167200099E-2,null,3.3833591539926813E-3,1.2430574861670976E-3,2.4979611579087286E-3,2.5118207383459136E-3,2.2665515200667233E-6,1.0626763263988838E-4,9.7447327205743769E-3]
[2004,1,10,4,3.804337738371172E-3,1.5275742355775369E-3,2.462623078367916E-3,6.6920052332273064E-3,1.5627816280617882E-5,2.6501993358583322E-4,1.4767188035410383E-2,null,3.1841340843077226E-3,1.2487840099847717E-3,2.4961314376841424E-3,2.5354968744810665E-3,2.2665515200667233E-6,1.0626763263988838E-4,9.5730805906176566E-3]
[2004,1,10,5,3.9818279042528994E-3,1.5112286848505694E-3,2.5161779191328259E-3,6.6175285544111456E-3,1.5627816280617882E-5,2.6501993358583322E-4,1.4907410812513892E-2,null,3.3326888461821008E-3,1.2354216070934222E-3,2.5504149871431428E-3,2.5072788172950835E-3,2.2665515200667233E-6,1.0626763263988838E-4,9.7343384418737047E-3]
[2004,1,10,6,4.1874231863843472E-3,1.4816640468577852E-3,2.5818756052638442E-3,6.711237758192286E-3,1.5627816280617882E-5,2.6501993358583322E-4,1.5242848346564714E-2,null,3.5047668766904779E-3,1.2112526689649137E-3,2.6170066069388215E-3,2.5427837795622163E-3,2.2665515200667233E-6,1.0626763263988838E-4,9.9843441163163845E-3]
[2004,1,10,7,4.3415182738957211E-3,1.5209712517858425E-3,2.8252458636710922E-3,6.4507742662093517E-3,1.5627816280617882E-5,2.6501993358583322E-4,1.5419157405428461E-2,null,3.6337405520349346E-3,1.243386105002341E-3,2.8636883498104307E-3,2.4440982067297119E-3,2.2665515200667233E-6,1.0626763263988838E-4,1.0293447397737373E-2]
[2004,1,10,8,4.5197085779210278E-3,1.5552007744881727E-3,3.2920877210583471E-3,5.7240726338449871E-3,1.5627816280617882E-5,2.6501993358583322E-4,1.5371717457178987E-2,null,3.7828813117570348E-3,1.2713685621717104E-3,3.3368824195352531E-3,2.1687622418994001E-3,2.2665515200667233E-6,1.0626763263988838E-4,1.0668428719523355E-2]
[2004,1,10,9,4.8698598301567305E-3,1.7818536563730142E-3,3.3773244253496159E-3,5.1982370726228588E-3,5.2040631344716196E-6,8.8251643192443688E-5,1.5320730690829135E-2,null,4.0759490185648143E-3,1.4566561168598443E-3,3.4232789205243647E-3,1.9695313125286645E-3,7.5476170158134809E-7,3.5387123797628309E-5,1.0961557253976897E-2]
[2004,1,10,10,5.7251874974751978E-3,1.8226917619904408E-3,3.3764647714608423E-3,4.6067036112493777E-3,0,0,1.5531047642175859E-2,null,4.7918365569636009E-3,1.4900410562659679E-3,3.4224075695181368E-3,1.7454084688978153E-3,0,0,1.1449693651645521E-2]
[2004,1,10,11,5.934672440870847E-3,1.9233675367896826E-3,3.3402507011791082E-3,4.4567585163882038E-3,0,0,1.5655049195227842E-2,null,4.9671701351808048E-3,1.5723429796907164E-3,3.3857007425129064E-3,1.6885966006887816E-3,0,0,1.161381045807321E-2]
[2004,1,10,12,5.4302835487988685E-3,1.933617058049366E-3,3.2912744328642213E-3,4.5028495390834217E-3,0,0,1.5158024578795877E-2,null,4.5450094403524264E-3,1.5807219101289169E-3,3.3360580651112699E-3,1.7060597735215084E-3,0,0,1.1167849189114122E-2]
[2004,1,10,13,5.0998786068090557E-3,1.9194859131063109E-3,3.3215156134428795E-3,4.208828350782178E-3,0,0,1.4549708484140424E-2,null,4.268468893806757E-3,1.5691697724738898E-3,3.3667107306442757E-3,1.5946597106124883E-3,0,0,1.0799009107537411E-2]
[2004,1,10,14,4.9842882896044324E-3,1.8366190730686736E-3,3.267728964711651E-3,4.4387840400751197E-3,0,0,1.4527420367459876E-2,null,4.1717227334659131E-3,1.5014265607943323E-3,3.3121922190600048E-3,1.6817863507078083E-3,0,0,1.0667127864028058E-2]
[2004,1,10,15,5.0818620334122429E-3,1.8017288977030474E-3,3.2279434394359399E-3,4.348978446995052E-3,0,0,1.4460512817546282E-2,null,4.2533894793644984E-3,1.472904023501285E-3,3.2718653410745615E-3,1.6477604059230017E-3,0,0,1.0645919249863346E-2]
[2004,1,10,16,4.8999039687228282E-3,1.8683994355841497E-3,3.194194173469759E-3,4.4288975796237095E-3,0,0,1.4391395157400446E-2,null,4.1010951996404551E-3,1.5274068422212715E-3,3.2376568564238049E-3,1.6780405243522389E-3,0,0,1.0544199422637771E-2]
[2004,1,10,17,5.3265470638350146E-3,1.9090311552512743E-3,3.1340364399410074E-3,4.1293796561972327E-3,2.60984563188905E-6,4.4258334217195357E-5,1.4545862495073614E-2,null,4.4581846365953585E-3,1.5606230621840974E-3,3.1766805701216152E-3,1.564557833853408E-3,3.785141492502718E-7,1.7746696779406829E-5,1.0778171313683135E-2]
[2004,1,10,18,6.1260120695537899E-3,1.9367089016275078E-3,3.046338299737091E-3,4.4109869931820336E-3,1.5627816280617882E-5,2.6501993358583322E-4,1.5800694013966873E-2,null,5.1273165457434468E-3,1.5832494762084127E-3,3.0877891410140373E-3,1.6712544812515088E-3,2.2665515200667233E-6,1.0626763263988838E-4,1.1578143828377362E-2]
[2004,1,10,19,6.3094099738782404E-3,1.807442334258533E-3,2.9647827634052323E-3,4.3330293597109125E-3,1.5627816280617882E-5,2.6501993358583322E-4,1.5695312181119369E-2,null,5.2808159346804853E-3,1.4775747282345679E-3,3.005123896810259E-3,1.6417175443963886E-3,2.2665515200667233E-6,1.0626763263988838E-4,1.1513766288281655E-2]
[2004,1,10,20,6.1852879288837809E-3,1.7926754392121869E-3,2.9475403244349201E-3,4.3762885969440739E-3,1.5627816280617882E-5,2.6501993358583322E-4,1.5582440039341415E-2,null,5.1769289348238294E-3,1.4655028681694309E-3,2.9876468438441712E-3,1.6581077976873622E-3,2.2665515200667233E-6,1.0626763263988838E-4,1.1396720628684749E-2]
[2004,1,10,21,5.9314910527000497E-3,1.8120670605728344E-3,2.7692390992120346E-3,4.4456411078254076E-3,1.5627816280617882E-5,2.6501993358583322E-4,1.523908607017678E-2,null,4.9645073940661356E-3,1.481355417995725E-3,2.8069195138820855E-3,1.6843843872070378E-3,2.2665515200667233E-6,1.0626763263988838E-4,1.1045700897310939E-2]
[2004,1,10,22,5.4053828771878885E-3,1.8506209477886163E-3,2.5881247603284476E-3,4.5778227535020199E-3,1.5627816280617882E-5,2.6501993358583322E-4,1.4702599088673425E-2,null,4.524168210511297E-3,1.5128730207128343E-3,2.6233407928533208E-3,1.7344659603374263E-3,2.2665515200667233E-6,1.0626763263988838E-4,1.0503382168574835E-2]
[2004,1,10,23,5.7670367235512334E-3,1.698242922685597E-3,2.4488964493453902E-3,4.5598665715562044E-3,1.5627816280617882E-5,2.6501993358583322E-4,1.4754690417004878E-2,null,4.8268632965210775E-3,1.3883047759821511E-3,2.4822180335024265E-3,1.7276626418081501E-3,2.2665515200667233E-6,1.0626763263988838E-4,1.053358293197376E-2]
[2004,1,10,24,5.5928026032099317E-3,1.6421633467485985E-3,2.4323003099202293E-3,4.2844443353767213E-3,1.5627816280617882E-5,2.6501993358583322E-4,1.4232358345121932E-2,null,4.681033762083989E-3,1.3424600136879158E-3,2.4653960741342928E-3,1.6233094330676233E-3,2.2665515200667233E-6,1.0626763263988838E-4,1.0220733467133775E-2]
[2004,1,11,1,4.2383380198724539E-3,1.936830607950105E-3,2.4362660024427303E-3,4.2306970499004877E-3,1.5627816280617882E-5,2.6501993358583322E-4,1.312277943003223E-2,null,3.5473812994508882E-3,1.5833489704955208E-3,2.4694157269445657E-3,1.6029454211478192E-3,2.2665515200667233E-6,1.0626763263988838E-4,9.3116256021987497E-3]
[2004,1,11,2,4.0422509292205736E-3,1.9301859747436047E-3,2.4128413306774058E-3,4.1479676256855214E-3,1.5627816280617882E-5,2.6501993358583322E-4,1.2813893610193557E-2,null,3.3832613837715005E-3,1.5779170173326328E-3,2.4456723209298659E-3,1.5716005268726089E-3,2.2665515200667233E-6,1.0626763263988838E-4,9.0869854330665641E-3]
[2004,1,11,3,3.7019229314903587E-3,1.9696697624897886E-3,2.4123387254541065E-3,4.0987298314572318E-3,1.5627816280617882E-5,2.6501993358583322E-4,1.2463309000757938E-2,null,3.09841549154508E-3,1.6101948089074728E-3,2.4451628768701389E-3,1.5529450911666862E-3,2.2665515200667233E-6,1.0626763263988838E-4,8.8152524526493338E-3]
[2004,1,11,4,3.9364819709201398E-3,1.8791170239779898E-3,2.4188227927381101E-3,4.2575582556815443E-3,1.5627816280617882E-5,2.6501993358583322E-4,1.2772627793184235E-2,null,3.2947354514418626E-3,1.5361684151125332E-3,2.4517351714018654E-3,1.613122714937803E-3,2.2665515200667233E-6,1.0626763263988838E-4,9.0042959370540201E-3]
[2004,1,11,5,3.808319628391189E-3,1.8607730827162748E-3,2.4571143569547703E-3,4.4843036045310123E-3,1.5627816280617882E-5,2.6501993358583322E-4,1.2891158422459697E-2,null,3.1874668251432219E-3,1.5211723383300069E-3,2.4905477603355528E-3,1.6990330068868255E-3,2.2665515200667233E-6,1.0626763263988838E-4,9.0067541148555613E-3]
[2004,1,11,6,4.0054193886466492E-3,1.8009248573667156E-3,2.5226018814726104E-3,4.5258479554879097E-3,1.5627816280617882E-5,2.6501993358583322E-4,1.3135441832840336E-2,null,3.3524343195663105E-3,1.4722467246990345E-3,2.5569263588961686E-3,1.7147735163951779E-3,2.2665515200667233E-6,1.0626763263988838E-4,9.2049151037166457E-3]
[2004,1,11,7,4.1888819928861953E-3,1.7279029568250217E-3,2.6770721544455787E-3,4.9263385983199419E-3,1.5627816280617882E-5,2.6501993358583322E-4,1.3800843452343191E-2,null,3.505987860689373E-3,1.4125516999654642E-3,2.7134984741916269E-3,1.8665132024488632E-3,2.2665515200667233E-6,1.0626763263988838E-4,9.6070854214552817E-3]
[2004,1,11,8,4.6519549430361923E-3,1.6494283756185669E-3,2.8984458565672394E-3,5.1600225672696022E-3,1.5627816280617882E-5,2.6501993358583322E-4,1.4640499492358055E-2,null,3.8935681612556521E-3,1.3483991370860427E-3,2.9378843585749644E-3,1.9550524298162109E-3,2.2665515200667233E-6,1.0626763263988838E-4,1.0243438270892826E-2]
[2004,1,11,9,4.7502256900386723E-3,1.6906769575158415E-3,3.0978693154157817E-3,5.1027816394359025E-3,5.2040631344716196E-6,8.8251643192443688E-5,1.4735009308733112E-2,null,3.975818281129328E-3,1.3821196387207072E-3,3.1400213276532615E-3,1.9333647310537955E-3,7.5476170158134809E-7,3.5387123797628309E-5,1.0467465864056301E-2]
[2004,1,11,10,5.0973598805322384E-3,1.6240270485970698E-3,3.2015683401036398E-3,5.1605861822186933E-3,0,0,1.5083541451451642E-2,null,4.2663607838705217E-3,1.3276336840703686E-3,3.2451313616874162E-3,1.9552659747690358E-3,0,0,1.0794391804397343E-2]
[2004,1,11,11,5.1095387566711904E-3,1.7062734549514412E-3,3.216369698189437E-3,5.1241281065857605E-3,0,0,1.515631001639783E-2,null,4.2765541939433094E-3,1.3948696944336997E-3,3.260134118529468E-3,1.9414525760051025E-3,0,0,1.0873010582911581E-2]
[2004,1,11,12,4.5383669550672651E-3,1.8173127176186793E-3,3.1796273385091682E-3,5.6013749123746239E-3,0,0,1.5136681923569737E-2,null,3.7984978996403809E-3,1.4856437154074959E-3,3.222891813810469E-3,2.1222739803915679E-3,0,0,1.0629307409249913E-2]
[2004,1,11,13,4.521508483378036E-3,1.775113948524079E-3,3.1947690263985484E-3,5.3606817536083371E-3,0,0,1.4852073211909001E-2,null,3.7843877869199486E-3,1.4511464406701715E-3,3.2382395312473299E-3,2.0310790798360907E-3,0,0,1.0504852838673541E-2]
[2004,1,11,14,4.0517998494578808E-3,1.7791715185711699E-3,3.1638077555391697E-3,5.1942125626545125E-3,0,0,1.4188991686222733E-2,null,3.3912535875365015E-3,1.4544634831262357E-3,3.2068569773268298E-3,1.9680064881912006E-3,0,0,1.0020580536180768E-2]
[2004,1,11,15,3.8523464981925176E-3,1.7687102501280209E-3,3.1810833539452354E-3,5.2974844446760415E-3,0,0,1.4099624546941816E-2,null,3.2243161972023413E-3,1.445911450464449E-3,3.2243676409216687E-3,2.0071346007615918E-3,0,0,9.9017298893500517E-3]
[2004,1,11,16,4.3347088030819591E-3,1.6528587616958723E-3,3.1378073984951881E-3,5.3961750621550472E-3,0,0,1.4521550025428067E-2,null,3.6280411978752056E-3,1.3512034599016823E-3,3.1805028392621823E-3,2.0445269433312266E-3,0,0,1.0204274440370297E-2]
[2004,1,11,17,5.2057091040031266E-3,1.7038923499475569E-3,3.0767011864944373E-3,5.0368005276355049E-3,1.2971090643171483E-6,2.1996659795985365E-5,{"$f":"SUM(E259:J259)","v":1.5046396936940928E-2},null,4.3570463326277255E-3,1.3929231534501635E-3,3.1185651687543783E-3,1.9083655122973551E-3,1.8812382156466709E-7,8.8202156376562046E-6,{"$f":"SUM(M259:R259)","v":1.0785908506588842E-2}]
[2004,1,11,18,5.428325746601936E-3,1.7146672281246839E-3,3.0155906187910729E-3,5.4052390283327693E-3,1.5627816280617882E-5,2.6501993358583322E-4,1.5844470371716914E-2,null,{"$f":"E260*V$5","v":4.5433708096276329E-3},{"$f":"F260*W$5","v":1.4017315604419474E-3},{"$f":"G260*X$5","v":3.0566230832768933E-3},{"$f":"H260*Y$5","v":2.0479611393775638E-3},{"$f":"I260*Z$5","v":2.2665515200667233E-6},{"$f":"J260*AA$5","v":1.0626763263988838E-4},1.1158220776883993E-2]
[2004,1,11,19,5.9707382804471253E-3,1.6982710537690646E-3,2.8789682058022637E-3,5.5822851416466026E-3,1.5627816280617882E-5,2.6501993358583322E-4,1.6410910431531506E-2,null,4.9973563270942411E-3,1.388327772996895E-3,2.9181416797891754E-3,2.115041162674222E-3,2.2665515200667233E-6,1.0626763263988838E-4,1.1527401126714489E-2]
[2004,1,11,20,5.7029342960411827E-3,1.7516318234617068E-3,2.8154470240317076E-3,5.4072092233321371E-3,1.5627816280617882E-5,2.6501993358583322E-4,1.5957870116733185E-2,null,4.7732111924339658E-3,1.4319499252960651E-3,2.8537561795601205E-3,2.0487076156711285E-3,2.2665515200667233E-6,1.0626763263988838E-4,1.1216159097121236E-2]
[2004,1,11,21,5.4953171759565293E-3,1.8682529715301488E-3,2.6166724610963547E-3,5.0143688454568763E-3,1.5627816280617882E-5,2.6501993358583322E-4,1.5275259203906362E-2,null,4.5994409348988404E-3,1.5272871086172252E-3,2.6522769357760125E-3,1.899866496222044E-3,2.2665515200667233E-6,1.0626763263988838E-4,1.0787405659674077E-2]
[2004,1,11,22,5.7529875423123506E-3,1.6723899162373944E-3,2.551845520843107E-3,5.4252202783465261E-3,1.5627816280617882E-5,2.6501993358583322E-4,1.5683091007605829E-2,null,4.8151044885718928E-3,1.3671700773792107E-3,2.5865679099017621E-3,2.0555317247540599E-3,2.2665515200667233E-6,1.0626763263988838E-4,1.0932908384766881E-2]
[2004,1,11,23,5.472641346364251E-3,1.6640086346567057E-3,2.5329979177081585E-3,6.0795200979570727E-3,1.5627816280617882E-5,2.6501993358583322E-4,1.6029815746552635E-2,null,4.5804618413324422E-3,1.3603184231830486E-3,2.5674638516626435E-3,2.3034357669324615E-3,2.2665515200667233E-6,1.0626763263988838E-4,1.0920214067270551E-2]
[2004,1,11,24,4.6984306671347953E-3,1.8187150728075539E-3,2.522084547796578E-3,7.0905066244402069E-3,1.5627816280617882E-5,2.6501993358583322E-4,1.6410384662045582E-2,null,3.9324671621783734E-3,1.486790133496646E-3,2.5564019859769592E-3,2.6864828639838554E-3,2.2665515200667233E-6,1.0626763263988838E-4,1.0770676329795789E-2]
[2004,1,12,1,3.9498748256550434E-3,1.8710934749822529E-3,2.5149267790161101E-3,7.2354074187138944E-3,1.5627816280617882E-5,2.6501993358583322E-4,1.5851950248233753E-2,null,3.3059449307731711E-3,1.5296092054480565E-3,2.5491468230437664E-3,2.7413835250243695E-3,2.2665515200667233E-6,1.0626763263988838E-4,1.0234618668449318E-2]
[2004,1,12,2,3.7118482434382355E-3,1.9483690552491407E-3,2.4953354910600294E-3,6.9725382876847956E-3,1.5627816280617882E-5,2.6501993358583322E-4,1.5408738827298655E-2,null,3.106722725614196E-3,1.5927815912817965E-3,2.5292889608311271E-3,2.6417864929102145E-3,2.2665515200667233E-6,1.0626763263988838E-4,9.9791139547972894E-3]
[2004,1,12,3,3.3734530142995331E-3,2.0043158053417434E-3,2.5010929529597978E-3,7.3702485277535625E-3,1.5627816280617882E-5,2.6501993358583322E-4,1.5529758050221089E-2,null,2.8234945116205053E-3,1.63851776913756E-3,2.5351247632222932E-3,2.7924727275288868E-3,2.2665515200667233E-6,1.0626763263988838E-4,9.8981439556692016E-3]
[2004,1,12,4,3.5082161750831509E-3,1.9452649649872075E-3,2.4990041033508418E-3,6.523331159842851E-3,1.5627816280617882E-5,2.6501993358583322E-4,1.4756464153130503E-2,null,2.9362878551851806E-3,1.5902440136018573E-3,2.533007491105699E-3,2.4715888871189549E-3,2.2665515200667233E-6,1.0626763263988838E-4,9.6396624311716472E-3]
[2004,1,12,5,3.5994706248325507E-3,1.9788193703889228E-3,2.594421215481237E-3,7.3819142558103025E-3,1.5627816280617882E-5,2.6501993358583322E-4,1.5835273216379463E-2,null,3.0126655124213166E-3,1.6176745658816071E-3,2.6297229224576868E-3,2.7968926907529961E-3,2.2665515200667233E-6,1.0626763263988838E-4,1.0165489875673561E-2]
[2004,1,12,6,3.8174458706205375E-3,1.9665716633387297E-3,2.6890326659922757E-3,6.999760255570895E-3,1.5627816280617882E-5,2.6501993358583322E-4,1.5753458205388888E-2,null,3.1951052581485309E-3,1.6076621289295816E-3,2.725621729733551E-3,2.6521004738601578E-3,2.2665515200667233E-6,1.0626763263988838E-4,1.0289023774831776E-2]
[2004,1,12,7,4.3260076894492717E-3,1.9065669037822708E-3,3.0923694987624989E-3,7.2423657373558549E-3,1.5627816280617882E-5,2.6501993358583322E-4,1.6847957579216345E-2,null,3.6207585867101054E-3,1.5586085493968288E-3,3.1344466762296031E-3,2.7440199239143065E-3,2.2665515200667233E-6,1.0626763263988838E-4,1.1166367920410798E-2]
[2004,1,12,8,4.5155552257797804E-3,2.0041419204153864E-3,3.8359234676931713E-3,7.0566471011445798E-3,1.5627816280617882E-5,2.6501993358583322E-4,1.7692915464899366E-2,null,3.7794050614799657E-3,1.6383756191126677E-3,3.8881180170718746E-3,2.673654016352175E-3,2.2665515200667233E-6,1.0626763263988838E-4,1.2088086898176639E-2]
[2004,1,12,9,5.028157437966127E-3,2.0545504193530554E-3,4.1023170461070161E-3,7.9314112938763115E-3,5.2040631344716196E-6,8.8251643192443688E-5,1.9209891903629425E-2,null,4.2084400966850444E-3,1.6795843053909458E-3,4.1581363530961866E-3,3.0050885863023868E-3,7.5476170158134809E-7,3.5387123797628309E-5,1.3087391226973772E-2]
[2004,1,12,10,4.7881645600814206E-3,2.1729351755796398E-3,4.1670190921652469E-3,8.1614841614048462E-3,0,0,1.9289602989231151E-2,null,4.0075721519817501E-3,1.7763632292288505E-3,4.2237187853681494E-3,3.0922596234117181E-3,0,0,1.3099913789990468E-2]
[2004,1,12,11,4.7817379193822902E-3,2.1145503545625262E-3,4.1586831622868713E-3,7.6424471941632394E-3,0,0,1.8697418630394928E-2,null,4.0021932169068478E-3,1.7286339410450728E-3,4.215269430363512E-3,2.8956045757367837E-3,0,0,1.2841701164052217E-2]
[2004,1,12,12,4.5558177819325849E-3,2.1172521484105322E-3,4.1085251398106076E-3,8.1316119375216458E-3,0,0,1.8913207007675369E-2,null,3.8131037986016566E-3,1.7308426434944103E-3,4.1644289189369538E-3,3.0809415016156408E-3,0,0,1.2789316862648663E-2]
[2004,1,12,13,4.0308878326517977E-3,2.1169398306579656E-3,4.0220268190543917E-3,7.4339413291735768E-3,0,0,1.7603795811537731E-2,null,3.3737507604840395E-3,1.7305873253525119E-3,4.0767536349509163E-3,2.8166049410133505E-3,0,0,1.1997696661800818E-2]
[2004,1,12,14,3.9615426008662614E-3,2.1695159674071781E-3,4.0889852682812113E-3,8.0420620443241633E-3,0,0,1.8262105880878815E-2,null,3.3157105623477187E-3,1.773568044292411E-3,4.1446231727627729E-3,3.0470124375460315E-3,0,0,1.2280914216948935E-2]
[2004,1,12,15,3.9058781620963413E-3,2.1480985614019143E-3,3.9960774938251351E-3,7.3527356532112455E-3,0,0,1.7402789870534636E-2,null,3.2691208405721097E-3,1.7560594260322888E-3,4.0504512230794395E-3,2.7858373712914544E-3,0,0,1.1861468860975295E-2]
[2004,1,12,16,4.4986192061497107E-3,2.1064952236830442E-3,3.8846760184843678E-3,7.8854175402453264E-3,0,0,1.8375207988562448E-2,null,3.7652300431022076E-3,1.722048913354534E-3,3.9375339328757046E-3,2.9876622672077775E-3,0,0,1.2412475156540223E-2]
[2004,1,12,17,5.0317354153793046E-3,2.2212927999415606E-3,3.6583496659102362E-3,7.1597009552315568E-3,1.2971090643171483E-6,2.1996659795985365E-5,1.8094372605322963E-2,null,4.2114347729250825E-3,1.8158953361848084E-3,3.7081280084371648E-3,2.7126995215235369E-3,1.8812382156466709E-7,8.8202156376562046E-6,1.2457165978529812E-2]
[2004,1,12,18,5.1592806092434886E-3,2.1781388283112616E-3,3.4773359919647493E-3,6.4424854235336677E-3,1.5627816280617882E-5,2.6501993358583322E-4,1.7537888602919618E-2,null,4.3181868614624334E-3,1.7806171883317323E-3,3.5246513220717115E-3,2.4409576929427662E-3,2.2665515200667233E-6,1.0626763263988838E-4,1.2172947248968599E-2]
[2004,1,12,19,5.7181405275514435E-3,2.0197937216277924E-3,3.4015543237907596E-3,6.7683162432804912E-3,1.5627816280617882E-5,2.6501993358583322E-4,1.8188452566116935E-2,null,4.7859384220795718E-3,1.6511708853761912E-3,3.4478385097534707E-3,2.5644099312906519E-3,2.2665515200667233E-6,1.0626763263988838E-4,1.2557891932659842E-2]
[2004,1,12,20,5.5421242299006947E-3,2.1061143755398428E-3,3.3897316171424678E-3,8.18265048319778E-3,1.5627816280617882E-5,2.6501993358583322E-4,1.9501268455647234E-2,null,4.638617250488912E-3,1.7217375719739414E-3,3.4358549341902641E-3,3.1002792140844473E-3,2.2665515200667233E-6,1.0626763263988838E-4,1.3005023154897519E-2]
[2004,1,12,21,5.4917233699767684E-3,2.0722846977366846E-3,3.3453968250458559E-3,8.1085952367831223E-3,1.5627816280617882E-5,2.6501993358583322E-4,1.9298647879408881E-2,null,4.5964330105505028E-3,1.6940819859345836E-3,3.3909168885316952E-3,3.0722208310917103E-3,2.2665515200667233E-6,1.0626763263988838E-4,1.2862186900268446E-2]
[2004,1,12,22,5.1556934558572211E-3,1.9990676883215185E-3,3.1083369277442826E-3,7.9458776046625115E-3,1.5627816280617882E-5,2.6501993358583322E-4,1.8489623426451982E-2,null,4.3151845051659227E-3,1.6342274607094999E-3,3.1506313704325155E-3,3.0105696468373608E-3,2.2665515200667233E-6,1.0626763263988838E-4,1.2219147167305254E-2]
[2004,1,12,23,4.8881093629912905E-3,1.936097408622489E-3,2.9443461147012685E-3,7.9876411770988687E-3,1.5627816280617882E-5,2.6501993358583322E-4,1.8036841813280365E-2,null,4.0912234141409791E-3,1.5827495838502542E-3,2.9844091712158414E-3,3.0263932159603755E-3,2.2665515200667233E-6,1.0626763263988838E-4,1.1793309569327405E-2]
[2004,1,12,24,4.4765871085290301E-3,1.9482351632281419E-3,2.7570480366452938E-3,7.4621516241504615E-3,1.5627816280617882E-5,2.6501993358583322E-4,1.6924669682419378E-2,null,3.7467897368498927E-3,1.5926721352494846E-3,2.7945625702641514E-3,2.8272933837519979E-3,2.2665515200667233E-6,1.0626763263988838E-4,1.106985201027548E-2]
[2004,1,13,1,3.7202690921954405E-3,1.8007554334152206E-3,2.6497265905570996E-3,8.3762920647061229E-3,1.5627816280617882E-5,2.6501993358583322E-4,1.6827690930740331E-2,null,3.1137707621952219E-3,1.472108221497941E-3,2.6857808253549762E-3,3.1736470025981438E-3,2.2665515200667233E-6,1.0626763263988838E-4,1.0553840995806238E-2]
[2004,1,13,2,3.4535315257674154E-3,1.7900317789785187E-3,2.6091700131690926E-3,8.1377994053503135E-3,1.5627816280617882E-5,2.6501993358583322E-4,1.6271180473131787E-2,null,2.8905181923031464E-3,1.4633416896481205E-3,2.644672403724263E-3,3.0832858371016088E-3,2.2665515200667233E-6,1.0626763263988838E-4,1.0190352306937094E-2]
[2004,1,13,3,3.0535066980376482E-3,1.8294017511052178E-3,2.5927225098780495E-3,7.8428059576991574E-3,1.5627816280617882E-5,2.6501993358583322E-4,1.5599084666586525E-2,null,2.5557075692355358E-3,1.4955264375446965E-3,2.628001102948752E-3,2.9715174002214136E-3,2.2665515200667233E-6,1.0626763263988838E-4,9.7592866941103532E-3]
[2004,1,13,4,3.0244349419704291E-3,1.7187510218067709E-3,2.564445174548255E-3,7.1641236485246122E-3,1.5627816280617882E-5,2.6501993358583322E-4,1.475240253671652E-2,null,2.5313752476199621E-3,1.405070040583529E-3,2.5993390042659869E-3,2.7143752113400438E-3,2.2665515200667233E-6,1.0626763263988838E-4,9.3586936879694761E-3]
[2004,1,13,5,3.1802945741189245E-3,1.8654506334827498E-3,2.5741474121979586E-3,6.4172410426124446E-3,1.5627816280617882E-5,2.6501993358583322E-4,1.4317781412278529E-2,null,2.6618258020189964E-3,1.5249962118066747E-3,2.6091732580850314E-3,2.4313929889873418E-3,2.2665515200667233E-6,1.0626763263988838E-4,9.3359224450580008E-3]
[2004,1,13,6,3.5219015199561676E-3,1.7212237721674251E-3,2.6444598150468682E-3,6.7058172897131972E-3,1.5627816280617882E-5,2.6501993358583322E-4,1.487405014675011E-2,null,2.9477421413349521E-3,1.4070915011706155E-3,2.68044238601288E-3,2.5407300482204187E-3,2.2665515200667233E-6,1.0626763263988838E-4,9.6845402608988218E-3]
[2004,1,13,7,4.0333316474002673E-3,1.722425040963626E-3,2.991727899658402E-3,6.4569020667233417E-3,1.5627816280617882E-5,2.6501993358583322E-4,1.5485034404612089E-2,null,3.3757961713732597E-3,1.4080735321773262E-3,3.0324356694826707E-3,2.4464199351966177E-3,2.2665515200667233E-6,1.0626763263988838E-4,1.0371259492389829E-2]
[2004,1,13,8,3.8915174949495698E-3,1.9044692988673055E-3,3.7359704184804728E-3,6.8856844866836851E-3,1.5627816280617882E-5,2.6501993358583322E-4,1.6698289448847482E-2,null,3.2571013268275148E-3,1.5568937682647133E-3,3.786804929160119E-3,2.6088789363109327E-3,2.2665515200667233E-6,1.0626763263988838E-4,1.1318213144723234E-2]
[2004,1,13,9,4.3482740029043314E-3,2.0554554874122354E-3,4.0347210104991083E-3,8.779317390070521E-3,5.2040631344716196E-6,8.8251643192443688E-5,1.9311223597213111E-2,null,3.6393949256684046E-3,1.6803241938323249E-3,4.0896205534085061E-3,3.326347040506712E-3,7.5476170158134809E-7,3.5387123797628309E-5,1.2771828598915156E-2]
[2004,1,13,10,4.3846428542877961E-3,2.0673676789240369E-3,4.0299872623001595E-3,8.214353537914991E-3,0,0,1.8696351333426984E-2,null,3.6698347307701448E-3,1.6900623485729288E-3,4.0848223941606409E-3,3.1122910092557764E-3,0,0,1.2557010482759491E-2]
[2004,1,13,11,3.9362588693440852E-3,2.0850049600294241E-3,4.0367933212071662E-3,7.952712065223853E-3,0,0,1.801076921580453E-2,null,3.2945487210878739E-3,1.7044807343449874E-3,4.0917210615830906E-3,3.0131591178237261E-3,0,0,1.2103909634839679E-2]
[2004,1,13,12,3.7118462887120382E-3,2.1552722242807127E-3,3.9729664285111394E-3,8.6943342583126072E-3,0,0,1.85344191998165E-2,null,3.1067210895580049E-3,1.761923858206793E-3,4.0270256906886409E-3,3.2941482514373425E-3,0,0,1.2189818889890781E-2]
[2004,1,13,13,3.4739898427153851E-3,2.0271741026099597E-3,3.8748112674382366E-3,7.6166660882038472E-3,0,0,1.6992641300967427E-2,null,2.9076412840950681E-3,1.6572043085274018E-3,3.927534954376935E-3,2.8858365149982568E-3,0,0,1.1378217061997662E-2]
[2004,1,13,14,3.5157417380504491E-3,2.093365220179126E-3,3.9287290004055642E-3,8.456457489255052E-3,0,0,1.7994293447890192E-2,null,2.9425865602938487E-3,1.7113152036304119E-3,3.9821863338310743E-3,3.2040204372117379E-3,0,0,1.1840108534967073E-2]
[2004,1,13,15,3.6961310275539054E-3,2.0743999763973872E-3,3.8747893290543229E-3,7.0651082358195632E-3,0,0,1.6710428568825177E-2,null,3.0935678150228077E-3,1.6958112152621187E-3,3.9275127174823567E-3,2.6768598089024352E-3,0,0,1.1393751556669718E-2]
[2004,1,13,16,3.8641381291511694E-3,2.1138677518926924E-3,3.7563746787521992E-3,6.6633599555615819E-3,0,0,1.6397740515357643E-2,null,3.2341854928924492E-3,1.7280759169049633E-3,3.8074868256201735E-3,2.5246436235556993E-3,0,0,1.1294391858973286E-2]
[2004,1,13,17,4.392974159010782E-3,2.2375863626022878E-3,3.5861280015148378E-3,6.5215903364712856E-3,1.2971090643171483E-6,2.1996659795985365E-5,1.6761572628459495E-2,null,3.676807821268301E-3,1.8292152391018069E-3,3.634923640069634E-3,2.4709293161736556E-3,1.8812382156466709E-7,8.8202156376562046E-6,1.1620884356072617E-2]
[2004,1,13,18,4.7760566536521904E-3,2.1627110338737362E-3,3.4096723850565933E-3,5.9902447706988143E-3,1.5627816280617882E-5,2.6501993358583322E-4,1.6619332593147781E-2,null,3.9974381417538819E-3,1.7680050464441534E-3,3.4560670316562715E-3,2.2696107316339722E-3,2.2665515200667233E-6,1.0626763263988838E-4,1.1599655135648234E-2]
[2004,1,13,19,4.913972753790072E-3,2.132052690819231E-3,3.3756131853610784E-3,6.2142443998541626E-3,1.5627816280617882E-5,2.6501993358583322E-4,1.6916530779690991E-2,null,4.112870415496182E-3,1.742942010103652E-3,3.4215443960775127E-3,2.3544807130243487E-3,2.2665515200667233E-6,1.0626763263988838E-4,1.174037171886165E-2]
[2004,1,13,20,5.4656311248474192E-3,1.9522034633005273E-3,3.3326892834236004E-3,7.7826958532834336E-3,1.5627816280617882E-5,2.6501993358583322E-4,1.881386747472143E-2,null,4.5745944639318621E-3,1.5959161999645082E-3,3.3780364382436979E-3,2.9487426150024702E-3,2.2665515200667233E-6,1.0626763263988838E-4,1.2605823901302493E-2]
[2004,1,13,21,5.2812607049081018E-3,2.0006892537292554E-3,3.2116216768629238E-3,8.0122876712278007E-3,1.5627816280617882E-5,2.6501993358583322E-4,1.8786507056594529E-2,null,4.4202811041200545E-3,1.635553082014942E-3,3.2553214919427967E-3,3.0357313898937339E-3,2.2665515200667233E-6,1.0626763263988838E-4,1.2455421252131482E-2]
[2004,1,13,22,5.0200000401749937E-3,1.9009261029423019E-3,3.0031994603985594E-3,8.0290041891539314E-3,1.5627816280617882E-5,2.6501993358583322E-4,1.8233777542536234E-2,null,4.2016125618728681E-3,1.5539972239840257E-3,3.0440633211742106E-3,3.0420650189745156E-3,2.2665515200667233E-6,1.0626763263988838E-4,1.1950272310165575E-2]
[2004,1,13,23,4.7153310632921906E-3,1.7885519653008594E-3,2.8742418751784874E-3,8.3806406979129635E-3,1.5627816280617882E-5,2.6501993358583322E-4,1.8039413351550952E-2,null,3.9466123646140815E-3,1.4621319496463726E-3,2.9133510390457629E-3,3.1752946321979333E-3,2.2665515200667233E-6,1.0626763263988838E-4,1.1605924169664106E-2]
[2004,1,13,24,4.3932512007194757E-3,1.8080684329545118E-3,2.7309249964872183E-3,8.1121574629599204E-3,1.5627816280617882E-5,2.6501993358583322E-4,1.7325049842987578E-2,null,3.6770396981436184E-3,1.4780865606692875E-3,2.7680840797638215E-3,3.0735705032785493E-3,2.2665515200667233E-6,1.0626763263988838E-4,1.1105315026015233E-2]
[2004,1,14,1,3.6741899142400027E-3,1.8007554334152206E-3,2.6616958491335278E-3,8.3712164711210926E-3,1.5627816280617882E-5,2.6501993358583322E-4,1.6788505417776295E-2,null,3.0752036603249214E-3,1.472108221497941E-3,2.6979129469455014E-3,3.171723938998749E-3,2.2665515200667233E-6,1.0626763263988838E-4,1.0525482951927068E-2]
[2004,1,14,2,3.4103928961807597E-3,1.7900317789785187E-3,2.6239434187717149E-3,8.2804849965142143E-3,1.5627816280617882E-5,2.6501993358583322E-4,1.6385500840311658E-2,null,2.8544122547488203E-3,1.4633416896481205E-3,2.6596468277399771E-3,3.1373471920798208E-3,2.2665515200667233E-6,1.0626763263988838E-4,1.0223282148376693E-2]
[2004,1,14,3,3.0150076589050678E-3,1.8294017511052178E-3,2.6011453005785777E-3,8.5773079009245808E-3,1.5627816280617882E-5,2.6501993358583322E-4,1.6303510361379892E-2,null,2.523484851079174E-3,1.4955264375446965E-3,2.636538500671247E-3,3.2498087817196615E-3,2.2665515200667233E-6,1.0626763263988838E-4,1.0013892755174733E-2]
[2004,1,14,4,2.9868135369043518E-3,1.7187510218067709E-3,2.5676062921759324E-3,7.9081264964140016E-3,1.5627816280617882E-5,2.6501993358583322E-4,1.546194509716751E-2,null,2.4998870868916949E-3,1.405070040583529E-3,2.6025431345114858E-3,2.9962663380926169E-3,2.2665515200667233E-6,1.0626763263988838E-4,9.6123007842392819E-3]
[2004,1,14,5,3.1395690755564457E-3,1.8654506334827498E-3,2.5833639305277976E-3,6.560864200023879E-3,1.5627816280617882E-5,2.6501993358583322E-4,1.4429895589457325E-2,null,2.6277395938558027E-3,1.5249962118066747E-3,2.6185151835104808E-3,2.4858095732589259E-3,2.2665515200667233E-6,1.0626763263988838E-4,9.3655947465918384E-3]
[2004,1,14,6,3.4744071919395234E-3,1.7212237721674251E-3,2.6552223485419297E-3,6.7161707881034823E-3,1.5627816280617882E-5,2.6501993358583322E-4,1.4847671850618813E-2,null,2.9079905947980151E-3,1.4070915011706155E-3,2.6913513628847919E-3,2.5446528279992166E-3,2.2665515200667233E-6,1.0626763263988838E-4,9.6596204710125942E-3]
[2004,1,14,7,3.9749267182902798E-3,1.722425040963626E-3,2.9758235510803847E-3,6.6879804624632002E-3,1.5627816280617882E-5,2.6501993358583322E-4,1.5641803522663943E-2,null,3.326912728771681E-3,1.4080735321773262E-3,3.016314914004416E-3,2.5339719513321388E-3,2.2665515200667233E-6,1.0626763263988838E-4,1.0393807310445518E-2]
[2004,1,14,8,3.8387554794983253E-3,1.9044692988673055E-3,3.7334973842464095E-3,6.8523842855819396E-3,1.5627816280617882E-5,2.6501993358583322E-4,1.6609754198060427E-2,null,3.2129408596690422E-3,1.5568937682647133E-3,3.7842982449044814E-3,2.5962620071737826E-3,2.2665515200667233E-6,1.0626763263988838E-4,1.1258929064171976E-2]
[2004,1,14,9,4.2916600917066328E-3,2.0554554874122354E-3,4.0269971542232358E-3,8.0288388477944943E-3,5.2040631344716196E-6,8.8251643192443688E-5,{"$f":"SUM(E323:J323)","v":1.8496407287463514E-2},null,3.592010519580489E-3,1.6803241938323249E-3,4.0817916003544575E-3,3.0420023737007204E-3,7.5476170158134809E-7,3.5387123797628309E-5,{"$f":"SUM(M323:R323)","v":1.24322705729672E-2}]
[2004,1,14,10,4.3328907456915569E-3,2.0673676789240369E-3,4.0234138431014827E-3,7.7085591347505833E-3,0,0,1.8132231402467659E-2,null,{"$f":"E324*V$5","v":3.6265195300049695E-3},{"$f":"F324*W$5","v":1.6900623485729288E-3},{"$f":"G324*X$5","v":4.0781595319227997E-3},{"$f":"H324*Y$5","v":2.920653363489188E-3},{"$f":"I324*Z$5","v":0},{"$f":"J324*AA$5","v":0},1.2315394773989886E-2]
[2004,1,14,11,3.8895724612320812E-3,2.0850049600294241E-3,4.0375763632696168E-3,6.9107369171626173E-3,0,0,1.6922890701693741E-2,null,3.2554733829957888E-3,1.7044807343449874E-3,4.0925147583230756E-3,2.6183709132242346E-3,0,0,1.1670839788888086E-2]
[2004,1,14,12,3.6676673028875543E-3,2.1552722242807127E-3,3.9663106726957617E-3,7.5410325113292849E-3,0,0,1.7330282711193312E-2,null,3.069744400250153E-3,1.761923858206793E-3,4.0202793714982418E-3,2.8571801271013823E-3,0,0,1.170912775705657E-2]
[2004,1,14,13,3.4344032180228345E-3,2.0271741026099597E-3,3.8532485963205252E-3,7.1671647660793893E-3,0,0,1.6481990683032709E-2,null,2.8745082844418312E-3,1.6572043085274018E-3,3.905678884834602E-3,2.7155274435613787E-3,0,0,1.1152918921365215E-2]
[2004,1,14,14,3.4798442032425566E-3,2.093365220179126E-3,3.9244183708388404E-3,8.2927891919584561E-3,0,0,1.7790416986218978E-2,null,2.9125412351978255E-3,1.7113152036304119E-3,3.9778170504956639E-3,3.1420090606834165E-3,0,0,1.1743682550007318E-2]
[2004,1,14,15,3.6540776401940483E-3,2.0743999763973872E-3,3.879123798867434E-3,7.7513806311120771E-3,0,0,1.7358982046570947E-2,null,3.0583701976549956E-3,1.6958112152621187E-3,3.9319061654530347E-3,2.936877763560795E-3,0,0,1.1622965341930944E-2]
[2004,1,14,16,3.8190130923006116E-3,2.1138677518926924E-3,3.7607170451526835E-3,8.2017627507833344E-3,0,0,1.7895360640129324E-2,null,3.1964169828986384E-3,1.7280759169049633E-3,3.8118882776253158E-3,3.1075205555117984E-3,0,0,1.1843901732940717E-2]
[2004,1,14,17,4.3427323425922083E-3,2.2375863626022878E-3,3.5855189194267424E-3,6.9412303371143014E-3,0,0,1.7107067961735542E-2,null,3.6347566967053157E-3,1.8292152391018069E-3,3.6343062703383176E-3,2.6299243965651983E-3,0,0,1.1728202602710638E-2]
[2004,1,14,18,4.7263801105676779E-3,2.1627110338737362E-3,3.407051134898924E-3,6.2412460530140747E-3,1.5627816280617882E-5,2.6501993358583322E-4,1.681803608222086E-2,null,3.9558601366176446E-3,1.7680050464441534E-3,3.4534101147362332E-3,2.3647112201454199E-3,2.2665515200667233E-6,1.0626763263988838E-4,1.1650520702103406E-2]
[2004,1,14,19,4.8601044200618938E-3,2.132052690819231E-3,3.3738233108328913E-3,6.1430367559140693E-3,1.5627816280617882E-5,2.6501993358583322E-4,1.6789664927494532E-2,null,4.0677839880324121E-3,1.742942010103652E-3,3.4197301671284853E-3,2.3275012423938099E-3,2.2665515200667233E-6,1.0626763263988838E-4,1.1666491591818314E-2]
[2004,1,14,20,5.4045808655030676E-3,1.9522034633005273E-3,3.3322206763001009E-3,6.7160750235119287E-3,1.5627816280617882E-5,2.6501993358583322E-4,1.7685727778482076E-2,null,4.5234969470964075E-3,1.5959161999645082E-3,3.3775614548882814E-3,2.5446165442824368E-3,2.2665515200667233E-6,1.0626763263988838E-4,1.2150125330391589E-2]
[2004,1,14,21,5.2165211464529158E-3,2.0006892537292554E-3,3.2502590928984052E-3,7.1738301943151559E-3,1.5627816280617882E-5,2.6501993358583322E-4,1.7921947437262182E-2,null,4.3660957376103898E-3,1.635553082014942E-3,3.2944846386233533E-3,2.7180528708241895E-3,2.2665515200667233E-6,1.0626763263988838E-4,1.212272051323283E-2]
[2004,1,14,22,4.9648534042531639E-3,1.9009261029423019E-3,2.9998615213042848E-3,7.9613939559506752E-3,1.5627816280617882E-5,2.6501993358583322E-4,1.8107682734316875E-2,null,4.1554562279326572E-3,1.5539972239840257E-3,3.0406799634921187E-3,3.0164485514142954E-3,2.2665515200667233E-6,1.0626763263988838E-4,1.1875116150983052E-2]
[2004,1,14,23,4.6642870597662011E-3,1.7885519653008594E-3,2.8603486952866208E-3,8.4961595051871105E-3,1.5627816280617882E-5,2.6501993358583322E-4,1.8089994975407239E-2,null,3.9038898298119499E-3,1.4621319496463726E-3,2.8992688177744215E-3,3.2190629145855618E-3,2.2665515200667233E-6,1.0626763263988838E-4,1.1592887695978261E-2]
[2004,1,14,24,4.3448061489588258E-3,1.8080684329545118E-3,2.7106523967944983E-3,7.7888066532732442E-3,1.5627816280617882E-5,2.6501993358583322E-4,1.6932981381847529E-2,null,3.6364924199744669E-3,1.4780865606692875E-3,2.7475356353587116E-3,2.9510579022347357E-3,2.2665515200667233E-6,1.0626763263988838E-4,1.0921706702397158E-2]
[2004,1,15,1,4.1392128887012096E-3,1.8007554334152206E-3,2.6539652426013703E-3,8.4354991956785159E-3,1.5627816280617882E-5,2.6501993358583322E-4,1.7310080510262765E-2,null,3.4644160817231457E-3,1.472108221497941E-3,2.6900771517859461E-3,3.1960796652000974E-3,2.2665515200667233E-6,1.0626763263988838E-4,1.0931215304367085E-2]
[2004,1,15,2,3.7479622862904198E-3,1.7900317789785187E-3,2.6274703101744996E-3,8.2011311638372168E-3,1.5627816280617882E-5,2.6501993358583322E-4,1.6647243289147101E-2,null,3.1369492624455514E-3,1.4633416896481205E-3,2.6632217087622177E-3,3.1072812570247178E-3,2.2665515200667233E-6,1.0626763263988838E-4,1.0479328102040563E-2]
[2004,1,15,3,3.7374339121949707E-3,1.8294017511052178E-3,2.6056803726343253E-3,8.2678838084716925E-3,1.5627816280617882E-5,2.6501993358583322E-4,1.6721047594272655E-2,null,3.1281372806723409E-3,1.4955264375446965E-3,2.6411352804342372E-3,3.1325727975922133E-3,2.2665515200667233E-6,1.0626763263988838E-4,1.0505905980403442E-2]
[2004,1,15,4,3.8840023979125182E-3,1.7187510218067709E-3,2.5873313378140649E-3,7.7350996474976862E-3,1.5627816280617882E-5,2.6501993358583322E-4,1.6205832154897487E-2,null,3.2508113814367036E-3,1.405070040583529E-3,2.6225365744169254E-3,2.9307091516680849E-3,2.2665515200667233E-6,1.0626763263988838E-4,1.0317661332265199E-2]
[2004,1,15,5,3.9723930742939211E-3,1.8654506334827498E-3,2.5963207469334327E-3,6.8242456535682191E-3,1.5627816280617882E-5,2.6501993358583322E-4,1.5539057858144776E-2,null,3.3247921330829917E-3,1.5249962118066747E-3,2.6316483004078673E-3,2.5856007164191497E-3,2.2665515200667233E-6,1.0626763263988838E-4,1.0175571545876639E-2]
[2004,1,15,6,4.227004626979565E-3,1.7212237721674251E-3,2.6664762069886147E-3,6.8653389641286401E-3,1.5627816280617882E-5,2.6501993358583322E-4,1.5760691320130697E-2,null,3.5378955373858859E-3,1.4070915011706155E-3,2.7027583500566308E-3,2.601170333724691E-3,2.2665515200667233E-6,1.0626763263988838E-4,1.0357449906497777E-2]
[2004,1,15,7,4.8470974848320745E-3,1.722425040963626E-3,3.0501805182439638E-3,6.7794570614176592E-3,1.5627816280617882E-5,2.6501993358583322E-4,1.6679807855323771E-2,null,4.0568975135272904E-3,1.4080735321773262E-3,3.0916836397254736E-3,2.568631014296639E-3,2.2665515200667233E-6,1.0626763263988838E-4,1.1233819883886683E-2]
[2004,1,15,8,4.7099752851731142E-3,1.9044692988673055E-3,3.8142564005624181E-3,7.3782892931740706E-3,1.5627816280617882E-5,2.6501993358583322E-4,1.8087638027643356E-2,null,3.9421297143265067E-3,1.5568937682647133E-3,3.8661561310233896E-3,2.795519248695802E-3,2.2665515200667233E-6,1.0626763263988838E-4,1.2269233046470367E-2]
[2004,1,15,9,4.8704740556871256E-3,2.0554554874122354E-3,4.140007684563342E-3,8.812996437014985E-3,5.2040631344716196E-6,8.8251643192443688E-5,1.9972389371004606E-2,null,4.0764631097368609E-3,1.6803241938323249E-3,4.1963398396076398E-3,3.3391075084512369E-3,7.5476170158134809E-7,3.5387123797628309E-5,1.3328376537127271E-2]
[2004,1,15,10,4.7899206664972502E-3,2.0673676789240369E-3,4.1451332721399014E-3,8.1373700493927066E-3,0,0,1.9139791666953895E-2,null,4.0090419684593774E-3,1.6900623485729288E-3,4.2015351699035506E-3,3.0831231607959856E-3,0,0,1.2983762647731843E-2]
[2004,1,15,11,4.4729313198993651E-3,2.0850049600294241E-3,4.1443807100190553E-3,7.7979448901667713E-3,0,0,1.8500261880114617E-2,null,3.7437299345974969E-3,1.7044807343449874E-3,4.2007723678388923E-3,2.9545202383020716E-3,0,0,1.2603503275083448E-2]
[2004,1,15,12,4.1584917285667038E-3,2.1552722242807127E-3,4.0700842164307013E-3,8.3483841182297597E-3,0,0,1.8732232287507877E-2,null,3.4805519811472365E-3,1.761923858206793E-3,4.1254649385434206E-3,3.1630731150117056E-3,0,0,1.2531013892909155E-2]
[2004,1,15,13,4.015524319046713E-3,2.0271741026099597E-3,3.9562345790400315E-3,7.0128521217885653E-3,0,0,1.701178512248527E-2,null,3.3608918897188953E-3,1.6572043085274018E-3,4.0100661746984342E-3,2.6570607786894503E-3,0,0,1.1685223151634182E-2]
[2004,1,15,14,3.9716723705787247E-3,2.093365220179126E-3,4.0400866903542061E-3,7.9170596037050744E-3,0,0,1.8022183884817133E-2,null,3.3241889223740427E-3,1.7113152036304119E-3,4.0950592428646831E-3,2.99965095373868E-3,0,0,1.2130214322607817E-2]
[2004,1,15,15,3.7320649537680205E-3,2.0743999763973872E-3,3.9556261186367179E-3,7.4111657349497408E-3,0,0,1.7173256783751867E-2,null,3.1236435988017605E-3,1.6958112152621187E-3,4.0094494351110253E-3,2.8079756220041161E-3,0,0,1.1636879871179021E-2]
[2004,1,15,16,3.9812644768334581E-3,2.1138677518926924E-3,3.8322793307340314E-3,7.7725459599564577E-3,0,0,1.769995751941664E-2,null,3.3322172717390164E-3,1.7280759169049633E-3,3.8844242951593176E-3,2.9448969780207354E-3,0,0,1.1889614461824034E-2]
[2004,1,15,17,4.6843932900587915E-3,2.2375863626022878E-3,3.647044118617633E-3,6.5133816720707059E-3,0,0,1.7082405443349418E-2,null,3.9207182340137772E-3,1.8292152391018069E-3,3.6966686291008861E-3,2.4678191806901994E-3,0,0,1.1914421282906668E-2]
[2004,1,15,18,5.1955033740915552E-3,2.1627110338737362E-3,3.4647782972635297E-3,6.0420344485800064E-3,1.5627816280617882E-5,2.6501993358583322E-4,1.7145674903675277E-2,null,4.3485043958435884E-3,1.7680050464441534E-3,3.5119227576381616E-3,2.2892330364322629E-3,2.2665515200667233E-6,1.0626763263988838E-4,1.2026199420518122E-2]
[2004,1,15,19,5.2608479802227128E-3,2.132052690819231E-3,3.4089413822182956E-3,6.252553506353768E-3,1.5627816280617882E-5,2.6501993358583322E-4,1.7335043309480457E-2,null,4.4031961718941992E-3,1.742942010103652E-3,3.455326082226479E-3,2.3689954386422584E-3,2.2665515200667233E-6,1.0626763263988838E-4,1.2078993887026544E-2]
[2004,1,15,20,6.0234207454553605E-3,1.9522034633005273E-3,3.3913368269026531E-3,7.9409713643640561E-3,1.5627816280617882E-5,2.6501993358583322E-4,1.9588580149889047E-2,null,5.0414502125519225E-3,1.5959161999645082E-3,3.4374819856792527E-3,3.0087107485686593E-3,2.2665515200667233E-6,1.0626763263988838E-4,1.3192093330924299E-2]
[2004,1,15,21,5.2882223572061227E-3,2.0006892537292554E-3,3.3130173840373671E-3,8.1895360054969127E-3,1.5627816280617882E-5,2.6501993358583322E-4,1.9072112750336108E-2,null,4.4261078303177975E-3,1.635553082014942E-3,3.3580968677392751E-3,3.1028880315704132E-3,2.2665515200667233E-6,1.0626763263988838E-4,1.2631179995802383E-2]
[2004,1,15,22,5.5330538822587275E-3,1.9009261029423019E-3,2.9857941493603357E-3,8.2433265796191778E-3,1.5627816280617882E-5,2.6501993358583322E-4,1.8943748464046992E-2,null,4.6310255998339217E-3,1.5539972239840257E-3,3.0264211799765515E-3,3.1232684448860453E-3,2.2665515200667233E-6,1.0626763263988838E-4,1.2443246632840499E-2]
[2004,1,15,23,5.3185313284294196E-3,1.7885519653008594E-3,2.9007453392207029E-3,7.8642202965478643E-3,1.5627816280617882E-5,2.6501993358583322E-4,1.8152696679365296E-2,null,4.4514756696026761E-3,1.4621319496463726E-3,2.940215129772611E-3,2.9796309607055542E-3,2.2665515200667233E-6,1.0626763263988838E-4,1.1941987893887169E-2]
[2004,1,15,24,4.9109459444079875E-3,1.8080684329545118E-3,2.7948918018467208E-3,7.9930228502834936E-3,1.5627816280617882E-5,2.6501993358583322E-4,1.778757677935916E-2,null,4.1103370529024805E-3,1.4780865606692875E-3,2.8329212670819459E-3,3.0284322483674847E-3,2.2665515200667233E-6,1.0626763263988838E-4,1.1558311313181153E-2]
[2004,1,16,1,4.7269549884359314E-3,1.8535058010994707E-3,2.7445664395874692E-3,8.3346623400353051E-3,1.5627816280617882E-5,2.6501993358583322E-4,1.7940337319024627E-2,null,3.9563412947956258E-3,1.515231373323033E-3,2.7819111389175443E-3,3.1578741463152058E-3,2.2665515200667233E-6,1.0626763263988838E-4,1.1519892137511364E-2]
[2004,1,16,2,4.3392104511053064E-3,1.7994804153092512E-3,2.6915720539584286E-3,7.8067472388693758E-3,1.5627816280617882E-5,2.6501993358583322E-4,1.6917657909108812E-2,null,3.6318089629613923E-3,1.4710659008132288E-3,2.7281956705816129E-3,2.9578553115492848E-3,2.2665515200667233E-6,1.0626763263988838E-4,1.0897460030065476E-2]
[2004,1,16,3,4.3414827646244452E-3,1.8184665836449446E-3,2.6453706556534727E-3,8.3140251105857394E-3,1.5627816280617882E-5,2.6501993358583322E-4,1.739999286437505E-2,null,3.6337108316765554E-3,1.4865869948957886E-3,2.6813656202231157E-3,3.1500550205160334E-3,2.2665515200667233E-6,1.0626763263988838E-4,1.1060252651471448E-2]
[2004,1,16,4,4.3655108862609895E-3,1.7884336493437776E-3,2.6275645399430141E-3,7.7378947539602592E-3,1.5627816280617882E-5,2.6501993358583322E-4,1.6800051579374489E-2,null,3.6538217593455511E-3,1.4620352269654785E-3,2.6633172206940356E-3,2.9317681741064575E-3,2.2665515200667233E-6,1.0626763263988838E-4,1.0819476565271479E-2]
[2004,1,16,5,4.6041636332479156E-3,1.8182382563106728E-3,2.6408734417716962E-3,6.7811409656241498E-3,1.5627816280617882E-5,2.6501993358583322E-4,1.6125064046820882E-2,null,3.853568048517051E-3,1.4864003384849639E-3,2.6768072137617698E-3,2.5692690194540888E-3,2.2665515200667233E-6,1.0626763263988838E-4,1.0694578804377828E-2]
[2004,1,16,6,5.1417377445496038E-3,1.7729693748910964E-3,2.7557572790650395E-3,6.8492166319954273E-3,1.5627816280617882E-5,2.6501993358583322E-4,1.6800328780367614E-2,null,4.3035039291757452E-3,1.4493932628548288E-3,2.7932542496353048E-3,2.5950618324147791E-3,2.2665515200667233E-6,1.0626763263988838E-4,1.1249747458240613E-2]
[2004,1,16,7,5.4076082569161511E-3,1.7534527034629873E-3,3.0912849314866037E-3,6.5896864034715799E-3,1.5627816280617882E-5,2.6501993358583322E-4,1.7122680045203773E-2,null,4.526030796835276E-3,1.4334384852473531E-3,3.1333473514902929E-3,2.4967298586159145E-3,2.2665515200667233E-6,1.0626763263988838E-4,1.1698080676348791E-2]
[2004,1,16,8,5.5223899683422943E-3,1.8586511640627712E-3,3.8827499593523081E-3,7.3351323198476018E-3,1.5627816280617882E-5,2.6501993358583322E-4,1.8879571161471424E-2,null,4.6221001746722806E-3,1.5194376808428166E-3,3.9355816662894763E-3,2.7791677416111977E-3,2.2665515200667233E-6,1.0626763263988838E-4,1.2964821447575728E-2]
[2004,1,16,9,5.6021256841321532E-3,1.9961333842516832E-3,4.1897877464117392E-3,8.7840095040301533E-3,5.2040631344716196E-6,8.8251643192443688E-5,2.0665512025152644E-2,null,4.6888369440769512E-3,1.6318286823604671E-3,4.2467972475809281E-3,3.3281248096304252E-3,7.5476170158134809E-7,3.5387123797628309E-5,1.3931729569147981E-2]
[2004,1,16,10,5.4251418097542928E-3,1.9981550971564814E-3,4.2417294742871812E-3,8.6419283892386223E-3,0,0,2.0306954770436578E-2,null,4.5407059353351617E-3,1.6334814221681251E-3,4.2994457348855515E-3,3.2742924813638527E-3,0,0,1.3747925573752692E-2]
[2004,1,16,11,5.238134945039487E-3,2.0655653012101906E-3,4.1423572256021474E-3,8.4204074763003338E-3,0,0,1.9866464948152158E-2,null,4.384185938192931E-3,1.6885889141455975E-3,4.1987213503238384E-3,3.1903616470604921E-3,0,0,1.3461857849722859E-2]
[2004,1,16,12,5.1667205671105179E-3,2.0334517058621772E-3,4.0850375864436642E-3,8.4372727563209026E-3,0,0,1.9722482615737259E-2,null,4.324413917275928E-3,1.6623362166074262E-3,4.1406217757048005E-3,3.1967516397889912E-3,0,0,1.3324123549377145E-2]
[2004,1,16,13,4.8102556928988037E-3,2.0613113316058818E-3,4.0689944739527775E-3,7.0737510704903181E-3,0,0,1.8014312568947782E-2,null,4.0260618691946382E-3,1.6851113160707559E-3,4.1243603681842701E-3,2.6801344447597935E-3,0,0,1.2515667998209459E-2]
[2004,1,16,14,4.4745281914668755E-3,2.0443065086866237E-3,4.0543486726292606E-3,7.906738100399581E-3,0,0,1.847992147318234E-2,null,3.7450664755504957E-3,1.6712099615836117E-3,4.1095152847304365E-3,2.9957402964007145E-3,0,0,1.2521532018265259E-2]
[2004,1,16,15,4.4438752427593022E-3,2.0642855410882002E-3,3.9878809087042803E-3,7.3359781233974866E-3,0,0,1.7832019815949271E-2,null,3.7194107358458216E-3,1.687542716887398E-3,4.0421431088651528E-3,2.7794882034432524E-3,0,0,1.2228584765041624E-2]
[2004,1,16,16,4.5860805692375418E-3,2.0994488001220696E-3,3.8278803790206262E-3,7.8429197157634453E-3,0,0,1.8356329464143683E-2,null,3.8384329831196236E-3,1.716288498662021E-3,3.879965487897606E-3,2.9715605013856234E-3,0,0,1.2406247471064875E-2]
[2004,1,16,17,5.2112230881410388E-3,2.2658325662127722E-3,3.6086649336229469E-3,6.6885047906601672E-3,0,0,1.7774225378636925E-2,null,4.3616613973357756E-3,1.8523063639650193E-3,3.657767227152919E-3,2.5341706111445986E-3,0,0,1.2405905599598314E-2]
[2004,1,16,18,5.5703785038019975E-3,2.0828932470469395E-3,3.4628611805630127E-3,6.5767079342242598E-3,1.5627816280617882E-5,2.6501993358583322E-4,1.7973488615502659E-2,null,4.6622653602897577E-3,1.7027544199408908E-3,3.509979555161134E-3,2.4918125181379452E-3,2.2665515200667233E-6,1.0626763263988838E-4,1.2475346037689683E-2]
[2004,1,16,19,6.125983151088395E-3,1.957897892840062E-3,3.4111590900355831E-3,7.0307672116150417E-3,1.5627816280617882E-5,2.6501993358583322E-4,1.8806455095445533E-2,null,5.1272923417222315E-3,1.6005713665608913E-3,3.4575739658961138E-3,2.6638485280527564E-3,2.2665515200667233E-6,1.0626763263988838E-4,1.2957820386391948E-2]
[2004,1,16,20,6.5369630803876564E-3,1.8088410458242065E-3,3.3527491491578982E-3,7.0141475515271955E-3,1.5627816280617882E-5,2.6501993358583322E-4,1.8993348576763405E-2,null,5.4712721066230308E-3,1.4787181676806601E-3,3.3983692540671771E-3,2.6575515969029656E-3,2.2665515200667233E-6,1.0626763263988838E-4,1.3114445309433788E-2]
[2004,1,16,21,6.0548987556026069E-3,2.0975234523271827E-3,3.2490123057347881E-3,6.8258148769603458E-3,1.5627816280617882E-5,2.6501993358583322E-4,1.8507897140491371E-2,null,5.0677965077309999E-3,1.7147145368316128E-3,3.293220886706731E-3,2.5861952707967144E-3,2.2665515200667233E-6,1.0626763263988838E-4,1.2770461386226013E-2]
[2004,1,16,22,5.7300876180642387E-3,2.1097206068520663E-3,3.0822279332054841E-3,6.9466066944954639E-3,1.5627816280617882E-5,2.6501993358583322E-4,1.81492906024837E-2,null,4.7959378334689476E-3,1.7246856473565487E-3,3.1241671166670508E-3,2.6319614148969154E-3,2.2665515200667233E-6,1.0626763263988838E-4,1.2385286196549418E-2]
[2004,1,16,23,5.6810769479263652E-3,2.039837485402794E-3,2.9192529538430941E-3,6.9682685589422828E-3,1.5627816280617882E-5,2.6501993358583322E-4,1.7889083695980985E-2,null,4.7549171470806818E-3,1.6675565582418184E-3,2.958974573351817E-3,2.6401687589867905E-3,2.2665515200667233E-6,1.0626763263988838E-4,1.2130151221821062E-2]
[2004,1,16,24,5.7454593954089812E-3,1.6035519165104753E-3,2.6888544456498457E-3,7.083730276554694E-3,1.5627816280617882E-5,2.6501993358583322E-4,1.7402243783990447E-2,null,4.8088036207743455E-3,1.3108953698486715E-3,2.7254410843869361E-3,2.6839154109880321E-3,2.2665515200667233E-6,1.0626763263988838E-4,1.1637589670157942E-2]
[2004,1,17,1,5.0650681103643382E-3,1.4751907442292463E-3,2.5609606694504674E-3,6.9112393402578874E-3,1.5627816280617882E-5,2.6501993358583322E-4,{"$f":"SUM(E387:J387)","v":1.6293106614168388E-2},null,4.2393333922177857E-3,1.2059607776603609E-3,2.5958070862896788E-3,2.6185612735337869E-3,2.2665515200667233E-6,1.0626763263988838E-4,{"$f":"SUM(M387:R387)","v":1.0768196713861568E-2}]
[2004,1,17,2,4.4236476120449626E-3,1.5645205994591171E-3,2.5066371095697712E-3,6.4681695412568954E-3,1.5627816280617882E-5,2.6501993358583322E-4,1.5243622612197198E-2,null,{"$f":"E388*V$5","v":3.7024807225736838E-3},{"$f":"F388*W$5","v":1.2789874707186801E-3},{"$f":"G388*X$5","v":2.5407443579264777E-3},{"$f":"H388*Y$5","v":2.4506890063445705E-3},{"$f":"I388*Z$5","v":2.2665515200667233E-6},{"$f":"J388*AA$5","v":1.0626763263988838E-4},1.0081435741723366E-2]
[2004,1,17,3,4.4360013095685238E-3,1.5205692690073718E-3,2.4913458972683888E-3,6.4767531699709332E-3,1.5627816280617882E-5,2.6501993358583322E-4,1.5205317395681669E-2,null,3.7128204537061884E-3,1.2430574861670976E-3,2.5252450815325118E-3,2.4539412099842338E-3,2.2665515200667233E-6,1.0626763263988838E-4,1.0043598415549988E-2]
[2004,1,17,4,4.1633786579336769E-3,1.5275742355775369E-3,2.4938877281086326E-3,6.2740610321410876E-3,1.5627816280617882E-5,2.6501993358583322E-4,1.4739549403627386E-2,null,3.4846422169346734E-3,1.2487840099847717E-3,2.527821498494304E-3,2.3771443062105034E-3,2.2665515200667233E-6,1.0626763263988838E-4,9.746926215784206E-3]
[2004,1,17,5,4.363382397263897E-3,1.5112286848505694E-3,2.53135492725215E-3,6.0918483649300033E-3,1.5627816280617882E-5,2.6501993358583322E-4,1.4778462124163071E-2,null,3.6520402681032363E-3,1.2354216070934222E-3,2.5657985054043861E-3,2.3081067558645128E-3,2.2665515200667233E-6,1.0626763263988838E-4,9.8699013206255126E-3]
[2004,1,17,6,4.5969042966771505E-3,1.4816640468577852E-3,2.6011425538179501E-3,6.3338628604305237E-3,1.5627816280617882E-5,2.6501993358583322E-4,1.5294221507649863E-2,null,3.8474921681420529E-3,1.2112526689649137E-3,2.6365357165360642E-3,2.3998022903918745E-3,2.2665515200667233E-6,1.0626763263988838E-4,1.0203617028194861E-2]
[2004,1,17,7,4.7648213814701183E-3,1.5209712517858425E-3,2.8498418089927921E-3,6.0500622053711673E-3,1.5627816280617882E-5,2.6501993358583322E-4,1.5466344397486374E-2,null,3.9880345042322754E-3,1.243386105002341E-3,2.8886189666378114E-3,2.2922746288315068E-3,2.2665515200667233E-6,1.0626763263988838E-4,1.052084838886389E-2]
[2004,1,17,8,4.9601445335806004E-3,1.5552007744881727E-3,3.2887467801720081E-3,5.7451422783295252E-3,1.5627816280617882E-5,2.6501993358583322E-4,1.582988211643676E-2,null,4.151515022751036E-3,1.2713685621717104E-3,3.3334960192163855E-3,2.1767452030411103E-3,2.2665515200667233E-6,1.0626763263988838E-4,1.1041658991340199E-2]
[2004,1,17,9,5.3424271936615125E-3,1.7818536563730142E-3,3.3630533650293578E-3,5.0088002768376647E-3,5.2040631344716196E-6,8.8251643192443688E-5,1.5589590198228464E-2,null,4.4714759020195042E-3,1.4566561168598443E-3,3.4088136770904845E-3,1.8977566520367406E-3,7.5476170158134809E-7,3.5387123797628309E-5,1.1270844233505783E-2]
[2004,1,17,10,5.8181159835562152E-3,1.8226917619904408E-3,3.3613716075226096E-3,4.9606204967994564E-3,0,0,1.5962799849868724E-2,null,4.8696153401008658E-3,1.4900410562659679E-3,3.4071090362869324E-3,1.8795020814793967E-3,0,0,1.1646267514133161E-2]
[2004,1,17,11,5.934672440870847E-3,1.9233675367896826E-3,3.3309239772703883E-3,4.8415073779987773E-3,0,0,1.6030471332929695E-2,null,4.9671701351808048E-3,1.5723429796907164E-3,3.3762471119660078E-3,1.8343719702641121E-3,0,0,1.1750132197101641E-2]
[2004,1,17,12,5.8957598605899435E-3,1.933617058049366E-3,3.2765122444691807E-3,4.8002334306237729E-3,0,0,1.5906122593732263E-2,null,4.9346012935842553E-3,1.5807219101289169E-3,3.3210950109331628E-3,1.8187339124743171E-3,0,0,1.1655152127120653E-2]
[2004,1,17,13,5.5564890291317538E-3,1.9194859131063109E-3,3.3117887579456593E-3,4.6612196312439246E-3,0,0,1.5448983331427649E-2,null,4.6506402226831299E-3,1.5691697724738898E-3,3.3568515240081902E-3,1.7660637423902808E-3,0,0,1.1342725261555492E-2]
[2004,1,17,14,5.3843154453900189E-3,1.8366190730686736E-3,3.2532074189357022E-3,4.7971731260513534E-3,0,0,1.5271315063445748E-2,null,4.5065353050571279E-3,1.5014265607943323E-3,3.297473081871078E-3,1.817574410589919E-3,0,0,1.1123009358312456E-2]
[2004,1,17,15,5.5119507503801268E-3,1.8017288977030474E-3,3.2209585862968044E-3,4.4280240837774746E-3,0,0,1.4962662318157453E-2,null,4.6133628143187055E-3,1.472904023501285E-3,3.2647854466070097E-3,1.6777095703390825E-3,0,0,1.1028761854766082E-2]
[2004,1,17,16,5.3052354265238251E-3,1.8683994355841497E-3,3.1644625286303251E-3,4.3470514303103058E-3,0,0,1.4685148821048606E-2,null,4.440347337327598E-3,1.5274068422212715E-3,3.2075206597684263E-3,1.6470302892224067E-3,0,0,1.0822305128539702E-2]
[2004,1,17,17,5.7785610799863767E-3,1.9090311552512743E-3,3.1161685788563477E-3,3.935011034078984E-3,0,0,1.4738771848172981E-2,null,4.8365088902218517E-3,1.5606230621840974E-3,3.1585695850628905E-3,1.4909145809415536E-3,0,0,1.1046616118410393E-2]
[2004,1,17,18,6.6146774763737905E-3,1.9367089016275078E-3,3.0593816305472953E-3,3.9548899299211024E-3,1.5627816280617882E-5,2.6501993358583322E-4,1.5846305688336147E-2,null,5.5363170826789121E-3,1.5832494762084127E-3,3.1010099494980714E-3,1.4984463859116939E-3,2.2665515200667233E-6,1.0626763263988838E-4,1.1827557078457044E-2]
[2004,1,17,19,6.6620028077144754E-3,1.807442334258533E-3,2.9437016111085266E-3,4.152588859000949E-3,1.5627816280617882E-5,2.6501993358583322E-4,1.5846383361948935E-2,null,5.5759271832893668E-3,1.4775747282345679E-3,2.9837558980074178E-3,1.5733514404208135E-3,2.2665515200667233E-6,1.0626763263988838E-4,1.1719143434112121E-2]
[2004,1,17,20,6.4431395222192787E-3,1.7926754392121869E-3,2.9260785560921137E-3,4.2422550076839502E-3,1.5627816280617882E-5,2.6501993358583322E-4,1.5684796275073982E-2,null,5.3927441708770136E-3,1.4655028681694309E-3,2.9658930500381462E-3,1.6073245518887587E-3,2.2665515200667233E-6,1.0626763263988838E-4,1.1539998825133305E-2]
[2004,1,17,21,6.3621191366168735E-3,1.8120670605728344E-3,2.8171331839431145E-3,4.227609143296663E-3,1.5627816280617882E-5,2.6501993358583322E-4,1.5499576274295938E-2,null,5.3249321654605794E-3,1.481355417995725E-3,2.855465282670863E-3,1.601775461282305E-3,2.2665515200667233E-6,1.0626763263988838E-4,1.1372062511569428E-2]
[2004,1,17,22,5.8417779221735557E-3,1.8506209477886163E-3,2.6085343834812988E-3,4.2407349503974538E-3,1.5627816280617882E-5,2.6501993358583322E-4,1.4822315953707376E-2,null,4.8894197818811925E-3,1.5128730207128343E-3,2.6440281251660196E-3,1.6067486257852035E-3,2.2665515200667233E-6,1.0626763263988838E-4,1.0761603737705204E-2]
[2004,1,17,23,6.2508005329510868E-3,1.698242922685597E-3,2.4855179397814758E-3,4.2206464316013135E-3,1.5627816280617882E-5,2.6501993358583322E-4,1.4935855576885926E-2,null,5.2317613208810619E-3,1.3883047759821511E-3,2.5193378243365747E-3,1.5991373979326508E-3,2.2665515200667233E-6,1.0626763263988838E-4,1.0847075503292393E-2]
[2004,1,17,24,6.0873278214911876E-3,1.6421633467485985E-3,2.473800622716319E-3,4.237977435651203E-3,1.5627816280617882E-5,2.6501993358583322E-4,1.4721916976473761E-2,null,5.0949388124156255E-3,1.3424600136879158E-3,2.5074610723688985E-3,1.6057038462644496E-3,2.2665515200667233E-6,1.0626763263988838E-4,1.0659097928896844E-2]
[2004,1,18,1,4.1561614542657528E-3,1.936830607950105E-3,2.4312768735951546E-3,4.2905955253986173E-3,1.5627816280617882E-5,2.6501993358583322E-4,1.309551221107608E-2,null,3.4786016007294818E-3,1.5833489704955208E-3,2.4643587121409259E-3,1.6256400234559E-3,2.2665515200667233E-6,1.0626763263988838E-4,9.2604834909817829E-3]
[2004,1,18,2,3.9627352323789132E-3,1.9301859747436047E-3,2.411919421198597E-3,4.2474538475272949E-3,1.5627816280617882E-5,2.6501993358583322E-4,1.2832942225714862E-2,null,3.3167087646395793E-3,1.5779170173326328E-3,2.4447378672357674E-3,1.6092943115817546E-3,2.2665515200667233E-6,1.0626763263988838E-4,9.0571921449496898E-3]
[2004,1,18,3,3.6270108660973149E-3,1.9696697624897886E-3,2.4084957895436731E-3,4.2221063100490071E-3,1.5627816280617882E-5,2.6501993358583322E-4,1.2507930478046237E-2,null,3.0357159950366534E-3,1.6101948089074728E-3,2.4412676509935928E-3,1.5996905232085951E-3,2.2665515200667233E-6,1.0626763263988838E-4,8.7954031623062694E-3]
[2004,1,18,4,3.8510247528212686E-3,1.8791170239779898E-3,2.4130302776425821E-3,4.2542182298298623E-3,1.5627816280617882E-5,2.6501993358583322E-4,1.2678038034138155E-2,null,3.2232099298893945E-3,1.5361684151125332E-3,2.4458638388539749E-3,1.6118572310039924E-3,2.2665515200667233E-6,1.0626763263988838E-4,8.9256335990198499E-3]
[2004,1,18,5,3.7240153441612761E-3,1.8607730827162748E-3,2.4573123686658523E-3,4.2705073074970129E-3,1.5627816280617882E-5,2.6501993358583322E-4,1.2593255852906868E-2,null,3.1169062799628767E-3,1.5211723383300069E-3,2.4907484663475297E-3,1.618028909607615E-3,2.2665515200667233E-6,1.0626763263988838E-4,8.855390178407984E-3]
[2004,1,18,6,3.9175417863494977E-3,1.8009248573667156E-3,2.5155764065611227E-3,4.9930534305752698E-3,1.5627816280617882E-5,2.6501993358583322E-4,1.3507744230719057E-2,null,3.2788829979001639E-3,1.4722467246990345E-3,2.5498052899249287E-3,1.8917904164930212E-3,2.2665515200667233E-6,1.0626763263988838E-4,9.3012596131771038E-3]
[2004,1,18,7,4.0948240725228926E-3,1.7279029568250217E-3,2.6753636308376196E-3,5.6046103273285743E-3,1.5627816280617882E-5,2.6501993358583322E-4,1.438334873738056E-2,null,3.4272637697373111E-3,1.4125516999654642E-3,2.7117667030865339E-3,2.1234998288805467E-3,2.2665515200667233E-6,1.0626763263988838E-4,9.7836161858298118E-3]
[2004,1,18,8,4.5464438981050303E-3,1.6494283756185669E-3,2.9126576957038213E-3,5.4956621766471935E-3,1.5627816280617882E-5,2.6501993358583322E-4,1.4884839895941065E-2,null,3.8052580958669573E-3,1.3483991370860427E-3,2.9522895750158182E-3,2.0822210662517385E-3,2.2665515200667233E-6,1.0626763263988838E-4,1.0296702058380512E-2]
[2004,1,18,9,4.6467089192756316E-3,1.6906769575158415E-3,3.0989548233301962E-3,5.5922391628690921E-3,3.9069540701544705E-6,6.6254983396458306E-5,1.5098741800457373E-2,null,3.8891773725791869E-3,1.3821196387207072E-3,3.141121605830148E-3,2.1188125867569207E-3,5.6663788001668081E-7,2.6566908159972096E-5,1.0558364749926951E-2]
[2004,1,18,10,4.9877530239785745E-3,1.6240270485970698E-3,3.2015729102727025E-3,5.8174471630465805E-3,0,0,1.5630800145894928E-2,null,4.1746226281578341E-3,1.3276336840703686E-3,3.2451359940417431E-3,2.2041404011649162E-3,0,0,1.0951532707434862E-2]
[2004,1,18,11,4.9956745519386964E-3,1.7062734549514412E-3,3.2121710866585412E-3,5.829695983931355E-3,0,0,1.5743815077480034E-2,null,4.1812527459108443E-3,1.3948696944336997E-3,3.2558783774341488E-3,2.2087812892077436E-3,0,0,1.1040782106986436E-2]
[2004,1,18,12,4.4516469872538282E-3,1.8173127176186793E-3,3.1754063217886569E-3,5.9560640127795618E-3,0,0,1.5400430039440728E-2,null,3.7259154886415463E-3,1.4856437154074959E-3,3.2186133626631495E-3,2.2566601731912879E-3,0,0,1.0686832739903481E-2]
[2004,1,18,13,4.4410420627923703E-3,1.775113948524079E-3,3.1834581888630386E-3,5.9491244899957628E-3,0,0,1.5348738690175251E-2,null,3.7170394361558134E-3,1.4511464406701715E-3,3.2267747896849975E-3,2.2540308957601602E-3,0,0,1.0648991562271143E-2]
[2004,1,18,14,3.9803427498584865E-3,1.7791715185711699E-3,3.1561211771408307E-3,6.2438489282062894E-3,0,0,1.5159484373776776E-2,null,3.331445809666175E-3,1.4544634831262357E-3,3.1990658093820246E-3,2.3656974091402754E-3,0,0,1.0350672511314711E-2]
[2004,1,18,15,3.7865514773695918E-3,1.7687102501280209E-3,3.1748072606472052E-3,6.220616737087379E-3,0,0,1.4950685725232197E-2,null,3.1692474354920019E-3,1.445911450464449E-3,3.2180061502312483E-3,2.3568950926571883E-3,0,0,1.0190060128844887E-2]
[2004,1,18,16,4.2573680820824755E-3,1.6528587616958723E-3,3.1329338908512353E-3,6.234535560864762E-3,0,0,1.5277696295494345E-2,null,3.5633089782945047E-3,1.3512034599016823E-3,3.1755630188939244E-3,2.3621687188654849E-3,0,0,1.0452244175955597E-2]
[2004,1,18,17,5.1145295778859054E-3,1.7038923499475569E-3,3.0660270642620014E-3,6.1169307042984464E-3,0,0,1.6001379696393911E-2,null,4.280731384569204E-3,1.3929231534501635E-3,3.1077458061372926E-3,2.3176100647916472E-3,0,0,1.1099010408948307E-2]
[2004,1,18,18,5.3389638380181847E-3,1.7146672281246839E-3,3.0117388087148754E-3,5.8057627293966229E-3,1.4330707842352461E-5,2.4302328440657027E-4,1.6128486596503289E-2,null,4.4685771612902646E-3,1.4017315604419474E-3,3.0527188624858018E-3,2.1997133506819829E-3,2.0784277893003145E-6,9.744742125932311E-5,1.1222266783948619E-2]
[2004,1,18,19,5.8729027396298688E-3,1.6982710537690646E-3,2.8773056538732062E-3,6.0982909609518842E-3,1.5627816280617882E-5,2.6501993358583322E-4,1.6827418158090472E-2,null,4.9154704637465029E-3,1.388327772996895E-3,2.9164565058892975E-3,2.3105477554614517E-3,2.2665515200667233E-6,1.0626763263988838E-4,1.1639336682254102E-2]
[2004,1,18,20,5.6071079262957832E-3,1.7516318234617068E-3,2.8186701290711575E-3,6.1215769419258716E-3,1.5627816280617882E-5,2.6501993358583322E-4,1.6579634570620966E-2,null,4.6930069542549333E-3,1.4319499252960651E-3,2.8570231406661868E-3,2.3193704520854197E-3,2.2665515200667233E-6,1.0626763263988838E-4,1.140988465646256E-2]
[2004,1,18,21,5.4027823105676307E-3,1.8682529715301488E-3,2.6273047147431171E-3,6.4073658757222741E-3,1.5627816280617882E-5,2.6501993358583322E-4,1.658635362242962E-2,null,4.5219916022857555E-3,1.5272871086172252E-3,2.6630538601109801E-3,2.4276514415867683E-3,2.2665515200667233E-6,1.0626763263988838E-4,1.1248518196760685E-2]
[2004,1,18,22,5.6516951247690354E-3,1.6723899162373944E-3,2.5657352497686402E-3,6.4497574243703214E-3,1.5627816280617882E-5,2.6501993358583322E-4,1.662022546501184E-2,null,4.730325307184151E-3,1.3671700773792107E-3,2.6006466332502464E-3,2.4437129411456534E-3,2.2665515200667233E-6,1.0626763263988838E-4,1.1250389143119216E-2]
[2004,1,18,23,5.3733861780456207E-3,1.6640086346567057E-3,2.5451025899593527E-3,7.0668708338949464E-3,1.5627816280617882E-5,2.6501993358583322E-4,1.6930015986423075E-2,null,4.4973877858143418E-3,1.3603184231830486E-3,2.5797332294714035E-3,2.6775276299449103E-3,2.2665515200667233E-6,1.0626763263988838E-4,1.122350125257366E-2]
[2004,1,18,24,4.6170735149240055E-3,1.8187150728075539E-3,2.5316513884935639E-3,7.754805238325487E-3,1.5627816280617882E-5,2.6501993358583322E-4,1.7002892964417059E-2,null,3.8643732916621609E-3,1.486790133496646E-3,2.5660990005273499E-3,2.9381752940592491E-3,2.2665515200667233E-6,1.0626763263988838E-4,1.096397190390536E-2]
[2004,1,19,1,3.7422595935142867E-3,1.8710934749822529E-3,2.4880673827564065E-3,7.4732582807758444E-3,1.5627816280617882E-5,2.6501993358583322E-4,1.5855326481895242E-2,null,3.1321762533991476E-3,1.5296092054480565E-3,2.5219219570096611E-3,2.8315015234916035E-3,2.2665515200667233E-6,1.0626763263988838E-4,1.0123743123508423E-2]
[2004,1,19,2,3.5180813989740796E-3,1.9483690552491407E-3,2.4684246663140507E-3,7.2501308435904098E-3,1.5627816280617882E-5,2.6501993358583322E-4,1.5465653713994132E-2,null,2.9445447970764338E-3,1.5927815912817965E-3,2.5020119665348805E-3,2.7469620020958911E-3,2.2665515200667233E-6,1.0626763263988838E-4,9.8948345411489572E-3]
[2004,1,19,3,3.1937186486500858E-3,2.0043158053417434E-3,2.4734599237843553E-3,7.6541439343894534E-3,1.5627816280617882E-5,2.6501993358583322E-4,1.560628606203209E-2,null,2.6730614115270152E-3,1.63851776913756E-3,2.5071157376230615E-3,2.9000362889903728E-3,2.2665515200667233E-6,1.0626763263988838E-4,9.8272653914379636E-3]
[2004,1,19,4,3.3100730024880473E-3,1.9452649649872075E-3,2.4871207373638529E-3,6.9936351330080254E-3,1.5627816280617882E-5,2.6501993358583322E-4,1.5016741587713586E-2,null,2.7704470511289501E-3,1.5902440136018573E-3,2.5209624308257929E-3,2.6497797600273506E-3,2.2665515200667233E-6,1.0626763263988838E-4,9.6399674397439072E-3]
[2004,1,19,5,3.3944590171750659E-3,1.9788193703889228E-3,2.5814363341946488E-3,7.3485122822595245E-3,1.5627816280617882E-5,2.6501993358583322E-4,1.5583874753884614E-2,null,2.8410760026265293E-3,1.6176745658816071E-3,2.6165613588068131E-3,2.7842372016151527E-3,2.2665515200667233E-6,1.0626763263988838E-4,9.9680833130900565E-3]
[2004,1,19,6,3.5965452226493048E-3,1.9665716633387297E-3,2.6716771701375303E-3,6.9520374034219975E-3,1.5627816280617882E-5,2.6501993358583322E-4,1.5467479209414013E-2,null,3.010217025078032E-3,1.6076621289295816E-3,2.7080300815433872E-3,2.6340190261852437E-3,2.2665515200667233E-6,1.0626763263988838E-4,1.0068462445896199E-2]
[2004,1,19,7,4.0635393378148704E-3,1.9065669037822708E-3,3.0419401541060881E-3,7.0493744082539096E-3,1.5627816280617882E-5,2.6501993358583322E-4,1.6342068553823589E-2,null,3.4010792411930638E-3,1.5586085493968288E-3,3.08333115080291E-3,2.6708985059407668E-3,2.2665515200667233E-6,1.0626763263988838E-4,1.0822451631493524E-2]
[2004,1,19,8,4.2437042239189624E-3,2.0041419204153864E-3,3.7864800206374285E-3,7.2041327771377468E-3,1.5627816280617882E-5,2.6501993358583322E-4,1.7519106691975973E-2,null,3.5518726759749806E-3,1.6383756191126677E-3,3.838001804133147E-3,2.7295340489401142E-3,2.2665515200667233E-6,1.0626763263988838E-4,1.1866318332320866E-2]
[2004,1,19,9,4.7309232001164804E-3,2.0545504193530554E-3,4.0960454142964708E-3,7.9637370391014515E-3,3.9069540701544705E-6,6.6254983396458306E-5,1.8915418010334074E-2,null,3.959662587208322E-3,1.6795843053909458E-3,4.1517793845997093E-3,3.017336309238504E-3,5.6663788001668081E-7,2.6566908159972096E-5,1.2835496132477468E-2]
[2004,1,19,10,4.557072686403779E-3,2.1729351755796398E-3,4.118850795244538E-3,8.1159838240995302E-3,0,0,1.8964842481327487E-2,null,3.8141541217785336E-3,1.7763632292288505E-3,4.1748950732460452E-3,3.0750202521015097E-3,0,0,1.2840432676354938E-2]
[2004,1,19,11,4.5320699554570291E-3,2.1145503545625262E-3,4.1333947954628478E-3,7.8333665558167828E-3,0,0,1.8613381661299187E-2,null,3.7932274708649353E-3,1.7286339410450728E-3,4.1896369704098888E-3,2.9679409574160653E-3,0,0,1.2679439339735962E-2]
[2004,1,19,12,4.3190840546754932E-3,2.1172521484105322E-3,4.0984252761068641E-3,8.3011382335394096E-3,0,0,1.88358997127323E-2,null,3.6149636802147831E-3,1.7308426434944103E-3,4.1541916286554278E-3,3.1451723829008455E-3,0,0,1.2645170335265465E-2]
[2004,1,19,13,3.8209478047783966E-3,2.1169398306579656E-3,4.0453437839071604E-3,7.0274608257519444E-3,0,0,1.7010692245095469E-2,null,3.1980362881148176E-3,1.7305873253525119E-3,4.1003878685092832E-3,2.6625957897882841E-3,0,0,1.1691607271764895E-2]
[2004,1,19,14,3.7603330931253302E-3,2.1695159674071781E-3,4.0626878206769506E-3,7.505304806212614E-3,0,0,1.7497841687422074E-2,null,3.1473033136372023E-3,1.773568044292411E-3,4.1179679016932957E-3,2.8436434543854206E-3,0,0,1.1882482714008331E-2]
[2004,1,19,15,3.7196712452064375E-3,2.1480985614019143E-3,3.9833290807642667E-3,7.4896769936850351E-3,0,0,1.7340775881057653E-2,null,3.1132703794464231E-3,1.7560594260322888E-3,4.0375293452243411E-3,2.8377223188755575E-3,0,0,1.1744581469578611E-2]
[2004,1,19,16,4.2740503351177787E-3,2.1064952236830442E-3,3.836500622665719E-3,7.6525486936703116E-3,0,0,1.7869594875136854E-2,null,3.5772716004762823E-3,1.722048913354534E-3,3.8887030252625502E-3,2.8994318770515799E-3,0,0,1.2087455416144947E-2]
[2004,1,19,17,4.7741231335491404E-3,2.2212927999415606E-3,3.6545026522965332E-3,7.1520647821517909E-3,0,0,{"$f":"SUM(E451:J451)","v":1.7801983367939027E-2},null,3.9958198345250787E-3,1.8158953361848084E-3,3.7042286493729564E-3,2.7098062941123256E-3,0,0,{"$f":"SUM(M451:R451)","v":1.2225750114195169E-2}]
[2004,1,19,18,4.912835174778688E-3,2.1781388283112616E-3,3.4604330260734973E-3,6.949815570599197E-3,1.4330707842352461E-5,2.4302328440657027E-4,1.775857659201157E-2,null,{"$f":"E452*V$5","v":4.1119182907499467E-3},{"$f":"F452*W$5","v":1.7806171883317323E-3},{"$f":"G452*X$5","v":3.5075183613186519E-3},{"$f":"H452*Y$5","v":2.6331772082276218E-3},{"$f":"I452*Z$5","v":2.0784277893003145E-6},{"$f":"J452*AA$5","v":9.744742125932311E-5},1.2132756897676575E-2]
[2004,1,19,19,5.4388355920971642E-3,2.0197937216277924E-3,3.3798478288683646E-3,7.0177982706946815E-3,1.5627816280617882E-5,2.6501993358583322E-4,1.8136923163154451E-2,null,4.5521672834329509E-3,1.6511708853761912E-3,3.4258366594282354E-3,2.6589347977099237E-3,2.2665515200667233E-6,1.0626763263988838E-4,1.2396643810107256E-2]
[2004,1,19,20,5.275173556154554E-3,2.1061143755398428E-3,3.3725416669904708E-3,8.3789209170924209E-3,1.5627816280617882E-5,2.6501993358583322E-4,1.9413398265643738E-2,null,4.4151863151829611E-3,1.7217375719739414E-3,3.4184310842460572E-3,3.1746430339484833E-3,2.2665515200667233E-6,1.0626763263988838E-4,1.2838532189511399E-2]
[2004,1,19,21,5.2398310528317801E-3,2.0722846977366846E-3,3.3286511253331043E-3,8.3397522060272289E-3,1.5627816280617882E-5,2.6501993358583322E-4,1.9261166831795247E-2,null,4.3856055373461891E-3,1.6940819859345836E-3,3.3739433338427168E-3,3.1598026175079616E-3,2.2665515200667233E-6,1.0626763263988838E-4,1.2721967658791406E-2]
[2004,1,19,22,4.9139365986685182E-3,1.9990676883215185E-3,3.051249264941784E-3,8.2797968414637206E-3,1.5627816280617882E-5,2.6501993358583322E-4,1.8524698143261992E-2,null,4.1128401545775205E-3,1.6342274607094999E-3,3.0927669286196545E-3,3.1370864608163389E-3,2.2665515200667233E-6,1.0626763263988838E-4,1.2085455188882968E-2]
[2004,1,19,23,4.6485713075544418E-3,1.936097408622489E-3,2.8265576543454358E-3,8.3736139057830842E-3,1.5627816280617882E-5,2.6501993358583322E-4,1.8065488026171899E-2,null,3.8907361442773363E-3,1.5827495838502542E-3,2.8650179897259554E-3,3.1726322897666281E-3,2.2665515200667233E-6,1.0626763263988838E-4,1.1619670191780129E-2]
[2004,1,19,24,4.2611723011519668E-3,1.9482351632281419E-3,2.6875090336662267E-3,7.7537713658625742E-3,1.5627816280617882E-5,2.6501993358583322E-4,1.6931335613775359E-2,null,3.5664930130559734E-3,1.5926721352494846E-3,2.7240773656845296E-3,2.93778357583624E-3,2.2665515200667233E-6,1.0626763263988838E-4,1.0929560273986182E-2]
[2004,1,20,1,4.0715097948946979E-3,1.8007554334152206E-3,2.6889915126379407E-3,8.5178591519133751E-3,1.5627816280617882E-5,2.6501993358583322E-4,1.7359763642727684E-2,null,3.4077503113768208E-3,1.472108221497941E-3,2.7255800164147637E-3,3.2272845737944642E-3,2.2665515200667233E-6,1.0626763263988838E-4,1.0941257307243945E-2]
[2004,1,20,2,3.6871031480836909E-3,1.7900317789785187E-3,2.647788366084561E-3,8.1950118485354644E-3,1.5627816280617882E-5,2.6501993358583322E-4,1.6600582891548685E-2,null,3.0860117091491899E-3,1.4633416896481205E-3,2.6838162278972127E-3,3.1049627434729774E-3,2.2665515200667233E-6,1.0626763263988838E-4,1.0446666554327456E-2]
[2004,1,20,3,3.6722503757941902E-3,1.8294017511052178E-3,2.6262957625046938E-3,8.4579797531014744E-3,1.5627816280617882E-5,2.6501993358583322E-4,1.6866575392372025E-2,null,3.0735803158960483E-3,1.4955264375446965E-3,2.6620311792859793E-3,3.2045971993465874E-3,2.2665515200667233E-6,1.0626763263988838E-4,1.0544269316233267E-2]
[2004,1,20,4,3.8153692240113718E-3,1.7187510218067709E-3,2.5955982544099507E-3,7.8317451974724492E-3,1.5627816280617882E-5,2.6501993358583322E-4,1.624211144756699E-2,null,3.1933671576684884E-3,1.405070040583529E-3,2.6309159770908333E-3,2.9673266499146214E-3,2.2665515200667233E-6,1.0626763263988838E-4,1.0305214009417427E-2]
[2004,1,20,5,3.9016687824019623E-3,1.8654506334827498E-3,2.6075328837910977E-3,6.5204735375836691E-3,1.5627816280617882E-5,2.6501993358583322E-4,1.5175773587125931E-2,null,3.2655976966557642E-3,1.5249962118066747E-3,2.6430129982943917E-3,2.4705061784159447E-3,2.2665515200667233E-6,1.0626763263988838E-4,1.0012647269332731E-2]
[2004,1,20,6,4.1501689640206724E-3,1.7212237721674251E-3,2.6878548650630463E-3,6.7176587600402396E-3,1.5627816280617882E-5,2.6501993358583322E-4,1.5557554111157838E-2,null,3.4735860385603323E-3,1.4070915011706155E-3,2.7244279027315191E-3,2.5452165974619526E-3,2.2665515200667233E-6,1.0626763263988838E-4,1.0258856224084375E-2]
[2004,1,20,7,4.7539864663479611E-3,1.722425040963626E-3,3.0120870635918316E-3,6.6674944925293016E-3,1.5627816280617882E-5,2.6501993358583322E-4,1.643664081329917E-2,null,3.9789659554036391E-3,1.4080735321773262E-3,3.0530718559886785E-3,2.5262101354148097E-3,2.2665515200667233E-6,1.0626763263988838E-4,1.1074855663144409E-2]
[2004,1,20,8,4.6237101471696025E-3,1.9044692988673055E-3,3.7796260198172515E-3,6.9862892225153435E-3,1.5627816280617882E-5,2.6501993358583322E-4,1.7574742438235952E-2,null,3.8699279843291867E-3,1.5568937682647133E-3,3.8310545424626785E-3,2.6469965086034081E-3,2.2665515200667233E-6,1.0626763263988838E-4,1.2013406987819941E-2]
[2004,1,20,9,4.7870998515518477E-3,2.0554554874122354E-3,4.1062445395400483E-3,8.5608620774416475E-3,3.9069540701544705E-6,6.6254983396458306E-5,1.9579823893412392E-2,null,4.0066810179784067E-3,1.6803241938323249E-3,4.1621172870505568E-3,3.2435777145602691E-3,5.6663788001668081E-7,2.6566908159972096E-5,1.3119833759461545E-2]
[2004,1,20,10,4.7155662446570473E-3,2.0673676789240369E-3,4.1036024125209554E-3,8.8400559621555942E-3,0,0,1.9726592298257635E-2,null,3.946809205444558E-3,1.6900623485729288E-3,4.1594392092023282E-3,3.3493599423672022E-3,0,0,1.3145670705587018E-2]
[2004,1,20,11,4.4014401861753325E-3,2.0850049600294241E-3,4.1106784120101547E-3,8.4435740925452706E-3,0,0,1.9040697650760184E-2,null,3.6838936710290693E-3,1.7044807343449874E-3,4.166611490227865E-3,3.1991391182420279E-3,0,0,1.2754125013843948E-2]
[2004,1,20,12,4.0924198038739725E-3,2.1552722242807127E-3,4.0446160545715582E-3,8.6365361145467751E-3,0,0,1.8928844197273018E-2,null,3.4252514579292286E-3,1.761923858206793E-3,4.0996502371240025E-3,3.272249432210269E-3,0,0,1.2559074985470292E-2]
[2004,1,20,13,3.952673040778858E-3,2.0271741026099597E-3,3.9171727739141142E-3,7.701418293695114E-3,0,0,1.7598438210998046E-2,null,3.3082869657773445E-3,1.6572043085274018E-3,3.9704728643603733E-3,2.9179478096908419E-3,0,0,1.1853911948355961E-2]
[2004,1,20,14,3.9155852211502805E-3,2.093365220179126E-3,3.9883628561981277E-3,8.7802459495484528E-3,0,0,1.8777559247075987E-2,null,3.2772454025110473E-3,1.7113152036304119E-3,4.0426316141103412E-3,3.3266988572749324E-3,0,0,1.2357891077526733E-2]
[2004,1,20,15,3.6792173787591801E-3,2.0743999763973872E-3,3.9369251966721195E-3,7.9617863320142618E-3,0,0,1.7652328883842949E-2,null,3.0794115204661751E-3,1.6958112152621187E-3,3.9904940539000084E-3,3.01659721661227E-3,0,0,1.1782314006240573E-2]
[2004,1,20,16,3.922529221436712E-3,2.1138677518926924E-3,3.7930785494247349E-3,7.939504695739924E-3,0,0,1.7768980218494063E-2,null,3.2830573544233234E-3,1.7280759169049633E-3,3.8446901176201528E-3,3.0081550506002954E-3,0,0,1.1863978439548735E-2]
[2004,1,20,17,4.6148421432843992E-3,2.2375863626022878E-3,3.6334637999262663E-3,7.568306383471537E-3,0,0,1.8054198689284491E-2,null,3.862505690260538E-3,1.8292152391018069E-3,3.682903526062156E-3,2.8675137737680522E-3,0,0,1.2242138229192553E-2]
[2004,1,20,18,5.1233458410483669E-3,2.1627110338737362E-3,3.4501839159475586E-3,7.011148739703133E-3,1.4330707842352461E-5,2.4302328440657027E-4,1.8004743522821717E-2,null,4.2881103729667585E-3,1.7680050464441534E-3,3.4971297938523722E-3,2.6564153936661067E-3,2.0784277893003145E-6,9.744742125932311E-5,1.2309186455978014E-2]
[2004,1,20,19,5.1853883001848683E-3,2.132052690819231E-3,3.4043415131537152E-3,6.7885910958209242E-3,1.5627816280617882E-5,2.6501993358583322E-4,1.7791021349845188E-2,null,4.340038335833532E-3,1.742942010103652E-3,3.450663623776305E-3,2.572091758105668E-3,2.2665515200667233E-6,1.0626763263988838E-4,1.2214269911979114E-2]
[2004,1,20,20,5.9336501902529457E-3,1.9522034633005273E-3,3.3844731276359372E-3,8.1175220654218835E-3,1.5627816280617882E-5,2.6501993358583322E-4,1.9668496596477743E-2,null,4.9663145373714055E-3,1.5959161999645082E-3,3.4305248935976606E-3,3.0756030678539032E-3,2.2665515200667233E-6,1.0626763263988838E-4,1.3176892882947431E-2]
[2004,1,20,21,5.2081136994331029E-3,2.0006892537292554E-3,3.2817868659046987E-3,8.1872206447421852E-3,1.5627816280617882E-5,2.6501993358583322E-4,1.8958458213675693E-2,null,4.3590589179432543E-3,1.635553082014942E-3,3.3264414029582894E-3,3.1020107773316154E-3,2.2665515200667233E-6,1.0626763263988838E-4,1.2531598364408057E-2]
[2004,1,20,22,5.4517271794307601E-3,1.9009261029423019E-3,3.0450270764151828E-3,7.8639008171252824E-3,1.5627816280617882E-5,2.6501993358583322E-4,1.8542228925779974E-2,null,4.5629572146779372E-3,1.5539972239840257E-3,3.086460076170785E-3,2.9795099149129726E-3,2.2665515200667233E-6,1.0626763263988838E-4,1.2291458613905674E-2]
[2004,1,20,23,5.239942754619106E-3,1.7885519653008594E-3,2.9001854013947451E-3,8.1533155560421181E-3,1.5627816280617882E-5,2.6501993358583322E-4,1.8362643427223276E-2,null,4.3856990289057622E-3,1.4621319496463726E-3,2.9396475729983732E-3,3.0891646656756974E-3,2.2665515200667233E-6,1.0626763263988838E-4,1.198517740138616E-2]
[2004,1,20,24,4.8377731901649221E-3,1.8080684329545118E-3,2.7483403444421685E-3,7.6500979305112026E-3,1.5627816280617882E-5,2.6501993358583322E-4,1.7324927647939255E-2,null,4.049093315660641E-3,1.4780865606692875E-3,2.7857363944482796E-3,2.8985033209441876E-3,2.2665515200667233E-6,1.0626763263988838E-4,1.1319953775882352E-2]
[2004,1,21,1,3.4276421263298752E-3,1.8007554334152206E-3,2.6010809693116786E-3,8.3427340574600464E-3,1.5627816280617882E-5,2.6501993358583322E-4,1.6452860336383268E-2,null,2.8688494223777341E-3,1.472108221497941E-3,2.6364732940632432E-3,3.1609323947159253E-3,2.2665515200667233E-6,1.0626763263988838E-4,1.0246897516814799E-2]
[2004,1,21,2,3.1795777031983371E-3,1.7900317789785187E-3,2.5682132254702156E-3,8.1698574450111451E-3,1.5627816280617882E-5,2.6501993358583322E-4,1.5988327902524663E-2,null,2.6612257992618101E-3,1.4633416896481205E-3,2.6031583262108348E-3,3.0954321305561388E-3,2.2665515200667233E-6,1.0626763263988838E-4,9.9316921298368589E-3]
[2004,1,21,3,2.8090180862554558E-3,1.8294017511052178E-3,2.5463094407526437E-3,8.5157516087454553E-3,1.5627816280617882E-5,2.6501993358583322E-4,1.5981128636725222E-2,null,2.3510768094192253E-3,1.4955264375446965E-3,2.5809565016124752E-3,3.2264860584124734E-3,2.2665515200667233E-6,1.0626763263988838E-4,9.7625799911488266E-3]
[2004,1,21,4,2.785519432046234E-3,1.7187510218067709E-3,2.5223929421264728E-3,8.0293892534837215E-3,1.5627816280617882E-5,2.6501993358583322E-4,1.5336700399329651E-2,null,2.3314090325422493E-3,1.405070040583529E-3,2.5567145765592594E-3,3.042210913870086E-3,2.2665515200667233E-6,1.0626763263988838E-4,9.443938747715078E-3]
[2004,1,21,5,2.9216667502754111E-3,1.8654506334827498E-3,2.5268059187948783E-3,6.7579976385889421E-3,1.5627816280617882E-5,2.6501993358583322E-4,1.4352568691008434E-2,null,2.4453608807412531E-3,1.5249962118066747E-3,2.5611875996103851E-3,2.5605003721925024E-3,2.2665515200667233E-6,1.0626763263988838E-4,9.2005792485107697E-3]
[2004,1,21,6,3.220288178241638E-3,1.7212237721674251E-3,2.5928892974454313E-3,6.625401430918978E-3,1.5627816280617882E-5,2.6501993358583322E-4,1.4440450428639924E-2,null,2.695299433120941E-3,1.4070915011706155E-3,2.6281701599571157E-3,2.5102617279598376E-3,2.2665515200667233E-6,1.0626763263988838E-4,9.3493570063684656E-3]
[2004,1,21,7,3.6624298075043559E-3,1.722425040963626E-3,2.9400437672507285E-3,6.7519988815611517E-3,1.5627816280617882E-5,2.6501993358583322E-4,1.5357545247146314E-2,null,3.0653607496089808E-3,1.4080735321773262E-3,2.9800482826895102E-3,2.5582275362988284E-3,2.2665515200667233E-6,1.0626763263988838E-4,1.0120244284934601E-2]
[2004,1,21,8,3.5564506172864989E-3,1.9044692988673055E-3,3.6779218123078254E-3,6.7759293277468869E-3,1.5627816280617882E-5,2.6501993358583322E-4,1.6195418806074967E-2,null,2.9766588585028327E-3,1.5568937682647133E-3,3.727966468636424E-3,2.5672944107847599E-3,2.2665515200667233E-6,1.0626763263988838E-4,1.0937347690348685E-2]
[2004,1,21,9,3.9887469672443745E-3,2.0554554874122354E-3,4.0158163861110045E-3,8.3966531735776197E-3,3.9069540701544705E-6,6.6254983396458306E-5,1.8526833951811848E-2,null,3.338479926211725E-3,1.6803241938323249E-3,4.0704586980408429E-3,3.1813615105976772E-3,5.6663788001668081E-7,2.6566908159972096E-5,1.2297757874722558E-2]
[2004,1,21,10,4.0559893587025914E-3,2.0673676789240369E-3,4.0319722481296054E-3,8.3172330639393974E-3,0,0,1.8472562349695631E-2,null,3.3947601003910402E-3,1.6900623485729288E-3,4.0868343892465969E-3,3.1512704642310645E-3,0,0,1.2322927302441632E-2]
[2004,1,21,11,3.6397763671966021E-3,2.0850049600294241E-3,4.0457876972553094E-3,7.6703428039636467E-3,0,0,1.7440911828444983E-2,null,3.0464003953052034E-3,1.7044807343449874E-3,4.1008378220866925E-3,2.9061737891482569E-3,0,0,1.175789274088514E-2]
[2004,1,21,12,3.4312868888997654E-3,2.1552722242807127E-3,3.9789963994826304E-3,8.4296461817665747E-3,0,0,1.7995201694429683E-2,null,2.8718999960980801E-3,1.761923858206793E-3,4.0331377101212847E-3,3.1938620491100298E-3,0,0,1.1860823613536187E-2]
[2004,1,21,13,3.2225938519052418E-3,2.0271741026099597E-3,3.8604592864911625E-3,7.6220122859671302E-3,0,0,1.6732239526973496E-2,null,2.6972292234299145E-3,1.6572043085274018E-3,3.9129876892474384E-3,2.8878621063190548E-3,0,0,1.1155283327523809E-2]
[2004,1,21,14,3.2877735553876997E-3,2.093365220179126E-3,3.9271150402888175E-3,8.5026380881544558E-3,0,0,1.7810891904010098E-2,null,2.7517829801509E-3,1.7113152036304119E-3,3.9805504129213874E-3,3.2215175490773592E-3,0,0,1.1665166145780059E-2]
[2004,1,21,15,3.4290697847479245E-3,2.0743999763973872E-3,3.8685379403779925E-3,8.0347753297549673E-3,0,0,1.7406783031278274E-2,null,2.8700443362214261E-3,1.6958112152621187E-3,3.9211762675638775E-3,3.0442516145383477E-3,0,0,1.1531283433585771E-2]
[2004,1,21,16,3.5775707996934048E-3,2.1138677518926924E-3,3.743260708104591E-3,8.2928737833534161E-3,0,0,1.7727573043044106E-2,null,2.9943359148772801E-3,1.7280759169049633E-3,3.794194416118328E-3,3.1420411110494955E-3,0,0,1.1658647358950067E-2]
[2004,1,21,17,4.0739116889749374E-3,2.2375863626022878E-3,3.5614776403983142E-3,7.6922385835559992E-3,0,0,1.7565214275531538E-2,null,3.409760635731215E-3,1.8292152391018069E-3,3.6099378670239267E-3,2.9144697600547178E-3,0,0,1.1763383501911667E-2]
[2004,1,21,18,4.4605842955713166E-3,2.1627110338737362E-3,3.4022788346085705E-3,6.8094438457505756E-3,1.301797127478056E-5,2.207616099853603E-4,1.706879759106434E-2,null,3.7333957887601857E-3,1.7680050464441534E-3,3.4485728788273117E-3,2.5799925412683055E-3,1.8880374616147096E-6,8.8520940117572507E-5,1.1620375232879142E-2]
[2004,1,21,19,4.5718803819484594E-3,2.132052690819231E-3,3.349347146333486E-3,6.7301157997045388E-3,1.5627816280617882E-5,2.6501993358583322E-4,1.7064043768672162E-2,null,3.8265477869408849E-3,1.742942010103652E-3,3.3949209609541548E-3,2.5499363763672785E-3,2.2665515200667233E-6,1.0626763263988838E-4,1.1622881318525924E-2]
[2004,1,21,20,5.0779290925378525E-3,1.9522034633005273E-3,3.3008574722435684E-3,8.4303228526927051E-3,1.5627816280617882E-5,2.6501993358583322E-4,1.9041960630641102E-2,null,4.2500977077209335E-3,1.5959161999645082E-3,3.3457714987558565E-3,3.1941184292171069E-3,2.2665515200667233E-6,1.0626763263988838E-4,1.2494438019818361E-2]
[2004,1,21,21,4.8701305575860835E-3,2.0006892537292554E-3,3.2305853573676505E-3,8.2628681128973942E-3,1.5627816280617882E-5,2.6501993358583322E-4,1.8644921031446833E-2,null,4.0761756105486607E-3,1.635553082014942E-3,3.2745432069904022E-3,3.1306724284190335E-3,2.2665515200667233E-6,1.0626763263988838E-4,1.2225478512132994E-2]
[2004,1,21,22,4.6697911572855817E-3,1.9009261029423019E-3,3.0598611787512569E-3,7.6311819061231469E-3,1.5627816280617882E-5,2.6501993358583322E-4,1.7542408094968737E-2,null,3.9084966196713368E-3,1.5539972239840257E-3,3.1014960228067756E-3,2.8913363330172531E-3,2.2665515200667233E-6,1.0626763263988838E-4,1.1563860383639345E-2]
[2004,1,21,23,4.3911745774962846E-3,1.7885519653008594E-3,2.9280043755481478E-3,8.1034783805820979E-3,1.5627816280617882E-5,2.6501993358583322E-4,1.7491857048793837E-2,null,3.6753016172370429E-3,1.4621319496463726E-3,2.9678450736871313E-3,3.0702821337278098E-3,2.2665515200667233E-6,1.0626763263988838E-4,1.1284094958458311E-2]
[2004,1,21,24,4.085600358726571E-3,1.8080684329545118E-3,2.7110056578191176E-3,7.5319960569180224E-3,1.5627816280617882E-5,2.6501993358583322E-4,1.6417318256284671E-2,null,3.4195437555055198E-3,1.4780865606692875E-3,2.7478937031267781E-3,2.8537563548361746E-3,2.2665515200667233E-6,1.0626763263988838E-4,1.0607814558297715E-2]
[2004,1,22,1,4.428702452263145E-3,1.8007554334152206E-3,2.6822500217996187E-3,8.0926227700243106E-3,1.5627816280617882E-5,2.6501993358583322E-4,1.7284978427368744E-2,null,3.70671149547986E-3,1.472108221497941E-3,2.7187467956242121E-3,3.0661691114451631E-3,2.2665515200667233E-6,1.0626763263988838E-4,1.1072269808207131E-2]
[2004,1,22,2,4.0081884167896594E-3,1.7900317789785187E-3,2.6541913083745813E-3,8.0177718189487057E-3,1.5627816280617882E-5,2.6501993358583322E-4,1.6750831072957911E-2,null,3.3547519258086893E-3,1.4633416896481205E-3,2.6903062935853769E-3,3.0378092483114927E-3,2.2665515200667233E-6,1.0626763263988838E-4,1.0654743341513635E-2]
[2004,1,22,3,4.0161499317572938E-3,1.8294017511052178E-3,2.6274724960305708E-3,8.2699085957115646E-3,1.5627816280617882E-5,2.6501993358583322E-4,1.7023580524471095E-2,null,3.3614155116716061E-3,1.4955264375446965E-3,2.6632239243607417E-3,3.133339958038038E-3,2.2665515200667233E-6,1.0626763263988838E-4,1.0762040015775038E-2]
[2004,1,22,4,4.1774690163194255E-3,1.7187510218067709E-3,2.6051335589884627E-3,7.6361816242215162E-3,1.5627816280617882E-5,2.6501993358583322E-4,1.6418182971202625E-2,null,3.4964354891101829E-3,1.405070040583529E-3,2.6405810264178665E-3,2.8932306485728891E-3,2.2665515200667233E-6,1.0626763263988838E-4,1.0543851388844422E-2]
[2004,1,22,5,4.2748002898624713E-3,1.8654506334827498E-3,2.6099343274534831E-3,6.6211917506515472E-3,1.5627816280617882E-5,2.6501993358583322E-4,1.5652024751316704E-2,null,3.5778992935541548E-3,1.5249962118066747E-3,2.6454471178615161E-3,2.5086667454712352E-3,2.2665515200667233E-6,1.0626763263988838E-4,1.0365543552853535E-2]
[2004,1,22,6,4.5555444569575229E-3,1.7212237721674251E-3,2.6873344830146712E-3,6.6612477284789737E-3,1.5627816280617882E-5,2.6501993358583322E-4,1.5905998190485042E-2,null,3.8128750325380103E-3,1.4070915011706155E-3,2.7239004399614484E-3,2.5238433335111614E-3,2.2665515200667233E-6,1.0626763263988838E-4,1.057624449134119E-2]
[2004,1,22,7,5.2452269870976427E-3,1.722425040963626E-3,3.0824012694790608E-3,6.4472739139071582E-3,1.5627816280617882E-5,2.6501993358583322E-4,1.6777974961313936E-2,null,4.3901217973089475E-3,1.4080735321773262E-3,3.1243428114883843E-3,2.4427719775932302E-3,2.2665515200667233E-6,1.0626763263988838E-4,1.1473844302727843E-2]
[2004,1,22,8,5.0788341151502946E-3,1.9044692988673055E-3,3.8476467818254817E-3,6.9216663270450186E-3,1.5627816280617882E-5,2.6501993358583322E-4,1.8033264272754548E-2,null,4.2508551886665082E-3,1.5568937682647133E-3,3.9000008477074505E-3,2.6225118969250773E-3,2.2665515200667233E-6,1.0626763263988838E-4,1.2438795885723703E-2]
[2004,1,22,9,5.2269713707820634E-3,2.0554554874122354E-3,4.1768329627011802E-3,8.6491052272727933E-3,2.60984563188905E-6,4.4258334217195357E-5,{"$f":"SUM(E515:J515)","v":2.0155233228017353E-2},null,4.3748423100136461E-3,1.6803241938323249E-3,4.2336661910370435E-3,3.2770116738584949E-3,3.785141492502718E-7,1.7746696779406829E-5,{"$f":"SUM(M515:R515)","v":1.3583969579670166E-2}]
[2004,1,22,10,5.1078499954603914E-3,2.0673676789240369E-3,4.1633311128861554E-3,8.4432674211898408E-3,0,0,1.9781816208460423E-2,null,{"$f":"E516*V$5","v":4.2751407436922113E-3},{"$f":"F516*W$5","v":1.6900623485729288E-3},{"$f":"G516*X$5","v":4.2199806245830371E-3},{"$f":"H516*Y$5","v":3.1990229252272162E-3},{"$f":"I516*Z$5","v":0},{"$f":"J516*AA$5","v":0},1.3384206642075396E-2]
[2004,1,22,11,4.7786183371069709E-3,2.0850049600294241E-3,4.1887904898313746E-3,8.1286398852106253E-3,0,0,1.9181053672178393E-2,null,3.9995822057572704E-3,1.7044807343449874E-3,4.2457864215541801E-3,3.0798154371427721E-3,0,0,1.3029664798799211E-2]
[2004,1,22,12,4.4410068630854685E-3,2.1552722242807127E-3,4.1087968630368491E-3,8.3938061929585937E-3,0,0,1.9098882143361626E-2,null,3.717009974894955E-3,1.761923858206793E-3,4.1647043394401279E-3,3.1802828338468869E-3,0,0,1.2823921006388763E-2]
[2004,1,22,13,4.2842681308637252E-3,2.0271741026099597E-3,3.9817650635670361E-3,7.6477484784431672E-3,0,0,1.7940955775483887E-2,null,3.5858236360574061E-3,1.6572043085274018E-3,4.0359440467962627E-3,2.8976131500361214E-3,0,0,1.2176585141417192E-2]
[2004,1,22,14,4.2114941227618958E-3,2.093365220179126E-3,4.0637827757696319E-3,8.3249941883465125E-3,0,0,1.8693636307057164E-2,null,3.5249136392105089E-3,1.7113152036304119E-3,4.1190777555940826E-3,3.1542110337600591E-3,0,0,1.2509517632195063E-2]
[2004,1,22,15,3.9580338687312472E-3,2.0743999763973872E-3,3.9958351284377323E-3,7.691409870795243E-3,0,0,1.7719678844361611E-2,null,3.3127738426471727E-3,1.6958112152621187E-3,4.0502055598806265E-3,2.9141557736572913E-3,0,0,1.1972946391447208E-2]
[2004,1,22,16,4.2324086709149226E-3,2.1138677518926924E-3,3.8668570784305654E-3,8.0894713847750269E-3,0,0,1.8302604886013207E-2,null,3.5424185849360847E-3,1.7280759169049633E-3,3.9194725345053204E-3,3.0649751005065329E-3,0,0,1.2254942136852902E-2]
[2004,1,22,17,4.9817850333737732E-3,2.2375863626022878E-3,3.6838896623742935E-3,7.2503959213356083E-3,0,0,1.8153656979685961E-2,null,4.1696275715654846E-3,1.8292152391018069E-3,3.7340155218988373E-3,2.7470624359376204E-3,0,0,1.2479920768503749E-2]
[2004,1,22,18,5.5040393962417118E-3,2.1627110338737362E-3,3.4927040992380424E-3,6.9904165480474435E-3,1.301797127478056E-5,2.207616099853603E-4,1.8383650658661075E-2,null,4.6067412117961224E-3,1.7680050464441534E-3,3.5402285397302061E-3,2.6485602881615358E-3,1.8880374616147096E-6,8.8520940117572507E-5,1.2653944063711203E-2]
[2004,1,22,19,5.5835039656259924E-3,2.132052690819231E-3,3.4377534825219356E-3,6.723990496611776E-3,1.5627816280617882E-5,2.6501993358583322E-4,1.8157948385445384E-2,null,4.6732510385444851E-3,1.742942010103652E-3,3.4845302223100228E-3,2.5476155941344977E-3,2.2665515200667233E-6,1.0626763263988838E-4,1.2556873049252614E-2]
[2004,1,22,20,6.4072674646575983E-3,1.9522034633005273E-3,3.425656438413264E-3,8.1445554127720504E-3,1.5627816280617882E-5,2.6501993358583322E-4,2.021033052900989E-2,null,5.3627201695891314E-3,1.5959161999645082E-3,3.4722685764382076E-3,3.0858455834115385E-3,2.2665515200667233E-6,1.0626763263988838E-4,1.3625284713563342E-2]
[2004,1,22,21,5.6307557359816292E-3,2.0006892537292554E-3,3.3440653515256751E-3,8.7555691754369943E-3,1.5627816280617882E-5,2.6501993358583322E-4,2.0011727266540005E-2,null,4.7127995704783722E-3,1.635553082014942E-3,3.3895672979502691E-3,3.3173492107263589E-3,2.2665515200667233E-6,1.0626763263988838E-4,1.3163803345329897E-2]
[2004,1,22,22,5.880795988532422E-3,1.9009261029423019E-3,3.0826869763386547E-3,8.2279319801498822E-3,1.5627816280617882E-5,2.6501993358583322E-4,1.9372988797829709E-2,null,4.9220769126464116E-3,1.5539972239840257E-3,3.1246324058970694E-3,3.1174356701828099E-3,2.2665515200667233E-6,1.0626763263988838E-4,1.2826676396870271E-2]
[2004,1,22,23,5.6545649147163469E-3,1.7885519653008594E-3,2.9133673533067979E-3,8.5142966248420437E-3,1.5627816280617882E-5,2.6501993358583322E-4,1.9151428608032497E-2,null,4.7327272484981074E-3,1.4621319496463726E-3,2.9530088887704657E-3,3.225934787603359E-3,2.2665515200667233E-6,1.0626763263988838E-4,1.248233705867826E-2]
[2004,1,22,24,5.2238225588582222E-3,1.8080684329545118E-3,2.7562875178190047E-3,7.920945822722486E-3,1.5627816280617882E-5,2.6501993358583322E-4,1.7989772082220676E-2,null,4.3722068343904769E-3,1.4780865606692875E-3,2.7937917032289455E-3,3.0011233817821121E-3,2.2665515200667233E-6,1.0626763263988838E-4,1.1753742664230777E-2]
[2004,1,23,1,4.2408289039210945E-3,1.8535058010994707E-3,2.7061570812394243E-3,8.3554810989498254E-3,1.5627816280617882E-5,2.6501993358583322E-4,1.7436620635076262E-2,null,3.5494661061491314E-3,1.515231373323033E-3,2.7429791530541731E-3,3.1657620508099972E-3,2.2665515200667233E-6,1.0626763263988838E-4,1.1081972867496289E-2]
[2004,1,23,2,3.8822603431115728E-3,1.7994804153092512E-3,2.6620303893566534E-3,8.2182728352306906E-3,1.5627816280617882E-5,2.6501993358583322E-4,1.6842691732874615E-2,null,3.2493533258039255E-3,1.4710659008132288E-3,2.6982520391823318E-3,3.1137759701528149E-3,2.2665515200667233E-6,1.0626763263988838E-4,1.0640981420112255E-2]
[2004,1,23,3,3.8643100679648136E-3,1.8184665836449446E-3,2.6147160223375528E-3,8.5131170493962169E-3,1.5627816280617882E-5,2.6501993358583322E-4,1.7091257473209977E-2,null,3.2343294013134653E-3,1.4865869948957886E-3,2.6502938761942818E-3,3.2254878647824891E-3,2.2665515200667233E-6,1.0626763263988838E-4,1.070523232134598E-2]
[2004,1,23,4,3.8720521914379809E-3,1.7884336493437776E-3,2.5963932442447045E-3,7.5808647843589178E-3,1.5627816280617882E-5,2.6501993358583322E-4,1.611839161925183E-2,null,3.2408093620664726E-3,1.4620352269654785E-3,2.6317217841737763E-3,2.8722719568669433E-3,2.2665515200667233E-6,1.0626763263988838E-4,1.0315372514232625E-2]
[2004,1,23,5,4.0787244384462799E-3,1.8182382563106728E-3,2.6087788873530799E-3,6.460785978882647E-3,1.5627816280617882E-5,2.6501993358583322E-4,1.5247175310859132E-2,null,3.4137887848296427E-3,1.4864003384849639E-3,2.6442759559470877E-3,2.447891489207332E-3,2.2665515200667233E-6,1.0626763263988838E-4,1.0100890752628981E-2]
[2004,1,23,6,4.539190237184851E-3,1.7729693748910964E-3,2.7162528153137659E-3,6.4502692353614393E-3,1.5627816280617882E-5,2.6501993358583322E-4,1.5759329412617606E-2,null,3.7991869658673791E-3,1.4493932628548288E-3,2.7532122575153577E-3,2.4439068583831745E-3,2.2665515200667233E-6,1.0626763263988838E-4,1.0554233528780694E-2]
[2004,1,23,7,4.9346123912285961E-3,1.7534527034629873E-3,3.0599726695456171E-3,6.4877898285692522E-3,1.5627816280617882E-5,2.6501993358583322E-4,1.65164753426729E-2,null,4.1301452679344663E-3,1.4334384852473531E-3,3.1016090306313425E-3,2.4581228285582611E-3,2.2665515200667233E-6,1.0626763263988838E-4,1.1231849796531378E-2]
[2004,1,23,8,4.8906263604552337E-3,1.8586511640627712E-3,3.817514892582669E-3,6.8252820735843723E-3,1.5627816280617882E-5,2.6501993358583322E-4,1.7672722240551494E-2,null,4.0933300771047385E-3,1.5194376808428166E-3,3.8694589606129591E-3,2.5859933998705251E-3,2.2665515200667233E-6,1.0626763263988838E-4,1.2176754302590994E-2]
[2004,1,23,9,4.9855435638456961E-3,1.9961333842516832E-3,4.1248995260008857E-3,8.4055283988547624E-3,2.60984563188905E-6,4.4258334217195357E-5,1.9558973052802107E-2,null,4.1727733661309488E-3,1.6318286823604671E-3,4.1810261077237267E-3,3.1847241956474105E-3,3.785141492502718E-7,1.7746696779406829E-5,1.318847756279121E-2]
[2004,1,23,10,4.8845099630433E-3,1.9981550971564814E-3,4.1670313937424092E-3,8.1621971803362229E-3,0,0,1.9211893634278415E-2,null,4.0882108077832805E-3,1.6334814221681251E-3,4.2237312543301105E-3,3.0925297752135987E-3,0,0,1.3037953259495114E-2]
[2004,1,23,11,4.7067137785866044E-3,2.0655653012101906E-3,4.0825085219536959E-3,8.0992162945676197E-3,0,0,1.8954003896318111E-2,null,3.9393999161323155E-3,1.6885889141455975E-3,4.1380582988021462E-3,3.0686672955153676E-3,0,0,1.2834714424595427E-2]
[2004,1,23,12,4.6504022387438178E-3,2.0334517058621772E-3,4.0149557314981864E-3,8.6263214788309533E-3,0,0,1.9325131154935137E-2,null,3.8922685871904121E-3,1.6623362166074262E-3,4.0695863326939427E-3,3.2683792653426711E-3,0,0,1.2892570401834452E-2]
[2004,1,23,13,4.3369038149242752E-3,2.0613113316058818E-3,3.9944448923102706E-3,7.8017524353817553E-3,0,0,1.8194412474222182E-2,null,3.629878367049773E-3,1.6851113160707559E-3,4.0487964071223162E-3,2.9559628580633508E-3,0,0,1.2319748948306196E-2]
[2004,1,23,14,4.0666165285659153E-3,2.0443065086866237E-3,4.0023076886629106E-3,8.8269460623322527E-3,0,0,1.8940176788247703E-2,null,3.4036547717132622E-3,1.6712099615836117E-3,4.0567661907795613E-3,3.3443928048847334E-3,0,0,1.2476023728961168E-2]
[2004,1,23,15,4.0167830212396788E-3,2.0642855410882002E-3,3.9322717787598519E-3,8.2246116729064352E-3,0,0,1.8237952013994165E-2,null,3.3619453914924607E-3,1.687542716887398E-3,3.9857773179749999E-3,3.1161776573234842E-3,0,0,1.2151443083678343E-2]
[2004,1,23,16,4.1483625313470159E-3,2.0994488001220696E-3,3.7636603532246555E-3,8.7664308941504381E-3,0,0,1.877790257884418E-2,null,3.4720741002828284E-3,1.716288498662021E-3,3.8148716346293882E-3,3.3214645472943415E-3,0,0,1.232469878086858E-2]
[2004,1,23,17,4.7122068299907099E-3,2.2658325662127722E-3,3.5359889760369235E-3,7.1174284603847922E-3,0,0,1.7631456832625198E-2,null,3.9439974606737095E-3,1.8523063639650193E-3,3.5841023841293165E-3,2.6966831296013809E-3,0,0,1.2077089338369425E-2]
[2004,1,23,18,5.0646342850438914E-3,2.0828932470469395E-3,3.4048743985994885E-3,6.8044272374594384E-3,1.301797127478056E-5,2.207616099853603E-4,1.7590608749409899E-2,null,4.2389702914406024E-3,1.7027544199408908E-3,3.4512037600746949E-3,2.5780918262808877E-3,1.8880374616147096E-6,8.8520940117572507E-5,1.2061429275316263E-2]
[2004,1,23,19,5.5514797484775107E-3,1.957897892840062E-3,3.3587230163593306E-3,6.9177265288021227E-3,1.5627816280617882E-5,2.6501993358583322E-4,1.8066474936345476E-2,null,4.6464475819750876E-3,1.6005713665608913E-3,3.4044244063383593E-3,2.6210191685450473E-3,2.2665515200667233E-6,1.0626763263988838E-4,1.2380996707579341E-2]
[2004,1,23,20,6.2306382504333322E-3,1.8088410458242065E-3,3.3010479280572904E-3,6.1890153244213214E-3,1.5627816280617882E-5,2.6501993358583322E-4,1.7810190298602598E-2,null,5.2148860023900926E-3,1.4787181676806601E-3,3.3459645460590741E-3,2.34492180808082E-3,2.2665515200667233E-6,1.0626763263988838E-4,1.2493024708370604E-2]
[2004,1,23,21,5.4743618838043392E-3,2.0975234523271827E-3,3.2035253671232875E-3,2.5727702548176083E-3,1.5627816280617882E-5,2.6501993358583322E-4,1.362882870793887E-2,null,4.5819018874805684E-3,1.7147145368316128E-3,3.2471150175343265E-3,9.7478270152248235E-4,2.2665515200667233E-6,1.0626763263988838E-4,1.0627048327528945E-2]
[2004,1,23,22,5.1700951526874699E-3,2.1097206068520663E-3,3.0192949088605368E-3,2.8231947329903774E-3,1.5627816280617882E-5,2.6501993358583322E-4,1.3402953151256902E-2,null,4.3272383597137299E-3,1.7246856473565487E-3,3.0603777767896408E-3,1.0696646479005181E-3,2.2665515200667233E-6,1.0626763263988838E-4,1.0290500615920392E-2]
[2004,1,23,23,5.1133530034593883E-3,2.039837485402794E-3,2.8748860148946134E-3,2.6820711838826824E-3,1.5627816280617882E-5,2.6501993358583322E-4,1.299079543750593E-2,null,4.2797466216507041E-3,1.6675565582418184E-3,2.9140039434263831E-3,1.0161951264031964E-3,2.2665515200667233E-6,1.0626763263988838E-4,9.9860364338820572E-3]
[2004,1,23,24,5.1570369564160473E-3,1.6035519165104753E-3,2.6480149358187829E-3,4.6293388182596061E-3,1.5627816280617882E-5,2.6501993358583322E-4,1.4318590376871363E-2,null,4.3163089810184466E-3,1.3108953698486715E-3,2.6840458805149382E-3,1.7539845973716401E-3,2.2665515200667233E-6,1.0626763263988838E-4,1.0173769012913652E-2]
[2004,1,24,1,4.4298703002893401E-3,1.4751907442292463E-3,2.5443841463367919E-3,5.5558525395697335E-3,1.5627816280617882E-5,2.6501993358583322E-4,1.4285945480291565E-2,null,3.7076889546228779E-3,1.2059607776603609E-3,2.5790050101477764E-3,2.1050262601727213E-3,2.2665515200667233E-6,1.0626763263988838E-4,9.706215186763692E-3]
[2004,1,24,2,3.8586945753632217E-3,1.5645205994591171E-3,2.4882608231637116E-3,5.673957622704626E-3,1.5627816280617882E-5,2.6501993358583322E-4,1.3866081370557129E-2,null,3.2296293765988974E-3,1.2789874707186801E-3,2.5221180295171568E-3,2.1497744423262534E-3,2.2665515200667233E-6,1.0626763263988838E-4,9.2890435033209425E-3]
[2004,1,24,3,3.834569703039567E-3,1.5205692690073718E-3,2.467894329331454E-3,5.7928647292857108E-3,1.5627816280617882E-5,2.6501993358583322E-4,1.3896545780530557E-2,null,3.2094374710615594E-3,1.2430574861670976E-3,2.5014744133760335E-3,2.1948264987103352E-3,2.2665515200667233E-6,1.0626763263988838E-4,9.2573300534749808E-3]
[2004,1,24,4,3.6148012240123121E-3,1.5275742355775369E-3,2.4695639736135753E-3,5.9877269883924535E-3,1.5627816280617882E-5,2.6501993358583322E-4,1.388031417146233E-2,null,3.0254968346482541E-3,1.2487840099847717E-3,2.5031667761330314E-3,2.2686567830123086E-3,2.2665515200667233E-6,1.0626763263988838E-4,9.154638587938321E-3]
[2004,1,24,5,3.7804064224987981E-3,1.5112286848505694E-3,2.5159213458312169E-3,6.1332852565413936E-3,1.5627816280617882E-5,2.6501993358583322E-4,1.422148945958843E-2,null,3.1641041806051702E-3,1.2354216070934222E-3,2.550154922706225E-3,2.3238065506953997E-3,2.2665515200667233E-6,1.0626763263988838E-4,9.3820214452601733E-3]
[2004,1,24,6,3.9712589866382928E-3,1.4816640468577852E-3,2.5810683830856714E-3,6.2446013642876701E-3,1.5627816280617882E-5,2.6501993358583322E-4,1.4559240530735871E-2,null,3.3238429305128686E-3,1.2112526689649137E-3,2.6161884010697089E-3,2.3659824954882533E-3,2.2665515200667233E-6,1.0626763263988838E-4,9.6258006801957004E-3]
[2004,1,24,7,4.1180578552477186E-3,1.5209712517858425E-3,2.8409153220338985E-3,5.7638302148996347E-3,1.5627816280617882E-5,2.6501993358583322E-4,1.4524422393833548E-2,null,3.4467098559076712E-3,1.243386105002341E-3,2.8795710189750538E-3,2.1838257720353999E-3,2.2665515200667233E-6,1.0626763263988838E-4,9.8620269360804209E-3]
[2004,1,24,8,4.2872034790630009E-3,1.5552007744881727E-3,3.305595165678586E-3,5.6373987976709138E-3,1.5627816280617882E-5,2.6501993358583322E-4,1.5066045966767125E-2,null,3.5882804479635509E-3,1.2713685621717104E-3,3.3505736569217313E-3,2.1359228711787252E-3,2.2665515200667233E-6,1.0626763263988838E-4,1.0454679722395673E-2]
[2004,1,24,9,4.6203929883803074E-3,1.7818536563730142E-3,3.3778696958448352E-3,5.0581035556749847E-3,2.60984563188905E-6,4.4258334217195357E-5,1.4885088076122226E-2,null,3.8671516066544282E-3,1.4566561168598443E-3,3.4238316103927875E-3,1.9164368988442294E-3,3.785141492502718E-7,1.7746696779406829E-5,1.0682201443679946E-2]
[2004,1,24,10,5.4293711714722814E-3,1.8226917619904408E-3,3.3824004500579434E-3,4.7639041176489733E-3,0,0,1.5398367501169638E-2,null,4.5442458036978692E-3,1.4900410562659679E-3,3.4284240135612231E-3,1.8049692998822217E-3,0,0,1.1267680173407282E-2]
[2004,1,24,11,5.7143078973150505E-3,1.9233675367896826E-3,3.3523576281388277E-3,4.6229477052346949E-3,0,0,1.5612980767478257E-2,null,4.7827306078928444E-3,1.5723429796907164E-3,3.397972405709505E-3,1.7515631038828637E-3,0,0,1.1504609097175929E-2]
[2004,1,24,12,5.1845596377764081E-3,1.933617058049366E-3,3.2875603093929918E-3,4.6880067468390652E-3,0,0,1.5093743752057832E-2,null,4.3393447664396923E-3,1.5807219101289169E-3,3.3322934043958671E-3,1.7762129645592371E-3,0,0,1.1028573045523713E-2]
[2004,1,24,13,4.8588351690354737E-3,1.9194859131063109E-3,3.3270295253202999E-3,4.4470723812599124E-3,0,0,1.4552422988721997E-2,null,4.0667216571531094E-3,1.5691697724738898E-3,3.3722996690826218E-3,1.684926674487642E-3,0,0,1.0693117773197263E-2]
[2004,1,24,14,4.7731150965977598E-3,1.8366190730686736E-3,3.2660379803237448E-3,4.5861315655143075E-3,0,0,1.4461903715504485E-2,null,3.9949761331936331E-3,1.5014265607943323E-3,3.3104782258271941E-3,1.737614040195942E-3,0,0,1.0544494960011102E-2]
[2004,1,24,15,4.8548193557650787E-3,1.8017288977030474E-3,3.2356534283282477E-3,4.3742858953357867E-3,0,0,1.4266487577132159E-2,null,4.0633605234184494E-3,1.472904023501285E-3,3.2796802380546711E-3,1.6573490051444159E-3,0,0,1.0473293790118823E-2]
[2004,1,24,16,4.6859304925758018E-3,1.8683994355841497E-3,3.2087543796926019E-3,4.3707407599481163E-3,0,0,1.4133825067800669E-2,null,3.9220048334866709E-3,1.5274068422212715E-3,3.2524151801036471E-3,1.6560058083922048E-3,0,0,1.0357832664203794E-2]
[2004,1,24,17,5.0879299522831132E-3,1.9090311552512743E-3,3.1473815581817182E-3,3.926676315071093E-3,0,0,1.4071018980787197E-2,null,4.2584681733780919E-3,1.5606230621840974E-3,3.1902072723899652E-3,1.4877566853246679E-3,0,0,1.0497055193276823E-2]
[2004,1,24,18,5.8680469068550858E-3,1.9367089016275078E-3,3.0528994883373302E-3,3.5951740209105173E-3,1.1720862210463411E-5,1.9876495018937492E-4,1.4663315130130281E-2,null,4.9114062550171004E-3,1.5832494762084127E-3,3.0944396062344338E-3,1.3621556133837707E-3,1.6999136400500424E-6,7.9700724479916284E-5,1.1032651588963683E-2]
[2004,1,24,19,6.0345056367913322E-3,1.807442334258533E-3,2.948014246878385E-3,3.6892325929372819E-3,1.5627816280617882E-5,2.6501993358583322E-4,1.4759842560731984E-2,null,5.05072798512393E-3,1.4775747282345679E-3,2.9881272148439184E-3,1.397792945854445E-3,2.2665515200667233E-6,1.0626763263988838E-4,1.1022757058216816E-2]
[2004,1,24,20,5.9027538384734644E-3,1.7926754392121869E-3,2.8614682421238733E-3,3.8090389619290913E-3,1.5627816280617882E-5,2.6501993358583322E-4,1.4646584231605067E-2,null,4.9404550754762249E-3,1.4655028681694309E-3,2.9004035980341263E-3,1.4431857188028849E-3,2.2665515200667233E-6,1.0626763263988838E-4,1.0858081444642622E-2]
[2004,1,24,21,5.6628715351800286E-3,1.8120670605728344E-3,2.7326619643630373E-3,3.762593867007091E-3,1.5627816280617882E-5,2.6501993358583322E-4,1.4250842176989444E-2,null,4.7396796788980282E-3,1.481355417995725E-3,2.7698446821715406E-3,1.4255883935011956E-3,2.2665515200667233E-6,1.0626763263988838E-4,1.0525002356726444E-2]
[2004,1,24,22,5.1750110205241199E-3,1.8506209477886163E-3,2.5828950170340469E-3,4.0207904622536804E-3,1.5627816280617882E-5,2.6501993358583322E-4,1.3909965197466914E-2,null,4.331352816265459E-3,1.5128730207128343E-3,2.6180398896161017E-3,1.5234150743589545E-3,2.2665515200667233E-6,1.0626763263988838E-4,1.0094214985113306E-2]
[2004,1,24,23,5.51165879595201E-3,1.698242922685597E-3,2.4455707218399309E-3,4.413306757023382E-3,1.5627816280617882E-5,2.6501993358583322E-4,1.4349426947367372E-2,null,4.6131184558759059E-3,1.3883047759821511E-3,2.4788470535694971E-3,1.6721334037514597E-3,2.2665515200667233E-6,1.0626763263988838E-4,1.026093787333897E-2]
[2004,1,24,24,5.3317440872918641E-3,1.6421633467485985E-3,2.4269703814934398E-3,4.4635345031797799E-3,1.5627816280617882E-5,2.6501993358583322E-4,1.4145060068580136E-2,null,4.4625344132618715E-3,1.3424600136879158E-3,2.4599936225680823E-3,1.6911639168717188E-3,2.2665515200667233E-6,1.0626763263988838E-4,1.0064686150549543E-2]
[2004,1,25,1,4.6803430044715169E-3,1.936830607950105E-3,2.4533203272491242E-3,4.5409348404870566E-3,1.5627816280617882E-5,2.6501993358583322E-4,{"$f":"SUM(E579:J579)","v":1.3892076530024255E-2},null,3.9173282478252372E-3,1.5833489704955208E-3,2.4867021061195423E-3,1.7204897028636312E-3,2.2665515200667233E-6,1.0626763263988838E-4,{"$f":"SUM(M579:R579)","v":9.8164032114638859E-3}]
[2004,1,25,2,4.4699426953218949E-3,1.9301859747436047E-3,2.4292313535165437E-3,4.6644619868386594E-3,1.5627816280617882E-5,2.6501993358583322E-4,1.3774469760287155E-2,null,{"$f":"E580*V$5","v":3.7412285317156391E-3},{"$f":"F580*W$5","v":1.5779170173326328E-3},{"$f":"G580*X$5","v":2.4622853591298685E-3},{"$f":"H580*Y$5","v":1.7672922205802838E-3},{"$f":"I580*Z$5","v":2.2665515200667233E-6},{"$f":"J580*AA$5","v":1.0626763263988838E-4},9.6572573129183794E-3]
[2004,1,25,3,4.1048531562623905E-3,1.9696697624897886E-3,2.4300534164825457E-3,4.8420945930853655E-3,1.5627816280617882E-5,2.6501993358583322E-4,1.3627318678186543E-2,null,3.4356578581609602E-3,1.6101948089074728E-3,2.4631186077220782E-3,1.8345944569425894E-3,2.2665515200667233E-6,1.0626763263988838E-4,9.4520999158930561E-3]
[2004,1,25,4,4.3961323240452486E-3,1.8791170239779898E-3,2.4338067659627452E-3,4.8938904894536266E-3,1.5627816280617882E-5,2.6501993358583322E-4,1.3883594353306062E-2,null,3.6794511252075611E-3,1.5361684151125332E-3,2.4669230281859481E-3,1.8542191178290747E-3,2.2665515200667233E-6,1.0626763263988838E-4,9.6452958704950735E-3]
[2004,1,25,5,4.2617679457730706E-3,1.8607730827162748E-3,2.4780851743926692E-3,5.3206297475751167E-3,1.5627816280617882E-5,2.6501993358583322E-4,1.4201903700323582E-2,null,3.5669915524787648E-3,1.5211723383300069E-3,2.5118039229779358E-3,2.0159039966473179E-3,2.2665515200667233E-6,1.0626763263988838E-4,9.7244059945939803E-3]
[2004,1,25,6,4.4780867762119992E-3,1.8009248573667156E-3,2.5425349906906345E-3,5.6751305183054251E-3,1.5627816280617882E-5,2.6501993358583322E-4,1.4777324892441226E-2,null,3.7480449206198068E-3,1.4722467246990345E-3,2.5771306934559168E-3,2.1502188342575617E-3,2.2665515200667233E-6,1.0626763263988838E-4,1.0056175357192275E-2]
[2004,1,25,7,4.6947922256407966E-3,1.7279029568250217E-3,2.6960114114453369E-3,5.7007941451346893E-3,1.5627816280617882E-5,2.6501993358583322E-4,1.5100148488912297E-2,null,3.9294218790380383E-3,1.4125516999654642E-3,2.7326954334091157E-3,2.1599423839778098E-3,2.2665515200667233E-6,1.0626763263988838E-4,1.0343145580550384E-2]
[2004,1,25,8,5.2194683920216423E-3,1.6494283756185669E-3,2.9186395044599957E-3,5.6079284480785602E-3,1.5627816280617882E-5,2.6501993358583322E-4,1.5676112470045217E-2,null,4.3685625073126575E-3,1.3483991370860427E-3,2.9583527769006953E-3,2.1247570133114506E-3,2.2665515200667233E-6,1.0626763263988838E-4,1.0908605618770802E-2]
[2004,1,25,9,5.3070128382950634E-3,1.6906769575158415E-3,3.1271719978642528E-3,6.0151143979361704E-3,2.60984563188905E-6,4.4258334217195357E-5,1.618684437146041E-2,null,4.4418349858466998E-3,1.3821196387207072E-3,3.1697227251227351E-3,2.2790334472374708E-3,3.785141492502718E-7,1.7746696779406829E-5,1.1290836007856271E-2]
[2004,1,25,10,5.6869039671066058E-3,1.6240270485970698E-3,3.2293362214665458E-3,6.0761502835805252E-3,0,0,1.6616417520750746E-2,null,4.7597942141703311E-3,1.3276336840703686E-3,3.273277074377549E-3,2.3021589965891128E-3,0,0,1.1662863969207363E-2]
[2004,1,25,11,5.7070232925584656E-3,1.7062734549514412E-3,3.2352527576547459E-3,6.0201239151563331E-3,0,0,1.6668673420320988E-2,null,4.7766335786879445E-3,1.3948696944336997E-3,3.2792741155452739E-3,2.2809314755282014E-3,0,0,1.173170886419512E-2]
[2004,1,25,12,5.0048093338552584E-3,1.8173127176186793E-3,3.2043165044002746E-3,6.208032639833984E-3,0,0,1.6234471195708196E-2,null,4.1888983264175041E-3,1.4856437154074959E-3,3.2479169196386144E-3,2.3521271736042077E-3,0,0,1.1274586135067823E-2]
[2004,1,25,13,4.9543144904364367E-3,1.775113948524079E-3,3.2165697269555169E-3,6.1495782358042738E-3,0,0,1.6095576401720307E-2,null,4.1466354246803699E-3,1.4511464406701715E-3,3.2603368690420575E-3,2.3299797075530633E-3,0,0,1.1188098441945661E-2]
[2004,1,25,14,4.4361473724351293E-3,1.7791715185711699E-3,3.179026454234876E-3,6.1069438755725017E-3,0,0,1.5501289220813676E-2,null,3.712942704616595E-3,1.4544634831262357E-3,3.2222827534387679E-3,2.3138262104552992E-3,0,0,1.0703515151636898E-2]
[2004,1,25,15,4.2062397703518323E-3,1.7687102501280209E-3,3.2070141268401979E-3,6.083671394719682E-3,0,0,1.5265635542039732E-2,null,3.5205158796658971E-3,1.445911450464449E-3,3.250651248021404E-3,2.305008628817622E-3,0,0,1.0522087206969372E-2]
[2004,1,25,16,4.7507024826084938E-3,1.6528587616958723E-3,3.1589457050770794E-3,6.1059856178346519E-3,0,0,1.5668492567216096E-2,null,3.9762173444031802E-3,1.3512034599016823E-3,3.2019287700357354E-3,2.3134631414775285E-3,0,0,1.0842812715818127E-2]
[2004,1,25,17,5.6961376598087636E-3,1.7038923499475569E-3,3.1048026663233674E-3,6.0605277667899402E-3,0,0,1.6565360442869628E-2,null,4.7675225804929156E-3,1.3929231534501635E-3,3.1470490191099626E-3,2.2962398675517685E-3,0,0,1.160373462060481E-2]
[2004,1,25,18,5.9089770376646996E-3,1.7146672281246839E-3,3.0273918622830067E-3,6.0583149608032074E-3,1.1720862210463411E-5,1.9876495018937492E-4,1.6919836901275437E-2,null,4.9456637351749646E-3,1.4017315604419474E-3,3.0685849036393921E-3,2.2954014697221707E-3,1.6999136400500424E-6,7.9700724479916284E-5,1.1792782307098439E-2]
[2004,1,25,19,6.4969668856110253E-3,1.6982710537690646E-3,2.8315299073473302E-3,6.0522215424638265E-3,1.5627816280617882E-5,2.6501993358583322E-4,1.7359637139057697E-2,null,5.4377963072095416E-3,1.388327772996895E-3,2.8700578990580703E-3,2.2930927681273643E-3,2.2665515200667233E-6,1.0626763263988838E-4,1.2097808931551825E-2]
[2004,1,25,20,6.218355727584772E-3,1.7516318234617068E-3,2.8256264446250077E-3,5.9280260399016769E-3,1.5627816280617882E-5,2.6501993358583322E-4,1.7004287785439613E-2,null,5.2046058426532416E-3,1.4319499252960651E-3,2.8640741092439376E-3,2.2460370206202644E-3,2.2665515200667233E-6,1.0626763263988838E-4,1.1855201081973465E-2]
[2004,1,25,21,5.9930353530653633E-3,1.8682529715301488E-3,2.7068260563006112E-3,6.2153574275439294E-3,1.5627816280617882E-5,2.6501993358583322E-4,1.7064119558306501E-2,null,5.0160184106910607E-3,1.5272871086172252E-3,2.7436572307088184E-3,2.3549024219337504E-3,2.2665515200667233E-6,1.0626763263988838E-4,1.1750399356110809E-2]
[2004,1,25,22,6.2978107751630666E-3,1.6723899162373944E-3,2.581262087260059E-3,6.3504632332025499E-3,1.5627816280617882E-5,2.6501993358583322E-4,1.7182573761729519E-2,null,5.2711076998917788E-3,1.3671700773792107E-3,2.6163847409333063E-3,2.4060919138771801E-3,2.2665515200667233E-6,1.0626763263988838E-4,1.176928861624143E-2]
[2004,1,25,23,6.0065067069542495E-3,1.6640086346567057E-3,2.5634553777265901E-3,6.9091052381732836E-3,1.5627816280617882E-5,2.6501993358583322E-4,1.7423723707377277E-2,null,5.0272935918209407E-3,1.3603184231830486E-3,2.5983357395011997E-3,2.6177526953906514E-3,2.2665515200667233E-6,1.0626763263988838E-4,1.1712234634055796E-2]
[2004,1,25,24,5.1360269632876798E-3,1.8187150728075539E-3,2.550772975357574E-3,7.808737864597461E-3,1.5627816280617882E-5,2.6501993358583322E-4,1.7594900625916718E-2,null,4.298724150272124E-3,1.486790133496646E-3,2.585480770530617E-3,2.9586095287287275E-3,2.2665515200667233E-6,1.0626763263988838E-4,1.143813876718807E-2]
[2004,1,26,1,4.2402116854879535E-3,1.8710934749822529E-3,2.5371323936138192E-3,7.642234381733972E-3,1.5627816280617882E-5,2.6501993358583322E-4,1.6571319685684448E-2,null,3.5489495099934841E-3,1.5296092054480565E-3,2.5716545844536747E-3,2.8955239444117243E-3,2.2665515200667233E-6,1.0626763263988838E-4,1.0654271428466896E-2]
[2004,1,26,2,3.9828189610343206E-3,1.9483690552491407E-3,2.5247832313951158E-3,7.6391646792324727E-3,1.5627816280617882E-5,2.6501993358583322E-4,1.63757836767775E-2,null,3.3335183355424642E-3,1.5927815912817965E-3,2.5591373899573103E-3,2.8943608817979219E-3,2.2665515200667233E-6,1.0626763263988838E-4,1.0488332382739447E-2]
[2004,1,26,3,3.6248002554106554E-3,2.0043158053417434E-3,2.5194893327084703E-3,7.7961181815913135E-3,1.5627816280617882E-5,2.6501993358583322E-4,1.6225371324918633E-2,null,3.0338657700254689E-3,1.63851776913756E-3,2.5537714583798283E-3,2.9538281267865781E-3,2.2665515200667233E-6,1.0626763263988838E-4,1.0288517308489391E-2]
[2004,1,26,4,3.7853069954519192E-3,1.9452649649872075E-3,2.521428550991855E-3,7.1624251008182158E-3,1.5627816280617882E-5,2.6501993358583322E-4,1.569507336211565E-2,null,3.1682058357277647E-3,1.5902440136018573E-3,2.5557370631709994E-3,2.7137316579878526E-3,2.2665515200667233E-6,1.0626763263988838E-4,1.0136452754648429E-2]
[2004,1,26,5,3.8861667120790601E-3,1.9788193703889228E-3,2.6147829712280068E-3,7.8020516646396644E-3,1.5627816280617882E-5,2.6501993358583322E-4,1.6562468468202102E-2,null,3.252622857436147E-3,1.6176745658816071E-3,2.6503617360432567E-3,2.9560762313829672E-3,2.2665515200667233E-6,1.0626763263988838E-4,1.0585269574903933E-2]
[2004,1,26,6,4.1263616103834151E-3,1.9665716633387297E-3,2.7147890751313365E-3,7.4653743113031303E-3,1.5627816280617882E-5,2.6501993358583322E-4,1.6553744410023059E-2,null,3.4536598881008268E-3,1.6076621289295816E-3,2.7517286005489068E-3,2.8285144098746991E-3,2.2665515200667233E-6,1.0626763263988838E-4,1.075009921161397E-2]
[2004,1,26,7,4.6930529329839736E-3,1.9065669037822708E-3,3.0888423590280244E-3,7.7075886306358782E-3,1.5627816280617882E-5,2.6501993358583322E-4,1.7676698576296595E-2,null,3.9279661352497521E-3,1.5586085493968288E-3,3.1308715434966794E-3,2.920285654549379E-3,2.2665515200667233E-6,1.0626763263988838E-4,1.1646266066852595E-2]
[2004,1,26,8,4.8957220192038711E-3,2.0041419204153864E-3,3.858572187066896E-3,7.3096860489653389E-3,1.5627816280617882E-5,2.6501993358583322E-4,1.8348769925517941E-2,null,4.0975950140844097E-3,1.6383756191126677E-3,3.9110749124849995E-3,2.7695265446843298E-3,2.2665515200667233E-6,1.0626763263988838E-4,1.2525106274526361E-2]
[2004,1,26,9,5.443821209658254E-3,2.0545504193530554E-3,4.1658229890646466E-3,8.1164543524081863E-3,1.2971090643171483E-6,2.1996659795985365E-5,1.9803942739344445E-2,null,4.5563401187328958E-3,1.6795843053909458E-3,4.2225064071612101E-3,3.0751985279716524E-3,1.8812382156466709E-7,8.8202156376562046E-6,1.3542637698715925E-2]
[2004,1,26,10,5.111331991897867E-3,2.1729351755796398E-3,4.2091672239650008E-3,8.0671065913799269E-3,0,0,1.9560540982822436E-2,null,4.2780550862928108E-3,1.7763632292288505E-3,4.2664404173341532E-3,3.0565014275527021E-3,0,0,1.3377360160408518E-2]
[2004,1,26,11,5.1308828313728029E-3,2.1145503545625262E-3,4.2211154112479551E-3,7.7629237247328073E-3,0,0,1.9229472321916092E-2,null,4.294418642483179E-3,1.7286339410450728E-3,4.2785511809188452E-3,2.9412512625012748E-3,0,0,1.3242855026948372E-2]
[2004,1,26,12,4.8868750491576889E-3,2.1172521484105322E-3,4.1663004811095345E-3,8.3092849237672069E-3,0,0,1.9479712602444965E-2,null,4.0901903248049135E-3,1.7308426434944103E-3,4.2229903963331454E-3,3.1482590373325221E-3,0,0,1.3192282401964992E-2]
[2004,1,26,13,4.3244757603955845E-3,2.1169398306579656E-3,4.0715790525685455E-3,7.1544127498136146E-3,0,0,1.7667407393435711E-2,null,3.6194764009921058E-3,1.7305873253525119E-3,4.1269801145809694E-3,2.7106959026019272E-3,0,0,1.2187739743527513E-2]
[2004,1,26,14,4.2429216233006231E-3,2.1695159674071781E-3,4.1508904831398232E-3,7.7839133213401185E-3,0,0,1.8347241395187744E-2,null,3.5512176591298355E-3,1.773568044292411E-3,4.2073707179809319E-3,2.9492038947452263E-3,0,0,1.2481360316148405E-2]
[2004,1,26,15,4.1662770994685934E-3,2.1480985614019143E-3,4.0428916504523212E-3,7.397042313160497E-3,0,0,1.7754309624483326E-2,null,3.4870681388999123E-3,1.7560594260322888E-3,4.0979023694250804E-3,2.802624476785968E-3,0,0,1.214365441114325E-2]
[2004,1,26,16,4.8126649206781079E-3,2.1064952236830442E-3,3.9199857294289755E-3,8.0848864392996014E-3,0,0,1.8924032313089728E-2,null,4.0280783316689259E-3,1.722048913354534E-3,3.9733240951293569E-3,3.0632379358574548E-3,0,0,1.2786689276010271E-2]
[2004,1,26,17,5.3919901396795901E-3,2.2212927999415606E-3,3.6961869415343927E-3,7.5664698456745835E-3,0,0,1.8875939726830125E-2,null,4.5129588292956799E-3,1.8158953361848084E-3,3.7464801273754682E-3,2.8668179381131542E-3,0,0,1.294215223096911E-2]
[2004,1,26,18,5.5039193473381907E-3,2.1781388283112616E-3,3.5077672629100546E-3,7.085200676277899E-3,1.1720862210463411E-5,1.9876495018937492E-4,1.8485511927237245E-2,null,4.6066407339122508E-3,1.7806171883317323E-3,3.5554966644883038E-3,2.6844725226119015E-3,1.6999136400500424E-6,7.9700724479916284E-5,1.2708627747464153E-2]
[2004,1,26,19,6.1087311782928953E-3,2.0197937216277924E-3,3.4360058983572287E-3,7.0504232050447981E-3,1.5627816280617882E-5,2.6501993358583322E-4,1.8895601753189162E-2,null,5.1128528785679373E-3,1.6511708853761912E-3,3.4827588591599561E-3,2.6712958787599122E-3,2.2665515200667233E-6,1.0626763263988838E-4,1.3026612686023953E-2]
[2004,1,26,20,5.9154379315153145E-3,2.1061143755398428E-3,3.4125613065908436E-3,8.5890375088194942E-3,1.5627816280617882E-5,2.6501993358583322E-4,2.0303798872331944E-2,null,4.9510713392678773E-3,1.7217375719739414E-3,3.4589952620972145E-3,3.2542529480225767E-3,2.2665515200667233E-6,1.0626763263988838E-4,1.3494591305521565E-2]
[2004,1,26,21,5.8439790846497273E-3,2.0722846977366846E-3,3.3537783312836398E-3,8.456419506379249E-3,1.5627816280617882E-5,2.6501993358583322E-4,2.0007109369915749E-2,null,4.8912620989801153E-3,1.6940819859345836E-3,3.3994124400430303E-3,3.2040060460898656E-3,2.2665515200667233E-6,1.0626763263988838E-4,1.3297296755207549E-2]
[2004,1,26,22,5.4937753664077525E-3,1.9990676883215185E-3,3.0378020841004905E-3,8.21196468876342E-3,1.5627816280617882E-5,2.6501993358583322E-4,1.902325757745963E-2,null,4.5981504794573441E-3,1.6342274607094999E-3,3.079136775007831E-3,3.1113859114044865E-3,2.2665515200667233E-6,1.0626763263988838E-4,1.2531434810739117E-2]
[2004,1,26,23,5.2230883377635939E-3,1.936097408622489E-3,2.8679971260928967E-3,8.3058160449924444E-3,1.5627816280617882E-5,2.6501993358583322E-4,1.8613646667337874E-2,null,4.3715923099781877E-3,1.5827495838502542E-3,2.9070213190614431E-3,3.1469447330268871E-3,2.2665515200667233E-6,1.0626763263988838E-4,1.2116842130076726E-2]
[2004,1,26,24,4.7778311660428181E-3,1.9482351632281419E-3,2.7293016139954894E-3,7.9300203703409622E-3,1.5627816280617882E-5,2.6501993358583322E-4,1.7666036063473861E-2,null,3.9989233635650354E-3,1.5926721352494846E-3,2.7664386082710117E-3,3.0045615869720502E-3,2.2665515200667233E-6,1.0626763263988838E-4,1.1471129878217537E-2]
[2004,1,27,1,4.321311217223461E-3,1.8007554334152206E-3,2.6780399805430683E-3,7.9034832677319315E-3,1.5627816280617882E-5,2.6501993358583322E-4,1.698423764878013E-2,null,3.616827758713585E-3,1.472108221497941E-3,2.7144794692815274E-3,2.9945070908415188E-3,2.2665515200667233E-6,1.0626763263988838E-4,1.0906456724494527E-2]
[2004,1,27,2,3.9116528679463075E-3,1.7900317789785187E-3,2.6480627577392048E-3,7.8774515670638236E-3,1.5627816280617882E-5,2.6501993358583322E-4,1.6507846721594305E-2,null,3.2739541227326994E-3,1.4633416896481205E-3,2.6840943531374942E-3,2.9846440836589043E-3,2.2665515200667233E-6,1.0626763263988838E-4,1.0514568433337174E-2]
[2004,1,27,3,3.9127553351326599E-3,1.8294017511052178E-3,2.6250299665551498E-3,8.3892367335014362E-3,1.5627816280617882E-5,2.6501993358583322E-4,1.7037071536160912E-2,null,3.2748768597729706E-3,1.4955264375446965E-3,2.6607481599351481E-3,3.1785515366096755E-3,2.2665515200667233E-6,1.0626763263988838E-4,1.0718237178022446E-2]
[2004,1,27,4,4.0686024019766526E-3,1.7187510218067709E-3,2.6041764223476193E-3,7.991380339090878E-3,1.5627816280617882E-5,2.6501993358583322E-4,1.666355793508837E-2,null,3.4053168973312039E-3,1.405070040583529E-3,2.6396108662336487E-3,3.0278099263802722E-3,2.2665515200667233E-6,1.0626763263988838E-4,1.0586341914688609E-2]
[2004,1,27,5,4.1626170500736592E-3,1.8654506334827498E-3,2.6084393243100334E-3,6.6568322967535494E-3,1.5627816280617882E-5,2.6501993358583322E-4,1.5573987054486444E-2,null,3.4840047704951791E-3,1.5249962118066747E-3,2.6439317725459538E-3,2.5221703949898778E-3,2.2665515200667233E-6,1.0626763263988838E-4,1.028363733399764E-2]
[2004,1,27,6,4.4336669733724965E-3,1.7212237721674251E-3,2.680323762519741E-3,6.5245318981701893E-3,1.5627816280617882E-5,2.6501993358583322E-4,1.5640394156096301E-2,null,3.7108666735853977E-3,1.4070915011706155E-3,2.7167943261667991E-3,2.4720438282270279E-3,2.2665515200667233E-6,1.0626763263988838E-4,1.0415330513309794E-2]
[2004,1,27,7,5.0975337830694665E-3,1.722425040963626E-3,3.0796522356553151E-3,6.6268285219296848E-3,1.5627816280617882E-5,2.6501993358583322E-4,1.680708733148454E-2,null,4.2665063358783128E-3,1.4080735321773262E-3,3.1215563721786153E-3,2.5108024305850064E-3,2.2665515200667233E-6,1.0626763263988838E-4,1.1415472854979215E-2]
[2004,1,27,8,4.9419993870007976E-3,1.9044692988673055E-3,3.8294305149230365E-3,7.2849568590736035E-3,1.5627816280617882E-5,2.6501993358583322E-4,1.8241503809731191E-2,null,4.1363279958194455E-3,1.5568937682647133E-3,3.8815367161512022E-3,2.7601570386104821E-3,2.2665515200667233E-6,1.0626763263988838E-4,1.2443449703005798E-2]
[2004,1,27,9,5.0947226153919244E-3,2.0554554874122354E-3,4.1656826383741968E-3,8.7658437994284945E-3,1.2971090643171483E-6,2.1996659795985365E-5,2.0104998309467152E-2,null,4.2641534599155706E-3,1.6803241938323249E-3,4.2223641467504271E-3,3.3212421062201588E-3,1.8812382156466709E-7,8.8202156376562046E-6,1.3497092246177704E-2]
[2004,1,27,10,4.989908488647771E-3,2.0673676789240369E-3,4.1611086604988433E-3,8.7874720640196639E-3,0,0,2.0005856892090314E-2,null,4.1764266973527125E-3,1.6900623485729288E-3,4.2177279317850789E-3,3.3294367198464419E-3,0,0,1.3413653697557162E-2]
[2004,1,27,11,4.6652183215686776E-3,2.0850049600294241E-3,4.1771146255967784E-3,8.4148993473156866E-3,0,0,1.9342237254510567E-2,null,3.9046692722932968E-3,1.7044807343449874E-3,4.2339516864564226E-3,3.1882747025142643E-3,0,0,1.303137639560897E-2]
[2004,1,27,12,4.3362028631452635E-3,2.1552722242807127E-3,4.1064185123153183E-3,8.7364713006229805E-3,0,0,1.9334364900364276E-2,null,3.6292916882098539E-3,1.761923858206793E-3,4.1622936270343195E-3,3.3101133224966647E-3,0,0,1.2863622495947632E-2]
[2004,1,27,13,4.1845728343611402E-3,2.0271741026099597E-3,3.9873145277878955E-3,7.7776305502778578E-3,0,0,1.7976692015036853E-2,null,3.5023812044254138E-3,1.6572043085274018E-3,4.0415690213308026E-3,2.9468234503438463E-3,0,0,1.2147977984627464E-2]
[2004,1,27,14,4.1225280840516583E-3,2.093365220179126E-3,4.0684934087447736E-3,8.4889161895953542E-3,0,0,1.8773302902570912E-2,null,3.450451323905035E-3,1.7113152036304119E-3,4.1238524850944801E-3,3.2163185347765634E-3,0,0,1.2501937547406489E-2]
[2004,1,27,15,3.8742067596668622E-3,2.0743999763973872E-3,3.9785134488125743E-3,8.6043052412628166E-3,0,0,1.8531425426139642E-2,null,3.2426126809635709E-3,1.6958112152621187E-3,4.0326481880498932E-3,3.260037654779566E-3,0,0,1.2231109739055149E-2]
[2004,1,27,16,4.1392423330298593E-3,2.1138677518926924E-3,3.8475478497485343E-3,8.6615915640042961E-3,0,0,1.876224949867538E-2,null,3.4644407258785522E-3,1.7280759169049633E-3,3.8999005694839444E-3,3.2817425529676814E-3,0,0,1.237415976523514E-2]
[2004,1,27,17,4.8714624001234049E-3,2.2375863626022878E-3,3.6604059039315453E-3,7.6980186205952228E-3,0,0,{"$f":"SUM(E643:J643)","v":1.846747328725246E-2},null,4.0772903289332148E-3,1.8292152391018069E-3,3.7102122252275606E-3,2.9166597263408423E-3,0,0,{"$f":"SUM(M643:R643)","v":1.2533377519603423E-2}]
[2004,1,27,18,5.3895826490302102E-3,2.1627110338737362E-3,3.4771643955283579E-3,6.8276387471212603E-3,1.0423753772197991E-5,1.7676830101011196E-4,1.8044288880335876E-2,null,{"$f":"E644*V$5","v":4.5109438207550281E-3},{"$f":"F644*W$5","v":1.7680050464441534E-3},{"$f":"G644*X$5","v":3.5244773907611372E-3},{"$f":"H644*Y$5","v":2.5868863068810102E-3},{"$f":"I644*Z$5","v":1.5117899092836334E-6},{"$f":"J644*AA$5","v":7.0880513099351024E-5},1.2462704867849964E-2]
[2004,1,27,19,5.4638091155611865E-3,2.132052690819231E-3,3.4195348296751464E-3,7.0402526402939683E-3,1.5627816280617882E-5,2.6501993358583322E-4,1.8336297026215982E-2,null,4.5730694884251657E-3,1.742942010103652E-3,3.4660636723444212E-3,2.6674424096966493E-3,2.2665515200667233E-6,1.0626763263988838E-4,1.2558051764729843E-2]
[2004,1,27,20,6.2648726066730186E-3,1.9522034633005273E-3,3.3740755568377702E-3,8.5503537389009683E-3,1.5627816280617882E-5,2.6501993358583322E-4,2.0422153115578733E-2,null,5.2435392892572546E-3,1.5959161999645082E-3,3.419985845388118E-3,3.2395962682527277E-3,2.2665515200667233E-6,1.0626763263988838E-4,1.3607571787022564E-2]
[2004,1,27,21,5.5036869604130874E-3,2.0006892537292554E-3,3.3117103045379372E-3,8.6182068739528959E-3,1.5627816280617882E-5,2.6501993358583322E-4,1.9714941142499623E-2,null,4.6064462319568896E-3,1.635553082014942E-3,3.3567720031025634E-3,3.2653047675518139E-3,2.2665515200667233E-6,1.0626763263988838E-4,1.2972610268786164E-2]
[2004,1,27,22,5.75179510686687E-3,1.9009261029423019E-3,3.0073811503084366E-3,7.8272229182238199E-3,1.5627816280617882E-5,2.6501993358583322E-4,1.8767973028207877E-2,null,4.8141064503832752E-3,1.5539972239840257E-3,3.0483019103998135E-3,2.965613228525843E-3,2.2665515200667233E-6,1.0626763263988838E-4,1.2490552997452912E-2]
[2004,1,27,23,5.5299073592395744E-3,1.7885519653008594E-3,2.8498556475522649E-3,8.363186036378813E-3,1.5627816280617882E-5,2.6501993358583322E-4,1.8812148758337963E-2,null,4.6283920399658555E-3,1.4621319496463726E-3,2.888632993495456E-3,3.1686813319654079E-3,2.2665515200667233E-6,1.0626763263988838E-4,1.2256372499233047E-2]
[2004,1,27,24,5.1077554954084888E-3,1.8080684329545118E-3,2.7438879959927383E-3,7.933415760718876E-3,1.5627816280617882E-5,2.6501993358583322E-4,1.7873775434941064E-2,null,4.2750616495483883E-3,1.4780865606692875E-3,2.7812234638931446E-3,3.0058480476651914E-3,2.2665515200667233E-6,1.0626763263988838E-4,1.1648753905935968E-2]
[2004,1,28,1,4.4978064269056558E-3,1.8007554334152206E-3,2.6959866983197792E-3,8.2395508389258645E-3,1.5627816280617882E-5,2.6501993358583322E-4,1.7514747147432969E-2,null,3.7645497675136575E-3,1.472108221497941E-3,2.7326703840176072E-3,3.1218378753641906E-3,2.2665515200667233E-6,1.0626763263988838E-4,1.1199700432553351E-2]
[2004,1,28,2,4.0703069012984917E-3,1.7900317789785187E-3,2.6673694168127962E-3,8.3217925337116336E-3,1.5627816280617882E-5,2.6501993358583322E-4,1.7130148380667891E-2,null,3.406743519981608E-3,1.4633416896481205E-3,2.7036637135863456E-3,3.1529979765317715E-3,2.2665515200667233E-6,1.0626763263988838E-4,1.08352810839078E-2]
[2004,1,28,3,4.0826822237794115E-3,1.8294017511052178E-3,2.6456757217190891E-3,8.5618967121570532E-3,1.5627816280617882E-5,2.6501993358583322E-4,1.7400304158627221E-2,null,3.4171013506543043E-3,1.4955264375446965E-3,2.6816748372541933E-3,3.2439697215889121E-3,2.2665515200667233E-6,1.0626763263988838E-4,1.0946806531202061E-2]
[2004,1,28,4,4.2475222501227091E-3,1.7187510218067709E-3,2.6176969989791998E-3,7.8231388813377531E-3,1.5627816280617882E-5,2.6501993358583322E-4,1.6687756902112882E-2,null,3.5550682669572191E-3,1.405070040583529E-3,2.653315414315799E-3,2.9640658503635436E-3,2.2665515200667233E-6,1.0626763263988838E-4,1.0686053756380046E-2]
[2004,1,28,5,4.3469880351654829E-3,1.8654506334827498E-3,2.6266659866119231E-3,6.7226857592090116E-3,1.5627816280617882E-5,2.6501993358583322E-4,1.5842438164335618E-2,null,3.6383186033252836E-3,1.5249962118066747E-3,2.6624064409495126E-3,2.5471212493915645E-3,2.2665515200667233E-6,1.0626763263988838E-4,1.048137668963299E-2]
[2004,1,28,6,4.6339702249060411E-3,1.7212237721674251E-3,2.6950826181844374E-3,6.8131334304110079E-3,1.5627816280617882E-5,2.6501993358583322E-4,1.614405779553536E-2,null,3.8785154088626954E-3,1.4070915011706155E-3,2.7317540022668489E-3,2.5813904676070675E-3,2.2665515200667233E-6,1.0626763263988838E-4,1.0707285564067182E-2]
[2004,1,28,7,5.3402645881077179E-3,1.722425040963626E-3,3.0825828965688525E-3,6.7521522272721013E-3,1.5627816280617882E-5,2.6501993358583322E-4,1.7178072502778745E-2,null,4.4696658560855439E-3,1.4080735321773262E-3,3.1245269099372075E-3,2.5582856366076711E-3,2.2665515200667233E-6,1.0626763263988838E-4,1.1669086118967704E-2]
[2004,1,28,8,5.1668843150942823E-3,1.9044692988673055E-3,3.8363649138078277E-3,7.3524105470574343E-3,1.5627816280617882E-5,2.6501993358583322E-4,1.8540776824693298E-2,null,4.3245509701803232E-3,1.5568937682647133E-3,3.8885654698446992E-3,2.7857141936177775E-3,2.2665515200667233E-6,1.0626763263988838E-4,1.2664258586067468E-2]
[2004,1,28,9,5.3120708121198769E-3,2.0554554874122354E-3,4.1764736637360036E-3,8.962968241257193E-3,1.2971090643171483E-6,2.1996659795985365E-5,2.0530261973385609E-2,null,4.4460683815020548E-3,1.6803241938323249E-3,4.2333020031715182E-3,3.3959294964300214E-3,1.8812382156466709E-7,8.8202156376562046E-6,1.376463241439514E-2]
[2004,1,28,10,5.1837430108056751E-3,2.0673676789240369E-3,4.1566196352812498E-3,8.5977061000215085E-3,0,0,2.0005436425032469E-2,null,4.3386612704016175E-3,1.6900623485729288E-3,4.2131778254092308E-3,3.2575373426297015E-3,0,0,1.3499438787013479E-2]
[2004,1,28,11,4.8515886859473176E-3,2.0850049600294241E-3,4.1806728076395003E-3,8.1911026512360968E-3,0,0,1.9308369104852341E-2,null,4.0606565348166694E-3,1.7044807343449874E-3,4.2375582838833125E-3,3.1034816093153017E-3,0,0,1.3106177162360271E-2]
[2004,1,28,12,4.5084458297673258E-3,2.1552722242807127E-3,4.1089859153583532E-3,8.6291750590632953E-3,0,0,1.9401879028469689E-2,null,3.7734546775448656E-3,1.761923858206793E-3,4.1648959641541238E-3,3.2694604425844731E-3,0,0,1.2969734942490254E-2]
[2004,1,28,13,4.3484198474546595E-3,2.0271741026099597E-3,3.9958543444224021E-3,7.6860485982396375E-3,0,0,1.8057496892726659E-2,null,3.6395169938536307E-3,1.6572043085274018E-3,4.0502250373328852E-3,2.9121244707317521E-3,0,0,1.2259070810445671E-2]
[2004,1,28,14,4.2687418637373433E-3,2.093365220179126E-3,4.0689370542190684E-3,8.7368418718830488E-3,0,0,1.9167886010018585E-2,null,3.5728285447277006E-3,1.7113152036304119E-3,4.1243021671531358E-3,3.3102537261931546E-3,0,0,1.2718699641704403E-2]
[2004,1,28,15,4.0119747760456927E-3,2.0743999763973872E-3,3.9932595034936772E-3,8.1391913017677467E-3,0,0,1.8218825557704505E-2,null,3.3579210123598035E-3,1.6958112152621187E-3,4.0475948889862404E-3,3.083813205041861E-3,0,0,1.2185140321650025E-2]
[2004,1,28,16,4.2923592235295047E-3,2.1138677518926924E-3,3.8675459821010407E-3,8.3486982116503985E-3,0,0,1.8622471169173635E-2,null,3.5925956751633324E-3,1.7280759169049633E-3,3.9201708119333666E-3,3.1631921201317808E-3,0,0,1.2404034524133443E-2]
[2004,1,28,17,5.0527753633227944E-3,2.2375863626022878E-3,3.680212601648501E-3,7.41441939413895E-3,0,0,1.8384993721712532E-2,null,4.2290446750910269E-3,1.8292152391018069E-3,3.7302884282333273E-3,2.8092083829505516E-3,0,0,1.2597756725376713E-2]
[2004,1,28,18,5.5776901904518329E-3,2.1627110338737362E-3,3.4834088601638311E-3,6.5335617630013698E-3,1.0423753772197991E-5,1.7676830101011196E-4,1.7944563902273079E-2,null,4.6683850563516236E-3,1.7680050464441534E-3,3.5308068224248908E-3,2.4754651038026605E-3,1.5117899092836334E-6,7.0880513099351024E-5,1.2515054332031964E-2]
[2004,1,28,19,5.6605250169252845E-3,2.132052690819231E-3,3.4325841240202787E-3,6.1691983024538067E-3,1.5627816280617882E-5,2.6501993358583322E-4,1.7675007884085051E-2,null,4.7377157027034275E-3,1.742942010103652E-3,3.4792905255078646E-3,2.3374134461610365E-3,2.2665515200667233E-6,1.0626763263988838E-4,1.2405895868635936E-2]
[2004,1,28,20,6.49889544616058E-3,1.9522034633005273E-3,3.3938934001985551E-3,8.0362523090250198E-3,1.5627816280617882E-5,2.6501993358583322E-4,2.0161892368551131E-2,null,5.4394104634180067E-3,1.5959161999645082E-3,3.440073345693987E-3,3.0448112190503552E-3,2.2665515200667233E-6,1.0626763263988838E-4,1.3628745412286813E-2]
[2004,1,28,21,5.7125219532634351E-3,2.0006892537292554E-3,3.2798258230318273E-3,8.5416529419845722E-3,1.5627816280617882E-5,2.6501993358583322E-4,1.9815337721875541E-2,null,4.7812358180717258E-3,1.635553082014942E-3,3.3244536766153425E-3,3.2362996714004897E-3,2.2665515200667233E-6,1.0626763263988838E-4,1.3086076432262454E-2]
[2004,1,28,22,5.963805595133302E-3,1.9009261029423019E-3,2.9961696728078033E-3,8.2407518982142037E-3,1.5627816280617882E-5,2.6501993358583322E-4,1.9382301018964057E-2,null,4.99155384552672E-3,1.5539972239840257E-3,3.0369378808420438E-3,3.1222929380794033E-3,2.2665515200667233E-6,1.0626763263988838E-4,1.2813316072592148E-2]
[2004,1,28,23,5.734779552521746E-3,1.7885519653008594E-3,2.8533857933500202E-3,8.2042036646544809E-3,1.5627816280617882E-5,2.6501993358583322E-4,1.8861568725693556E-2,null,4.7998648634686239E-3,1.4621319496463726E-3,2.8922111731944887E-3,3.1084453798769138E-3,2.2665515200667233E-6,1.0626763263988838E-4,1.2371187550346354E-2]
[2004,1,28,24,5.2985092179175918E-3,1.8080684329545118E-3,2.752935636547168E-3,7.8201450442896836E-3,1.5627816280617882E-5,2.6501993358583322E-4,1.7960306081575405E-2,null,4.434717671521312E-3,1.4780865606692875E-3,2.7903942136612114E-3,2.9629315319920644E-3,2.2665515200667233E-6,1.0626763263988838E-4,1.1774664162003831E-2]
[2004,1,29,1,4.3703375271980215E-3,1.8007554334152206E-3,2.6806613454837982E-3,8.332907866112382E-3,1.5627816280617882E-5,2.6501993358583322E-4,1.7465309922075872E-2,null,3.6578615352480183E-3,1.472108221497941E-3,2.7171365025464539E-3,3.1572094033879522E-3,2.2665515200667233E-6,1.0626763263988838E-4,1.1112849846840321E-2]
[2004,1,29,2,3.9557233072306528E-3,1.7900317789785187E-3,2.6523877919650139E-3,7.9965025110953648E-3,1.5627816280617882E-5,2.6501993358583322E-4,1.6675293139135999E-2,null,3.310839961342754E-3,1.4633416896481205E-3,2.688478237132952E-3,3.0297506378195648E-3,2.2665515200667233E-6,1.0626763263988838E-4,1.0600944710103345E-2]
[2004,1,29,3,3.9599572207488229E-3,1.8294017511052178E-3,2.6307121408362523E-3,8.000530671931072E-3,1.5627816280617882E-5,2.6501993358583322E-4,1.6701249534487813E-2,null,3.3143836394466304E-3,1.4955264375446965E-3,2.6665076502859248E-3,3.0312768454139839E-3,2.2665515200667233E-6,1.0626763263988838E-4,1.0616228756851191E-2]
[2004,1,29,4,4.1183023504960609E-3,1.7187510218067709E-3,2.6081851637003877E-3,7.7431564706599938E-3,1.5627816280617882E-5,2.6501993358583322E-4,1.6469042756529662E-2,null,3.44691449222212E-3,1.405070040583529E-3,2.6436741536299568E-3,2.9337617568640354E-3,2.2665515200667233E-6,1.0626763263988838E-4,1.0537954627459595E-2]
[2004,1,29,5,4.2138311126355479E-3,1.8654506334827498E-3,2.6141951723849138E-3,6.5767756153599834E-3,1.5627816280617882E-5,2.6501993358583322E-4,1.5550900283729647E-2,null,3.5268696403920872E-3,1.5249962118066747E-3,2.6497659391532787E-3,2.4918381614693697E-3,2.2665515200667233E-6,1.0626763263988838E-4,1.0302004136981366E-2]
[2004,1,29,6,4.4893065322167075E-3,1.7212237721674251E-3,2.6902712551724575E-3,6.5696747531106539E-3,1.5627816280617882E-5,2.6501993358583322E-4,1.5751124062533695E-2,null,3.7574355714949585E-3,1.4070915011706155E-3,2.7268771721186183E-3,2.4891477550199096E-3,2.2665515200667233E-6,1.0626763263988838E-4,1.0489086183964057E-2]
[2004,1,29,7,5.1649589129268798E-3,1.722425040963626E-3,3.0718371724145154E-3,6.4076167813587569E-3,1.5627816280617882E-5,2.6501993358583322E-4,1.6647485657530228E-2,null,4.3229394574575194E-3,1.4080735321773262E-3,3.1136349711269455E-3,2.427746505836559E-3,2.2665515200667233E-6,1.0626763263988838E-4,1.1380928650758303E-2]
[2004,1,29,8,5.0044675581918802E-3,1.9044692988673055E-3,3.8301568041956544E-3,6.7405763462143843E-3,1.5627816280617882E-5,2.6501993358583322E-4,1.7760317757335674E-2,null,4.1886122688658909E-3,1.5568937682647133E-3,3.8822728878788854E-3,2.5538997150164155E-3,2.2665515200667233E-6,1.0626763263988838E-4,1.229021282418586E-2]
[2004,1,29,9,5.1550969068066702E-3,2.0554554874122354E-3,4.1672759589000486E-3,7.8641107409738401E-3,1.2971090643171483E-6,2.1996659795985365E-5,1.9265232862953098E-2,null,4.3146852087586497E-3,1.6803241938323249E-3,4.2239791472309402E-3,2.9795894517996527E-3,1.8812382156466709E-7,8.8202156376562046E-6,1.3207586341080789E-2]
[2004,1,29,10,5.0437512828340574E-3,2.0673676789240369E-3,4.165442030538191E-3,8.4921905202084182E-3,0,0,1.9768751512504703E-2,null,4.2214917488684394E-3,1.6900623485729288E-3,4.2221202650176183E-3,3.2175591278045279E-3,0,0,1.3351233490263514E-2]
[2004,1,29,11,4.7169878796279995E-3,2.0850049600294241E-3,4.1759797735592729E-3,8.0609930532395974E-3,0,0,1.9038965666456291E-2,null,3.9479990778159817E-3,1.7044807343449874E-3,4.2328013927420416E-3,3.0541851028777212E-3,0,0,1.2939466307780732E-2]
[2004,1,29,12,4.3840481610980392E-3,2.1552722242807127E-3,4.1007207119170604E-3,8.0367615122634954E-3,0,0,1.8676802609559309E-2,null,3.6693369876712309E-3,1.761923858206793E-3,4.1565182979453191E-3,3.0450041482508916E-3,0,0,1.2632783292074234E-2]
[2004,1,29,13,4.2300858741809904E-3,2.0271741026099597E-3,3.9793693134301507E-3,7.8211564900935414E-3,0,0,1.8057785780314643E-2,null,3.5404744630520486E-3,1.6572043085274018E-3,4.0335156982251614E-3,2.9633147531021816E-3,0,0,1.2194509222906793E-2]
[2004,1,29,14,4.1631429159154137E-3,2.093365220179126E-3,4.0515908962807838E-3,8.8736307693294963E-3,0,0,1.9181729801704819E-2,null,3.4844449068515324E-3,1.7113152036304119E-3,4.1067199839383657E-3,3.3620809154812172E-3,0,0,1.2664561009901527E-2]
[2004,1,29,15,3.9124754965732507E-3,2.0743999763973872E-3,3.9891569488691271E-3,8.2630053407012991E-3,0,0,1.8239037762541065E-2,null,3.2746426420046239E-3,1.6958112152621187E-3,4.0434365118220241E-3,3.1307244219031635E-3,0,0,1.214461479099193E-2]
[2004,1,29,16,4.1817748064876528E-3,2.1138677518926924E-3,3.8601425141414182E-3,8.8399803975966994E-3,0,0,1.8995765470118463E-2,null,3.5000393261450094E-3,1.7280759169049633E-3,3.9126666066474532E-3,3.3493313121291464E-3,0,0,1.2490113161826572E-2]
[2004,1,29,17,4.9218270323073236E-3,2.2375863626022878E-3,3.6800802227011996E-3,7.7075232162253232E-3,0,0,1.8547016833836135E-2,null,4.1194442471731603E-3,1.8292152391018069E-3,3.7301542480354119E-3,2.920260870044925E-3,0,0,1.2599074604355304E-2]
[2004,1,29,18,5.4418347105483437E-3,2.1627110338737362E-3,3.4761096385154326E-3,6.863068667287457E-3,1.0423753772197991E-5,1.7676830101011196E-4,1.8130916105007281E-2,null,4.5546774694206352E-3,1.7680050464441534E-3,3.5234082819063524E-3,2.6003101535030165E-3,1.5117899092836334E-6,7.0880513099351024E-5,1.2518793254282791E-2]
[2004,1,29,19,5.5184521719740705E-3,2.132052690819231E-3,3.4342683480881159E-3,6.8396461405303473E-3,1.5627816280617882E-5,2.6501993358583322E-4,1.8205067101278213E-2,null,4.618804339103672E-3,1.742942010103652E-3,3.4809976664344489E-3,2.5914357218020027E-3,2.2665515200667233E-6,1.0626763263988838E-4,1.2542713921603731E-2]
[2004,1,29,20,6.3298790679867968E-3,1.9522034633005273E-3,3.4177817488566385E-3,8.4001753106168631E-3,1.5627816280617882E-5,2.6501993358583322E-4,2.0380687340627274E-2,null,5.2979480466821558E-3,1.5959161999645082E-3,3.4642867377488199E-3,3.18269599363277E-3,2.2665515200667233E-6,1.0626763263988838E-4,1.3649381162188209E-2]
[2004,1,29,21,5.5616966612765002E-3,2.0006892537292554E-3,3.3438696103675631E-3,7.7390379412679046E-3,1.5627816280617882E-5,2.6501993358583322E-4,1.8925941216507671E-2,null,4.6549988785520285E-3,1.635553082014942E-3,3.3893688933861665E-3,2.9322013100267779E-3,2.2665515200667233E-6,1.0626763263988838E-4,1.272065634813987E-2]
[2004,1,29,22,5.8106867937012486E-3,1.9009261029423019E-3,2.9986629740298859E-3,8.1402766170946949E-3,1.5627816280617882E-5,2.6501993358583322E-4,1.913120023763458E-2,null,4.863397296840038E-3,1.5539972239840257E-3,3.0394651078540563E-3,3.0842244141672873E-3,2.2665515200667233E-6,1.0626763263988838E-4,1.2649618227005362E-2]
[2004,1,29,23,5.5868162653971033E-3,1.7885519653008594E-3,2.9204365210484281E-3,8.4639333258510734E-3,1.5627816280617882E-5,2.6501993358583322E-4,1.9040385827463913E-2,null,4.6760233493444072E-3,1.4621319496463726E-3,2.960174245090378E-3,3.2068529156188421E-3,2.2665515200667233E-6,1.0626763263988838E-4,1.2413716643859955E-2]
[2004,1,29,24,5.1607424708442311E-3,1.8080684329545118E-3,2.8252649561056886E-3,7.8984700495123954E-3,1.5627816280617882E-5,2.6501993358583322E-4,1.7973193659283276E-2,null,4.3194104025015261E-3,1.4780865606692875E-3,2.8637077020314981E-3,2.9926076602995919E-3,2.2665515200667233E-6,1.0626763263988838E-4,1.176234650966186E-2]
[2004,1,30,1,3.9604304129866206E-3,1.8535058010994707E-3,2.6860730795170932E-3,8.0871906970562107E-3,1.5627816280617882E-5,2.6501993358583322E-4,1.6867847740525844E-2,null,3.3147796893340008E-3,1.515231373323033E-3,2.7226218728296906E-3,3.0641109833426648E-3,2.2665515200667233E-6,1.0626763263988838E-4,1.0725278102989344E-2]
[2004,1,30,2,3.618690778318934E-3,1.7994804153092512E-3,2.6394585016483226E-3,8.1596313953694374E-3,1.5627816280617882E-5,2.6501993358583322E-4,1.6497908840512394E-2,null,3.0287522928363021E-3,1.4710659008132288E-3,2.6753730208658216E-3,3.0915576391292491E-3,2.2665515200667233E-6,1.0626763263988838E-4,1.0375283037804557E-2]
[2004,1,30,3,3.5890762414958503E-3,1.8184665836449446E-3,2.583717641153701E-3,8.0322240478911348E-3,1.5627816280617882E-5,2.6501993358583322E-4,1.6304132264052078E-2,null,3.0039656775107814E-3,1.4865869948957886E-3,2.6188737069974552E-3,3.0432849734545143E-3,2.2665515200667233E-6,1.0626763263988838E-4,1.0261245537018494E-2]
[2004,1,30,4,3.5874244444259159E-3,1.7884336493437776E-3,2.5715356814904056E-3,7.4708896918221765E-3,1.5627816280617882E-5,2.6501993358583322E-4,1.5698931216948729E-2,null,3.0025831653069648E-3,1.4620352269654785E-3,2.6065259901441296E-3,2.8306041019147141E-3,2.2665515200667233E-6,1.0626763263988838E-4,1.0010282668491244E-2]
[2004,1,30,5,3.7756501958800463E-3,1.8182382563106728E-3,2.5860748884326198E-3,6.690783061189462E-3,1.5627816280617882E-5,2.6501993358583322E-4,1.5151394151679253E-2,null,3.1601233396990882E-3,1.4864003384849639E-3,2.6212630288108465E-3,2.5350338124728892E-3,2.2665515200667233E-6,1.0626763263988838E-4,9.9113547036277436E-3]
[2004,1,30,6,4.191640116850308E-3,1.7729693748910964E-3,2.6918195723251038E-3,6.433787826125751E-3,1.5627816280617882E-5,2.6501993358583322E-4,1.5370864640058712E-2,null,3.5082963404109023E-3,1.4493932628548288E-3,2.7284465568751305E-3,2.4376623083346119E-3,2.2665515200667233E-6,1.0626763263988838E-4,1.0232332652635429E-2]
[2004,1,30,7,4.5512379512993688E-3,1.7534527034629873E-3,3.028274514388318E-3,6.507254964803446E-3,1.5627816280617882E-5,2.6501993358583322E-4,1.6120867883820569E-2,null,3.8092705966562834E-3,1.4334384852473531E-3,3.0694795657937265E-3,2.4654978664375047E-3,2.2665515200667233E-6,1.0626763263988838E-4,1.0886220698294823E-2]
[2004,1,30,8,4.5257354212165134E-3,1.8586511640627712E-3,3.7778799833903267E-3,7.2228503517683743E-3,1.5627816280617882E-5,2.6501993358583322E-4,1.7665764670304434E-2,null,3.7879256265570542E-3,1.5194376808428166E-3,3.8292847481101147E-3,2.7366258473353368E-3,2.2665515200667233E-6,1.0626763263988838E-4,1.1981808087005278E-2]
[2004,1,30,9,4.6298977992873126E-3,1.9961333842516832E-3,4.0808019680562014E-3,8.8453658720788735E-3,0,0,{"$f":"SUM(E707:J707)","v":1.9552199023674069E-2},null,3.8751068920300251E-3,1.6318286823604671E-3,4.1363285242089261E-3,3.3513717847888733E-3,0,0,{"$f":"SUM(M707:R707)","v":1.2994635883388292E-2}]
[2004,1,30,10,4.5726726308031908E-3,1.9981550971564814E-3,4.1162376831523585E-3,8.3651817171146031E-3,0,0,1.9052247128226632E-2,null,{"$f":"E708*V$5","v":3.8272108791148943E-3},{"$f":"F708*W$5","v":1.6334814221681251E-3},{"$f":"G708*X$5","v":4.1722464051243266E-3},{"$f":"H708*Y$5","v":3.1694374644087794E-3},{"$f":"I708*Z$5","v":0},{"$f":"J708*AA$5","v":0},1.2802376170816126E-2]
[2004,1,30,11,4.4001892568930646E-3,2.0655653012101906E-3,4.0342253104470004E-3,7.6870826110995065E-3,0,0,1.8187062479649761E-2,null,3.6828466749843827E-3,1.6885889141455975E-3,4.0891181084770842E-3,2.9125162421489879E-3,0,0,1.2373069939756051E-2]
[2004,1,30,12,4.3525888767872566E-3,2.0334517058621772E-3,3.9649493948239961E-3,8.7745109964892393E-3,0,0,1.9125500973962671E-2,null,3.6430063655417725E-3,1.6623362166074262E-3,4.0188995710241102E-3,3.3245259726088039E-3,0,0,1.2648768125782113E-2]
[2004,1,30,13,4.0638734887994913E-3,2.0613113316058818E-3,3.9549838847173597E-3,7.841633673920663E-3,0,0,1.7921802379043394E-2,null,3.401358917082169E-3,1.6851113160707559E-3,4.0087984624589219E-3,2.9710732401000768E-3,0,0,1.2066341935711922E-2]
[2004,1,30,14,3.8313324318438443E-3,2.0443065086866237E-3,3.941748402925588E-3,8.8619464460109529E-3,0,0,1.8679333789467008E-2,null,3.2067279572740529E-3,1.6712099615836117E-3,3.9953828884380553E-3,3.3576539068011441E-3,0,0,1.2230974714096864E-2]
[2004,1,30,15,3.7704355046252747E-3,2.0642855410882002E-3,3.8740205227156457E-3,8.2859778300437194E-3,0,0,1.7994719398472837E-2,null,3.1557587755343492E-3,1.687542716887398E-3,3.9267334501684424E-3,3.1394283414155916E-3,0,0,1.1909463284005781E-2]
[2004,1,30,16,3.8958859849764168E-3,2.0994488001220696E-3,3.735592491235199E-3,8.548076140359219E-3,0,0,1.8279003416692904E-2,null,3.2607576420518821E-3,1.716288498662021E-3,3.7864218595436714E-3,3.238733321530084E-3,0,0,1.200220132178766E-2]
[2004,1,30,17,4.4243735566320917E-3,2.2658325662127722E-3,3.5050967931309056E-3,7.3157746529921505E-3,0,0,1.7511077568967921E-2,null,3.7030883197593598E-3,1.8523063639650193E-3,3.5527898582264471E-3,2.7718334222108566E-3,0,0,1.1880017964161682E-2]
[2004,1,30,18,4.7729203682622288E-3,2.0828932470469395E-3,3.3753405509056623E-3,6.5595578678834896E-3,1.0423753772197991E-5,1.7676830101011196E-4,1.6977904088880631E-2,null,3.9948131505214866E-3,1.7027544199408908E-3,3.421268051946274E-3,2.4853146242946682E-3,1.5117899092836334E-6,7.0880513099351024E-5,1.1676542549711955E-2]
[2004,1,30,19,5.2201051548853841E-3,1.957897892840062E-3,3.3291122432845669E-3,6.903512698323561E-3,1.5627816280617882E-5,2.6501993358583322E-4,1.769127573920002E-2,null,4.3690954616604312E-3,1.6005713665608913E-3,3.3744107261226143E-3,2.6156337688783143E-3,2.2665515200667233E-6,1.0626763263988838E-4,1.2068245507382206E-2]
[2004,1,30,20,5.8278599796587659E-3,1.8088410458242065E-3,3.2796916088921563E-3,6.8087741655972426E-3,1.5627816280617882E-5,2.6501993358583322E-4,1.8005814549838822E-2,null,4.8777708174115577E-3,1.4787181676806601E-3,3.3243176362540068E-3,2.5797388098564938E-3,2.2665515200667233E-6,1.0626763263988838E-4,1.2369079615362674E-2]
[2004,1,30,21,5.1395074125552016E-3,2.0975234523271827E-3,3.1767578615977516E-3,6.7239305986010424E-3,1.5627816280617882E-5,2.6501993358583322E-4,1.7418367074947629E-2,null,4.3016371979307591E-3,1.7147145368316128E-3,3.219983292570977E-3,2.5475928997082818E-3,2.2665515200667233E-6,1.0626763263988838E-4,1.1892462111201586E-2]
[2004,1,30,22,4.8470905406812308E-3,2.1097206068520663E-3,3.0127225817924486E-3,6.9585879101141104E-3,1.5627816280617882E-5,2.6501993358583322E-4,1.7208769389306305E-2,null,4.0568917014493656E-3,1.7246856473565487E-3,3.0537160215427638E-3,2.6365009114595788E-3,2.2665515200667233E-6,1.0626763263988838E-4,1.1580328465968213E-2]
[2004,1,30,23,4.7858890423755429E-3,2.039837485402794E-3,2.8559922311431852E-3,6.8223014357629338E-3,1.5627816280617882E-5,2.6501993358583322E-4,1.6784667944550906E-2,null,4.0056676014436502E-3,1.6675565582418184E-3,2.8948530762015045E-3,2.5848640824810689E-3,2.2665515200667233E-6,1.0626763263988838E-4,1.1261475502527998E-2]
[2004,1,30,24,4.8176339778414779E-3,1.6035519165104753E-3,2.6599244605948662E-3,6.9716874290930517E-3,1.5627816280617882E-5,2.6501993358583322E-4,1.6333445533906317E-2,null,4.0322373063364945E-3,1.3108953698486715E-3,2.6961174555207089E-3,2.6414641158012905E-3,2.2665515200667233E-6,1.0626763263988838E-4,1.078924843166712E-2]
[2004,1,31,1,4.0539857529590315E-3,1.4751907442292463E-3,2.5606544892649847E-3,6.9054546092707416E-3,1.5627816280617882E-5,2.6501993358583322E-4,1.5275933345590456E-2,null,3.3930831332607994E-3,1.2059607776603609E-3,2.5954967399791562E-3,2.6163695287836786E-3,2.2665515200667233E-6,1.0626763263988838E-4,9.919444363843951E-3]
[2004,1,31,2,3.5243779548706691E-3,1.5645205994591171E-3,2.5047917655571287E-3,6.4426856284921395E-3,1.5627816280617882E-5,2.6501993358583322E-4,1.4317023698245508E-2,null,2.9498148544748245E-3,1.2789874707186801E-3,2.5388739047321738E-3,2.4410335474929004E-3,2.2665515200667233E-6,1.0626763263988838E-4,9.3172439615785332E-3]
[2004,1,31,3,3.4786664089552803E-3,1.5205692690073718E-3,2.4839954465497383E-3,6.6393673346067097E-3,1.5627816280617882E-5,2.6501993358583322E-4,1.4403246208985553E-2,null,2.9115554512868457E-3,1.2430574861670976E-3,2.5177946148812647E-3,2.5155531920151445E-3,2.2665515200667233E-6,1.0626763263988838E-4,9.2964949285103057E-3]
[2004,1,31,4,3.2901748022765697E-3,1.5275742355775369E-3,2.4866809711418395E-3,6.4597293588338333E-3,1.5627816280617882E-5,2.6501993358583322E-4,1.4044807117696231E-2,null,2.7537927628225518E-3,1.2487840099847717E-3,2.5205166808035333E-3,2.4474911522772325E-3,2.2665515200667233E-6,1.0626763263988838E-4,9.0791187900480432E-3]
[2004,1,31,5,3.4354243721460074E-3,1.5112286848505694E-3,2.5327593207103488E-3,6.5326540855768821E-3,1.5627816280617882E-5,2.6501993358583322E-4,1.4292714213150259E-2,null,2.8753629645129858E-3,1.2354216070934222E-3,2.5672220081290544E-3,2.4751211989202495E-3,2.2665515200667233E-6,1.0626763263988838E-4,9.2616619628156684E-3]
[2004,1,31,6,3.6010271587001764E-3,1.4816640468577852E-3,2.595290962165678E-3,6.4938225665789372E-3,1.5627816280617882E-5,2.6501993358583322E-4,1.4452452484169029E-2,null,3.0139682917437981E-3,1.2112526689649137E-3,2.630604503589986E-3,2.4604085393183442E-3,2.2665515200667233E-6,1.0626763263988838E-4,9.4247681877769971E-3]
[2004,1,31,7,3.7353287246390992E-3,1.5209712517858425E-3,2.8538881650412868E-3,6.2920140045451892E-3,1.5627816280617882E-5,2.6501993358583322E-4,1.468284989587787E-2,null,3.1263752921446399E-3,1.243386105002341E-3,2.8927203805445651E-3,2.3839464086942595E-3,2.2665515200667233E-6,1.0626763263988838E-4,9.7549623705457597E-3]
[2004,1,31,8,3.8889837305734927E-3,1.5552007744881727E-3,3.3254275285309106E-3,5.9829766614246565E-3,1.5627816280617882E-5,2.6501993358583322E-4,1.5033236444883684E-2,null,3.2549806303840581E-3,1.2713685621717104E-3,3.3706758742826017E-3,2.2668569578836897E-3,2.2665515200667233E-6,1.0626763263988838E-4,1.0272416208882015E-2]
[2004,1,31,9,4.1931217808412738E-3,1.7818536563730142E-3,3.3937058427083197E-3,4.6348239689622964E-3,0,0,1.4003505248884905E-2,null,3.5095364555477737E-3,1.4566561168598443E-3,3.4398832361510925E-3,1.7560628358036239E-3,0,0,1.0162138644362334E-2]
[2004,1,31,10,4.9227160237888569E-3,1.8226917619904408E-3,3.3937625636824668E-3,4.6755698971741953E-3,0,0,1.481474024663596E-2,null,4.1201883104692392E-3,1.4900410562659679E-3,3.4399407289147999E-3,1.7715008353311999E-3,0,0,1.0821670930981207E-2]
[2004,1,31,11,5.1823931663128485E-3,1.9233675367896826E-3,3.3565245401174322E-3,4.5797919354863686E-3,0,0,1.5042077178706332E-2,null,4.3375314848374249E-3,1.5723429796907164E-3,3.4021960159238422E-3,1.7352120528153294E-3,0,0,1.1047282533267314E-2]
[2004,1,31,12,4.7636994829304818E-3,1.933617058049366E-3,3.2961907901205229E-3,4.3935996918226033E-3,0,0,1.4387107022922976E-2,null,3.9870955036427217E-3,1.5807219101289169E-3,3.3410413181369316E-3,1.664666702743267E-3,0,0,1.0573525434651837E-2]
[2004,1,31,13,4.4459912640537787E-3,1.9194859131063109E-3,3.3261216030079479E-3,4.2169427450306452E-3,0,0,1.3908541525198683E-2,null,3.7211817919376362E-3,1.5691697724738898E-3,3.3713793928752136E-3,1.5977341285990645E-3,0,0,1.0259465085885804E-2]
[2004,1,31,14,4.4114309669594735E-3,1.8366190730686736E-3,3.2819496506105196E-3,4.235215106592383E-3,0,0,1.376521479723105E-2,null,3.6922557008517028E-3,1.5014265607943323E-3,3.3266064026390538E-3,1.604657242675416E-3,0,0,1.0124945906960506E-2]
[2004,1,31,15,4.4659550302022771E-3,1.8017288977030474E-3,3.2534566525054542E-3,4.1658933872176984E-3,0,0,1.3687033967628479E-2,null,3.7378909572684197E-3,1.472904023501285E-3,3.2977257067060553E-3,1.5783923195795025E-3,0,0,1.0086913007055262E-2]
[2004,1,31,16,4.3194505363235722E-3,1.8683994355841497E-3,3.2078079990756742E-3,4.1246694284002208E-3,0,0,1.3520327399383617E-2,null,3.6152704160482378E-3,1.5274068422212715E-3,3.2514559222981475E-3,1.5627732016779698E-3,0,0,9.9569063822456255E-3]
[2004,1,31,17,4.6792418649912147E-3,1.9090311552512743E-3,3.1485419216622282E-3,3.8923123928163239E-3,0,0,1.362912733472104E-2,null,3.9164066220412162E-3,1.5606230621840974E-3,3.1913834246758283E-3,1.4747367287592935E-3,0,0,1.0143149837660435E-2]
[2004,1,31,18,5.4262206990492584E-3,1.9367089016275078E-3,3.0541134520970831E-3,3.6415382354701613E-3,9.3298066325547383E-6,1.5821690565910362E-4,1.4226128000535668E-2,null,4.5416089382790499E-3,1.5832494762084127E-3,3.0956700881265048E-3,1.3797222943720123E-3,1.3531313028789628E-6,6.3441778814558828E-5,1.0665045707103417E-2]
[2004,1,31,19,5.5636675555284891E-3,1.807442334258533E-3,2.9762613634095559E-3,3.8558329336390558E-3,1.5627816280617882E-5,2.6501993358583322E-4,1.4483851936702086E-2,null,4.6566484669944607E-3,1.4775747282345679E-3,3.0167586835476521E-3,1.4609152281024394E-3,2.2665515200667233E-6,1.0626763263988838E-4,1.0720431291039076E-2]
[2004,1,31,20,5.4188474344604208E-3,1.7926754392121869E-3,2.9553339645477573E-3,4.2064751977147702E-3,1.5627816280617882E-5,2.6501993358583322E-4,1.4653979785801588E-2,null,4.5354377030458739E-3,1.4655028681694309E-3,2.9955465302681861E-3,1.5937681374532263E-3,2.2665515200667233E-6,1.0626763263988838E-4,1.0698789423096672E-2]
[2004,1,31,21,5.2027969969055798E-3,1.8120670605728344E-3,2.8293699670332499E-3,4.2614791377016343E-3,1.5627816280617882E-5,2.6501993358583322E-4,1.4386360912079749E-2,null,4.3546089729335716E-3,1.481355417995725E-3,2.8678685689210886E-3,1.6146082762547287E-3,2.2665515200667233E-6,1.0626763263988838E-4,1.0426975420265069E-2]
[2004,1,31,22,4.7804448213661635E-3,1.8506209477886163E-3,2.6822807270685273E-3,4.3200800872326191E-3,1.5627816280617882E-5,2.6501993358583322E-4,1.3914074333322379E-2,null,4.0011109267027029E-3,1.5128730207128343E-3,2.7187779186928209E-3,1.6368112661208586E-3,2.2665515200667233E-6,1.0626763263988838E-4,9.97810731638917E-3]
[2004,1,31,23,5.0742640543487271E-3,1.698242922685597E-3,2.4672330288852983E-3,4.308582197956547E-3,1.5627816280617882E-5,2.6501993358583322E-4,1.3828969953742621E-2,null,4.2470301638221422E-3,1.3883047759821511E-3,2.500804114763183E-3,1.6324548944046712E-3,2.2665515200667233E-6,1.0626763263988838E-4,9.8771281331321015E-3]
[2004,1,31,24,4.8846197566170257E-3,1.6421633467485985E-3,2.4451053747853542E-3,4.3117239746471589E-3,1.5627816280617882E-5,2.6501993358583322E-4,1.3564260202664588E-2,null,4.0883027022165248E-3,1.3424600136879158E-3,2.4783753746420289E-3,1.6336452648096152E-3,2.2665515200667233E-6,1.0626763263988838E-4,9.651317539516039E-3]
[2004,2,1,1,3.6834612531715417E-3,1.7008924673407419E-3,2.436353001066273E-3,4.2524350152649774E-3,1.5642010860590053E-5,2.6526072469491103E-4,1.2354044472399035E-2,null,3.0829635355855553E-3,1.3904707649874807E-3,2.4695039093388456E-3,1.6111815986937625E-3,2.2686102048013613E-6,1.0636418500399251E-4,8.6627526038144387E-3]
[2004,2,1,2,3.5100606784014068E-3,1.689375794293224E-3,2.4159788775196538E-3,4.2147593643331663E-3,1.5642010860590053E-5,2.6526072469491103E-4,1.2111077450102953E-2,null,2.937831657625495E-3,1.3810559445388197E-3,2.4488525596675506E-3,1.5969068795546717E-3,2.2686102048013613E-6,1.0636418500399251E-4,8.4732798365953297E-3]
[2004,2,1,3,3.2120865890053552E-3,1.7164580580633919E-3,2.4187258681092811E-3,4.4043444428702649E-3,1.5642010860590053E-5,2.6526072469491103E-4,1.2032517693603795E-2,null,2.6884349111913181E-3,1.4031955546230323E-3,2.4516369279413736E-3,1.6687377220788698E-3,2.2686102048013613E-6,1.0636418500399251E-4,8.3206379110433871E-3]
[2004,2,1,4,3.3935537094118102E-3,1.6072719906972453E-3,2.4202849967194543E-3,5.0557474187064482E-3,1.5642010860590053E-5,2.6526072469491103E-4,1.2757760851090458E-2,null,2.8403182830169646E-3,1.3139365111904141E-3,2.4532172712644876E-3,1.9155441951311612E-3,2.2686102048013613E-6,1.0636418500399251E-4,8.6316490558118204E-3]
[2004,2,1,5,3.2784222057860631E-3,1.6127667527872206E-3,2.4635125918487078E-3,4.9910356952033424E-3,1.5642010860590053E-5,2.6526072469491103E-4,1.2626639981180835E-2,null,2.7439561379910878E-3,1.3184284506829896E-3,2.4970330545751526E-3,1.8910259278904645E-3,2.2686102048013613E-6,1.0636418500399251E-4,8.5590763663484885E-3]
[2004,2,1,6,3.449112563312943E-3,1.5758613467998916E-3,2.5256351090578019E-3,4.9789225574984079E-3,1.5642010860590053E-5,2.6526072469491103E-4,1.2810434312224546E-2,null,2.8868196329384921E-3,1.2882584728150738E-3,2.5600008589280882E-3,1.8864364480976926E-3,2.2686102048013613E-6,1.0636418500399251E-4,8.7301482079881407E-3]
[2004,2,1,7,3.598883104925519E-3,1.5324177054357963E-3,2.6917637987208826E-3,5.0109838210930001E-3,1.5642010860590053E-5,2.6526072469491103E-4,1.31149511657307E-2,null,3.0121737731778945E-3,1.2527435214579085E-3,2.728390024371999E-3,1.8985839630506658E-3,2.2686102048013613E-6,1.0636418500399251E-4,9.0005240772672614E-3]
[2004,2,1,8,3.9894854050142271E-3,1.44556970108998E-3,3.025205584263245E-3,5.0723966209671135E-3,1.5642010860590053E-5,2.6526072469491103E-4,1.3813560046890067E-2,null,3.3390979798741042E-3,1.1817457286173272E-3,3.0663688774254815E-3,1.9218523193515248E-3,2.2686102048013613E-6,1.0636418500399251E-4,9.6176977004772315E-3]
[2004,2,1,9,4.0896367794554574E-3,1.5458623566707518E-3,3.1317728705298632E-3,5.2006258962367961E-3,0,0,1.3967897902892868E-2,null,3.4229221371596566E-3,1.2637344540692369E-3,3.1743862008297131E-3,1.9704364007041416E-3,0,0,9.8314791927627473E-3]
[2004,2,1,10,4.3919198150457412E-3,1.5036437330578144E-3,3.2351231221089895E-3,5.6057111682482376E-3,0,0,1.4736397838460782E-2,null,3.6759253621422854E-3,1.2292209483662105E-3,3.2791427160777523E-3,2.1239169204119832E-3,0,0,1.0308205946998231E-2]
[2004,2,1,11,4.3846892514455152E-3,1.5281428434710193E-3,3.232428888223816E-3,5.6092403844555019E-3,0,0,1.4754501367595853E-2,null,3.6698735640130027E-3,1.2492488439868085E-3,3.2764118223570162E-3,2.1252540856339193E-3,0,0,1.0320788315990745E-2]
[2004,2,1,12,3.9505075522556343E-3,1.69441210625201E-3,3.1900545696591917E-3,5.3946745799177825E-3,0,0,1.4229648808084618E-2,null,3.3064745068711789E-3,1.3851731034283511E-3,3.2334609259536164E-3,2.0439584339098787E-3,0,0,9.969066970163025E-3]
[2004,2,1,13,3.9613342656645992E-3,1.6191163714303607E-3,3.199380570784143E-3,5.3596411056054038E-3,0,0,1.4139472313484506E-2,null,3.3155361910741374E-3,1.3236192309713575E-3,3.2429138238819896E-3,2.0306847944661735E-3,0,0,9.9127540403936582E-3]
[2004,2,1,14,3.5563126067699189E-3,1.6822012925544073E-3,3.1682366259876268E-3,5.675593762300331E-3,0,0,1.4082344287612285E-2,null,2.9765433472049257E-3,1.3751908266006038E-3,3.2113461104211036E-3,2.1503943502143297E-3,0,0,9.713474634440963E-3]
[2004,2,1,15,3.3876888197146991E-3,1.6752551923760327E-3,3.208885984340716E-3,5.4366717819357372E-3,0,0,1.3708501778367185E-2,null,2.8354095192663327E-3,1.3695124257527217E-3,3.2525485754666601E-3,2.0598705216537372E-3,0,0,9.517341042139452E-3]
[2004,2,1,16,3.7976920498925416E-3,1.5564277270748721E-3,3.1615464249460396E-3,5.4651376959819788E-3,0,0,1.3980803897895432E-2,null,3.1785718118036103E-3,1.2723715895438632E-3,3.2045648773160358E-3,2.070655814488705E-3,0,0,9.7261640931522141E-3]
[2004,2,1,17,4.5589155934059062E-3,1.5558807377462011E-3,3.109287366229117E-3,5.7118878760279686E-3,0,0,1.4935971573409191E-2,null,3.8156965881427831E-3,1.2719244286063666E-3,3.1515947413204193E-3,2.1641456263582228E-3,0,0,1.0403361384427792E-2]
[2004,2,1,18,4.7752518021850522E-3,1.6253714112714193E-3,3.0614020198411148E-3,5.5734011564093546E-3,9.338280797082444E-6,1.5836065795604614E-4,1.520312532846007E-2,null,3.996764501513303E-3,1.3287326935798561E-3,3.1030578297753918E-3,2.1116751586116225E-3,1.3543603377067773E-6,6.3499420577862951E-5,1.0605083964395742E-2]
[2004,2,1,19,5.2513374387357353E-3,1.6153103912269434E-3,2.9229330686496697E-3,5.5473592920677467E-3,1.5642010860590053E-5,2.6526072469491103E-4,1.5617842926235597E-2,null,4.395236090168681E-3,1.3205078619068294E-3,2.9627047626543017E-3,2.1018083005709329E-3,2.2686102048013613E-6,1.0636418500399251E-4,1.0888889810509539E-2]
[2004,2,1,20,5.005082984851218E-3,1.6884015964544372E-3,2.8721764442964509E-3,5.8776722027099829E-3,1.5642010860590053E-5,2.6526072469491103E-4,1.572423596386759E-2,null,4.1891273653523629E-3,1.3802595428613728E-3,2.9112575043094475E-3,2.2269587335645774E-3,2.2686102048013613E-6,1.0636418500399251E-4,1.0816235941296553E-2]
[2004,2,1,21,4.8203864924303546E-3,1.8018847298102553E-3,2.6652478325108362E-3,6.1118628695082267E-3,1.5642010860590053E-5,2.6526072469491103E-4,1.5680284659815174E-2,null,4.0345410911533887E-3,1.473031415440211E-3,2.7015132613631295E-3,2.3156899408791334E-3,2.2686102048013613E-6,1.0636418500399251E-4,1.0633408504044655E-2]
[2004,2,1,22,5.0255395041613358E-3,1.5966415354793659E-3,2.5576806038654617E-3,5.7431211345803168E-3,1.5642010860590053E-5,2.6526072469491103E-4,1.520388551364198E-2,null,4.2062489525670496E-3,1.3052461692183081E-3,2.5924823895887021E-3,2.1759794230573246E-3,2.2686102048013613E-6,1.0636418500399251E-4,1.0388589729640178E-2]
[2004,2,1,23,4.7709202742245785E-3,1.6215033817444709E-3,2.534012388420364E-3,6.1373019785633627E-3,1.5642010860590053E-5,2.6526072469491103E-4,1.5344640758508277E-2,null,3.9931391225999204E-3,1.3255705995153567E-3,2.5684921260500596E-3,2.3253284243009062E-3,2.2686102048013613E-6,1.0636418500399251E-4,1.0321163067675037E-2]
[2004,2,1,24,4.1188202060112719E-3,1.7697980904500643E-3,2.5354982308123911E-3,7.3324374737874674E-3,1.5642010860590053E-5,2.6526072469491103E-4,1.6037456736616697E-2,null,3.4473479241385607E-3,1.4468007542821916E-3,2.5699981859659119E-3,2.7781467062825416E-3,2.2686102048013613E-6,1.0636418500399251E-4,1.0350926365878E-2]
[2004,2,2,1,3.4788541941590933E-3,1.8070312066473535E-3,2.4950924898338384E-3,7.4435533481947312E-3,1.5642010860590053E-5,2.6526072469491103E-4,{"$f":"SUM(E771:J771)","v":1.5505433974390519E-2},null,2.9117126227340487E-3,1.4772386335460434E-3,2.5290426531418102E-3,2.8202467857723146E-3,2.2686102048013613E-6,1.0636418500399251E-4,{"$f":"SUM(M771:R771)","v":9.8468734904030106E-3}]
[2004,2,2,2,3.2719370902528546E-3,1.9309327489276228E-3,2.4808235687938528E-3,7.1818543444832185E-3,1.5642010860590053E-5,2.6526072469491103E-4,1.5146450488013049E-2,null,{"$f":"E772*V$5","v":2.7385282609649004E-3},{"$f":"F772*W$5","v":1.5785275013525592E-3},{"$f":"G772*X$5","v":2.5145795780969087E-3},{"$f":"H772*Y$5","v":2.7210930967299421E-3},{"$f":"I772*Z$5","v":2.2686102048013613E-6},{"$f":"J772*AA$5","v":1.0636418500399251E-4},9.661361232353104E-3]
[2004,2,2,3,2.9739034107248274E-3,1.9358811514713233E-3,2.4871941871521773E-3,7.4433790973011749E-3,1.5642010860590053E-5,2.6526072469491103E-4,1.5121260582205004E-2,null,2.4890816391034193E-3,1.5825727947514786E-3,2.521036880028896E-3,2.8201807648143822E-3,2.2686102048013613E-6,1.0636418500399251E-4,9.5215048739069694E-3]
[2004,2,2,4,3.0791591393607345E-3,1.9402567316231846E-3,2.4965415920028206E-3,6.6614590169670716E-3,1.5642010860590053E-5,2.6526072469491103E-4,1.4458319215509313E-2,null,2.5771780112361755E-3,1.5861498088178263E-3,2.5305114729186513E-3,2.5239233874385742E-3,2.2686102048013613E-6,1.0636418500399251E-4,9.326395475620022E-3]
[2004,2,2,5,3.1582676210684633E-3,1.9541305605597688E-3,2.5956036714217291E-3,7.016857936453293E-3,1.5642010860590053E-5,2.6526072469491103E-4,1.5005762525058756E-2,null,2.6433898016413201E-3,1.5974915919729474E-3,2.6309214678106744E-3,2.6585785196666595E-3,2.2686102048013613E-6,1.0636418500399251E-4,9.639014176300394E-3]
[2004,2,2,6,3.3432798861968531E-3,1.9400614136689804E-3,2.6901832948722183E-3,6.8014852711194215E-3,1.5642010860590053E-5,2.6526072469491103E-4,1.5055912601412976E-2,null,2.798240369578148E-3,1.5859901374038993E-3,2.7267880149623226E-3,2.5769771609152805E-3,2.2686102048013613E-6,1.0636418500399251E-4,9.7966284780684441E-3]
[2004,2,2,7,3.7718740487534988E-3,1.8592728651729323E-3,3.057232974915264E-3,7.359907433923194E-3,1.5642010860590053E-5,2.6526072469491103E-4,1.6329190058320391E-2,null,3.1569628004410391E-3,1.5199459182739523E-3,3.0988320575912739E-3,2.788554647645233E-3,2.2686102048013613E-6,1.0636418500399251E-4,1.0672928219160292E-2]
[2004,2,2,8,3.9389854097407334E-3,2.0297504152020462E-3,3.8193920476416064E-3,6.9454357898333565E-3,1.5642010860590053E-5,2.6526072469491103E-4,1.7014466397973247E-2,null,3.2968307661654299E-3,1.659310430701231E-3,3.8713616576993223E-3,2.6315177773013633E-3,2.2686102048013613E-6,1.0636418500399251E-4,1.1567653427076141E-2]
[2004,2,2,9,4.3909987482410517E-3,2.0646639081305096E-3,4.1236304119230145E-3,8.1759713945080675E-3,0,0,1.8755264462802644E-2,null,3.6751544526152065E-3,1.6878520299808872E-3,4.1797397250955409E-3,3.0977486110877455E-3,0,0,1.264049481877938E-2]
[2004,2,2,10,4.2454146661611309E-3,2.1580207072971849E-3,4.1570019358835135E-3,7.9749146326449534E-3,0,0,1.8535351941986782E-2,null,3.553304272698793E-3,1.7641707288090505E-3,4.2135653278899546E-3,3.0215713258749301E-3,0,0,1.2552611655272728E-2]
[2004,2,2,11,4.2115348972281506E-3,2.152886156911222E-3,4.1599978325228089E-3,7.7369799198663191E-3,0,0,1.8261398806528502E-2,null,3.524947766403387E-3,1.7599732605151268E-3,4.2166019890221788E-3,2.9314215576731147E-3,0,0,1.2432944573613807E-2]
[2004,2,2,12,4.0117351217131749E-3,2.158894356372963E-3,4.1150534540553146E-3,8.0244857628108367E-3,0,0,1.8310168694952288E-2,null,3.3577204277689759E-3,1.7648849323945524E-3,4.1710460624878442E-3,3.0403530573918191E-3,0,0,1.2334004480043192E-2]
[2004,2,2,13,3.5570445617045267E-3,2.1160018372508834E-3,4.0206597641090965E-3,7.1873441845181022E-3,0,0,1.688105034758261E-2,null,2.9771559748988223E-3,1.7298205206100945E-3,4.0753679787959131E-3,2.7231731118770816E-3,0,0,1.150551758618191E-2]
[2004,2,2,14,3.5015372296915777E-3,2.1059064439475908E-3,4.0796406741696947E-3,7.6736337902955634E-3,0,0,1.7360718138104428E-2,null,2.930697747489421E-3,1.7215675889763709E-3,4.1351514288572406E-3,2.9074206927694772E-3,0,0,1.1694837458092511E-2]
[2004,2,2,15,3.4638447753451451E-3,2.1476474783658312E-3,3.998804224550131E-3,7.5676651117628927E-3,0,0,1.7177961590024E-2,null,2.8991501203176348E-3,1.7556906679912611E-3,4.0532150558172013E-3,2.8672708058748281E-3,0,0,1.1575326650000927E-2]
[2004,2,2,16,3.9764242942793796E-3,2.1373787867245463E-3,3.8825766680987161E-3,8.1165175088489562E-3,0,0,1.81128972579516E-2,null,3.3281661618469408E-3,1.747296065865589E-3,3.9354060171007043E-3,3.0752224569664146E-3,0,0,1.2086090701779649E-2]
[2004,2,2,17,4.4369933055977764E-3,2.1695454043341804E-3,3.6757701190417475E-3,7.2612329615929167E-3,0,0,1.7543541790566622E-2,null,3.7136507291931366E-3,1.7735921088274677E-3,3.7257854977631754E-3,2.7511684222217615E-3,0,0,1.196419675800554E-2]
[2004,2,2,18,4.569616484219891E-3,2.2158883373031824E-3,3.4719234038438872E-3,6.463672577308243E-3,7.8210054302950264E-6,1.3263036234745552E-4,1.6861552170452956E-2,null,3.8246529620287284E-3,1.8114772160252894E-3,3.5191650860795297E-3,2.4489851765298761E-3,1.1343051024006806E-6,5.3182092501996257E-5,1.1658596838267822E-2]
[2004,2,2,19,5.048931770224285E-3,2.0596685963853128E-3,3.3991141798688155E-3,6.6218870817769523E-3,1.5642010860590053E-5,2.6526072469491103E-4,1.7410504363810867E-2,null,4.2258276852670867E-3,1.6837683885531879E-3,3.4453651633410448E-3,2.508930195638076E-3,2.2686102048013613E-6,1.0636418500399251E-4,1.1972524228008189E-2]
[2004,2,2,20,4.9033181171519351E-3,2.1563456113363427E-3,3.3739542631889339E-3,8.2690402758864995E-3,1.5642010860590053E-5,2.6526072469491103E-4,1.8983561003119213E-2,null,4.1039527551808997E-3,1.7628013465542504E-3,3.4198629013238351E-3,3.1330109651389335E-3,2.2686102048013613E-6,1.0636418500399251E-4,1.2528260763406711E-2]
[2004,2,2,21,4.8697653155384546E-3,2.0991303997086896E-3,3.3307803091051336E-3,8.0399113891286827E-3,1.5642010860590053E-5,2.6526072469491103E-4,1.8620490149036464E-2,null,4.0758699122293062E-3,1.7160282079764747E-3,3.3761014889402852E-3,3.0461975876862088E-3,2.2686102048013613E-6,1.0636418500399251E-4,1.232282999204107E-2]
[2004,2,2,22,4.5681259082175022E-3,2.0362261979050343E-3,3.0275412836842401E-3,8.0377512401813185E-3,1.5642010860590053E-5,2.6526072469491103E-4,1.7950547365543596E-2,null,3.8234053877645967E-3,1.6646043494537752E-3,3.0687363581840838E-3,3.0453791407912094E-3,2.2686102048013613E-6,1.0636418500399251E-4,1.1710758031402459E-2]
[2004,2,2,23,4.3173445378007977E-3,2.0110641193301295E-3,2.8449807867198945E-3,8.2458004712923794E-3,1.5642010860590053E-5,2.6526072469491103E-4,1.77000926506987E-2,null,3.6135077487618314E-3,1.6440344808015708E-3,2.8836918015262493E-3,3.1242057640283052E-3,2.2686102048013613E-6,1.0636418500399251E-4,1.137407259032675E-2]
[2004,2,2,24,3.9638524379101946E-3,2.0036305161156699E-3,2.6939825868316559E-3,7.9612925576903019E-3,1.5642010860590053E-5,2.6526072469491103E-4,1.6903660834103326E-2,null,3.3176438373003084E-3,1.6379575487516669E-3,2.7306390030344308E-3,3.0164101331878754E-3,2.2686102048013613E-6,1.0636418500399251E-4,1.0811283317483074E-2]
[2004,2,3,1,3.5393939716895934E-3,1.7101809894134018E-3,2.6685947381330424E-3,8.3504966790839616E-3,1.5642010860590053E-5,2.6526072469491103E-4,1.6549569113875503E-2,null,2.9623828792538615E-3,1.3980640835775542E-3,2.7049057075786858E-3,3.1638735315171179E-3,2.2686102048013613E-6,1.0636418500399251E-4,1.0337858997136013E-2]
[2004,2,3,2,3.2882115155092395E-3,1.7135114714741369E-3,2.628570390292758E-3,7.9649284801068532E-3,1.5642010860590053E-5,2.6526072469491103E-4,1.5876124592938488E-2,null,2.752149541651604E-3,1.400786735378116E-3,2.6643367574236535E-3,3.017787727735657E-3,2.2686102048013613E-6,1.0636418500399251E-4,9.9436935573978241E-3]
[2004,2,3,3,2.9128063388396425E-3,1.7351971500944533E-3,2.6042191168869858E-3,8.4625747230368687E-3,1.5642010860590053E-5,2.6526072469491103E-4,1.5995700064413452E-2,null,2.4379449413599878E-3,1.4185146651087988E-3,2.6396541417080268E-3,3.2063381621078952E-3,2.2686102048013613E-6,1.0636418500399251E-4,9.8110847054935033E-3]
[2004,2,3,4,2.8862268526022913E-3,1.6945130363010539E-3,2.5742657603816188E-3,7.6370618644663584E-3,1.5642010860590053E-5,2.6526072469491103E-4,1.5072970249306823E-2,null,2.415698586306355E-3,1.3852556132196512E-3,2.6092932166058552E-3,2.8935641579339562E-3,2.2686102048013613E-6,1.0636418500399251E-4,9.4124443692746116E-3]
[2004,2,3,5,3.0351222877094495E-3,1.7896041925537733E-3,2.5850165712665162E-3,6.5424326780568918E-3,1.5642010860590053E-5,2.6526072469491103E-4,1.4233078465142133E-2,null,2.5403202846221093E-3,1.4629921399649218E-3,2.6201903113606782E-3,2.4788261557763475E-3,2.2686102048013613E-6,1.0636418500399251E-4,9.2109616869328493E-3]
[2004,2,3,6,3.3593111714153336E-3,1.6598731142484623E-3,2.6648993670495614E-3,6.6067561236749011E-3,1.5642010860590053E-5,2.6526072469491103E-4,1.457174251194376E-2,null,2.8116581482271271E-3,1.3569376567112786E-3,2.7011600544105609E-3,2.5031973105552659E-3,2.2686102048013613E-6,1.0636418500399251E-4,9.4815859651130267E-3]
[2004,2,3,7,3.8471881612894888E-3,1.6731635169210026E-3,3.0022120112455433E-3,6.4589060860679483E-3,1.5642010860590053E-5,2.6526072469491103E-4,1.5262372511079484E-2,null,3.2199988001990172E-3,1.3678024919233313E-3,3.043062436022273E-3,2.4471792270093942E-3,2.2686102048013613E-6,1.0636418500399251E-4,1.0186675750362809E-2]
[2004,2,3,8,3.7105517558974378E-3,1.8306096030715052E-3,3.7537900230158634E-3,6.8800626968511793E-3,1.5642010860590053E-5,2.6526072469491103E-4,1.6455916814391489E-2,null,3.1056375984639707E-3,1.4965138502587886E-3,3.8048670010535435E-3,2.6067489274342911E-3,2.2686102048013613E-6,1.0636418500399251E-4,1.1122400172419387E-2]
[2004,2,3,9,4.1425274518657844E-3,1.9401399709419972E-3,4.0678696701781526E-3,8.8470568317617071E-3,0,0,1.899759392474764E-2,null,3.4671902869259233E-3,1.5860543575669044E-3,4.123220259457226E-3,3.3520124631567574E-3,0,0,1.252847736710681E-2]
[2004,2,3,10,4.1748606299832703E-3,1.9397548631995491E-3,4.0529532747696573E-3,8.6802037994992698E-3,0,0,1.8847772567451748E-2,null,3.4942523359809997E-3,1.5857395339860336E-3,4.1081009000054547E-3,3.288794440000031E-3,0,0,1.2476887209972518E-2]
[2004,2,3,11,3.7494429512784913E-3,1.9609588300103882E-3,4.0684714284286196E-3,8.0480451574751945E-3,0,0,1.7826918367192694E-2,null,3.1381885414423676E-3,1.6030736668123918E-3,4.1238302056970993E-3,3.0492793462177075E-3,0,0,1.1914371760169566E-2]
[2004,2,3,12,3.5357030858900193E-3,2.0374183633086814E-3,3.9933838774026103E-3,8.5713224192497071E-3,0,0,1.8137827745851019E-2,null,2.9592937015614669E-3,1.6655789384843165E-3,4.0477209552230277E-3,3.2475409756510779E-3,0,0,1.1920134570919888E-2]
[2004,2,3,13,3.3076461878525634E-3,1.9403704010449124E-3,3.8897426059227571E-3,7.673595267388993E-3,0,0,1.6811354462209223E-2,null,2.7684158689026185E-3,1.5862427329801825E-3,3.9426694602318121E-3,2.9074060970383322E-3,0,0,1.1204734159152945E-2]
[2004,2,3,14,3.3436137225759098E-3,1.9779218873240811E-3,3.9675279179286638E-3,8.7334356338184815E-3,0,0,1.8022499161647137E-2,null,2.798519782150385E-3,1.6169408781337364E-3,4.0215131795137303E-3,3.3089631554799747E-3,0,0,1.1745936995277826E-2]
[2004,2,3,15,3.5186476682456673E-3,1.8965762451268039E-3,3.9238977149176875E-3,8.0125564811777857E-3,0,0,1.7351678109467944E-2,null,2.9450187500776022E-3,1.5504412377941646E-3,3.9772893101262903E-3,3.0358332378099058E-3,0,0,1.1508582535807964E-2]
[2004,2,3,16,3.6770347866853532E-3,1.9487949014528128E-3,3.7822057672030913E-3,8.6955934633956896E-3,0,0,1.8103628918736944E-2,null,3.0775847463224613E-3,1.5931297183432989E-3,3.8336693918919894E-3,3.29462534469134E-3,0,0,1.179900920124909E-2]
[2004,2,3,17,4.1759086415219526E-3,2.1226091278158561E-3,3.6314402307002424E-3,7.424854931214169E-3,0,0,1.7354812931252222E-2,null,3.4951294950269513E-3,1.7352219463573294E-3,3.6808524225840078E-3,2.8131622459132365E-3,0,0,1.1724366109881526E-2]
[2004,2,3,18,4.5352747374460978E-3,2.1131588095888148E-3,3.4436069052281746E-3,6.4683945719429597E-3,7.8210054302950264E-6,1.3263036234745552E-4,1.6700886391983801E-2,null,3.7959097920114634E-3,1.7274963602507171E-3,3.4904632912248078E-3,2.4507742669774143E-3,1.1343051024006806E-6,5.3182092501996257E-5,1.15189601080688E-2]
[2004,2,3,19,4.6680250048902958E-3,2.0163337566754167E-3,3.4043438229044479E-3,6.7289617235824694E-3,1.5642010860590053E-5,2.6526072469491103E-4,1.7098567043608133E-2,null,3.9070183949640007E-3,1.6483423819836861E-3,3.4506659649552974E-3,2.5494991148442463E-3,2.2686102048013613E-6,1.0636418500399251E-4,1.1664158651956023E-2]
[2004,2,3,20,5.1872778177610868E-3,1.8632334379682809E-3,3.3672390635837973E-3,8.3960185229306188E-3,1.5642010860590053E-5,2.6526072469491103E-4,1.9094671577799285E-2,null,4.3416198140647242E-3,1.5231836659801003E-3,3.4130563295053759E-3,3.1811210513219032E-3,2.2686102048013613E-6,1.0636418500399251E-4,1.2567613656080898E-2]
[2004,2,3,21,5.0161053093101624E-3,1.8726283149198351E-3,3.2321574159560095E-3,8.6202014365234694E-3,1.5642010860590053E-5,2.6526072469491103E-4,1.902199521226498E-2,null,4.1983527710370465E-3,1.5308639291317235E-3,3.2761366562270126E-3,3.266060476339747E-3,2.2686102048013613E-6,1.0636418500399251E-4,1.2380046627944322E-2]
[2004,2,3,22,4.7631804948939146E-3,1.8134623980975175E-3,3.0317930808516007E-3,8.3863357369556024E-3,1.5642010860590053E-5,2.6526072469491103E-4,1.8275674446354136E-2,null,3.9866611238346637E-3,1.4824960991808179E-3,3.073046008600882E-3,3.1774523940629362E-3,2.2686102048013613E-6,1.0636418500399251E-4,1.1828288420888093E-2]
[2004,2,3,23,4.4718185989158013E-3,1.743113403939129E-3,2.8954437656433258E-3,8.7524926141856856E-3,1.5642010860590053E-5,2.6526072469491103E-4,1.8143771118239442E-2,null,3.7427986153893327E-3,1.4249861615441089E-3,2.9348414188738823E-3,3.3161835494387509E-3,2.2686102048013613E-6,1.0636418500399251E-4,1.1527442540454869E-2]
[2004,2,3,24,4.1729858980540189E-3,1.7321635042094985E-3,2.7464608196102651E-3,8.1975968208573332E-3,1.5642010860590053E-5,2.6526072469491103E-4,1.7130109778286617E-2,null,3.492683232960871E-3,1.4160346753414566E-3,2.7838312953439815E-3,3.1059421493482408E-3,2.2686102048013613E-6,1.0636418500399251E-4,1.0907124148203344E-2]
[2004,2,4,1,3.4903695773365034E-3,1.7101809894134018E-3,2.6570975692092966E-3,8.30243966910796E-3,1.5642010860590053E-5,2.6526072469491103E-4,1.6440990540622664E-2,null,2.9213507060459562E-3,1.3980640835775542E-3,2.6932520992587528E-3,3.1456654766300633E-3,2.2686102048013613E-6,1.0636418500399251E-4,1.0266965160721122E-2]
[2004,2,4,2,3.2423155572480272E-3,1.7135114714741369E-3,2.6296343735273619E-3,8.2413141283619734E-3,1.5642010860590053E-5,2.6526072469491103E-4,1.6107678266167002E-2,null,2.7137357900129128E-3,1.400786735378116E-3,2.6654152180392442E-3,3.1225059583525096E-3,2.2686102048013613E-6,1.0636418500399251E-4,1.0011076496991577E-2]
[2004,2,4,3,2.8718467810012515E-3,1.7351971500944533E-3,2.6056251676206798E-3,8.4473924557804305E-3,1.5642010860590053E-5,2.6526072469491103E-4,1.5940964290052317E-2,null,2.403662831526271E-3,1.4185146651087988E-3,2.641079324258366E-3,3.2005858367831776E-3,2.2686102048013613E-6,1.0636418500399251E-4,9.7724754528854072E-3]
[2004,2,4,4,2.8462007861168813E-3,1.6945130363010539E-3,2.5751889446109445E-3,7.6032822410659114E-3,1.5642010860590053E-5,2.6526072469491103E-4,1.5000087743650293E-2,null,2.3821977850311433E-3,1.3852556132196512E-3,2.6102289623957148E-3,2.8807655831319342E-3,2.2686102048013613E-6,1.0636418500399251E-4,9.3670807389872376E-3]
[2004,2,4,5,2.9917939655188311E-3,1.7896041925537733E-3,2.5824511188196836E-3,6.6832790416857749E-3,1.5642010860590053E-5,2.6526072469491103E-4,1.4328031054133564E-2,null,2.5040555791750888E-3,1.4629921399649218E-3,2.6175899513784001E-3,2.5321906559996736E-3,2.2686102048013613E-6,1.0636418500399251E-4,9.2254611217268776E-3]
[2004,2,4,6,3.3087814849481305E-3,1.6598731142484623E-3,2.6616793702793143E-3,6.7412087034758967E-3,1.5642010860590053E-5,2.6526072469491103E-4,1.4652445408507304E-2,null,2.7693660837432594E-3,1.3569376567112786E-3,2.6978962438672185E-3,2.5541393053640379E-3,2.2686102048013613E-6,1.0636418500399251E-4,9.4869720848945877E-3]
[2004,2,4,7,3.7850504888501551E-3,1.6731635169210026E-3,2.9988757266903956E-3,6.6318598034374307E-3,1.5642010860590053E-5,2.6526072469491103E-4,1.5369852271454484E-2,null,3.1679911462155039E-3,1.3678024919233313E-3,3.03968075539225E-3,2.5127087050263626E-3,2.2686102048013613E-6,1.0636418500399251E-4,1.0196815893766241E-2]
[2004,2,4,8,3.654417463203179E-3,1.8306096030715052E-3,3.758786038137943E-3,7.4179937797377781E-3,1.5642010860590053E-5,2.6526072469491103E-4,1.6942709619705908E-2,null,3.0586546208845873E-3,1.4965138502587886E-3,3.8099309958316775E-3,2.8105626621535954E-3,2.2686102048013613E-6,1.0636418500399251E-4,1.1284294924337442E-2]
[2004,2,4,9,4.0822952581188038E-3,1.9401399709419972E-3,4.0652383859372801E-3,8.974584048611926E-3,0,0,1.9062257663610006E-2,null,3.4167774702225091E-3,1.5860543575669044E-3,4.1205531719224666E-3,3.4003305454752709E-3,0,0,1.2523715545187152E-2]
[2004,2,4,10,4.1198005932110929E-3,1.9397548631995491E-3,4.0688540490901558E-3,8.6741368927457253E-3,0,0,1.8802546398246522E-2,null,3.448168483330055E-3,1.5857395339860336E-3,4.1242180325920703E-3,3.2864957832334464E-3,0,0,1.2444621833141607E-2]
[2004,2,4,11,3.6997727091674648E-3,1.9609588300103882E-3,4.0738558193751532E-3,8.3785405248688657E-3,0,0,1.811312788342187E-2,null,3.0966158100609389E-3,1.6030736668123918E-3,4.129287860842332E-3,3.1744989092414209E-3,0,0,1.2003476246957084E-2]
[2004,2,4,12,3.4887004373524975E-3,2.0374183633086814E-3,4.0048078445157464E-3,8.6762604226191149E-3,0,0,1.8207187067796039E-2,null,2.9199536782634466E-3,1.6655789384843165E-3,4.0593003656917486E-3,3.2873003557299099E-3,0,0,1.1932133338169421E-2]
[2004,2,4,13,3.2655293468994897E-3,1.9403704010449124E-3,3.8878503297176481E-3,7.8364867653746857E-3,0,0,1.6930236843036739E-2,null,2.7331651424885471E-3,1.5862427329801825E-3,3.9407514362492365E-3,2.969123156369304E-3,0,0,1.122928246808727E-2]
[2004,2,4,14,3.3054217950509559E-3,1.9779218873240811E-3,3.9579995854758252E-3,8.6968225325708432E-3,0,0,1.7938165800421707E-2,null,2.7665541086111887E-3,1.6169408781337364E-3,4.0118551971805184E-3,3.2950910199177502E-3,0,0,1.1690441203843193E-2]
[2004,2,4,15,3.4739063650712498E-3,1.8965762451268039E-3,3.9279889394011058E-3,8.2925859414037986E-3,0,0,1.7591057491002961E-2,null,2.9075714154266565E-3,1.5504412377941646E-3,3.9814362029826876E-3,3.1419320522041772E-3,0,0,1.1581380908407686E-2]
[2004,2,4,16,3.629025603466987E-3,1.9487949014528128E-3,3.8007552757690147E-3,8.8168754046414506E-3,0,0,1.8195451185330266E-2,null,3.0374022790552874E-3,1.5931297183432989E-3,3.8524712994562112E-3,3.3405771890552337E-3,0,0,1.1823580485910031E-2]
[2004,2,4,17,4.1224556504059562E-3,2.1226091278158561E-3,3.6289860881103682E-3,7.5704370186248249E-3,0,0,{"$f":"SUM(E835:J835)","v":1.7444487884957005E-2},null,3.4503906987828738E-3,1.7352219463573294E-3,3.6783648870269202E-3,2.8683210383447441E-3,0,0,{"$f":"SUM(M835:R835)","v":1.1732298570511867E-2}]
[2004,2,4,18,4.4824230496756578E-3,2.1131588095888148E-3,3.4390145521150683E-3,6.8325721694480548E-3,7.8210054302950264E-6,1.3263036234745552E-4,1.7007619948605349E-2,null,{"$f":"E836*V$5","v":3.7516742713988539E-3},{"$f":"F836*W$5","v":1.7274963602507171E-3},{"$f":"G836*X$5","v":3.4858084509939722E-3},{"$f":"H836*Y$5","v":2.5887555039981877E-3},{"$f":"I836*Z$5","v":1.1343051024006806E-6},{"$f":"J836*AA$5","v":5.3182092501996257E-5},1.1608050984246129E-2]
[2004,2,4,19,4.6107136990629445E-3,2.0163337566754167E-3,3.4072798510112203E-3,6.8642636228463073E-3,1.5642010860590053E-5,2.6526072469491103E-4,1.7179493665151389E-2,null,3.8590502872798537E-3,1.6483423819836861E-3,3.453641942937318E-3,2.6007629036099E-3,2.2686102048013613E-6,1.0636418500399251E-4,1.1670430311019553E-2]
[2004,2,4,20,5.1223254482174099E-3,1.8632334379682809E-3,3.3717000448302246E-3,8.146220685905493E-3,1.5642010860590053E-5,2.6526072469491103E-4,1.8784382352476908E-2,null,4.2872563300778571E-3,1.5231836659801003E-3,3.4175780103220389E-3,3.0864765295447001E-3,2.2686102048013613E-6,1.0636418500399251E-4,1.242312733113349E-2]
[2004,2,4,21,4.947227933895175E-3,1.8726283149198351E-3,3.2918299612079175E-3,8.3296575658236161E-3,1.5642010860590053E-5,2.6526072469491103E-4,1.8722246511402047E-2,null,4.1407041568027013E-3,1.5308639291317235E-3,3.3366211524044113E-3,3.15597791507674E-3,2.2686102048013613E-6,1.0636418500399251E-4,1.2272799948624369E-2]
[2004,2,4,22,4.7045094025366836E-3,1.8134623980975175E-3,3.0789050805961941E-3,8.2434098836377118E-3,1.5642010860590053E-5,2.6526072469491103E-4,1.8121189500423608E-2,null,3.937554909353767E-3,1.4824960991808179E-3,3.120799050748357E-3,3.1233000074851864E-3,2.2686102048013613E-6,1.0636418500399251E-4,1.1772782861976923E-2]
[2004,2,4,23,4.4175120137770673E-3,1.743113403939129E-3,2.8970484991662007E-3,8.6278950032575262E-3,1.5642010860590053E-5,2.6526072469491103E-4,1.7966471655695423E-2,null,3.6973453826233487E-3,1.4249861615441089E-3,2.9364679876455061E-3,3.2689754493154042E-3,2.2686102048013613E-6,1.0636418500399251E-4,1.1436407776337162E-2]
[2004,2,4,24,4.1214446321489219E-3,1.7321635042094985E-3,2.7466098814715248E-3,8.1170522329731161E-3,1.5642010860590053E-5,2.6526072469491103E-4,1.6998172986358563E-2,null,3.4495445021742997E-3,1.4160346753414566E-3,2.78398238545652E-3,3.0754250556342677E-3,2.2686102048013613E-6,1.0636418500399251E-4,1.0833619413815337E-2]
[2004,2,5,1,3.3545404446085683E-3,1.7101809894134018E-3,2.633675274759965E-3,8.3988376330123102E-3,1.5642010860590053E-5,2.6526072469491103E-4,1.6378137077349749E-2,null,2.8076651710318779E-3,1.3980640835775542E-3,2.669511102907651E-3,3.1821891683588496E-3,2.2686102048013613E-6,1.0636418500399251E-4,1.0166062321084727E-2]
[2004,2,5,2,3.1151539774405663E-3,1.7135114714741369E-3,2.5919740074730772E-3,8.2058739144871082E-3,1.5642010860590053E-5,2.6526072469491103E-4,1.5907416106430389E-2,null,2.607304776700012E-3,1.400786735378116E-3,2.6272424158396098E-3,3.1090782116041217E-3,2.2686102048013613E-6,1.0636418500399251E-4,9.853044934730654E-3]
[2004,2,5,3,2.7583620922155883E-3,1.7351971500944533E-3,2.5682870221824415E-3,8.4982248579686514E-3,1.5642010860590053E-5,2.6526072469491103E-4,1.5840973858016635E-2,null,2.3086790287043381E-3,1.4185146651087988E-3,2.6032331270583551E-3,3.2198454446852537E-3,2.2686102048013613E-6,1.0636418500399251E-4,9.658905060765539E-3]
[2004,2,5,4,2.7353030936474549E-3,1.6945130363010539E-3,2.5459782493235197E-3,7.7223595307473565E-3,1.5642010860590053E-5,2.6526072469491103E-4,1.4979056645574886E-2,null,2.2893792324348745E-3,1.3852556132196512E-3,2.5806208037359346E-3,2.9258821192502684E-3,2.2686102048013613E-6,1.0636418500399251E-4,9.2897705638495236E-3]
[2004,2,5,5,2.8717462987283074E-3,1.7896041925537733E-3,2.5474218661245326E-3,6.5619513265975449E-3,1.5642010860590053E-5,2.6526072469491103E-4,1.4051626419559659E-2,null,2.4035787304153406E-3,1.4629921399649218E-3,2.5820840635066367E-3,2.4862214686376099E-3,2.2686102048013613E-6,1.0636418500399251E-4,9.0435091977333019E-3]
[2004,2,5,6,3.1687810908915225E-3,1.6598731142484623E-3,2.6214560135906138E-3,6.4682444641677396E-3,1.5642010860590053E-5,2.6526072469491103E-4,1.4199257418453841E-2,null,2.6521893089170006E-3,1.3569376567112786E-3,2.6571255769950518E-3,2.4507173934721431E-3,2.2686102048013613E-6,1.0636418500399251E-4,9.2256027313042683E-3]
[2004,2,5,7,3.6128884611887143E-3,1.6731635169210026E-3,2.9660920265979825E-3,6.5815851974975331E-3,1.5642010860590053E-5,2.6526072469491103E-4,1.5114631937760734E-2,null,3.0238959007352672E-3,1.3678024919233313E-3,3.0064509748533156E-3,2.4936604374617387E-3,2.2686102048013613E-6,1.0636418500399251E-4,1.0000442600182447E-2]
[2004,2,5,8,3.4988888975552835E-3,1.8306096030715052E-3,3.7231917879966261E-3,7.134129370476249E-3,1.434372427247126E-5,2.4324408985841768E-4,1.6444407473230553E-2,null,2.9284811607398565E-3,1.4965138502587886E-3,3.7738524227203521E-3,2.7030108451159512E-3,2.0803156032432126E-6,9.7535959779140557E-5,1.1001474554217332E-2]
[2004,2,5,9,3.9154132026063982E-3,1.9401399709419972E-3,4.070074064450765E-3,8.8229800375313541E-3,0,0,1.8748607275530516E-2,null,3.2771014273578472E-3,1.5860543575669044E-3,4.1254546484277722E-3,3.3428901396691021E-3,0,0,1.2331500573021625E-2]
[2004,2,5,10,3.9672491341497433E-3,1.9397548631995491E-3,4.0946632259726227E-3,8.7512826392949963E-3,0,0,1.8752949862616913E-2,null,3.3204867858012523E-3,1.5857395339860336E-3,4.1503783891496697E-3,3.3157251087402423E-3,0,0,1.2372329817677198E-2]
[2004,2,5,11,3.5621539554791144E-3,1.9609588300103882E-3,4.0990431859346211E-3,8.381771587510049E-3,0,0,1.8003927558934173E-2,null,2.9814324077464434E-3,1.6030736668123918E-3,4.1548179462434767E-3,3.1757231087066718E-3,0,0,1.1915047129508983E-2]
[2004,2,5,12,3.3584728866386223E-3,2.0374183633086814E-3,4.0270413472177193E-3,9.0677512601672616E-3,0,0,1.8490683857332286E-2,null,2.8109565251553999E-3,1.6655789384843165E-3,4.0818363946730947E-3,3.4356301553036912E-3,0,0,1.1994002013616504E-2]
[2004,2,5,13,3.1488384376789531E-3,1.9403704010449124E-3,3.9298939355199717E-3,7.822687464699711E-3,0,0,1.6841790238943548E-2,null,2.6354978145774737E-3,1.5862427329801825E-3,3.9833671199560302E-3,2.9638948156086452E-3,0,0,1.1169002483122331E-2]
[2004,2,5,14,3.1996053878985812E-3,1.9779218873240811E-3,3.9803852505248998E-3,8.8328635837834259E-3,0,0,1.7990776109530988E-2,null,2.6779884627973348E-3,1.6169408781337364E-3,4.0345454589478594E-3,3.3466348618797917E-3,0,0,1.1676109661758721E-2]
[2004,2,5,15,3.3499441649024533E-3,1.8965762451268039E-3,3.9266784726690734E-3,8.3826965113860084E-3,0,0,1.755589539408434E-2,null,2.8038182016301761E-3,1.5504412377941646E-3,3.9801079050240601E-3,3.1760735480017553E-3,0,0,1.1510440892450156E-2]
[2004,2,5,16,3.4960091340931702E-3,1.9487949014528128E-3,3.800796931316922E-3,8.457678799823504E-3,0,0,1.7703279766686411E-2,null,2.9260708718472656E-3,1.5931297183432989E-3,3.8525135218018063E-3,3.204483172822539E-3,0,0,1.1576197284814909E-2]
[2004,2,5,17,3.9743557536376442E-3,2.1226091278158561E-3,3.6206045232878058E-3,7.3889615653159012E-3,0,0,1.7106530970057206E-2,null,3.3264348458558043E-3,1.7352219463573294E-3,3.6698692761336564E-3,2.7995628068993826E-3,0,0,1.1531088875246173E-2]
[2004,2,5,18,4.3359898376285491E-3,2.1131588095888148E-3,3.4408203799998725E-3,6.5346137792730219E-3,6.5227188421762343E-6,1.1061372751096216E-4,1.6541719252843399E-2,null,3.6291133912616739E-3,1.7274963602507171E-3,3.4876388503733585E-3,2.4758636964330775E-3,9.4601050084253224E-7,4.4353867277144293E-5,1.1365412176096814E-2]
[2004,2,5,19,4.4519240941673097E-3,2.0163337566754167E-3,3.386592940308989E-3,6.8471612865963448E-3,1.5642010860590053E-5,2.6526072469491103E-4,1.6982914813303562E-2,null,3.7261474200916155E-3,1.6483423819836861E-3,3.4326735500858118E-3,2.5942830939569132E-3,2.2686102048013613E-6,1.0636418500399251E-4,1.1510079241326819E-2]
[2004,2,5,20,4.9423649921144916E-3,1.8632334379682809E-3,3.3561002349371582E-3,8.5975726291419117E-3,1.5642010860590053E-5,2.6526072469491103E-4,1.9040174029717343E-2,null,4.1366339980158772E-3,1.5231836659801003E-3,3.4017659373182458E-3,3.2574867725858568E-3,2.2686102048013613E-6,1.0636418500399251E-4,1.2427703169108873E-2]
[2004,2,5,21,4.756393173816648E-3,1.8726283149198351E-3,3.2778186915663815E-3,8.6801796563809354E-3,1.5642010860590053E-5,2.6526072469491103E-4,1.8867922572239303E-2,null,3.9809803084419381E-3,1.5308639291317235E-3,3.3224192345626901E-3,3.2887852925473702E-3,2.2686102048013613E-6,1.0636418500399251E-4,1.2231681559892515E-2]
[2004,2,5,22,4.5419523545874446E-3,1.8134623980975175E-3,3.0810531943062163E-3,8.3798005316770476E-3,1.5642010860590053E-5,2.6526072469491103E-4,1.8097171214223728E-2,null,3.8014987879955121E-3,1.4824960991808179E-3,3.1229763933593342E-3,3.1749763062566094E-3,2.2686102048013613E-6,1.0636418500399251E-4,1.1690580382001067E-2]
[2004,2,5,23,4.2670478031359149E-3,1.743113403939129E-3,2.945233847583331E-3,8.5571586735157992E-3,1.5642010860590053E-5,2.6526072469491103E-4,1.7793456463729675E-2,null,3.5714106590212123E-3,1.4249861615441089E-3,2.9853089832799153E-3,3.2421745523164166E-3,2.2686102048013613E-6,1.0636418500399251E-4,1.1332513151370446E-2]
[2004,2,5,24,3.9786418359325088E-3,1.7321635042094985E-3,2.793617503782648E-3,7.9333833328300001E-3,1.5642010860590053E-5,2.6526072469491103E-4,1.6718708912310157E-2,null,3.3300221879010638E-3,1.4160346753414566E-3,2.8316296299302221E-3,3.005835761241612E-3,2.2686102048013613E-6,1.0636418500399251E-4,1.0692155049623148E-2]
[2004,2,6,1,3.2718566370570999E-3,1.6725228059195239E-3,2.6924648133714191E-3,8.2746314630046305E-3,1.5642010860590053E-5,2.6526072469491103E-4,1.6192378454908174E-2,null,2.7384609236829837E-3,1.3672787140046984E-3,2.7291005775714927E-3,3.1351293791222743E-3,2.2686102048013613E-6,1.0636418500399251E-4,1.0078602389590243E-2]
[2004,2,6,2,2.9821471313378105E-3,1.6674336942288188E-3,2.6473269053352657E-3,8.1238421962631802E-3,1.5642010860590053E-5,2.6526072469491103E-4,1.5701652662720576E-2,null,2.4959814239255071E-3,1.3631183916083362E-3,2.6833484881551091E-3,3.0779976672954657E-3,2.2686102048013613E-6,1.0636418500399251E-4,9.7290787661932117E-3]
[2004,2,6,3,2.9370949526977617E-3,1.6203980943668799E-3,2.5910023942343468E-3,8.3839871515464237E-3,1.5642010860590053E-5,2.6526072469491103E-4,1.5813385328400913E-2,null,2.4582738944038196E-3,1.3246670328202481E-3,2.626257582077688E-3,3.1765625515184537E-3,2.2686102048013613E-6,1.0636418500399251E-4,9.6943938560290037E-3]
[2004,2,6,4,2.921283257974559E-3,1.6279103567920965E-3,2.5753675881377749E-3,7.6602372693774833E-3,1.5642010860590053E-5,2.6526072469491103E-4,1.5065701207837415E-2,null,2.4450399074233751E-3,1.3308082683667309E-3,2.6104100366849056E-3,2.9023449590046468E-3,2.2686102048013613E-6,1.0636418500399251E-4,9.3972359666884536E-3]
[2004,2,6,5,3.0670081842230227E-3,1.6670194406762184E-3,2.5884948614114944E-3,6.6496815647445959E-3,1.5642010860590053E-5,2.6526072469491103E-4,1.4253106786610834E-2,null,2.5670079703324343E-3,1.3627797414789229E-3,2.6237159298187094E-3,2.5194610936628359E-3,2.2686102048013613E-6,1.0636418500399251E-4,9.1815975305016961E-3]
[2004,2,6,6,3.3841206226104918E-3,1.6595083401927978E-3,2.7011357860770094E-3,6.6413954805094651E-3,1.5642010860590053E-5,2.6526072469491103E-4,1.4667062964945266E-2,null,2.8324230288965533E-3,1.3566394558138285E-3,2.7378895342558707E-3,2.516321625006185E-3,2.2686102048013613E-6,1.0636418500399251E-4,9.5519064391812302E-3]
[2004,2,6,7,3.6628774336695032E-3,1.6514463496078138E-3,3.0349794689615707E-3,6.5661614509668091E-3,1.5642010860590053E-5,2.6526072469491103E-4,1.51963674387612E-2,null,3.0657354013427368E-3,1.3500488203496413E-3,3.0762757531784526E-3,2.4878166193895014E-3,2.2686102048013613E-6,1.0636418500399251E-4,1.0088509389469126E-2]
[2004,2,6,8,3.6697788051625012E-3,1.8355248943412901E-3,3.7787662417800294E-3,7.0263798302759558E-3,1.434372427247126E-5,2.4324408985841768E-4,1.6568037585690663E-2,null,3.0715116740373722E-3,1.5005320753631183E-3,3.8301830656187422E-3,2.6621862173873108E-3,2.0803156032432126E-6,9.7535959779140557E-5,1.1164029307788929E-2]
[2004,2,6,9,3.7806380257074832E-3,2.1023725744190379E-3,4.0605407332523881E-3,8.7440024484863512E-3,0,0,1.8687553781865263E-2,null,3.1642980266097906E-3,1.718678668976381E-3,4.1157915993322147E-3,3.3129667574841358E-3,0,0,1.2311735052402521E-2]
[2004,2,6,10,3.8025597062700486E-3,2.1889594235982197E-3,4.094101740222982E-3,8.7287097034236504E-3,0,0,1.8814330573514899E-2,null,3.1826459165882593E-3,1.7894629688235467E-3,4.1498092633894994E-3,3.3071725738340412E-3,0,0,1.2429090722635346E-2]
[2004,2,6,11,3.6490542349299319E-3,2.2553254275686349E-3,4.0161380358293575E-3,8.0911476961702863E-3,0,0,1.8011665394498208E-2,null,3.0541657350071517E-3,1.8437168326519758E-3,4.0707847243746957E-3,3.0656102288657027E-3,0,0,1.2034277520899526E-2]
[2004,2,6,12,3.6173755799122605E-3,2.1953519027661963E-3,3.9570837520519538E-3,8.6356041969598701E-3,0,0,1.8405415431690282E-2,null,3.0276515051664591E-3,1.7946887873685367E-3,4.010926902216873E-3,3.2718963431067013E-3,0,0,1.2105163537858571E-2]
[2004,2,6,13,3.3871921840627601E-3,2.1081535375432848E-3,3.9078245833358899E-3,7.4635745120009917E-3,0,0,1.6866744816942926E-2,null,2.8349938478366195E-3,1.7234045763291858E-3,3.9609974750518182E-3,2.8278324938650389E-3,0,0,1.1347228393082661E-2]
[2004,2,6,14,3.2300479203657409E-3,2.0161239712349964E-3,3.9126874354346126E-3,8.776858096921452E-3,0,0,1.7935717423956801E-2,null,2.7034680894518362E-3,1.6481708834748588E-3,3.9659264948872343E-3,3.3254152525185711E-3,0,0,1.1642980720332499E-2]
[2004,2,6,15,3.1528395228610766E-3,1.9684454670650894E-3,3.8428549450697925E-3,8.3715355976993807E-3,0,0,1.7335675532695341E-2,null,2.6388466212762377E-3,1.6091939537514653E-3,3.8951438095048956E-3,3.1718448511041065E-3,0,0,1.1315029235636705E-2]
[2004,2,6,16,3.2591512665818972E-3,2.0016508571914847E-3,3.7164255775932378E-3,8.5763895884730188E-3,0,0,1.7553617289839639E-2,null,2.7278268512199088E-3,1.6363391878549138E-3,3.7669941460111629E-3,3.2494608473906251E-3,0,0,1.138062103247661E-2]
[2004,2,6,17,3.702018607444115E-3,2.0751830229538992E-3,3.4866616840746279E-3,7.2458573551698298E-3,0,0,1.6509720669642472E-2,null,3.0984955698888958E-3,1.6964513517583172E-3,3.5341039067803138E-3,2.745342843688825E-3,0,0,1.1074393672116352E-2]
[2004,2,6,18,4.0233347971327868E-3,2.0015227375740144E-3,3.3454208520517798E-3,6.5448096826935349E-3,6.5227188421762343E-6,1.1061372751096216E-4,1.6032224515805254E-2,null,3.3674290615471922E-3,1.6362344507325299E-3,3.3909412424676941E-3,2.4797267659248438E-3,9.4601050084253224E-7,4.4353867277144293E-5,1.0919631398450249E-2]
[2004,2,6,19,4.3734807763246243E-3,1.8600928037560127E-3,3.3081811162084763E-3,6.8877750415661625E-3,1.5642010860590053E-5,2.6526072469491103E-4,1.6710432473410777E-2,null,3.6604923549511531E-3,1.5206162138104132E-3,3.3531947938998815E-3,2.6096710150953508E-3,2.2686102048013613E-6,1.0636418500399251E-4,1.1252607172965593E-2]
[2004,2,6,20,4.823542922057048E-3,1.7493654079258104E-3,3.2585902745109114E-3,6.8026907756810005E-3,1.5642010860590053E-5,2.6526072469491103E-4,1.6915092115730272E-2,null,4.0371829426004095E-3,1.4300971423574092E-3,3.3029291807535337E-3,2.577433907875501E-3,2.2686102048013613E-6,1.0636418500399251E-4,1.1456275968795646E-2]
[2004,2,6,21,4.2856359548656998E-3,1.8475146841382651E-3,3.178229593229756E-3,6.9362061258248986E-3,1.5642010860590053E-5,2.6526072469491103E-4,1.652848909361412E-2,null,3.5869684700142058E-3,1.5103336662991426E-3,3.2214750497248632E-3,2.628020800919791E-3,2.2686102048013613E-6,1.0636418500399251E-4,1.1055430782166796E-2]
[2004,2,6,22,4.032590080512404E-3,1.8141575969762411E-3,2.935142841450447E-3,6.9062941167397206E-3,1.5642010860590053E-5,2.6526072469491103E-4,1.5969087371234314E-2,null,3.3751754987185623E-3,1.4830644206563245E-3,2.9750806710922262E-3,2.616687605128439E-3,2.2686102048013613E-6,1.0636418500399251E-4,1.0558640990804348E-2]
[2004,2,6,23,3.9677150507166081E-3,1.7505468083400995E-3,2.8360882440873836E-3,6.4697844611340451E-3,1.5642010860590053E-5,2.6526072469491103E-4,1.5305037299833638E-2,null,3.3208767461368016E-3,1.4310629310650171E-3,2.8746782600627021E-3,2.4513008744107699E-3,2.2686102048013613E-6,1.0636418500399251E-4,1.0186551606884085E-2]
[2004,2,6,24,3.9817469812689433E-3,1.3291767216754389E-3,2.6402702927894595E-3,6.9844119723506013E-3,1.5642010860590053E-5,2.6526072469491103E-4,1.5216508703639945E-2,null,3.3326211156993889E-3,1.0865950719866119E-3,2.6761958578667513E-3,2.6462852476645056E-3,2.2686102048013613E-6,1.0636418500399251E-4,9.8503300884260504E-3]
[2004,2,7,1,3.9884926329398183E-3,1.3382443337481575E-3,2.563985976846012E-3,6.8550333562876148E-3,1.5642010860590053E-5,2.6526072469491103E-4,1.5026659035377105E-2,null,3.3382670548570666E-3,1.0940077977981825E-3,2.5988735583637088E-3,2.5972656989313994E-3,2.2686102048013613E-6,1.0636418500399251E-4,9.73704690515915E-3]
[2004,2,7,2,3.4777782260358376E-3,1.3799504741479052E-3,2.5077289427929412E-3,6.7137196310215978E-3,1.5642010860590053E-5,2.6526072469491103E-4,1.4360080009553784E-2,null,2.9108120647367047E-3,1.128102351134043E-3,2.5418510474791755E-3,2.543724122640601E-3,2.2686102048013613E-6,1.0636418500399251E-4,9.2331223811993185E-3]
[2004,2,7,3,3.4450853081803706E-3,1.395187072304219E-3,2.4894983399586916E-3,6.4794408838545932E-3,1.5642010860590053E-5,2.6526072469491103E-4,1.4090114339853375E-2,null,2.8834489226557299E-3,1.1405581910539763E-3,2.5233723849253172E-3,2.4549595430419669E-3,2.2686102048013613E-6,1.0636418500399251E-4,9.1109718368857836E-3]
[2004,2,7,4,3.2541618608261215E-3,1.4203046974752404E-3,2.4905423645356917E-3,6.405745604098196E-3,1.5642010860590053E-5,2.6526072469491103E-4,1.3851657262490751E-2,null,2.7236508452972044E-3,1.1610917192792043E-3,2.5244306153103311E-3,2.4270375458267557E-3,2.2686102048013613E-6,1.0636418500399251E-4,8.9448435209222889E-3]
[2004,2,7,5,3.3998675728910219E-3,1.4213373217121798E-3,2.5393318760239037E-3,6.150155965806918E-3,1.5642010860590053E-5,2.6526072469491103E-4,1.3791595471989524E-2,null,2.8456028264225225E-3,1.1619358842339276E-3,2.5738839947270827E-3,2.3301986004805111E-3,2.2686102048013613E-6,1.0636418500399251E-4,9.0202541010728377E-3]
[2004,2,7,6,3.5672980619501616E-3,1.3590385405876492E-3,2.6028390160238437E-3,6.459072921862468E-3,1.5642010860590053E-5,2.6526072469491103E-4,1.4269151275979625E-2,null,2.9857378942395488E-3,1.1110069539744815E-3,2.6382552621223017E-3,2.4472424385014379E-3,2.2686102048013613E-6,1.0636418500399251E-4,9.2908753440465643E-3]
[2004,2,7,7,3.6974058485964886E-3,1.3593802264249741E-3,2.8725515953983375E-3,6.5144063390273942E-3,1.5642010860590053E-5,2.6526072469491103E-4,1.4724646745002696E-2,null,3.0946348078642002E-3,1.1112862803732593E-3,2.9116377600081483E-3,2.4682074110898363E-3,2.2686102048013613E-6,1.0636418500399251E-4,9.6943990545442383E-3]
[2004,2,7,8,3.8486100170881379E-3,1.4315231638646511E-3,3.3176823415657763E-3,6.3918482835384916E-3,1.3029795360181697E-5,2.2096218898404516E-4,1.5223655790401283E-2,null,3.2211888573976163E-3,1.1702627573324555E-3,3.3628253002973914E-3,2.4217720668537517E-3,1.8897523460398987E-6,8.8601368238805186E-5,1.0266540102466059E-2]
[2004,2,7,9,4.1480894102876899E-3,1.6310294160024798E-3,3.4024410003451514E-3,5.2328446286033286E-3,0,0,{"$f":"SUM(E899:J899)","v":1.4414404455238651E-2},null,3.4718455048914753E-3,1.3333580830843441E-3,3.4487372511166603E-3,1.9826435781297468E-3,0,0,{"$f":"SUM(M899:R899)","v":1.0236584417222225E-2}]
[2004,2,7,10,4.8697587943746911E-3,1.6359075598269426E-3,3.4010030347122375E-3,4.8625030473592049E-3,0,0,1.4769172436273077E-2,null,{"$f":"E900*V$5","v":4.075864454180826E-3},{"$f":"F900*W$5","v":1.3373459403449061E-3},{"$f":"G900*X$5","v":3.4472797194082332E-3},{"$f":"H900*Y$5","v":1.8423269033799265E-3},{"$f":"I900*Z$5","v":0},{"$f":"J900*AA$5","v":0},1.0702817017313892E-2]
[2004,2,7,11,5.1202748602376582E-3,1.7258924720618761E-3,3.3684960552485032E-3,4.8343559686925648E-3,0,0,1.5049019356240603E-2,null,4.2855400400089337E-3,1.4109081391053368E-3,3.4143304247734423E-3,1.8316624123196556E-3,0,0,1.0942441016207368E-2]
[2004,2,7,12,4.6816380819223735E-3,1.6825326908519521E-3,3.3104367831556306E-3,4.9522624269742318E-3,0,0,1.4626869982904189E-2,null,3.9184121947659876E-3,1.3754617429890003E-3,3.3554811532007403E-3,1.8763353386003969E-3,0,0,1.0525690429556126E-2]
[2004,2,7,13,4.3780721797131239E-3,1.6681486732737921E-3,3.3367508612793815E-3,4.7545235429069131E-3,0,0,1.413749525717321E-2,null,3.6643352429988341E-3,1.3637028832670995E-3,3.3821532810774523E-3,1.8014151457669148E-3,0,0,1.02116065531103E-2]
[2004,2,7,14,4.3235354630735507E-3,1.6439706687997324E-3,3.2941453288501533E-3,4.7886420328593022E-3,0,0,1.4050293493582739E-2,null,3.6186893960103261E-3,1.3439374900853203E-3,3.3389680247343056E-3,1.8143421118438044E-3,0,0,1.0115937022673757E-2]
[2004,2,7,15,4.3844656770685528E-3,1.6009611999937559E-3,3.269851614201126E-3,4.5642211012969763E-3,0,0,1.3819499592560411E-2,null,3.6696864379366602E-3,1.3087774725412066E-3,3.3143437509645032E-3,1.7293125055130886E-3,0,0,1.0022120166955457E-2]
[2004,2,7,16,4.2411363213858914E-3,1.637469562749723E-3,3.2271258689256089E-3,4.495064866934447E-3,0,0,1.3600796619995671E-2,null,3.5497234067609824E-3,1.3386228696280057E-3,3.2710366460658585E-3,1.7031102821187549E-3,0,0,9.8624932045736011E-3]
[2004,2,7,17,4.59037398550728E-3,1.6246481988682511E-3,3.1636501564370504E-3,4.2144714665865958E-3,0,0,1.3593143807399177E-2,null,3.8420264635156223E-3,1.3281414711934969E-3,3.2066972338091124E-3,1.5967977995687541E-3,0,0,9.973662968086985E-3]
[2004,2,7,18,5.3071830742343947E-3,1.6746279849533395E-3,3.0634710644272811E-3,4.2457299753196611E-3,6.5227188421762343E-6,1.1061372751096216E-4,1.4408148545287814E-2,null,4.4419774690051565E-3,1.3689996869396669E-3,3.1051550273866976E-3,1.6086411631692642E-3,9.4601050084253224E-7,4.4353867277144293E-5,1.0570073224278772E-2]
[2004,2,7,19,5.4488013909087234E-3,1.5451632359382717E-3,2.97605905320976E-3,4.2288126202380712E-3,1.5642010860590053E-5,2.6526072469491103E-4,1.4479739035850328E-2,null,4.5605084039788951E-3,1.2631629264986375E-3,3.0165536205583906E-3,1.6022314400087263E-3,2.2686102048013613E-6,1.0636418500399251E-4,1.0551089186253443E-2]
[2004,2,7,20,5.3150496883228402E-3,1.5311034208296205E-3,2.9533664707236161E-3,4.1078652874692268E-3,1.5642010860590053E-5,2.6526072469491103E-4,1.4188287602900806E-2,null,4.4485616252419886E-3,1.2516691006130578E-3,2.9935522651973238E-3,1.5564063736011892E-3,2.2686102048013613E-6,1.0636418500399251E-4,1.0358822159862354E-2]
[2004,2,7,21,5.1000759050826294E-3,1.6046119695138576E-3,2.8268570316480821E-3,4.0422807279806528E-3,1.5642010860590053E-5,2.6526072469491103E-4,1.3854728369780724E-2,null,4.2686340274517868E-3,1.3117619576776156E-3,2.865321440588342E-3,1.5315574023583348E-3,2.2686102048013613E-6,1.0636418500399251E-4,1.0085907623284873E-2]
[2004,2,7,22,4.67557960937967E-3,1.6248522976908548E-3,2.5954228802197873E-3,3.9507812056952347E-3,1.5642010860590053E-5,2.6526072469491103E-4,1.3127538728541048E-2,null,3.9133414070892016E-3,1.3283083209217708E-3,2.6307382166234393E-3,1.4968896540996704E-3,2.2686102048013613E-6,1.0636418500399251E-4,9.477910393942874E-3]
[2004,2,7,23,4.9662219091336241E-3,1.4826411662496506E-3,2.4620127013068784E-3,3.9798252694770468E-3,1.5642010860590053E-5,2.6526072469491103E-4,1.3171603781722701E-2,null,4.1566016317674597E-3,1.2120514589968405E-3,2.4955127553594782E-3,1.5078939988923746E-3,2.2686102048013613E-6,1.0636418500399251E-4,9.4806926402249466E-3]
[2004,2,7,24,4.794082758786674E-3,1.4387152885233108E-3,2.4439683040458271E-3,3.9559820649666382E-3,1.5642010860590053E-5,2.6526072469491103E-4,1.2913651151877951E-2,null,4.0125255340185337E-3,1.176142281916186E-3,2.4772228320362457E-3,1.4988601789226016E-3,2.2686102048013613E-6,1.0636418500399251E-4,9.2733836221023606E-3]
[2004,2,8,1,3.6728725062160727E-3,1.7008924673407419E-3,2.4304376502847225E-3,3.8726584594022512E-3,1.5642010860590053E-5,2.6526072469491103E-4,1.195776381879929E-2,null,3.0741010232615434E-3,1.3904707649874807E-3,2.4635080697073325E-3,1.4672901585600937E-3,2.2686102048013613E-6,1.0636418500399251E-4,8.5040028117252444E-3]
[2004,2,8,2,3.4998146843895936E-3,1.689375794293224E-3,2.4074125488149981E-3,3.6878836080090301E-3,1.5642010860590053E-5,2.6526072469491103E-4,1.1565389371062346E-2,null,2.9292560208118729E-3,1.3810559445388197E-3,2.440169670851533E-3,1.3972818364111467E-3,2.2686102048013613E-6,1.0636418500399251E-4,8.2563962678221664E-3]
[2004,2,8,3,3.2024340538739458E-3,1.7164580580633919E-3,2.4109518982855719E-3,3.564058294776044E-3,1.5642010860590053E-5,2.6526072469491103E-4,1.1174805040554455E-2,null,2.6803559843910237E-3,1.4031955546230323E-3,2.4437571794556942E-3,1.3503663478928473E-3,2.2686102048013613E-6,1.0636418500399251E-4,7.9863078615713904E-3]
[2004,2,8,4,3.3825421801207396E-3,1.6072719906972453E-3,2.4150953674074178E-3,3.7210173668151309E-3,1.5642010860590053E-5,2.6526072469491103E-4,1.1406829640596035E-2,null,2.8311019126136725E-3,1.3139365111904141E-3,2.447957027831584E-3,1.409835703146867E-3,2.2686102048013613E-6,1.0636418500399251E-4,8.1114639499913314E-3]
[2004,2,8,5,3.2675591930860521E-3,1.6127667527872206E-3,2.4568529053011776E-3,3.8563315778714731E-3,1.5642010860590053E-5,2.6526072469491103E-4,1.1474413164601426E-2,null,2.7348640722032634E-3,1.3184284506829896E-3,2.4902827511680114E-3,1.4611041566595323E-3,2.2686102048013613E-6,1.0636418500399251E-4,8.1133122259225907E-3]
[2004,2,8,6,3.4377893023722229E-3,1.5758613467998916E-3,2.5188579244015954E-3,3.8612674293232261E-3,1.5642010860590053E-5,2.6526072469491103E-4,1.1674678738452437E-2,null,2.8773423510601763E-3,1.2882584728150738E-3,2.5531314586418863E-3,1.4629742741344386E-3,2.2686102048013613E-6,1.0636418500399251E-4,8.290339351860368E-3]
[2004,2,8,7,3.5867634855040889E-3,1.5324177054357963E-3,2.6916258650412873E-3,4.0412244983558726E-3,1.5642010860590053E-5,2.6526072469491103E-4,1.2132934289892545E-2,null,3.00202995947298E-3,1.2527435214579085E-3,2.7282502138597947E-3,1.5311572133538392E-3,2.2686102048013613E-6,1.0636418500399251E-4,8.6228137033533166E-3]
[2004,2,8,8,3.9758899168260853E-3,1.44556970108998E-3,3.019768487608058E-3,3.8996053625765109E-3,1.3029795360181697E-5,2.2096218898404516E-4,1.2574825452444861E-2,null,3.3277189014878621E-3,1.1817457286173272E-3,3.060857799416851E-3,1.4774999217617177E-3,1.8897523460398987E-6,8.8601368238805186E-5,9.1383134718686018E-3]
[2004,2,8,9,4.076298415402824E-3,1.5458623566707518E-3,3.1354079496627909E-3,3.696419389399064E-3,0,0,1.2453988111135432E-2,null,3.4117582651457382E-3,1.2637344540692369E-3,3.1780707416682501E-3,1.4005159114426821E-3,0,0,9.2540793723259063E-3]
[2004,2,8,10,4.3777965686743782E-3,1.5036437330578144E-3,3.2264535694243022E-3,3.5083064528518325E-3,0,0,1.2616200324008328E-2,null,3.6641045635579339E-3,1.2292209483662105E-3,3.2703551987361829E-3,1.3292428406601387E-3,0,0,9.4929235513204653E-3]
[2004,2,8,11,4.3700174999974084E-3,1.5281428434710193E-3,3.2176120543621891E-3,3.5088580932039022E-3,0,0,1.262463049103452E-2,null,3.6575936806074851E-3,1.2492488439868085E-3,3.2613933791637273E-3,1.3294518486240844E-3,0,0,9.4976877523821057E-3]
[2004,2,8,12,3.9393334021836359E-3,1.69441210625201E-3,3.1709457993502254E-3,3.4452905215425684E-3,0,0,1.2249981829328439E-2,null,3.2971220270036441E-3,1.3851731034283511E-3,3.2140921468973801E-3,1.3053670827507119E-3,0,0,9.2017543600800885E-3]
[2004,2,8,13,3.9509659561035772E-3,1.6191163714303607E-3,3.1686172681290562E-3,3.4260393992271332E-3,0,0,1.2164738994890126E-2,null,3.3068581792517595E-3,1.3236192309713575E-3,3.2117319318746892E-3,1.2980731314222401E-3,0,0,9.1402824735200457E-3]
[2004,2,8,14,3.5471052120204091E-3,1.6822012925544073E-3,3.1442893720069519E-3,3.3851210124800774E-3,0,0,1.1758716889061846E-2,null,2.9688369916009297E-3,1.3751908266006038E-3,3.1870730115321805E-3,1.2825697900334986E-3,0,0,8.8136706197672124E-3]
[2004,2,8,15,3.3792108809872199E-3,1.6752551923760327E-3,3.1777184139242711E-3,3.5203083219916549E-3,0,0,1.1752492809279178E-2,null,2.8283136998298606E-3,1.3695124257527217E-3,3.2209569149173395E-3,1.3337901625212836E-3,0,0,8.7525732030212054E-3]
[2004,2,8,16,3.7877263700512621E-3,1.5564277270748721E-3,3.129292890767737E-3,3.6482399001164598E-3,0,0,1.212168688801033E-2,null,3.1702307908327691E-3,1.2723715895438632E-3,3.1718724765397717E-3,1.3822614510481219E-3,0,0,8.9967363079645254E-3]
[2004,2,8,17,4.5471667372153132E-3,1.5558807377462011E-3,3.082915744738702E-3,3.6560860930313064E-3,0,0,1.2842049312731522E-2,null,3.80586309384737E-3,1.2719244286063666E-3,3.1248642870973726E-3,1.3852342517138164E-3,0,0,9.587886061264924E-3]
[2004,2,8,18,4.7637373026923899E-3,1.6253714112714193E-3,3.0079624870415806E-3,3.6776122643385361E-3,6.5227188421762343E-6,1.1061372751096216E-4,1.3191819911697064E-2,null,3.9871271578230897E-3,1.3287326935798561E-3,3.0488911572513632E-3,1.3933901837800415E-3,9.4601050084253224E-7,4.4353867277144293E-5,9.8034410702123372E-3]
[2004,2,8,19,5.2387311587330197E-3,1.6153103912269434E-3,2.8862979951652986E-3,3.6874366178932497E-3,1.5642010860590053E-5,2.6526072469491103E-4,1.3708678898574012E-2,null,4.3846849539148948E-3,1.3205078619068294E-3,2.9255712039503801E-3,1.3971124787968015E-3,2.2686102048013613E-6,1.0636418500399251E-4,1.0136509293777698E-2]
[2004,2,8,20,4.9927354533429568E-3,1.6884015964544372E-3,2.8285403854459109E-3,3.6986595589863407E-3,1.5642010860590053E-5,2.6526072469491103E-4,1.3489239729785146E-2,null,4.1787927950180919E-3,1.3802595428613728E-3,2.8670276994033493E-3,1.4013646769156446E-3,2.2686102048013613E-6,1.0636418500399251E-4,9.9360775094072522E-3]
[2004,2,8,21,4.8084631431117453E-3,1.8018847298102553E-3,2.6560895796617877E-3,3.7110729002189807E-3,1.5642010860590053E-5,2.6526072469491103E-4,1.325841308835827E-2,null,4.0245615505406914E-3,1.473031415440211E-3,2.6922303942237859E-3,1.4060678991637311E-3,2.2686102048013613E-6,1.0636418500399251E-4,9.7045240545772134E-3]
[2004,2,8,22,5.0124877007977822E-3,1.5966415354793659E-3,2.5465528560071095E-3,3.814438229319594E-3,1.5642010860590053E-5,2.6526072469491103E-4,1.3251023057159354E-2,null,4.1953249245733192E-3,1.3052461692183081E-3,2.5812032289636569E-3,1.4452314173814117E-3,2.2686102048013613E-6,1.0636418500399251E-4,9.6356385353454903E-3]
[2004,2,8,23,4.7581310359386918E-3,1.6215033817444709E-3,2.5285017576669373E-3,4.2124017762958941E-3,1.5642010860590053E-5,2.6526072469491103E-4,1.3401440687201494E-2,null,3.9824348549089396E-3,1.3255705995153567E-3,2.5629065133812245E-3,1.5960136260541906E-3,2.2686102048013613E-6,1.0636418500399251E-4,9.5755583890685062E-3]
[2004,2,8,24,4.1083370423872553E-3,1.7697980904500643E-3,2.5198141923058011E-3,5.3998473362652588E-3,1.5642010860590053E-5,2.6526072469491103E-4,1.4078699396963882E-2,null,3.43857378238192E-3,1.4468007542821916E-3,2.5541007382687618E-3,2.045918310971295E-3,2.2686102048013613E-6,1.0636418500399251E-4,9.5940263811129627E-3]
[2004,2,9,1,3.495746589553476E-3,1.8070312066473535E-3,2.482906575935806E-3,5.5269397046176991E-3,1.5642010860590053E-5,2.6526072469491103E-4,1.3593526812309836E-2,null,2.9258511287342773E-3,1.4772386335460434E-3,2.5166909282493635E-3,2.094071635945998E-3,2.2686102048013613E-6,1.0636418500399251E-4,9.1224851216844764E-3]
[2004,2,9,2,3.2877028408476242E-3,1.9309327489276228E-3,2.4609144920275071E-3,5.1071726727333821E-3,1.5642010860590053E-5,2.6526072469491103E-4,1.3067625490091637E-2,null,2.7517237938764955E-3,1.5785275013525592E-3,2.4943996029930136E-3,1.9350284253895713E-3,2.2686102048013613E-6,1.0636418500399251E-4,8.8683121188204341E-3]
[2004,2,9,3,2.9885276067537275E-3,1.9358811514713233E-3,2.4716988143074223E-3,5.5956595209874938E-3,1.5642010860590053E-5,2.6526072469491103E-4,1.3272669829075469E-2,null,2.5013217198306247E-3,1.5825727947514786E-3,2.5053306651248823E-3,2.120108507339253E-3,2.2686102048013613E-6,1.0636418500399251E-4,8.8179664822550328E-3]
[2004,2,9,4,3.0952811660175349E-3,1.9402567316231846E-3,2.4841687760955543E-3,5.2568536039254545E-3,1.5642010860590053E-5,2.6526072469491103E-4,1.3057463013217229E-2,null,2.5906717381648514E-3,1.5861498088178263E-3,2.5179703028832944E-3,1.9917402060861157E-3,2.2686102048013613E-6,1.0636418500399251E-4,8.7951648511608808E-3]
[2004,2,9,5,3.1749484272024916E-3,1.9541305605597688E-3,2.5811293644085031E-3,6.1190135002488766E-3,1.5642010860590053E-5,2.6526072469491103E-4,1.4110124587975142E-2,null,2.6573512128034715E-3,1.5974915919729474E-3,2.6162502121517086E-3,2.3183992038371872E-3,2.2686102048013613E-6,1.0636418500399251E-4,9.2981250159741083E-3]
[2004,2,9,6,3.3612533783095276E-3,1.9400614136689804E-3,2.6749779791927107E-3,6.0889715967580591E-3,1.5642010860590053E-5,2.6526072469491103E-4,1.434616710348478E-2,null,2.8132837260795361E-3,1.5859901374038993E-3,2.7113758039662796E-3,2.3070167930724405E-3,2.2686102048013613E-6,1.0636418500399251E-4,9.5262992557309505E-3]
[2004,2,9,7,3.7932296939016236E-3,1.8592728651729323E-3,3.0433577851821459E-3,6.5277487341160942E-3,1.5642010860590053E-5,2.6526072469491103E-4,1.5504511813928298E-2,null,3.1748369331508334E-3,1.5199459182739523E-3,3.0847680712667316E-3,2.473262637418339E-3,2.2686102048013613E-6,1.0636418500399251E-4,1.0361446355318649E-2]
[2004,2,9,8,3.9611043847376775E-3,2.0297504152020462E-3,3.8003571765342801E-3,6.1961754823280325E-3,1.3029795360181697E-5,2.2096218898404516E-4,1.6221379443146264E-2,null,3.3153437865756194E-3,1.659310430701231E-3,3.8520677833745712E-3,2.3476346807341638E-3,1.8897523460398987E-6,8.8601368238805186E-5,1.1264847801970431E-2]
[2004,2,9,9,4.4151831814772165E-3,2.0646639081305096E-3,4.1003918817158116E-3,7.6108789130117267E-3,0,0,1.8191117884335264E-2,null,3.6953962091238984E-3,1.6878520299808872E-3,4.1561849934253509E-3,2.8836438441768356E-3,0,0,1.2423077076706973E-2]
[2004,2,9,10,4.2642173869123622E-3,2.1580207072971849E-3,4.1503201686969617E-3,7.9033599210734159E-3,0,0,1.8475918183979922E-2,null,3.5690416725142333E-3,1.7641707288090505E-3,4.2067926433974941E-3,2.9944603567078404E-3,0,0,1.2534465401428618E-2]
[2004,2,9,11,4.2318491301997002E-3,2.152886156911222E-3,4.1433823423721733E-3,7.4835646341247708E-3,0,0,1.8011682263607866E-2,null,3.5419502635657377E-3,1.7599732605151268E-3,4.1997604156275934E-3,2.8354064407462632E-3,0,0,1.233709038045472E-2]
[2004,2,9,12,4.0309968757374481E-3,2.158894356372963E-3,4.1027638554935759E-3,7.4922516183296723E-3,0,0,1.7784906705933662E-2,null,3.3738420267778219E-3,1.7648849323945524E-3,4.1585892421177511E-3,2.8386978041765889E-3,0,0,1.2136014005466714E-2]
[2004,2,9,13,3.574126373199352E-3,2.1160018372508834E-3,4.0147273941737987E-3,6.6855140223215197E-3,0,0,1.6390369626945553E-2,null,2.9914530173653199E-3,1.7298205206100945E-3,4.069354888434849E-3,2.5330374554594706E-3,0,0,1.1323665881869734E-2]
[2004,2,9,14,3.5179085096063946E-3,2.1059064439475908E-3,4.0773673333198562E-3,7.5748261384407127E-3,0,0,1.7276008425314553E-2,null,2.9444000930658231E-3,1.7215675889763709E-3,4.1328471551688719E-3,2.8699840076920557E-3,0,0,1.1668798844903122E-2]
[2004,2,9,15,3.4789955145895996E-3,2.1476474783658312E-3,3.9847322097719068E-3,7.2507296097201676E-3,0,0,1.6862104812447504E-2,null,2.9118309043458641E-3,1.7556906679912611E-3,4.0389515662933558E-3,2.7471888652852695E-3,0,0,1.1453662003915751E-2]
[2004,2,9,16,3.994696430726947E-3,2.1373787867245463E-3,3.8559035604019227E-3,7.8310695368920494E-3,0,0,1.7819048314745463E-2,null,3.3434594760732247E-3,1.747296065865589E-3,3.908369974416159E-3,2.9670706526118539E-3,0,0,1.1966196168966827E-2]
[2004,2,9,17,4.4579539938110965E-3,2.1695454043341804E-3,3.665687058740034E-3,7.2791579497704512E-3,0,0,1.7572344406655761E-2,null,3.7311942929775534E-3,1.7735921088274677E-3,3.7155652395237972E-3,2.757959921916589E-3,0,0,1.1978311563245407E-2]
[2004,2,9,18,4.5896683634124988E-3,2.2158883373031824E-3,3.4614480390866616E-3,6.3625153911336012E-3,5.2087899298866692E-6,8.8331826636589629E-5,1.6723060747502419E-2,null,3.8414358757399964E-3,1.8114772160252894E-3,3.5085471853859942E-3,2.4106582893804753E-3,7.5544724363921782E-7,3.5419275736808922E-5,1.1608293289512203E-2]
[2004,2,9,19,5.071657489508944E-3,2.0596685963853128E-3,3.3925675119766711E-3,6.3787158515862894E-3,1.5642010860590053E-5,2.6526072469491103E-4,1.7183512185012722E-2,null,4.2448485352391697E-3,1.6837683885531879E-3,3.4387294164087579E-3,2.4167963922975193E-3,2.2686102048013613E-6,1.0636418500399251E-4,1.1892775527707429E-2]
[2004,2,9,20,4.9250384903110752E-3,2.1563456113363427E-3,3.3803602924952761E-3,7.7021901329416267E-3,1.5642010860590053E-5,2.6526072469491103E-4,1.8444837262639822E-2,null,4.1221321559744553E-3,1.7628013465542504E-3,3.426356096032659E-3,2.9182402475968106E-3,2.2686102048013613E-6,1.0636418500399251E-4,1.2338162641366968E-2]
[2004,2,9,21,4.8902605126614615E-3,2.0991303997086896E-3,3.3291290010285853E-3,8.0244901670148937E-3,1.5642010860590053E-5,2.6526072469491103E-4,1.8623912815969132E-2,null,4.0930238717912437E-3,1.7160282079764747E-3,3.374427711885493E-3,3.0403547260763513E-3,2.2686102048013613E-6,1.0636418500399251E-4,1.2332467312938357E-2]
[2004,2,9,22,4.5877963271813383E-3,2.0362261979050343E-3,3.0156625898199382E-3,7.6873947202043677E-3,1.5642010860590053E-5,2.6526072469491103E-4,1.7607982570666179E-2,null,3.8398690289507182E-3,1.6646043494537752E-3,3.0566960335993891E-3,2.912634495442626E-3,2.2686102048013613E-6,1.0636418500399251E-4,1.1582436702655302E-2]
[2004,2,9,23,4.336834402004457E-3,2.0110641193301295E-3,2.8536818104250689E-3,7.7575952007254484E-3,1.5642010860590053E-5,2.6526072469491103E-4,1.7240078268040606E-2,null,3.6298202701984719E-3,1.6440344808015708E-3,2.8925112181074153E-3,2.9392323674921716E-3,2.2686102048013613E-6,1.0636418500399251E-4,1.1214231131808425E-2]
[2004,2,9,24,3.9813796010856432E-3,2.0036305161156699E-3,2.7038735750411873E-3,7.0644552801265225E-3,1.5642010860590053E-5,2.6526072469491103E-4,1.6034241707924526E-2,null,3.3323136278147706E-3,1.6379575487516669E-3,2.7406645756997924E-3,2.6766124141289439E-3,2.2686102048013613E-6,1.0636418500399251E-4,1.0496180961603969E-2]
[2004,2,10,1,3.6396023654229766E-3,1.7101809894134018E-3,2.6947246330465521E-3,7.6592959458085001E-3,1.5642010860590053E-5,2.6526072469491103E-4,{"$f":"SUM(E963:J963)","v":1.5984706669246933E-2},null,3.0462547602390674E-3,1.3980640835775542E-3,2.7313911461055679E-3,2.9019883061205186E-3,2.2686102048013613E-6,1.0636418500399251E-4,{"$f":"SUM(M963:R963)","v":1.0186331091251503E-2}]
[2004,2,10,2,3.2999456600261321E-3,1.7135114714741369E-3,2.6554661492605154E-3,7.7115646496487182E-3,1.5642010860590053E-5,2.6526072469491103E-4,1.5661390665965003E-2,null,{"$f":"E964*V$5","v":2.7619707226496999E-3},{"$f":"F964*W$5","v":1.400786735378116E-3},{"$f":"G964*X$5","v":2.6915984809450168E-3},{"$f":"H964*Y$5","v":2.9217921064167321E-3},{"$f":"I964*Z$5","v":2.2686102048013613E-6},{"$f":"J964*AA$5","v":1.0636418500399251E-4},9.8847808405983593E-3]
[2004,2,10,3,3.2768191432907207E-3,1.7351971500944533E-3,2.6287602282551305E-3,8.0244270385574183E-3,1.5642010860590053E-5,2.6526072469491103E-4,1.5946106295753226E-2,null,2.7426144153886983E-3,1.4185146651087988E-3,2.6645291784685578E-3,3.0403308076840246E-3,2.2686102048013613E-6,1.0636418500399251E-4,9.9746218618588737E-3]
[2004,2,10,4,3.4024674857056399E-3,1.6945130363010539E-3,2.5992422639324491E-3,7.3888160379306112E-3,1.5642010860590053E-5,2.6526072469491103E-4,1.5365941559425255E-2,null,2.8477788874293449E-3,1.3852556132196512E-3,2.6346095698327465E-3,2.7995076688327354E-3,2.2686102048013613E-6,1.0636418500399251E-4,9.775784534523272E-3]
[2004,2,10,5,3.4777873182561328E-3,1.7896041925537733E-3,2.610005390620904E-3,6.219992639887509E-3,1.5642010860590053E-5,2.6526072469491103E-4,1.437829227687382E-2,null,2.9108196746942152E-3,1.4629921399649218E-3,2.6455191479695011E-3,2.356658631918666E-3,2.2686102048013613E-6,1.0636418500399251E-4,9.4846223897560988E-3]
[2004,2,10,6,3.692009901064496E-3,1.6598731142484623E-3,2.691979212558036E-3,6.1782192462252975E-3,1.5642010860590053E-5,2.6526072469491103E-4,1.4502984209651794E-2,null,3.0901185367980277E-3,1.3569376567112786E-3,2.7286083692968695E-3,2.3408313416856718E-3,2.2686102048013613E-6,1.0636418500399251E-4,9.6251286997006413E-3]
[2004,2,10,7,4.2115592491404827E-3,1.6731635169210026E-3,3.0329310930817693E-3,6.2384697308496837E-3,1.5642010860590053E-5,2.6526072469491103E-4,1.5437026325548438E-2,null,3.5249681483356461E-3,1.3678024919233313E-3,3.074199505507959E-3,2.36365931478596E-3,2.2686102048013613E-6,1.0636418500399251E-4,1.0439262255761691E-2]
[2004,2,10,8,4.1096559300070716E-3,1.8306096030715052E-3,3.7795035241693976E-3,6.8119503983550319E-3,1.173150814544254E-5,1.9894554352118329E-4,1.6742396507269632E-2,null,3.439677657829484E-3,1.4965138502587886E-3,3.8309303800440472E-3,2.5809422351302839E-3,1.7014576536010209E-6,7.9773138752994388E-5,1.14295387196692E-2]
[2004,2,10,9,4.2719227629342774E-3,1.9401399709419972E-3,4.0824934203066623E-3,8.3353676007690315E-3,0,0,1.8629923754951969E-2,null,3.575490876583663E-3,1.5860543575669044E-3,4.1380429916703923E-3,3.1581413586564602E-3,0,0,1.245772958447742E-2]
[2004,2,10,10,4.2326380211785983E-3,1.9397548631995491E-3,4.0937785684929586E-3,8.3780405039633483E-3,0,0,1.8644211956834453E-2,null,3.5426105452829406E-3,1.5857395339860336E-3,4.1494816943343045E-3,3.174309459084266E-3,0,0,1.2452141232687544E-2]
[2004,2,10,11,3.9451639283327447E-3,1.9609588300103882E-3,4.1123967220108E-3,7.8566186072185629E-3,0,0,1.7875138087572497E-2,null,3.3020020293371838E-3,1.6030736668123918E-3,4.1683531808868919E-3,2.9767507986519564E-3,0,0,1.2050179675688423E-2]
[2004,2,10,12,3.6695358682678507E-3,2.0374183633086814E-3,4.0420544407379017E-3,8.6088541183025474E-3,0,0,1.8357862790616981E-2,null,3.0713083420253928E-3,1.6655789384843165E-3,4.0970537679860478E-3,3.2617611536584026E-3,0,0,1.209570220215416E-2]
[2004,2,10,13,3.5461933224722316E-3,1.9403704010449124E-3,3.9343594798759646E-3,7.8947799293244934E-3,0,0,1.7315703132717603E-2,null,2.9680737632045155E-3,1.5862427329801825E-3,3.9878934259714657E-3,2.991209531057787E-3,0,0,1.1533419453213952E-2]
[2004,2,10,14,3.5304345992570865E-3,1.9779218873240811E-3,3.9983427665025275E-3,8.5834813247857439E-3,0,0,1.8090180577869437E-2,null,2.9548841120312212E-3,1.6169408781337364E-3,4.0527473188135517E-3,3.2521477961644065E-3,0,0,1.1876720105142916E-2]
[2004,2,10,15,3.3193134169697516E-3,1.8965762451268039E-3,3.9412664742930047E-3,8.1697889310575426E-3,0,0,1.7326945067447103E-2,null,2.7781810434103302E-3,1.5504412377941646E-3,3.9948944023107721E-3,3.0954061716829515E-3,0,0,1.1418922855198218E-2]
[2004,2,10,16,3.529093879001138E-3,1.9487949014528128E-3,3.8077974806266001E-3,8.6826767860817538E-3,0,0,1.7968363047162303E-2,null,2.9537619632216058E-3,1.5931297183432989E-3,3.8596093260141692E-3,3.2897314162174717E-3,0,0,1.1696232423796544E-2]
[2004,2,10,17,4.1463509345436656E-3,2.1226091278158561E-3,3.6386169235592611E-3,7.3902651378531586E-3,0,0,1.7297842123771941E-2,null,3.470390444838458E-3,1.7352219463573294E-3,3.6881267670914393E-3,2.8000567102928627E-3,0,0,1.169379586858009E-2]
[2004,2,10,18,4.6162731585489081E-3,2.1131588095888148E-3,3.4417292526091933E-3,6.6618404762919985E-3,5.2087899298866692E-6,8.8331826636589629E-5,1.6926542313605387E-2,null,3.863703413699477E-3,1.7274963602507171E-3,3.4885600898082129E-3,2.5240679164537775E-3,7.5544724363921782E-7,3.5419275736808922E-5,1.1640002503192632E-2]
[2004,2,10,19,4.6652286511564825E-3,2.0163337566754167E-3,3.4156738688761799E-3,6.8201708297157505E-3,1.5642010860590053E-5,2.6526072469491103E-4,1.7198309841979332E-2,null,3.9046779178959928E-3,1.6483423819836861E-3,3.4621501763187311E-3,2.5840568289322279E-3,2.2686102048013613E-6,1.0636418500399251E-4,1.1707860100339432E-2]
[2004,2,10,20,5.3223355780824978E-3,1.8632334379682809E-3,3.3897191090471075E-3,8.3688896434715998E-3,1.5642010860590053E-5,2.6526072469491103E-4,1.9225080504124987E-2,null,4.4546597299618311E-3,1.5231836659801003E-3,3.4358422559000587E-3,3.1708423401315736E-3,2.2686102048013613E-6,1.0636418500399251E-4,1.2693160787182358E-2]
[2004,2,10,21,4.6686457658004707E-3,1.8726283149198351E-3,3.2787728615497418E-3,8.353314834243673E-3,1.5642010860590053E-5,2.6526072469491103E-4,1.8454264512069222E-2,null,3.9075379560829723E-3,1.5308639291317235E-3,3.3233863877227825E-3,3.1649412867489537E-3,2.2686102048013613E-6,1.0636418500399251E-4,1.2035362354895225E-2]
[2004,2,10,22,4.8929054847974777E-3,1.8134623980975175E-3,3.0432077181368066E-3,8.1152614257781544E-3,1.5642010860590053E-5,2.6526072469491103E-4,1.814573976236546E-2,null,4.0952376463058949E-3,1.4824960991808179E-3,3.0846159622927995E-3,3.0747465465943945E-3,2.2686102048013613E-6,1.0636418500399251E-4,1.18457290495827E-2]
[2004,2,10,23,4.6996036820073101E-3,1.743113403939129E-3,2.9090044056931368E-3,7.6065068315073056E-3,1.5642010860590053E-5,2.6526072469491103E-4,1.7239131058702385E-2,null,3.9334489458405604E-3,1.4249861615441089E-3,2.9485865755081997E-3,2.8819873303811807E-3,2.2686102048013613E-6,1.0636418500399251E-4,1.1297641808482842E-2]
[2004,2,10,24,4.3431787668699795E-3,1.7321635042094985E-3,2.7670935954239987E-3,6.9231213535136601E-3,1.5642010860590053E-5,2.6526072469491103E-4,1.6046459955572637E-2,null,3.6351303424898567E-3,1.4160346753414566E-3,2.804744816705717E-3,2.6230631838614969E-3,2.2686102048013613E-6,1.0636418500399251E-4,1.0587605813607322E-2]
[2004,2,11,1,3.8071475819825666E-3,1.7101809894134018E-3,2.7141801484897067E-3,8.1022213322697375E-3,1.5642010860590053E-5,2.6526072469491103E-4,1.6614632787710915E-2,null,3.1864858520607208E-3,1.3980640835775542E-3,2.7511113883791813E-3,3.0698058576407506E-3,2.2686102048013613E-6,1.0636418500399251E-4,1.0514099976867001E-2]
[2004,2,11,2,3.4505545574689614E-3,1.7135114714741369E-3,2.673919091732287E-3,7.6467421200130713E-3,1.5642010860590053E-5,2.6526072469491103E-4,1.5765629976243957E-2,null,2.88802654543084E-3,1.400786735378116E-3,2.7103025084619248E-3,2.8972318564529295E-3,2.2686102048013613E-6,1.0636418500399251E-4,1.0004980440932605E-2]
[2004,2,11,3,3.4381290401364669E-3,1.7351971500944533E-3,2.6487822038933628E-3,7.6787576097651928E-3,1.5642010860590053E-5,2.6526072469491103E-4,1.5781768739444976E-2,null,2.8776267029419623E-3,1.4185146651087988E-3,2.6848235886339409E-3,2.9093620284077319E-3,2.2686102048013613E-6,1.0636418500399251E-4,9.9989597803012281E-3]
[2004,2,11,4,3.5723145641587779E-3,1.6945130363010539E-3,2.6124991843112359E-3,7.5870536837006636E-3,1.5642010860590053E-5,2.6526072469491103E-4,1.5747283204027233E-2,null,2.9899365792052266E-3,1.3852556132196512E-3,2.6480468741506679E-3,2.8746168347309892E-3,2.2686102048013613E-6,1.0636418500399251E-4,1.0006488696515329E-2]
[2004,2,11,5,3.6528089836194077E-3,1.7896041925537733E-3,2.6285813216961715E-3,6.4468450362535051E-3,1.5642010860590053E-5,2.6526072469491103E-4,1.479874226967836E-2,null,3.0573083643167377E-3,1.4629921399649218E-3,2.6643478375682193E-3,2.4426094825095485E-3,2.2686102048013613E-6,1.0636418500399251E-4,9.7358906195682202E-3]
[2004,2,11,6,3.8821558933316487E-3,1.6598731142484623E-3,2.709839428595181E-3,6.3860167121857188E-3,1.5642010860590053E-5,2.6526072469491103E-4,1.4918787883916512E-2,null,3.2492659039903993E-3,1.3569376567112786E-3,2.7467116052836346E-3,2.4195625750164092E-3,2.2686102048013613E-6,1.0636418500399251E-4,9.8811105362105155E-3]
[2004,2,11,7,4.4419814855829812E-3,1.6731635169210026E-3,3.0427730808846153E-3,6.3874804901659374E-3,1.5642010860590053E-5,2.6526072469491103E-4,1.5826301309110037E-2,null,3.7178257091769989E-3,1.3678024919233313E-3,3.0841754110291033E-3,2.4201171777646783E-3,2.2686102048013613E-6,1.0636418500399251E-4,1.0698553585102905E-2]
[2004,2,11,8,4.3231372119670389E-3,1.8306096030715052E-3,3.8055679976386862E-3,6.9141638381999297E-3,1.173150814544254E-5,1.9894554352118329E-4,1.7084155702543787E-2,null,3.6183560699468778E-3,1.4965138502587886E-3,3.8573495069518051E-3,2.6196693203946377E-3,1.7014576536010209E-6,7.9773138752994388E-5,1.1673363343958704E-2]
[2004,2,11,9,4.4782496285530344E-3,1.9401399709419972E-3,4.1251961503050378E-3,8.4547424053981086E-3,0,0,1.8998328155198179E-2,null,3.7481812238939799E-3,1.5860543575669044E-3,4.1813267681281869E-3,3.2033706185688651E-3,0,0,1.2718932968157936E-2]
[2004,2,11,10,4.4166431970864891E-3,1.9397548631995491E-3,4.132820905654905E-3,8.2314731989283612E-3,0,0,1.8720692164869303E-2,null,3.6966182051150053E-3,1.5857395339860336E-3,4.1890552718121801E-3,3.1187773829926125E-3,0,0,1.2590190393905833E-2]
[2004,2,11,11,4.1220836109021591E-3,1.9609588300103882E-3,4.1372522658115665E-3,8.1433597437528191E-3,0,0,1.8363654450476934E-2,null,3.4500793111653127E-3,1.6030736668123918E-3,4.1935469284915591E-3,3.0853925629855949E-3,0,0,1.2332092469454858E-2]
[2004,2,11,12,3.8330444471986842E-3,2.0374183633086814E-3,4.0539392894956387E-3,8.6170256127854165E-3,0,0,1.8541427712788421E-2,null,3.2081608706532256E-3,1.6655789384843165E-3,4.1091003312124308E-3,3.2648572060371846E-3,0,0,1.2247697346387159E-2]
[2004,2,11,13,3.7017317663355026E-3,1.9403704010449124E-3,3.9559606020260624E-3,7.3559992106715143E-3,0,0,1.695406198007799E-2,null,3.0982554911646804E-3,1.5862427329801825E-3,4.00978846974075E-3,2.7870738825391018E-3,0,0,1.1481360576424715E-2]
[2004,2,11,14,3.6692339977753585E-3,1.9779218873240811E-3,4.0354879366058423E-3,8.2530149972038763E-3,0,0,1.7935658818909156E-2,null,3.0710556840885077E-3,1.6169408781337364E-3,4.0903979149065836E-3,3.1269392358744775E-3,0,0,1.1905333713003306E-2]
[2004,2,11,15,3.4500955211863625E-3,1.8965762451268039E-3,3.982097624770445E-3,7.8627180331228268E-3,0,0,1.7191487424206439E-2,null,2.8876423437185117E-3,1.5504412377941646E-3,4.0362811330852998E-3,2.9790617764198163E-3,0,0,1.1453426491017792E-2]
[2004,2,11,16,3.6744465886076197E-3,1.9487949014528128E-3,3.8351676956189084E-3,8.3924964055188522E-3,0,0,1.7850905591198195E-2,null,3.075418490252941E-3,1.5931297183432989E-3,3.8873519613766838E-3,3.1797865757233561E-3,0,0,1.1735686745696279E-2]
[2004,2,11,17,4.3184696327603911E-3,2.1226091278158561E-3,3.6545010389391905E-3,6.8742773858189209E-3,0,0,1.6969857185334357E-2,null,3.6144494246737229E-3,1.7352219463573294E-3,3.7042270140630225E-3,2.6045569629140962E-3,0,0,1.1658455348008172E-2]
[2004,2,11,18,4.7948419880453827E-3,2.1131588095888148E-3,3.4738635447453276E-3,6.5311847970752537E-3,5.2087899298866692E-6,8.8331826636589629E-5,1.7006589756021255E-2,null,4.0131609896291312E-3,1.7274963602507171E-3,3.5211316260426134E-3,2.4745645083209815E-3,7.5544724363921782E-7,3.5419275736808922E-5,1.1772528207223892E-2]
[2004,2,11,19,4.85196933997167E-3,2.0163337566754167E-3,3.4334907141081745E-3,6.4046371164084171E-3,1.5642010860590053E-5,2.6526072469491103E-4,1.6987333662719182E-2,null,4.0609751325691888E-3,1.6483423819836861E-3,3.4802094513635374E-3,2.4266175570528559E-3,2.2686102048013613E-6,1.0636418500399251E-4,1.1724777318178062E-2]
[2004,2,11,20,5.54449126696532E-3,1.8632334379682809E-3,3.3990873735708065E-3,8.3650240791179591E-3,1.5642010860590053E-5,2.6526072469491103E-4,1.9452738893177866E-2,null,4.6405984004063532E-3,1.5231836659801003E-3,3.4453379922957574E-3,3.1693777378195348E-3,2.2686102048013613E-6,1.0636418500399251E-4,1.288713059171054E-2]
[2004,2,11,21,4.8668908645942196E-3,1.8726283149198351E-3,3.2858807566554728E-3,8.6491904195539152E-3,1.5642010860590053E-5,2.6526072469491103E-4,1.8955493091278943E-2,null,4.0734640697792802E-3,1.5308639291317235E-3,3.3305909983613437E-3,3.2770439518910108E-3,2.2686102048013613E-6,1.0636418500399251E-4,1.2320595744372153E-2]
[2004,2,11,22,5.0941651824952215E-3,1.8134623980975175E-3,3.068434979913953E-3,8.3223830504445505E-3,1.5642010860590053E-5,2.6526072469491103E-4,1.8579348346506746E-2,null,4.2636869027358011E-3,1.4824960991808179E-3,3.1101864857568922E-3,3.1532217141527772E-3,2.2686102048013613E-6,1.0636418500399251E-4,1.2118223997035082E-2]
[2004,2,11,23,4.8940869899883376E-3,1.743113403939129E-3,2.9289188556663806E-3,8.4572957349354112E-3,1.5642010860590053E-5,2.6526072469491103E-4,1.830431772008476E-2,null,4.0962265361489444E-3,1.4249861615441089E-3,2.9687719969310128E-3,3.2043380354843821E-3,2.2686102048013613E-6,1.0636418500399251E-4,1.1802955525317241E-2]
[2004,2,11,24,4.5242596344601356E-3,1.7321635042094985E-3,2.7719130819300296E-3,8.1018262538585743E-3,1.5642010860590053E-5,2.6526072469491103E-4,1.7411065210013739E-2,null,3.7866904305162933E-3,1.4160346753414566E-3,2.8096298808825584E-3,3.0696561685652391E-3,2.2686102048013613E-6,1.0636418500399251E-4,1.1190643950514341E-2]
[2004,2,12,1,4.0317201849144856E-3,1.7101809894134018E-3,2.7052237202709823E-3,8.4477846874597539E-3,1.5642010860590053E-5,2.6526072469491103E-4,1.7175812317614125E-2,null,3.3744474181921719E-3,1.3980640835775542E-3,2.742033092052593E-3,3.2007344472761968E-3,2.2686102048013613E-6,1.0636418500399251E-4,1.082391183630731E-2]
[2004,2,12,2,3.652425634820189E-3,1.7135114714741369E-3,2.6741097763929608E-3,8.239155092488357E-3,1.5642010860590053E-5,2.6526072469491103E-4,1.6560104710731143E-2,null,3.0569875111060834E-3,1.400786735378116E-3,2.7104957877259637E-3,3.1216879331838702E-3,2.2686102048013613E-6,1.0636418500399251E-4,1.0398590762602827E-2]
[2004,2,12,3,3.6543442106447858E-3,1.7351971500944533E-3,2.646488442522325E-3,8.7070054976031448E-3,1.5642010860590053E-5,2.6526072469491103E-4,1.7023938036420213E-2,null,3.0585933103532983E-3,1.4185146651087988E-3,2.6824986165669257E-3,3.2989491872551209E-3,2.2686102048013613E-6,1.0636418500399251E-4,1.0567188574492939E-2]
[2004,2,12,4,3.7999722869440289E-3,1.6945130363010539E-3,2.6204571789055831E-3,8.0490239028997348E-3,1.5642010860590053E-5,2.6526072469491103E-4,1.6444869140605903E-2,null,3.1804803123141488E-3,1.3852556132196512E-3,2.6561131513907219E-3,3.0496501776618484E-3,2.2686102048013613E-6,1.0636418500399251E-4,1.0380132049795165E-2]
[2004,2,12,5,3.88740248139058E-3,1.7896041925537733E-3,2.6280622616013318E-3,6.8974654128147201E-3,1.5642010860590053E-5,2.6526072469491103E-4,1.5483437083915906E-2,null,3.2536571649702719E-3,1.4629921399649218E-3,2.663821714739209E-3,2.6133425462966839E-3,2.2686102048013613E-6,1.0636418500399251E-4,1.010244636117988E-2]
[2004,2,12,6,4.1370219189886016E-3,1.6598731142484623E-3,2.7043552883856837E-3,6.8319018454318387E-3,1.5642010860590053E-5,2.6526072469491103E-4,1.5614054902610088E-2,null,3.4625822957085033E-3,1.3569376567112786E-3,2.7411528436096125E-3,2.5885015286367268E-3,2.2686102048013613E-6,1.0636418500399251E-4,1.0257807119874915E-2]
[2004,2,12,7,4.7508320903285346E-3,1.6731635169210026E-3,3.0936206220232142E-3,6.8368926254945535E-3,1.5642010860590053E-5,2.6526072469491103E-4,1.6635411590322807E-2,null,3.9763258227737538E-3,1.3678024919233313E-3,3.1357148232436234E-3,2.5903924577094367E-3,2.2686102048013613E-6,1.0636418500399251E-4,1.1178868390858939E-2]
[2004,2,12,8,4.6092806520971873E-3,1.8306096030715052E-3,3.8534505580754756E-3,7.32616659563054E-3,1.173150814544254E-5,1.9894554352118329E-4,1.7830184460541333E-2,null,3.8578508633585608E-3,1.4965138502587886E-3,3.9058835946378071E-3,2.7757707679183282E-3,1.7014576536010209E-6,7.9773138752994388E-5,1.211749367258008E-2]
[2004,2,12,9,4.754803791107454E-3,1.9401399709419972E-3,4.1966151907657321E-3,8.4353339303829249E-3,0,0,1.932689288319811E-2,null,3.9796500354731873E-3,1.5860543575669044E-3,4.2537175914373398E-3,3.1960170487457121E-3,0,0,1.3015439033223143E-2]
[2004,2,12,10,4.6632783450497126E-3,1.9397548631995491E-3,4.1784465953381708E-3,8.6722932069014276E-3,0,0,1.945377301048886E-2,null,3.9030455612083189E-3,1.5857395339860336E-3,4.2353017800110309E-3,3.2857972392943994E-3,0,0,1.3009884114499784E-2]
[2004,2,12,11,4.359221383028686E-3,1.9609588300103882E-3,4.1918438674425698E-3,8.0313044255636949E-3,0,0,1.8543328506045339E-2,null,3.6485576048480811E-3,1.6030736668123918E-3,4.2488813457889829E-3,3.042936542833846E-3,0,0,1.2543449160283302E-2]
[2004,2,12,12,4.0522064953697591E-3,2.0374183633086814E-3,4.1262119676754409E-3,8.29163450814434E-3,0,0,1.8507471334498222E-2,null,3.3915939398388739E-3,1.6655789384843165E-3,4.1823564074974758E-3,3.1415715689153034E-3,0,0,1.2381100854735969E-2]
[2004,2,12,13,3.9102107490829111E-3,1.9403704010449124E-3,4.011627087292911E-3,7.1811639291809752E-3,0,0,1.7043372166601709E-2,null,3.2727471058634429E-3,1.5862427329801825E-3,4.0662123963743175E-3,2.7208315090921681E-3,0,0,1.164603374431011E-2]
[2004,2,12,14,3.8552766480476307E-3,1.9779218873240811E-3,4.0887488317969175E-3,8.433234391487467E-3,0,0,1.8355181758656094E-2,null,3.2267686582264222E-3,1.6169408781337364E-3,4.1443835191403225E-3,3.195221566058273E-3,0,0,1.2183314621558755E-2]
[2004,2,12,15,3.625391835273118E-3,1.8965762451268039E-3,4.0088935228129547E-3,7.9089818636273318E-3,0,0,1.7439843466840209E-2,null,3.034360907348493E-3,1.5504412377941646E-3,4.063441636896226E-3,2.9965904234482534E-3,0,0,1.1644834205487137E-2]
[2004,2,12,16,3.8692724646459194E-3,1.9487949014528128E-3,3.8851225399425481E-3,8.2292020977194225E-3,0,0,1.7932392003760705E-2,null,3.2384828013265064E-3,1.5931297183432989E-3,3.9379865300511133E-3,3.1179168980084854E-3,0,0,1.1887515947729403E-2]
[2004,2,12,17,4.5491721701672551E-3,2.1226091278158561E-3,3.7064287189869575E-3,7.0128575449323336E-3,0,0,{"$f":"SUM(E1027:J1027)","v":1.7391067561902403E-2},null,3.8075415903046288E-3,1.7352219463573294E-3,3.7568612623943335E-3,2.6570628334344178E-3,0,0,{"$f":"SUM(M1027:R1027)","v":1.195668763249071E-2}]
[2004,2,12,18,5.0341899316251474E-3,2.1131588095888148E-3,3.5020071640099485E-3,6.3816511209151949E-3,5.2087899298866692E-6,8.8331826636589629E-5,1.712454764270558E-2,null,{"$f":"E1028*V$5","v":4.2134891406958638E-3},{"$f":"F1028*W$5","v":1.7274963602507171E-3},{"$f":"G1028*X$5","v":3.5496581892157284E-3},{"$f":"H1028*Y$5","v":2.4179085202696024E-3},{"$f":"I1028*Z$5","v":7.5544724363921782E-7},{"$f":"J1028*AA$5","v":3.5419275736808922E-5},1.1944726933412359E-2]
[2004,2,12,19,5.1022707585179194E-3,2.0163337566754167E-3,3.4563127067185136E-3,7.0916929037337182E-3,1.5642010860590053E-5,2.6526072469491103E-4,1.7947512861201071E-2,null,4.2704710640436953E-3,1.6483423819836861E-3,3.5033419777033038E-3,2.6869323267885207E-3,2.2686102048013613E-6,1.0636418500399251E-4,1.2217720545728001E-2]
[2004,2,12,20,5.8422618288083462E-3,1.8632334379682809E-3,3.4463955595043635E-3,8.0941172363421052E-3,1.5642010860590053E-5,2.6526072469491103E-4,1.9526910798178598E-2,null,4.889824799446778E-3,1.5231836659801003E-3,3.4932898900936209E-3,3.0667353415280343E-3,2.2686102048013613E-6,1.0636418500399251E-4,1.3081666492257327E-2]
[2004,2,12,21,5.1326124414649704E-3,1.8726283149198351E-3,3.3694618931840517E-3,8.1313102209834044E-3,1.5642010860590053E-5,2.6526072469491103E-4,1.8786915606107762E-2,null,4.2958662822107155E-3,1.5308639291317235E-3,3.415309404648929E-3,3.0808271859041271E-3,2.2686102048013613E-6,1.0636418500399251E-4,1.2431499597104288E-2]
[2004,2,12,22,5.3639274380828366E-3,1.8134623980975175E-3,3.0956916337947218E-3,7.912646035096841E-3,1.5642010860590053E-5,2.6526072469491103E-4,1.8466630240627419E-2,null,4.4894710606491889E-3,1.4824960991808179E-3,3.1378140148073195E-3,2.9979787211235711E-3,2.2686102048013613E-6,1.0636418500399251E-4,1.2216392690969691E-2]
[2004,2,12,23,5.1547663850122598E-3,1.743113403939129E-3,2.9555715001286496E-3,8.1149703890416765E-3,1.5642010860590053E-5,2.6526072469491103E-4,1.8249324413677218E-2,null,4.314408570409595E-3,1.4249861615441089E-3,2.9957872979423958E-3,3.0746362772939408E-3,2.2686102048013613E-6,1.0636418500399251E-4,1.1918451102398834E-2]
[2004,2,12,24,4.7669747948967563E-3,1.7321635042094985E-3,2.7840205315673894E-3,7.6668572338376498E-3,1.5642010860590053E-5,2.6526072469491103E-4,1.7230918800066795E-2,null,3.9898368565892189E-3,1.4160346753414566E-3,2.8219020738687543E-3,2.9048531607488099E-3,2.2686102048013613E-6,1.0636418500399251E-4,1.1241259561757031E-2]
[2004,2,13,1,3.5084781403685568E-3,1.6725228059195239E-3,2.6957826454185141E-3,8.2610678080225972E-3,1.5642010860590053E-5,2.6526072469491103E-4,1.6418754135284694E-2,null,2.9365071134770386E-3,1.3672787140046984E-3,2.7324635546143289E-3,3.1299903208557435E-3,2.2686102048013613E-6,1.0636418500399251E-4,1.0274872498160604E-2]
[2004,2,13,2,3.2045671945436288E-3,1.6674336942288188E-3,2.656884116764634E-3,7.9486811387493115E-3,1.5642010860590053E-5,2.6526072469491103E-4,1.5758468879841895E-2,null,2.6821413689651782E-3,1.3631183916083362E-3,2.6930357424146002E-3,3.0116318623716952E-3,2.2686102048013613E-6,1.0636418500399251E-4,9.8585601605686041E-3]
[2004,2,13,3,3.1693583934018217E-3,1.6203980943668799E-3,2.6000975961681218E-3,8.1400982299566476E-3,1.5642010860590053E-5,2.6526072469491103E-4,1.5810855049448971E-2,null,2.6526724964588059E-3,1.3246670328202481E-3,2.63547654038211E-3,3.0841568260505416E-3,2.2686102048013613E-6,1.0636418500399251E-4,9.8056056909204999E-3]
[2004,2,13,4,3.1614739136927453E-3,1.6279103567920965E-3,2.5847530004332545E-3,7.1879813627878904E-3,1.5642010860590053E-5,2.6526072469491103E-4,1.4843021369261487E-2,null,2.6460733871511628E-3,1.3308082683667309E-3,2.6199231541782658E-3,2.7234145288298826E-3,2.2686102048013613E-6,1.0636418500399251E-4,9.4288521337348354E-3]
[2004,2,13,5,3.3227652962201613E-3,1.6670194406762184E-3,2.6014035131800358E-3,6.3865142206970382E-3,1.5642010860590053E-5,2.6526072469491103E-4,1.4258605206328955E-2,null,2.7810701786901144E-3,1.3627797414789229E-3,2.6368002267135988E-3,2.4197510732664128E-3,2.2686102048013613E-6,1.0636418500399251E-4,9.3090340153578425E-3]
[2004,2,13,6,3.6774100007205264E-3,1.6595083401927978E-3,2.7075364993220472E-3,6.3891772312703937E-3,1.5642010860590053E-5,2.6526072469491103E-4,1.4714534807061266E-2,null,3.0778987909421741E-3,1.3566394558138285E-3,2.7443773405689377E-3,2.4207600466234457E-3,2.2686102048013613E-6,1.0636418500399251E-4,9.7083084291571791E-3]
[2004,2,13,7,3.9863981787103871E-3,1.6514463496078138E-3,3.0474578436936578E-3,6.4321978454929775E-3,1.5642010860590053E-5,2.6526072469491103E-4,1.5398402953060338E-2,null,3.336514049851047E-3,1.3500488203496413E-3,3.0889239183538595E-3,2.4370598893608689E-3,2.2686102048013613E-6,1.0636418500399251E-4,1.0321179473124211E-2]
[2004,2,13,8,3.9777016500329773E-3,1.8355248943412901E-3,3.7906923308977688E-3,5.8778455046929233E-3,1.173150814544254E-5,1.9894554352118329E-4,1.5692441431631586E-2,null,3.3292352761770888E-3,1.5005320753631183E-3,3.8422714303534469E-3,2.2270243949950117E-3,1.7014576536010209E-6,7.9773138752994388E-5,1.0980537773295261E-2]
[2004,2,13,9,4.0807590085322077E-3,2.1023725744190379E-3,3.9368827899156304E-3,2.458628387675227E-3,0,0,1.2578642760542103E-2,null,3.415491668328175E-3,1.718678668976381E-3,3.9904510701243047E-3,9.3153612037069644E-4,0,0,1.0056157527799557E-2]
[2004,2,13,10,4.0657118246187054E-3,2.1889594235982197E-3,3.8553557559785965E-3,0,0,0,1.0110027004195521E-2,null,3.4028975574823955E-3,1.7894629688235467E-3,3.9078147161410387E-3,0,0,0,9.1001752424469812E-3]
[2004,2,13,11,3.9077229641151581E-3,2.2553254275686349E-3,3.7874701048424301E-3,0,0,0,9.9505184965262231E-3,null,3.2706648930172087E-3,1.8437168326519758E-3,3.8390053601916312E-3,0,0,0,8.9533870858608151E-3]
[2004,2,13,12,3.8686930151696219E-3,2.1953519027661963E-3,3.808896903296553E-3,7.5090068461015989E-4,0,0,1.0623842505842532E-2,null,3.2379978168286783E-3,1.7946887873685367E-3,3.8607237082815484E-3,2.8450460998168857E-4,0,0,9.1779149224604506E-3]
[2004,2,13,13,3.6175957865989834E-3,2.1081535375432848E-3,3.9561517537634941E-3,2.994214814901397E-3,0,0,1.2676115892807158E-2,null,3.0278358125715864E-3,1.7234045763291858E-3,4.0099822224369556E-3,1.1344615014663017E-3,0,0,9.8956841128040301E-3]
[2004,2,13,14,3.4285985042905934E-3,2.0161239712349964E-3,3.9680192732342474E-3,5.0133048381472457E-3,0,0,1.4426046586907083E-2,null,2.8696498864457607E-3,1.6481708834748588E-3,4.0220112205806378E-3,1.8994633603735245E-3,0,0,1.0439295350874782E-2]
[2004,2,13,15,3.3607262749019177E-3,1.9684454670650894E-3,3.9082003981552628E-3,5.4748346915707274E-3,0,0,1.4712206831692998E-2,null,2.8128425539119873E-3,1.6091939537514653E-3,3.9613784034990595E-3,2.074329855549679E-3,0,0,1.0457744766712192E-2]
[2004,2,13,16,3.47221008315435E-3,2.0016508571914847E-3,3.7517404997978172E-3,5.4325716909742767E-3,0,0,1.4658173131117929E-2,null,2.9061516705355239E-3,1.6363391878549138E-3,3.8027895904332305E-3,2.0583170608515469E-3,0,0,1.0403597509675214E-2]
[2004,2,13,17,3.9449143226409139E-3,2.0751830229538992E-3,3.5182276329524774E-3,5.2053725204678899E-3,0,0,1.474369749901518E-2,null,3.3017931157113037E-3,1.6964513517583172E-3,3.5660993664373189E-3,1.972234822923317E-3,0,0,1.0536578656830258E-2]
[2004,2,13,18,4.269505259582084E-3,2.0015227375740144E-3,3.3729731894421989E-3,5.2626654724321599E-3,3.9105027151475132E-6,6.6315181173727758E-5,1.4976892342919334E-2,null,3.5734674876650063E-3,1.6362344507325299E-3,3.4188684783269E-3,1.9939422328210141E-3,5.6715255120034032E-7,2.6591046250998128E-5,1.0649670848347651E-2]
[2004,2,13,19,4.6531198606398214E-3,1.8600928037560127E-3,3.3309708192584219E-3,5.3296868140394089E-3,1.5642010860590053E-5,2.6526072469491103E-4,1.5454773033249167E-2,null,3.894543167709394E-3,1.5206162138104132E-3,3.3762945913224556E-3,2.0193355784993701E-3,2.2686102048013613E-6,1.0636418500399251E-4,1.0919422346550427E-2]
[2004,2,13,20,5.163437773133191E-3,1.7493654079258104E-3,3.2802335726161407E-3,5.1839243198389447E-3,1.5642010860590053E-5,2.6526072469491103E-4,1.5657863809069587E-2,null,4.3216663020761688E-3,1.4300971423574092E-3,3.3248669743567013E-3,1.964108432736424E-3,2.2686102048013613E-6,1.0636418500399251E-4,1.1149371646735497E-2]
[2004,2,13,21,4.5682116424431689E-3,1.8475146841382651E-3,3.2048126677769804E-3,5.1283421544297252E-3,1.5642010860590053E-5,2.6526072469491103E-4,1.5029783884343641E-2,null,3.8234771451344496E-3,1.5103336662991426E-3,3.2484198341989879E-3,1.9430492133006376E-3,2.2686102048013613E-6,1.0636418500399251E-4,1.0633912654142012E-2]
[2004,2,13,22,4.3051658182366968E-3,1.8141575969762411E-3,3.0200909997584024E-3,5.2323307805126713E-3,1.5642010860590053E-5,2.6526072469491103E-4,1.4652647931039514E-2,null,3.6033144697382182E-3,1.4830644206563245E-3,3.0611846999176141E-3,1.9824488890668405E-3,2.2686102048013613E-6,1.0636418500399251E-4,1.0238645274587791E-2]
[2004,2,13,23,4.2440542036125684E-3,1.7505468083400995E-3,2.8428334466273171E-3,5.2077831513176361E-3,1.5642010860590053E-5,2.6526072469491103E-4,1.4326120345453122E-2,null,3.5521656000915714E-3,1.4310629310650171E-3,2.8815152430591556E-3,1.9731481735218359E-3,2.2686102048013613E-6,1.0636418500399251E-4,9.9465247429463746E-3]
[2004,2,13,24,4.268161042240635E-3,1.3291767216754389E-3,2.6430221777284657E-3,5.3025298376678321E-3,1.5642010860590053E-5,2.6526072469491103E-4,1.3823792514867872E-2,null,3.572342411883628E-3,1.0865950719866119E-3,2.6789851870862662E-3,2.0090462218251403E-3,2.2686102048013613E-6,1.0636418500399251E-4,9.4556016879904399E-3]
[2004,2,14,1,4.0723956323419526E-3,1.3382443337481575E-3,2.5679642820017339E-3,5.2337404146294026E-3,1.5642010860590053E-5,2.6526072469491103E-4,1.3493247398276748E-2,null,3.4084917348262984E-3,1.0940077977981825E-3,2.6029059954244707E-3,1.9829829775459395E-3,2.2686102048013613E-6,1.0636418500399251E-4,9.1970213008036854E-3]
[2004,2,14,2,3.5524026758429498E-3,1.3799504741479052E-3,2.5163251797061777E-3,5.1785099140426736E-3,1.5642010860590053E-5,2.6526072469491103E-4,1.2908090979295208E-2,null,2.9732708343030659E-3,1.128102351134043E-3,2.5505642514580531E-3,1.9620569984510092E-3,2.2686102048013613E-6,1.0636418500399251E-4,8.7226272305549642E-3]
[2004,2,14,3,3.524528068835589E-3,1.395187072304219E-3,2.4975987476667854E-3,5.170865594478634E-3,1.5642010860590053E-5,2.6526072469491103E-4,1.2869082218840729E-2,null,2.9499404960516519E-3,1.1405581910539763E-3,2.5315830130623819E-3,1.9591606844633993E-3,2.2686102048013613E-6,1.0636418500399251E-4,8.6898751798402032E-3]
[2004,2,14,4,3.3266231003215409E-3,1.4203046974752404E-3,2.4962634489039447E-3,5.1530525194960252E-3,1.5642010860590053E-5,2.6526072469491103E-4,1.2677146501752253E-2,null,2.7842990627626007E-3,1.1610917192792043E-3,2.5302295451890781E-3,1.9524115869404255E-3,2.2686102048013613E-6,1.0636418500399251E-4,8.5366647093801026E-3]
[2004,2,14,5,3.4768726726036206E-3,1.4213373217121798E-3,2.5434495877236815E-3,5.1899981792589553E-3,1.5642010860590053E-5,2.6526072469491103E-4,1.291256049685394E-2,null,2.9100541395084578E-3,1.1619358842339276E-3,2.5780577352054459E-3,1.9664097237603773E-3,2.2686102048013613E-6,1.0636418500399251E-4,8.7250902779170032E-3]
[2004,2,14,6,3.6499391985751022E-3,1.3590385405876492E-3,2.6077216987164865E-3,5.2010255610492606E-3,1.5642010860590053E-5,2.6526072469491103E-4,1.3098627734484E-2,null,3.0549064271064726E-3,1.1110069539744815E-3,2.6432043823820775E-3,1.9705878274958919E-3,2.2686102048013613E-6,1.0636418500399251E-4,8.8883383861677184E-3]
[2004,2,14,7,3.7828364849528629E-3,1.3593802264249741E-3,2.8724125388853144E-3,5.2767100540352463E-3,1.5642010860590053E-5,2.6526072469491103E-4,1.35722420398539E-2,null,3.1661380811731825E-3,1.1112862803732593E-3,2.9114968113843737E-3,1.9992635067167977E-3,2.2686102048013613E-6,1.0636418500399251E-4,9.2968174748564083E-3]
[2004,2,14,8,3.9374983721863514E-3,1.4315231638646511E-3,3.3270816188765498E-3,5.1892870881545565E-3,1.0433221557323745E-5,1.7692890868468988E-4,1.4072752373324121E-2,null,3.2955861534924285E-3,1.1702627573324555E-3,3.3723524714641953E-3,1.9661403023822047E-3,1.5131630520428721E-6,7.0944913528142405E-5,9.8767997612514667E-3]
[2004,2,14,9,4.2434625628626592E-3,1.6310294160024798E-3,3.4039316973102662E-3,4.4954118112493424E-3,0,0,1.3773835487424748E-2,null,3.5516704118073008E-3,1.3333580830843441E-3,3.4502482316606862E-3,1.7032417339325802E-3,0,0,1.0038518460484912E-2]
[2004,2,14,10,4.9828515504385463E-3,1.6359075598269426E-3,3.4061499069360465E-3,4.4502411517585005E-3,0,0,1.4475150168960036E-2,null,4.1705202192668664E-3,1.3373459403449061E-3,3.4524966239668094E-3,1.6861272724272886E-3,0,0,1.064649005600587E-2]
[2004,2,14,11,5.2390056605517389E-3,1.7258924720618761E-3,3.3720154113050481E-3,4.2020777061164633E-3,0,0,1.4538991250035126E-2,null,4.3849147049667987E-3,1.4109081391053368E-3,3.4178976679176787E-3,1.5921019961675465E-3,0,0,1.0805822508157361E-2]
[2004,2,14,12,4.775580108235567E-3,1.6825326908519521E-3,3.3127767300071202E-3,4.4559417216432527E-3,0,0,1.4226831250737891E-2,null,3.9970392853409809E-3,1.3754617429890003E-3,3.3578529391836706E-3,1.6882871298424897E-3,0,0,1.0418641097356142E-2]
[2004,2,14,13,4.4702249944571807E-3,1.6681486732737921E-3,3.3366270458277726E-3,4.3031444697026562E-3,0,0,1.3778145183261401E-2,null,3.7414648089235136E-3,1.3637028832670995E-3,3.3820277808967927E-3,1.6303946236021977E-3,0,0,1.0117590096689603E-2]
[2004,2,14,14,4.4042684929782522E-3,1.6439706687997324E-3,3.2845255814171908E-3,4.2215820049257211E-3,0,0,1.3554346748120897E-2,null,3.6862608920045425E-3,1.3439374900853203E-3,3.3292173835578602E-3,1.5994918721383949E-3,0,0,9.9589076377861168E-3]
[2004,2,14,15,4.4712657800776278E-3,1.6009611999937559E-3,3.2501840160816513E-3,4.0638872542654381E-3,0,0,1.3386298250418472E-2,null,3.7423359200593883E-3,1.3087774725412066E-3,3.2944085402532102E-3,1.5397437796778645E-3,0,0,9.8852657125316698E-3]
[2004,2,14,16,4.3229399755158448E-3,1.637469562749723E-3,3.2196472733456139E-3,4.2086487517328866E-3,0,0,1.3388705563344068E-2,null,3.61819098804561E-3,1.3386228696280057E-3,3.2634562909149099E-3,1.59459166332139E-3,0,0,9.8148618119099154E-3]
[2004,2,14,17,4.6815988554898763E-3,1.6246481988682511E-3,3.1523403128616632E-3,4.0505147423593969E-3,0,0,1.3509102109579188E-2,null,3.9183793632380564E-3,1.3281414711934969E-3,3.1952334997314945E-3,1.534677142554902E-3,0,0,9.976431476717949E-3]
[2004,2,14,18,5.4058049711125638E-3,1.6746279849533395E-3,3.0491488305953024E-3,4.1501663425283133E-3,2.6122161270287211E-6,4.4298546337234406E-5,1.4326658891653781E-2,null,4.5245214924081126E-3,1.3689996869396669E-3,3.0906379141346124E-3,1.5724335865443329E-3,3.7885794964219192E-7,1.7762821026146168E-5,1.0574734359002514E-2]
[2004,2,14,19,5.5538992239233861E-3,1.5451632359382717E-3,2.9698422683936197E-3,4.1102293717517648E-3,1.5642010860590053E-5,2.6526072469491103E-4,1.4460036835562544E-2,null,4.6484726214860786E-3,1.2631629264986375E-3,3.0102522453470571E-3,1.5573020884281326E-3,2.2686102048013613E-6,1.0636418500399251E-4,1.05878226769687E-2]
[2004,2,14,20,5.4230645794677472E-3,1.5311034208296205E-3,2.9485588743031108E-3,4.0233563486332677E-3,1.5642010860590053E-5,2.6526072469491103E-4,1.4206985958789248E-2,null,4.5389673463319732E-3,1.2516691006130578E-3,2.988679252891732E-3,1.5243872488670399E-3,2.2686102048013613E-6,1.0636418500399251E-4,1.0412335743912598E-2]
[2004,2,14,21,5.2027711263306145E-3,1.6046119695138576E-3,2.7981817577252626E-3,3.7674975965877127E-3,1.5642010860590053E-5,2.6526072469491103E-4,1.3653965185712949E-2,null,4.3545873199192517E-3,1.3117619576776156E-3,2.8362559886514621E-3,1.4274463404978942E-3,2.2686102048013613E-6,1.0636418500399251E-4,1.0038684401955017E-2]
[2004,2,14,22,4.7636524570502563E-3,1.6248522976908548E-3,2.5924366737617274E-3,3.9044383094727999E-3,1.5642010860590053E-5,2.6526072469491103E-4,1.3166282473531139E-2,null,3.9870561441750912E-3,1.3283083209217708E-3,2.6277113775245715E-3,1.4793310502983826E-3,2.2686102048013613E-6,1.0636418500399251E-4,9.5310396881286095E-3]
[2004,2,14,23,5.063854597826367E-3,1.4826411662496506E-3,2.462404291055641E-3,3.8363642055569509E-3,1.5642010860590053E-5,2.6526072469491103E-4,1.312616699624411E-2,null,4.2383177130379595E-3,1.2120514589968405E-3,2.4959096733820317E-3,1.4535388293277938E-3,2.2686102048013613E-6,1.0636418500399251E-4,9.5084504699534198E-3]
[2004,2,14,24,4.8938875191313737E-3,1.4387152885233108E-3,2.4349506617727629E-3,3.7922439481209132E-3,1.5642010860590053E-5,2.6526072469491103E-4,1.2840700153103863E-2,null,4.0960595841067846E-3,1.176142281916186E-3,2.4680824887294236E-3,1.4368223488512202E-3,2.2686102048013613E-6,1.0636418500399251E-4,9.2857394988124075E-3]
[2004,2,15,1,4.230391084717287E-3,1.7008924673407419E-3,2.452298292153965E-3,4.5996451096987972E-3,1.5642010860590053E-5,2.6526072469491103E-4,1.3264129689466293E-2,null,3.5407299165207849E-3,1.3904707649874807E-3,2.4856661644223118E-3,1.7427341122593662E-3,2.2686102048013613E-6,1.0636418500399251E-4,9.2682337533987382E-3]
[2004,2,15,2,4.0392797677985294E-3,1.689375794293224E-3,2.4349732739545591E-3,4.5340117835068793E-3,1.5642010860590053E-5,2.6526072469491103E-4,1.2978543355108695E-2,null,3.3807745971072959E-3,1.3810559445388197E-3,2.4681054085901009E-3,1.7178666640698273E-3,2.2686102048013613E-6,1.0636418500399251E-4,9.0564354095148385E-3]
[2004,2,15,3,3.7106662672220661E-3,1.7164580580633919E-3,2.4378823405924971E-3,4.5394744935739247E-3,1.5642010860590053E-5,2.6526072469491103E-4,1.2685383895007382E-2,null,3.1057334415349239E-3,1.4031955546230323E-3,2.4710540582446338E-3,1.7199364000934061E-3,2.2686102048013613E-6,1.0636418500399251E-4,8.8085522497047906E-3]
[2004,2,15,4,3.9623177645107489E-3,1.6072719906972453E-3,2.4479532390540388E-3,4.721793572882005E-3,1.5642010860590053E-5,2.6526072469491103E-4,1.3020239302699538E-2,null,3.3163593546345952E-3,1.3139365111904141E-3,2.4812619891604114E-3,1.7890142683306622E-3,2.2686102048013613E-6,1.0636418500399251E-4,9.0092049185248758E-3]
[2004,2,15,5,3.8395119572380617E-3,1.6127667527872206E-3,2.4909880664778102E-3,4.6257330581750454E-3,1.5642010860590053E-5,2.6526072469491103E-4,1.2849902570233638E-2,null,3.2135740123281288E-3,1.3184284506829896E-3,2.5248823818187064E-3,1.7526184308631117E-3,2.2686102048013613E-6,1.0636418500399251E-4,8.9181360709017308E-3]
[2004,2,15,6,4.0339837353024263E-3,1.5758613467998916E-3,2.5520430756599353E-3,4.7981695521644059E-3,1.5642010860590053E-5,2.6526072469491103E-4,1.3240960445482161E-2,null,3.3763419523890423E-3,1.2882584728150738E-3,2.5867681528026279E-3,1.8179519409724045E-3,2.2686102048013613E-6,1.0636418500399251E-4,9.1779533141879421E-3]
[2004,2,15,7,4.2248887504788583E-3,1.5324177054357963E-3,2.7185780842314761E-3,4.9722148650412322E-3,1.5642010860590053E-5,2.6526072469491103E-4,1.3729002140742864E-2,null,3.5361246024827797E-3,1.2527435214579085E-3,2.755569165845159E-3,1.8838950075776369E-3,2.2686102048013613E-6,1.0636418500399251E-4,9.5369650925722776E-3]
[2004,2,15,8,4.6917175012738113E-3,1.44556970108998E-3,3.0343555236695702E-3,5.0824433895684928E-3,1.0433221557323745E-5,1.7692890868468988E-4,1.4441448245843869E-2,null,3.9268484128186691E-3,1.1817457286173272E-3,3.0756433180029533E-3,1.9256588839759738E-3,1.5131630520428721E-6,7.0944913528142405E-5,1.0182354419995108E-2]
[2004,2,15,9,4.7785966085446994E-3,1.5458623566707518E-3,3.1257768434978656E-3,5.2264728398940634E-3,0,0,{"$f":"SUM(E1091:J1091)","v":1.467670864860738E-2},null,3.9995640195023977E-3,1.2637344540692369E-3,3.1683085872041264E-3,1.9802294063241154E-3,0,0,{"$f":"SUM(M1091:R1091)","v":1.0411836467099875E-2}]
[2004,2,15,10,5.1214126162607305E-3,1.5036437330578144E-3,3.2347120842358087E-3,4.9616857704983522E-3,0,0,1.4821454204052707E-2,null,{"$f":"E1092*V$5","v":4.2864923129094573E-3},{"$f":"F1092*W$5","v":1.2292209483662105E-3},{"$f":"G1092*X$5","v":3.2787260853045178E-3},{"$f":"H1092*Y$5","v":1.8799056971431452E-3},{"$f":"I1092*Z$5","v":0},{"$f":"J1092*AA$5","v":0},1.0674345043723331E-2]
[2004,2,15,11,5.1425166041467116E-3,1.5281428434710193E-3,3.2392627263311594E-3,5.1130579195057032E-3,0,0,1.5022980093454593E-2,null,4.3041558148811145E-3,1.2492488439868085E-3,3.2833386469651444E-3,1.9372582540099494E-3,0,0,1.0774001559843017E-2]
[2004,2,15,12,4.5276761858061019E-3,1.69441210625201E-3,3.2074256750681735E-3,5.4989877228212736E-3,0,0,1.4928501689947559E-2,null,3.7895499972371324E-3,1.3851731034283511E-3,3.2510683960937166E-3,2.083481064060535E-3,0,0,1.0509272560819734E-2]
[2004,2,15,13,4.4968817782760958E-3,1.6191163714303607E-3,3.2136299840922647E-3,5.547513822081131E-3,0,0,1.4877141955879853E-2,null,3.7637758600901146E-3,1.3236192309713575E-3,3.2573571257576996E-3,2.1018668495935791E-3,0,0,1.0446619066412751E-2]
[2004,2,15,14,4.0318981634970379E-3,1.6822012925544073E-3,3.182376784453534E-3,5.4739858405518241E-3,0,0,1.4370462081056804E-2,null,3.3745963817463972E-3,1.3751908266006038E-3,3.225678670848491E-3,2.074008239078932E-3,0,0,1.0049474118274424E-2]
[2004,2,15,15,3.8255905695248676E-3,1.6752551923760327E-3,3.2108373078651624E-3,5.2435336663879482E-3,0,0,1.395521673615401E-2,null,3.2019221643149126E-3,1.3695124257527217E-3,3.2545264502121902E-3,1.9866934885750562E-3,0,0,9.8126545288548805E-3]
[2004,2,15,16,4.3124360673356564E-3,1.5564277270748721E-3,3.1624892269061593E-3,5.1464832075376922E-3,0,0,1.4177836228854381E-2,null,3.6093994836222157E-3,1.2723715895438632E-3,3.2055205077707477E-3,1.9499225766427136E-3,0,0,1.0037214157579541E-2]
[2004,2,15,17,5.1657642626900379E-3,1.5558807377462011E-3,3.1099000599466454E-3,5.3687253763348656E-3,0,0,1.5200270436717749E-2,null,4.323613514759214E-3,1.2719244286063666E-3,3.1522157718237992E-3,2.0341266835918908E-3,0,0,1.0781880398781271E-2]
[2004,2,15,18,5.3700022064251084E-3,1.6253714112714193E-3,3.0468698585432337E-3,5.4471341225531917E-3,2.6122161270287211E-6,4.4298546337234406E-5,1.5536288361257217E-2,null,4.4945554874964173E-3,1.3287326935798561E-3,3.0883279326215088E-3,2.0638345400623898E-3,3.7885794964219192E-7,1.7762821026146168E-5,1.0993592332735959E-2]
[2004,2,15,19,5.902484700747718E-3,1.6153103912269434E-3,2.8697399532149393E-3,5.4893879683811488E-3,1.5642010860590053E-5,2.6526072469491103E-4,1.6157825749126251E-2,null,4.9402298140339296E-3,1.3205078619068294E-3,2.908787860440834E-3,2.0798438661608879E-3,2.2686102048013613E-6,1.0636418500399251E-4,1.1358002197751274E-2]
[2004,2,15,20,5.6428576260048402E-3,1.6884015964544372E-3,2.7623674694701584E-3,5.4513811762886017E-3,1.5642010860590053E-5,2.6526072469491103E-4,1.5825910603773537E-2,null,4.7229285451271764E-3,1.3802595428613728E-3,2.7999543834171382E-3,2.065443682777703E-3,2.2686102048013613E-6,1.0636418500399251E-4,1.1077218949392184E-2]
[2004,2,15,21,5.4362553722063327E-3,1.8018847298102553E-3,2.6573796331216537E-3,5.3423421090016436E-3,1.5642010860590053E-5,2.6526072469491103E-4,1.5518764579695386E-2,null,4.550007704903279E-3,1.473031415440211E-3,2.6935380011514358E-3,2.0241304732587259E-3,2.2686102048013613E-6,1.0636418500399251E-4,1.0849340389962445E-2]
[2004,2,15,22,5.6996949918527787E-3,1.5966415354793659E-3,2.5942433083790354E-3,6.0071980978504561E-3,1.5642010860590053E-5,2.6526072469491103E-4,1.6178680669117138E-2,null,4.7704999770832078E-3,1.3052461692183081E-3,2.6295425946134894E-3,2.2760340840533057E-3,2.2686102048013613E-6,1.0636418500399251E-4,1.1089955620177104E-2]
[2004,2,15,23,5.4315171453553236E-3,1.6215033817444709E-3,2.5799462930114515E-3,6.1942655290363529E-3,1.5642010860590053E-5,2.6526072469491103E-4,1.6108135084703101E-2,null,4.5460419293457338E-3,1.3255705995153567E-3,2.6150510429677819E-3,2.3469110290882545E-3,2.2686102048013613E-6,1.0636418500399251E-4,1.0942207396125921E-2]
[2004,2,15,24,4.6602951496825164E-3,1.7697980904500643E-3,2.5653934212602021E-3,6.9202396315093785E-3,1.5642010860590053E-5,2.6526072469491103E-4,1.6196629028457664E-2,null,3.9005487024375979E-3,1.4468007542821916E-3,2.6003001535580416E-3,2.6219713441392712E-3,2.2686102048013613E-6,1.0636418500399251E-4,1.0678253749625896E-2]
[2004,2,16,1,3.8405075049894868E-3,1.8070312066473535E-3,2.5533811121118003E-3,7.2037702170414664E-3,1.5642010860590053E-5,2.6526072469491103E-4,1.5685592776345608E-2,null,3.2144072605163475E-3,1.4772386335460434E-3,2.5881243956160757E-3,2.7293966805491923E-3,2.2686102048013613E-6,1.0636418500399251E-4,1.0117799765436452E-2]
[2004,2,16,2,3.6094672180648785E-3,1.9309327489276228E-3,2.5345609593976724E-3,6.4538563135392224E-3,1.5642010860590053E-5,2.6526072469491103E-4,1.4809719975484897E-2,null,3.0210324071154883E-3,1.5785275013525592E-3,2.5690481613094905E-3,2.4452659466073032E-3,2.2686102048013613E-6,1.0636418500399251E-4,9.7225068115936349E-3]
[2004,2,16,3,3.2869899606211232E-3,1.9358811514713233E-3,2.5340747915764835E-3,7.0358453161632282E-3,1.5642010860590053E-5,2.6526072469491103E-4,1.507369395538766E-2,null,2.7511271312289243E-3,1.5825727947514786E-3,2.5685553783119136E-3,2.6657725430171029E-3,2.2686102048013613E-6,1.0636418500399251E-4,9.6766606425182141E-3]
[2004,2,16,4,3.4243130175998361E-3,1.9402567316231846E-3,2.5398397102468131E-3,6.7672345084734929E-3,1.5642010860590053E-5,2.6526072469491103E-4,1.4952546703498829E-2,null,2.866063042906015E-3,1.5861498088178263E-3,2.5743987389362437E-3,2.5640000787686391E-3,2.2686102048013613E-6,1.0636418500399251E-4,9.6992444646375187E-3]
[2004,2,16,5,3.5153857481355563E-3,1.9541305605597688E-3,2.6370062740110373E-3,7.1365286925464217E-3,1.5642010860590053E-5,2.6526072469491103E-4,1.5523954010808284E-2,null,2.9422886057746569E-3,1.5974915919729474E-3,2.6728874263176527E-3,2.7039199109934837E-3,2.2686102048013613E-6,1.0636418500399251E-4,1.0025220330267535E-2]
[2004,2,16,6,3.7280756370153445E-3,1.9400614136689804E-3,2.7363571814074221E-3,6.9527196301554248E-3,1.5642010860590053E-5,2.6526072469491103E-4,1.5638116597802672E-2,null,3.1203046419796114E-3,1.5859901374038993E-3,2.7735901792045937E-3,2.6342775113014395E-3,2.2686102048013613E-6,1.0636418500399251E-4,1.0222795265098337E-2]
[2004,2,16,7,4.2290780427060425E-3,1.8592728651729323E-3,3.1056619475464545E-3,7.2923088794682534E-3,1.5642010860590053E-5,2.6526072469491103E-4,1.6767224470449184E-2,null,3.5396309336991594E-3,1.5199459182739523E-3,3.1479199923797252E-3,2.7629426049814105E-3,2.2686102048013613E-6,1.0636418500399251E-4,1.1079072244543039E-2]
[2004,2,16,8,4.4125337034021956E-3,2.0297504152020462E-3,3.8827588755010658E-3,7.1860384038674469E-3,9.1192926450341841E-6,1.5464700781031741E-4,1.7674847698428107E-2,null,3.693178663252718E-3,1.659310430701231E-3,3.9355907037582688E-3,2.7226783718637213E-3,1.3225997948395585E-6,6.2010321987807061E-5,1.2074091091358586E-2]
[2004,2,16,9,4.9087633998079819E-3,2.0646639081305096E-3,4.1780377159866041E-3,7.9796391396738681E-3,0,0,1.9131104163598964E-2,null,4.1085103184931495E-3,1.6878520299808872E-3,4.2348873371299296E-3,3.0233613682296191E-3,0,0,1.3054611053833586E-2]
[2004,2,16,10,4.6479628642140149E-3,2.1580207072971849E-3,4.2271127065410946E-3,8.0166766574139067E-3,0,0,1.9049772935466201E-2,null,3.8902268926514663E-3,1.7641707288090505E-3,4.2846300800625185E-3,3.0373943086107963E-3,0,0,1.2976422010133833E-2]
[2004,2,16,11,4.6464415932663513E-3,2.152886156911222E-3,4.2281215992493026E-3,8.1010427694673849E-3,0,0,1.9128492118894259E-2,null,3.8889536274975696E-3,1.7599732605151268E-3,4.2856527005472895E-3,3.0693593184947699E-3,0,0,1.3003938907054756E-2]
[2004,2,16,12,4.4241113781067669E-3,2.158894356372963E-3,4.1887931257703973E-3,8.6447145026175252E-3,0,0,1.9416513362867652E-2,null,3.7028688829911045E-3,1.7648849323945524E-3,4.2457890933598327E-3,3.2753480964624608E-3,0,0,1.2988891005207951E-2]
[2004,2,16,13,3.9227476370969436E-3,2.1160018372508834E-3,4.1004524377255668E-3,7.8523930260555198E-3,0,0,1.7991594938128914E-2,null,3.2832401627847564E-3,1.7298205206100945E-3,4.1562463734071348E-3,2.9751497915609035E-3,0,0,1.2144456848362888E-2]
[2004,2,16,14,3.852032118998787E-3,2.1059064439475908E-3,4.1644660008592297E-3,8.7776436493083743E-3,0,0,1.890004821311398E-2,null,3.2240530698001506E-3,1.7215675889763709E-3,4.2211309547219552E-3,3.3257128861205135E-3,0,0,1.249246449961899E-2]
[2004,2,16,15,3.7882062119803965E-3,2.1476474783658312E-3,4.0843132972777233E-3,8.3346546539229873E-3,0,0,1.8354821641546941E-2,null,3.1706324063429346E-3,1.7556906679912611E-3,4.1398876312987972E-3,3.1578712341665924E-3,0,0,1.2224081939799585E-2]
[2004,2,16,16,4.36761014112749E-3,2.1373787867245463E-3,3.9470611815271041E-3,8.537573569319154E-3,0,0,1.8989623678698296E-2,null,3.6555787823628963E-3,1.747296065865589E-3,4.0007679568251709E-3,3.2347540604389718E-3,0,0,1.2638396865492629E-2]
[2004,2,16,17,4.8857387078623145E-3,2.1695454043341804E-3,3.7334934666584229E-3,7.5152608080306157E-3,0,0,1.8304038386885532E-2,null,4.0892392359955492E-3,1.7735921088274677E-3,3.7842942740107547E-3,2.847415628885006E-3,0,0,1.2494541247718777E-2]
[2004,2,16,18,4.9989099107833265E-3,2.2158883373031824E-3,3.5208573512224995E-3,6.6231824484563303E-3,2.6122161270287211E-6,4.4298546337234406E-5,1.7405748810229601E-2,null,4.1839606591090464E-3,1.8114772160252894E-3,3.5687648666934135E-3,2.5094209899594196E-3,3.7885794964219192E-7,1.7762821026146168E-5,1.2091765410762957E-2]
[2004,2,16,19,5.5354643705129592E-3,2.0596685963853128E-3,3.4557825423416071E-3,6.8484991059310444E-3,1.5642010860590053E-5,2.6526072469491103E-4,1.8180317350726425E-2,null,4.6330431172937172E-3,1.6837683885531879E-3,3.502804599498754E-3,2.5947899729301853E-3,2.2686102048013613E-6,1.0636418500399251E-4,1.2523038873484637E-2]
[2004,2,16,20,5.3683302328749486E-3,2.1563456113363427E-3,3.4356949306581733E-3,8.067706200422603E-3,1.5642010860590053E-5,2.6526072469491103E-4,1.9308979710847569E-2,null,4.4931560880909893E-3,1.7628013465542504E-3,3.4824436601932386E-3,3.0567286101086969E-3,2.2686102048013613E-6,1.0636418500399251E-4,1.290376250015597E-2]
[2004,2,16,21,5.3085468604132128E-3,2.0991303997086896E-3,3.3769207240821322E-3,8.2483627914350377E-3,1.5642010860590053E-5,2.6526072469491103E-4,1.9313863511194573E-2,null,4.4431189234065051E-3,1.7160282079764747E-3,3.4228697261843737E-3,3.1251765873445921E-3,2.2686102048013613E-6,1.0636418500399251E-4,1.2815826240120738E-2]
[2004,2,16,22,4.9892519259416108E-3,2.0362261979050343E-3,3.1360898608109784E-3,7.7258305212019821E-3,1.5642010860590053E-5,2.6526072469491103E-4,1.8168301241415104E-2,null,4.1758771710396084E-3,1.6646043494537752E-3,3.1787619314283273E-3,2.9271972236386153E-3,2.2686102048013613E-6,1.0636418500399251E-4,1.2055073470769121E-2]
[2004,2,16,23,4.7346054000173415E-3,2.0110641193301295E-3,2.8958541104621713E-3,7.7488651372695184E-3,1.5642010860590053E-5,2.6526072469491103E-4,1.7671291502634662E-2,null,3.9627444950240528E-3,1.6440344808015708E-3,2.9352573471625467E-3,2.9359246820025329E-3,2.2686102048013613E-6,1.0636418500399251E-4,1.1586593800199498E-2]
[2004,2,16,24,4.3390921774959131E-3,2.0036305161156699E-3,2.7504688949713863E-3,7.2949923836465183E-3,1.5642010860590053E-5,2.6526072469491103E-4,1.666908670778499E-2,null,3.6317099709536256E-3,1.6379575487516669E-3,2.7878939076866438E-3,2.7639593430471348E-3,2.2686102048013613E-6,1.0636418500399251E-4,1.0930153565647865E-2]
[2004,2,17,1,3.1382035528287047E-3,1.7101809894134018E-3,2.6128834441901966E-3,8.1353464047512827E-3,1.5642010860590053E-5,2.6526072469491103E-4,1.5877517126739085E-2,null,2.6265966860071007E-3,1.3980640835775542E-3,2.6484363625675269E-3,3.0823564332629716E-3,2.2686102048013613E-6,1.0636418500399251E-4,9.8640863606239467E-3]
[2004,2,17,2,2.912621759586208E-3,1.7135114714741369E-3,2.5744288283108341E-3,7.6636765194174972E-3,1.5642010860590053E-5,2.6526072469491103E-4,1.5145141314344177E-2,null,2.4377904532118431E-3,1.400786735378116E-3,2.6094585033637711E-3,2.9036480374427386E-3,2.2686102048013613E-6,1.0636418500399251E-4,9.4603165246052619E-3]
[2004,2,17,3,2.5776135182822195E-3,1.7351971500944533E-3,2.5488730007015119E-3,7.8185797824533391E-3,1.5642010860590053E-5,2.6526072469491103E-4,1.4961166187087024E-2,null,2.157397062030773E-3,1.4185146651087988E-3,2.5835549433459943E-3,2.9623384785864735E-3,2.2686102048013613E-6,1.0636418500399251E-4,9.2304379442808334E-3]
[2004,2,17,4,2.5586746995760845E-3,1.6945130363010539E-3,2.5260578063530164E-3,7.1318342782893769E-3,1.5642010860590053E-5,2.6526072469491103E-4,1.4191982556075032E-2,null,2.1415457516829836E-3,1.3852556132196512E-3,2.5604293077704939E-3,2.7021412703227984E-3,2.2686102048013613E-6,1.0636418500399251E-4,8.8980047382047206E-3]
[2004,2,17,5,2.6805445920021569E-3,1.7896041925537733E-3,2.5276938762758654E-3,6.5554314319837374E-3,1.5642010860590053E-5,2.6526072469491103E-4,1.3834176828371035E-2,null,2.2435477570283122E-3,1.4629921399649218E-3,2.5620876393294507E-3,2.4837511818044237E-3,2.2686102048013613E-6,1.0636418500399251E-4,8.8610115133359018E-3]
[2004,2,17,6,2.9458006238495308E-3,1.6598731142484623E-3,2.6033212916195549E-3,6.4460317092689323E-3,1.5642010860590053E-5,2.6526072469491103E-4,1.3935929474541982E-2,null,2.4655603200966635E-3,1.3569376567112786E-3,2.6387440999337628E-3,2.4423013255438194E-3,2.2686102048013613E-6,1.0636418500399251E-4,9.012176197494318E-3]
[2004,2,17,7,3.3386835046483251E-3,1.6731635169210026E-3,2.9392285775977057E-3,6.1012332246523152E-3,1.5642010860590053E-5,2.6526072469491103E-4,1.433321155937485E-2,null,2.7943933149369325E-3,1.3678024919233313E-3,2.9792220009339063E-3,2.3116625334923028E-3,2.2686102048013613E-6,1.0636418500399251E-4,9.5617131364952677E-3]
[2004,2,17,8,3.2511762713644298E-3,1.8306096030715052E-3,3.6963151379048225E-3,6.6274345570369771E-3,9.1192926450341841E-6,1.5464700781031741E-4,1.5569301869833085E-2,null,2.721151982730183E-3,1.4965138502587886E-3,3.7466100680851274E-3,2.5110320478771049E-3,1.3225997948395585E-6,6.2010321987807061E-5,1.0538640870733852E-2]
[2004,2,17,9,3.6496176579758639E-3,1.9401399709419972E-3,4.0238096707655643E-3,8.0773251892648536E-3,0,0,1.7690892488948277E-2,null,3.0546373057897197E-3,1.5860543575669044E-3,4.0785607455250351E-3,3.0603730956246526E-3,0,0,1.177962550450631E-2]
[2004,2,17,10,3.7242780513391111E-3,1.9397548631995491E-3,4.0542308836573962E-3,8.7719741752084242E-3,0,0,1.8490237973404482E-2,null,3.117126159199859E-3,1.5857395339860336E-3,4.1093958930304786E-3,3.3235648104153422E-3,0,0,1.2135826396631714E-2]
[2004,2,17,11,3.3429667099351299E-3,1.9609588300103882E-3,4.0659224082628207E-3,8.1201538876867069E-3,0,0,1.7490001835895046E-2,null,2.7979782489995011E-3,1.6030736668123918E-3,4.1212465015862138E-3,3.0766002244451019E-3,0,0,1.1598898641843209E-2]
[2004,2,17,12,3.1510575684647246E-3,2.0374183633086814E-3,4.0090787687991165E-3,8.3794223694937959E-3,0,0,1.7576977070066321E-2,null,2.6373551706952662E-3,1.6655789384843165E-3,4.0636294034829294E-3,3.1748330264771913E-3,0,0,1.1541396539139704E-2]
[2004,2,17,13,2.9629833018186011E-3,1.9403704010449124E-3,3.875349171611911E-3,7.6152722788799037E-3,0,0,1.6393975153355327E-2,null,2.479941785240824E-3,1.5862427329801825E-3,3.9280801776919293E-3,2.8853084222874299E-3,0,0,1.0879573118200366E-2]
[2004,2,17,14,3.0310702368141988E-3,1.9779218873240811E-3,3.9395879692291427E-3,8.5929934853351524E-3,0,0,1.7541573578702577E-2,null,2.5369288209156193E-3,1.6169408781337364E-3,3.9931930582053658E-3,3.2557518060989526E-3,0,0,1.1402814563353673E-2]
[2004,2,17,15,3.1525077327401226E-3,1.8965762451268039E-3,3.8946423879659031E-3,8.2563604914455517E-3,0,0,1.7200086857278384E-2,null,2.6385689213700727E-3,1.5504412377941646E-3,3.947635912509114E-3,3.1282067916963475E-3,0,0,1.1264852863369699E-2]
[2004,2,17,16,3.2841521318416117E-3,1.9487949014528128E-3,3.7709045118221943E-3,8.7136095127801176E-3,0,0,1.7717461057896736E-2,null,2.7487519406008336E-3,1.5931297183432989E-3,3.822214362866496E-3,3.3014513460635302E-3,0,0,1.1465547367874159E-2]
[2004,2,17,17,3.7384752089225388E-3,2.1226091278158561E-3,3.5891202974138812E-3,7.192658046012706E-3,0,0,1.6642862680164981E-2,null,3.1290088195918974E-3,1.7352219463573294E-3,3.6379566514671419E-3,2.7251864514877704E-3,0,0,1.1227373868904138E-2]
[2004,2,17,18,4.1027633897809147E-3,2.1131588095888148E-3,3.4015996173002313E-3,6.1735076715732267E-3,2.6122161270287211E-6,4.4298546337234406E-5,1.583794025070745E-2,null,3.4339087766809442E-3,1.7274963602507171E-3,3.4478844195615565E-3,2.3390461992077649E-3,3.7885794964219192E-7,1.7762821026146168E-5,1.0966477434676773E-2]
[2004,2,17,19,4.1990177585317411E-3,2.0163337566754167E-3,3.3584819037741848E-3,6.4935512885065964E-3,1.5642010860590053E-5,2.6526072469491103E-4,1.6348287443043442E-2,null,3.5144712391594339E-3,1.6483423819836861E-3,3.4041800129884026E-3,2.4603057562689349E-3,2.2686102048013613E-6,1.0636418500399251E-4,1.1135932185609253E-2]
[2004,2,17,20,4.6557397512737245E-3,1.8632334379682809E-3,3.3068939174871574E-3,8.1380760231210304E-3,1.5642010860590053E-5,2.6526072469491103E-4,1.8244845865405694E-2,null,3.8967359496436659E-3,1.5231836659801003E-3,3.3518900805545649E-3,3.0833906432798223E-3,2.2686102048013613E-6,1.0636418500399251E-4,1.1963833134666946E-2]
[2004,2,17,21,4.4524477236950154E-3,1.8726283149198351E-3,3.2248407945835757E-3,8.4203137663906753E-3,1.5642010860590053E-5,2.6526072469491103E-4,1.8251133335144602E-2,null,3.7265856847098961E-3,1.5308639291317235E-3,3.268720479230301E-3,3.1903261418307792E-3,2.2686102048013613E-6,1.0636418500399251E-4,1.1825129030111495E-2]
[2004,2,17,22,4.2830456502136278E-3,1.8134623980975175E-3,2.973746325519059E-3,8.1641573352343507E-3,1.5642010860590053E-5,2.6526072469491103E-4,1.7515314444620057E-2,null,3.5848004507954561E-3,1.4824960991808179E-3,3.0142094241012588E-3,3.0932724474686986E-3,2.2686102048013613E-6,1.0636418500399251E-4,1.1283411216755026E-2]
[2004,2,17,23,4.0274012284274262E-3,1.743113403939129E-3,2.8434043969709087E-3,8.2791757153841371E-3,1.5642010860590053E-5,2.6526072469491103E-4,1.7173997480277103E-2,null,3.3708325612828126E-3,1.4249861615441089E-3,2.8820939621958821E-3,3.1368511257891603E-3,2.2686102048013613E-6,1.0636418500399251E-4,1.0923396606020758E-2]
[2004,2,17,24,3.7511979078380508E-3,1.7321635042094985E-3,2.6870974058374312E-3,7.9192290581681229E-3,1.5642010860590053E-5,2.6526072469491103E-4,1.6370590611608605E-2,null,3.139657395519494E-3,1.4160346753414566E-3,2.7236601369282866E-3,3.0004729263490835E-3,2.2686102048013613E-6,1.0636418500399251E-4,1.0388457929347115E-2]
[2004,2,18,1,3.5047622427879137E-3,1.7101809894134018E-3,2.6750934169013684E-3,8.203204912180637E-3,1.5642010860590053E-5,2.6526072469491103E-4,{"$f":"SUM(E1155:J1155)","v":1.6374144296838821E-2},null,2.933397001559008E-3,1.3980640835775542E-3,2.7114928124099208E-3,3.108066968072446E-3,2.2686102048013613E-6,1.0636418500399251E-4,{"$f":"SUM(M1155:R1155)","v":1.0259653660827723E-2}]
[2004,2,18,2,3.2557897467620734E-3,1.7135114714741369E-3,2.6337188583298379E-3,8.0373923244229303E-3,1.5642010860590053E-5,2.6526072469491103E-4,1.5921315136544479E-2,null,{"$f":"E1156*V$5","v":2.7250133444890476E-3},{"$f":"F1156*W$5","v":1.400786735378116E-3},{"$f":"G1156*X$5","v":2.6695552795093741E-3},{"$f":"H1156*Y$5","v":3.045243153183328E-3},{"$f":"I1156*Z$5","v":2.2686102048013613E-6},{"$f":"J1156*AA$5","v":1.0636418500399251E-4},9.9492313077686606E-3]
[2004,2,18,3,2.8838716989755464E-3,1.7351971500944533E-3,2.6129305950820937E-3,8.2889634558762429E-3,1.5642010860590053E-5,2.6526072469491103E-4,1.5801865635583837E-2,null,2.4137273825246661E-3,1.4185146651087988E-3,2.6484841550310236E-3,3.1405595486849978E-3,2.2686102048013613E-6,1.0636418500399251E-4,9.7299185465582801E-3]
[2004,2,18,4,2.8579516496453588E-3,1.6945130363010539E-3,2.584643531799745E-3,7.2309904319313402E-3,1.5642010860590053E-5,2.6526072469491103E-4,1.4649001385233E-2,null,2.3920329594173937E-3,1.3852556132196512E-3,2.6198121960296378E-3,2.7397099973160851E-3,2.2686102048013613E-6,1.0636418500399251E-4,9.245443561191561E-3]
[2004,2,18,5,3.0045142940081544E-3,1.7896041925537733E-3,2.5945783199519483E-3,5.741992737801755E-3,1.5642010860590053E-5,2.6526072469491103E-4,1.3411592279871133E-2,null,2.5147021711161574E-3,1.4629921399649218E-3,2.6298821646136578E-3,2.1755518910388178E-3,2.2686102048013613E-6,1.0636418500399251E-4,8.8917611619423482E-3]
[2004,2,18,6,3.3236160552697191E-3,1.6598731142484623E-3,2.6747366164128427E-3,6.3496973482773658E-3,1.5642010860590053E-5,2.6526072469491103E-4,1.4288825869763891E-2,null,2.7817822424114577E-3,1.3569376567112786E-3,2.7111311570172571E-3,2.4058017319711087E-3,2.2686102048013613E-6,1.0636418500399251E-4,9.3642855833198958E-3]
[2004,2,18,7,3.8032930038577675E-3,1.6731635169210026E-3,3.00324437924172E-3,6.4591303748903666E-3,1.5642010860590053E-5,2.6526072469491103E-4,1.5219734010466359E-2,null,3.1832596680487161E-3,1.3678024919233313E-3,3.0441088512179852E-3,2.4472642065616218E-3,2.2686102048013613E-6,1.0636418500399251E-4,1.0151068012960448E-2]
[2004,2,18,8,3.6708973770747848E-3,1.8306096030715052E-3,3.7678498636060892E-3,6.8432837147310013E-3,7.8210054302950264E-6,1.3263036234745552E-4,1.6253091926261135E-2,null,3.0724478903243037E-3,1.4965138502587886E-3,3.819118150737948E-3,2.5928139421851335E-3,1.1343051024006806E-6,5.3182092501996257E-5,1.1035210231110572E-2]
[2004,2,18,9,4.0999783729591842E-3,1.9401399709419972E-3,4.0690425938829603E-3,7.9869148902102435E-3,0,0,1.8096075827994385E-2,null,3.4315777883204735E-3,1.5860543575669044E-3,4.1244091428715383E-3,3.0261180371355082E-3,0,0,1.2168159325894424E-2]
[2004,2,18,10,4.1359651305300504E-3,1.9397548631995491E-3,4.062404359095933E-3,8.0934554164532012E-3,0,0,1.8231579769278736E-2,null,3.4616977906034921E-3,1.5857395339860336E-3,4.1176805831141892E-3,3.0664845882483666E-3,0,0,1.2231602495952081E-2]
[2004,2,18,11,3.7143549888118705E-3,1.9609588300103882E-3,4.0614793979133227E-3,7.7575784666947811E-3,0,0,1.7494371683430363E-2,null,3.1088208078386965E-3,1.6030736668123918E-3,4.1167430361924405E-3,2.9392260272277852E-3,0,0,1.1767863538071315E-2]
[2004,2,18,12,3.5024996571296728E-3,2.0374183633086814E-3,3.9929870943916333E-3,8.2233572656635317E-3,0,0,1.775626238049352E-2,null,2.9315032748163986E-3,1.6655789384843165E-3,4.0473187732747058E-3,3.1157023818966334E-3,0,0,1.1760103368472056E-2]
[2004,2,18,13,3.2778940200167859E-3,1.9403704010449124E-3,3.8943487866745213E-3,6.8455172599780892E-3,0,0,1.5958130467714309E-2,null,2.7435140599143073E-3,1.5862427329801825E-3,3.9473383162508804E-3,2.5936601977984562E-3,0,0,1.0870755306943827E-2]
[2004,2,18,14,3.316634229810619E-3,1.9779218873240811E-3,3.9530467115209472E-3,8.3458566029103853E-3,0,0,1.7593459431566032E-2,null,2.7759386317901444E-3,1.6169408781337364E-3,4.0068349305817617E-3,3.1621154787025382E-3,0,0,1.1561829919208179E-2]
[2004,2,18,15,3.4870416050186829E-3,1.8965762451268039E-3,3.9028042874007744E-3,7.8635509348585382E-3,0,0,1.71499730724048E-2,null,2.9185652777224073E-3,1.5504412377941646E-3,3.9559088690770761E-3,2.97937734995481E-3,0,0,1.1404292734548457E-2]
[2004,2,18,16,3.643120232067336E-3,1.9487949014528128E-3,3.7754575264704296E-3,7.9396279698160169E-3,0,0,1.7307000629806595E-2,null,3.0491991252919845E-3,1.5931297183432989E-3,3.8268293293628017E-3,3.0082017572336203E-3,0,0,1.1477359930231705E-2]
[2004,2,18,17,4.1381484633222256E-3,2.1226091278158561E-3,3.606543516345144E-3,6.5801492061377037E-3,0,0,1.644745031362093E-2,null,3.463525184709655E-3,1.7352219463573294E-3,3.6556169442265199E-3,2.4931163626324853E-3,0,0,1.1347480437925989E-2]
[2004,2,18,18,4.4979393357136863E-3,2.1131588095888148E-3,3.4240421083975891E-3,5.6621434138222999E-3,1.2982872147391569E-6,2.2016645462861884E-5,1.5720598600199993E-2,null,3.7646610088110551E-3,1.7274963602507171E-3,3.4706322805964605E-3,2.1452982220228276E-3,1.8829469243887763E-7,8.8282294858107975E-6,1.111710439585931E-2]
[2004,2,18,19,4.6275392052048184E-3,2.0163337566754167E-3,3.3951757322499831E-3,5.5031787108264941E-3,1.5642010860590053E-5,2.6526072469491103E-4,1.5823130140512214E-2,null,3.8731328086742366E-3,1.6483423819836861E-3,3.441373126149728E-3,2.0850689643412256E-3,2.2686102048013613E-6,1.0636418500399251E-4,1.1156550076357671E-2]
[2004,2,18,20,5.1413941544444126E-3,1.8632334379682809E-3,3.3574550717213256E-3,7.3291771650917615E-3,1.5642010860590053E-5,2.6526072469491103E-4,1.7972162564781284E-2,null,4.3032163529824084E-3,1.5231836659801003E-3,3.4031392090623455E-3,2.7769114259413425E-3,2.2686102048013613E-6,1.0636418500399251E-4,1.2115083449174991E-2]
[2004,2,18,21,4.9674490765723636E-3,1.8726283149198351E-3,3.2508468682836411E-3,7.5247645865362707E-3,1.5642010860590053E-5,2.6526072469491103E-4,1.7896591581867613E-2,null,4.1576287397524928E-3,1.5308639291317235E-3,3.295080411736288E-3,2.8510164629933239E-3,2.2686102048013613E-6,1.0636418500399251E-4,1.1943222338822623E-2]
[2004,2,18,22,4.7217340915878545E-3,1.8134623980975175E-3,3.0253086831329079E-3,7.1772001807794668E-3,1.5642010860590053E-5,2.6526072469491103E-4,1.7018608089153248E-2,null,3.9519715367068676E-3,1.4824960991808179E-3,3.0664733791383159E-3,2.7193297063689194E-3,2.2686102048013613E-6,1.0636418500399251E-4,1.1328903516603714E-2]
[2004,2,18,23,4.4334555062177433E-3,1.743113403939129E-3,2.8831158735940048E-3,7.6423012466443341E-3,1.5642010860590053E-5,2.6526072469491103E-4,1.6982888765950711E-2,null,3.7106896809466082E-3,1.4249861615441089E-3,2.9223457839653195E-3,2.8955492784880328E-3,2.2686102048013613E-6,1.0636418500399251E-4,1.1062203700152864E-2]
[2004,2,18,24,4.1365762356526297E-3,1.7321635042094985E-3,2.7349321250707964E-3,7.4422394717470171E-3,1.5642010860590053E-5,2.6526072469491103E-4,1.6326814072235442E-2,null,3.4622092700734336E-3,1.4160346753414566E-3,2.7721457324463511E-3,2.8197489783871542E-3,2.2686102048013613E-6,1.0636418500399251E-4,1.057877145145719E-2]
[2004,2,19,1,3.6696632406954081E-3,1.7101809894134018E-3,2.6858761513887577E-3,8.0449863077886735E-3,1.5642010860590053E-5,2.6526072469491103E-4,1.6391609424841743E-2,null,3.0714149495129181E-3,1.3980640835775542E-3,2.7224222651445274E-3,3.0481203955669859E-3,2.2686102048013613E-6,1.0636418500399251E-4,1.034865448901078E-2]
[2004,2,19,2,3.3269679671954974E-3,1.7135114714741369E-3,2.6469728228841497E-3,7.7324449503502332E-3,1.5642010860590053E-5,2.6526072469491103E-4,1.5700799947459518E-2,null,2.784587707578974E-3,1.400786735378116E-3,2.6829895877835798E-3,2.9297033281390416E-3,2.2686102048013613E-6,1.0636418500399251E-4,9.906700154088505E-3]
[2004,2,19,3,3.30576124464103E-3,1.7351971500944533E-3,2.6239478278006169E-3,7.8575979912615477E-3,1.5642010860590053E-5,2.6526072469491103E-4,1.5803406949353151E-2,null,2.7668382192985123E-3,1.4185146651087988E-3,2.6596512967615453E-3,2.9771218720587096E-3,2.2686102048013613E-6,1.0636418500399251E-4,9.930758848436359E-3]
[2004,2,19,4,3.4329414631908521E-3,1.6945130363010539E-3,2.6046042181678353E-3,7.387145970372792E-3,1.5642010860590053E-5,2.6526072469491103E-4,1.5400107423588036E-2,null,2.8732848327654801E-3,1.3852556132196512E-3,2.6400444829755413E-3,2.798874906166622E-3,2.2686102048013613E-6,1.0636418500399251E-4,9.8060926303360895E-3]
[2004,2,19,5,3.5091896631002538E-3,1.7896041925537733E-3,2.6206293043340234E-3,6.3899520413597619E-3,1.5642010860590053E-5,2.6526072469491103E-4,1.4590277936903314E-2,null,2.9371026399359294E-3,1.4629921399649218E-3,2.6562876188912211E-3,2.4210536101356432E-3,2.2686102048013613E-6,1.0636418500399251E-4,9.5860688041365088E-3]
[2004,2,19,6,3.7261259686349382E-3,1.6598731142484623E-3,2.7026054049050265E-3,6.4391732523839829E-3,1.5642010860590053E-5,2.6526072469491103E-4,1.4808680475727911E-2,null,3.1186728190527101E-3,1.3569376567112786E-3,2.7393791498573198E-3,2.439702762723036E-3,2.2686102048013613E-6,1.0636418500399251E-4,9.7633251835531377E-3]
[2004,2,19,7,4.2529016802678645E-3,1.6731635169210026E-3,3.0182479759803716E-3,6.4705632370403755E-3,1.5642010860590053E-5,2.6526072469491103E-4,1.5695779145765115E-2,null,3.5595707133900313E-3,1.3678024919233313E-3,3.0593165985288336E-3,2.4515959405094359E-3,2.2686102048013613E-6,1.0636418500399251E-4,1.0546918539560425E-2]
[2004,2,19,8,4.1479587893624454E-3,1.8306096030715052E-3,3.7784417750224152E-3,6.6275117249336808E-3,7.8210054302950264E-6,1.3263036234745552E-4,1.6524973260167799E-2,null,3.4717361784938738E-3,1.4965138502587886E-3,3.8298541839148067E-3,2.5110612855949615E-3,1.1343051024006806E-6,5.3182092501996257E-5,1.1363481895866827E-2]
[2004,2,19,9,4.3089419957438226E-3,1.9401399709419972E-3,4.0943958567853725E-3,8.1609238943052623E-3,0,0,1.8504401717776453E-2,null,3.6064750344240401E-3,1.5860543575669044E-3,4.1501073819299183E-3,3.0920473469070887E-3,0,0,1.2434684120827951E-2]
[2004,2,19,10,4.2656522451372273E-3,1.9397548631995491E-3,4.1119075392340339E-3,8.0507222134991435E-3,0,0,1.8368036861069956E-2,null,3.5702426124134073E-3,1.5857395339860336E-3,4.1678573419099149E-3,3.0502936411778837E-3,0,0,1.2374133129487239E-2]
[2004,2,19,11,3.9769068206900841E-3,1.9609588300103882E-3,4.1095187485568618E-3,7.4282812308432327E-3,0,0,1.7475665630100567E-2,null,3.3285700242000138E-3,1.6030736668123918E-3,4.165436047494332E-3,2.8144604176417029E-3,0,0,1.191154015614844E-2]
[2004,2,19,12,3.6988725171616848E-3,2.0374183633086814E-3,4.0353932984235879E-3,7.6034598191579844E-3,0,0,1.7375143998051939E-2,null,3.0958623722104782E-3,1.6655789384843165E-3,4.0903019890038313E-3,2.8808328647137228E-3,0,0,1.1732576164412348E-2]
[2004,2,19,13,3.5741000600719572E-3,1.9403704010449124E-3,3.9269678370224392E-3,6.7701378672132776E-3,0,0,1.6211576165352584E-2,null,2.9914309939458542E-3,1.5862427329801825E-3,3.9804012066932135E-3,2.5651001163139878E-3,0,0,1.1123175049933237E-2]
[2004,2,19,14,3.5553380292284147E-3,1.9779218873240811E-3,3.9967215373372979E-3,7.7801954367391398E-3,0,0,1.7310176890628935E-2,null,2.9757276505499191E-3,1.6169408781337364E-3,4.0511040299470707E-3,2.9477952459984118E-3,0,0,1.1591567804629138E-2]
[2004,2,19,15,3.3427784704918168E-3,1.8965762451268039E-3,3.9712972618989482E-3,7.4967197858293848E-3,0,0,1.6707371763346954E-2,null,2.7978206973653711E-3,1.5504412377941646E-3,4.0253338121011206E-3,2.8403907234639094E-3,0,0,1.1213986470724566E-2]
[2004,2,19,16,3.5551731335502325E-3,1.9487949014528128E-3,3.7959682963414304E-3,7.9327450474978283E-3,0,0,1.7232681378842304E-2,null,2.9755896370544403E-3,1.5931297183432989E-3,3.847619184674334E-3,3.0055939248400635E-3,0,0,1.1421932464912136E-2]
[2004,2,19,17,4.1772323620007743E-3,2.1226091278158561E-3,3.6291389439901426E-3,6.9466114938811297E-3,0,0,1.6875591927687901E-2,null,3.4962374154547831E-3,1.7352219463573294E-3,3.6785198227823313E-3,2.6319632333096227E-3,0,0,1.1541942417904067E-2]
[2004,2,19,18,4.648312067213254E-3,2.1131588095888148E-3,3.4561847529436343E-3,6.2781607880910443E-3,1.2982872147391569E-6,2.2016645462861884E-5,1.651913135051435E-2,null,3.8905191666945946E-3,1.7274963602507171E-3,3.5032122828901383E-3,2.3786976400820368E-3,1.8829469243887763E-7,8.8282294858107975E-6,1.1508941974095736E-2]
[2004,2,19,19,4.6987337484647182E-3,2.0163337566754167E-3,3.434248207249383E-3,6.2482334683411191E-3,1.5642010860590053E-5,2.6526072469491103E-4,1.6678451916286138E-2,null,3.9327208335554415E-3,1.6483423819836861E-3,3.4809772515438453E-3,2.3673586433175442E-3,2.2686102048013613E-6,1.0636418500399251E-4,1.1538031905609312E-2]
[2004,2,19,20,5.3621946921631261E-3,1.8632334379682809E-3,3.4173226990795577E-3,8.0000209829534513E-3,1.5642010860590053E-5,2.6526072469491103E-4,1.8923674547719916E-2,null,4.4880207963136258E-3,1.5231836659801003E-3,3.4638214417844885E-3,3.0310837321744278E-3,2.2686102048013613E-6,1.0636418500399251E-4,1.2614742431461436E-2]
[2004,2,19,21,4.7042149347000474E-3,1.8726283149198351E-3,3.3399432639847262E-3,7.9324438950595065E-3,1.5642010860590053E-5,2.6526072469491103E-4,1.8130133144219619E-2,null,3.9373084472518593E-3,1.5308639291317235E-3,3.3853891220896465E-3,3.0054798228572504E-3,2.2686102048013613E-6,1.0636418500399251E-4,1.1967674116539274E-2]
[2004,2,19,22,4.9290157104937568E-3,1.8134623980975175E-3,3.1378712274440336E-3,8.2733985921756535E-3,1.5642010860590053E-5,2.6526072469491103E-4,1.8434650663766462E-2,null,4.1254609882746852E-3,1.4824960991808179E-3,3.1805675367172041E-3,3.1346622635082593E-3,2.2686102048013613E-6,1.0636418500399251E-4,1.203181968288976E-2]
[2004,2,19,23,4.7344977911002728E-3,1.743113403939129E-3,3.001158816949955E-3,8.0723388314403004E-3,1.5642010860590053E-5,2.6526072469491103E-4,1.7832011578985157E-2,null,3.962654429092956E-3,1.4249861615441089E-3,3.0419949111483691E-3,3.0584838420693169E-3,2.2686102048013613E-6,1.0636418500399251E-4,1.1596752139063546E-2]
[2004,2,19,24,4.3756682436522122E-3,1.7321635042094985E-3,2.8318493377814773E-3,7.7759373364253764E-3,1.5642010860590053E-5,2.6526072469491103E-4,1.6996521157624067E-2,null,3.662323209558469E-3,1.4160346753414566E-3,2.8703816759104157E-3,2.9461819179060831E-3,2.2686102048013613E-6,1.0636418500399251E-4,1.1003554273925218E-2]
[2004,2,20,1,3.2973464606077287E-3,1.6725228059195239E-3,2.6821418638096604E-3,7.8573309334802697E-3,1.5642010860590053E-5,2.6526072469491103E-4,1.5790244799372685E-2,null,2.7597952587373937E-3,1.3672787140046984E-3,2.7186371659527683E-3,2.9770206880120544E-3,2.2686102048013613E-6,1.0636418500399251E-4,9.931364621915708E-3]
[2004,2,20,2,3.0061070860914201E-3,1.6674336942288188E-3,2.6393326548986682E-3,7.7395095386610154E-3,1.5642010860590053E-5,2.6526072469491103E-4,1.5333285709435424E-2,null,2.5160352976444328E-3,1.3631183916083362E-3,2.6752454617476997E-3,2.9323799909564204E-3,2.2686102048013613E-6,1.0636418500399251E-4,9.5954119371656835E-3]
[2004,2,20,3,2.9621152704823097E-3,1.6203980943668799E-3,2.5822784931714637E-3,8.4808193193187439E-3,1.5642010860590053E-5,2.6526072469491103E-4,1.5926513912894898E-2,null,2.4792152650540767E-3,1.3246670328202481E-3,2.6174149768517429E-3,3.2132507563508252E-3,2.2686102048013613E-6,1.0636418500399251E-4,9.7431808262856863E-3]
[2004,2,20,4,2.947157565966954E-3,1.6279103567920965E-3,2.5701090176445444E-3,7.5540173121722166E-3,1.5642010860590053E-5,2.6526072469491103E-4,1.4980096988131313E-2,null,2.4666960461924149E-3,1.3308082683667309E-3,2.6050799140036342E-3,2.8620998665226161E-3,2.2686102048013613E-6,1.0636418500399251E-4,9.3733168902941904E-3]
[2004,2,20,5,3.0945594645432747E-3,1.6670194406762184E-3,2.5855036536501191E-3,6.5351523230851114E-3,1.5642010860590053E-5,2.6526072469491103E-4,1.4163137617510225E-2,null,2.590067692356902E-3,1.3627797414789229E-3,2.6206840213649145E-3,2.4760677423213777E-3,2.2686102048013613E-6,1.0636418500399251E-4,9.1582319927309107E-3]
[2004,2,20,6,3.4157149983767717E-3,1.6595083401927978E-3,2.6994035185084653E-3,6.5589874798894074E-3,1.5642010860590053E-5,2.6526072469491103E-4,1.4614517072522943E-2,null,2.8588667191439153E-3,1.3566394558138285E-3,2.7361336961114523E-3,2.4850985131402632E-3,2.2686102048013613E-6,1.0636418500399251E-4,9.5453711794182532E-3]
[2004,2,20,7,3.6977284114103051E-3,1.6514463496078138E-3,3.0305032090304973E-3,6.477802867003557E-3,1.5642010860590053E-5,2.6526072469491103E-4,1.5138383572607675E-2,null,3.0949047847485985E-3,1.3500488203496413E-3,3.0717385857835125E-3,2.4543389238909944E-3,2.2686102048013613E-6,1.0636418500399251E-4,1.0079663909981539E-2]
[2004,2,20,8,3.702949390177341E-3,1.8355248943412901E-3,3.7677222534010075E-3,7.0511530074961921E-3,7.8210054302950264E-6,1.3263036234745552E-4,1.6497800913193583E-2,null,3.0992746114014455E-3,1.5005320753631183E-3,3.8189888041694569E-3,2.6715723895769259E-3,1.1343051024006806E-6,5.3182092501996257E-5,1.1144684278115343E-2]
[2004,2,20,9,3.8129683153130646E-3,2.1023725744190379E-3,4.0714581611246128E-3,8.6429022228501958E-3,0,0,1.862970127370691E-2,null,3.1913576580537505E-3,1.718678668976381E-3,4.1268575781943017E-3,3.2746614517983274E-3,0,0,1.2311555357022762E-2]
[2004,2,20,10,3.8309075431635651E-3,2.1889594235982197E-3,4.1022320703117581E-3,8.5018064723585765E-3,0,0,1.8623905509432118E-2,null,3.2063723362377636E-3,1.7894629688235467E-3,4.1580502210543614E-3,3.2212024627650006E-3,0,0,1.2375087988880673E-2]
[2004,2,20,11,3.676919056145163E-3,2.2553254275686349E-3,4.0170682281490859E-3,8.1358538407558367E-3,0,0,1.8085166552618721E-2,null,3.077487882799042E-3,1.8437168326519758E-3,4.0717275736124707E-3,3.0825486928860151E-3,0,0,1.2075480981949504E-2]
[2004,2,20,12,3.6444484667138284E-3,2.1953519027661963E-3,3.9507340258638137E-3,8.8250205418812198E-3,0,0,1.8615554937225057E-2,null,3.0503108239635294E-3,1.7946887873685367E-3,4.0044907767301388E-3,3.34366325508386E-3,0,0,1.2193153643146066E-2]
[2004,2,20,13,3.4120120982131866E-3,2.1081535375432848E-3,3.9224243210939612E-3,7.6963003117907422E-3,0,0,1.7138890268641176E-2,null,2.8557674857339218E-3,1.7234045763291858E-3,3.975795868163612E-3,2.9160086858154221E-3,0,0,1.1470976616042142E-2]
[2004,2,20,14,3.2514365017025644E-3,2.0161239712349964E-3,3.9207069176670946E-3,8.6137967642689987E-3,0,0,1.7802064154873655E-2,null,2.72136978891523E-3,1.6481708834748588E-3,3.9740550964139096E-3,3.2636338454694281E-3,0,0,1.1607229614273427E-2]
[2004,2,20,15,3.1752339521578894E-3,1.9684454670650894E-3,3.8571676511820509E-3,8.1213557968371798E-3,0,0,1.7122202867242212E-2,null,2.6575901899408673E-3,1.6091939537514653E-3,3.9096512653957177E-3,3.0770556091598809E-3,0,0,1.1253491018247932E-2]
[2004,2,20,16,3.282102877409333E-3,2.0016508571914847E-3,3.7132519259612546E-3,8.6349913199601849E-3,0,0,1.7631996980522258E-2,null,2.747036766677282E-3,1.6363391878549138E-3,3.7637773112139754E-3,3.2716641335278104E-3,0,0,1.1418817399273981E-2]
[2004,2,20,17,3.7281844944702996E-3,2.0751830229538992E-3,3.4781122369584791E-3,7.1380699366927758E-3,0,0,{"$f":"SUM(E1219:J1219)","v":1.6419549691075452E-2},null,3.1203957529052154E-3,1.6964513517583172E-3,3.5254381292567877E-3,2.7045038644692653E-3,0,0,{"$f":"SUM(M1219:R1219)","v":1.1046789098389586E-2}]
[2004,2,20,18,4.0498531304316195E-3,2.0015227375740144E-3,3.3444644232185853E-3,6.6278629213122331E-3,0,0,1.6023703212536454E-2,null,{"$f":"E1220*V$5","v":3.3896242331441276E-3},{"$f":"F1220*W$5","v":1.6362344507325299E-3},{"$f":"G1220*X$5","v":3.3899717997221048E-3},{"$f":"H1220*Y$5","v":2.5111943484496836E-3},{"$f":"I1220*Z$5","v":0},{"$f":"J1220*AA$5","v":0},1.0927024832048446E-2]
[2004,2,20,19,4.403604724266352E-3,1.8600928037560127E-3,3.3061398102468735E-3,6.9033309026386592E-3,1.5642010860590053E-5,2.6526072469491103E-4,1.6754070976463399E-2,null,3.6857053344476146E-3,1.5206162138104132E-3,3.3511257123463754E-3,2.6155648893160907E-3,2.2686102048013613E-6,1.0636418500399251E-4,1.1281644945129286E-2]
[2004,2,20,20,4.8601577159015216E-3,1.7493654079258104E-3,3.2589395850506882E-3,6.7610065574271946E-3,1.5642010860590053E-5,2.6526072469491103E-4,1.6910372001860716E-2,null,4.0678285952968508E-3,1.4300971423574092E-3,3.3032832442833975E-3,2.5616404048201032E-3,2.2686102048013613E-6,1.0636418500399251E-4,1.1471482181966555E-2]
[2004,2,20,21,4.3160760849364635E-3,1.8475146841382651E-3,3.1833867885106212E-3,6.7661807431519611E-3,1.5642010860590053E-5,2.6526072469491103E-4,1.639406103629281E-2,null,3.6124460859239273E-3,1.5103336662991426E-3,3.2267024178040155E-3,2.5636008234503804E-3,2.2686102048013613E-6,1.0636418500399251E-4,1.1021715788686258E-2]
[2004,2,20,22,4.0619529304480899E-3,1.8141575969762411E-3,2.9319086849472122E-3,6.8449441470536517E-3,1.5642010860590053E-5,2.6526072469491103E-4,1.5933866094980698E-2,null,3.3997514585103607E-3,1.4830644206563245E-3,2.9718025081475886E-3,2.5934430542102504E-3,2.2686102048013613E-6,1.0636418500399251E-4,1.0556694236733317E-2]
[2004,2,20,23,3.9974835413788623E-3,1.7505468083400995E-3,2.7595571795262525E-3,6.5106416172448518E-3,1.5642010860590053E-5,2.6526072469491103E-4,1.5299131882045567E-2,null,3.3457922169163917E-3,1.4310629310650171E-3,2.7971058544889352E-3,2.4667810164621792E-3,2.2686102048013613E-6,1.0636418500399251E-4,1.0149374814141318E-2]
[2004,2,20,24,4.0126006097375953E-3,1.3291767216754389E-3,2.698831424096972E-3,6.7678452814092334E-3,1.5642010860590053E-5,2.6526072469491103E-4,1.5089356772474742E-2,null,3.3584448192682695E-3,1.0865950719866119E-3,2.7355538173397492E-3,2.5642314911503714E-3,2.2686102048013613E-6,1.0636418500399251E-4,9.8534579949537942E-3]
[2004,2,21,1,4.4288411163315939E-3,1.3382443337481575E-3,2.66763206844166E-3,6.6862990701962912E-3,1.5642010860590053E-5,2.6526072469491103E-4,1.5401919324273204E-2,null,3.7068275537840852E-3,1.0940077977981825E-3,2.7039299390569523E-3,2.5333348979095925E-3,2.2686102048013613E-6,1.0636418500399251E-4,1.0146732983757605E-2]
[2004,2,21,2,3.8694297620668165E-3,1.3799504741479052E-3,2.5324459725604431E-3,6.8152011878877573E-3,1.5642010860590053E-5,2.6526072469491103E-4,1.4877930132218425E-2,null,3.2386144552735787E-3,1.128102351134043E-3,2.5669043963212263E-3,2.5821739088084357E-3,2.2686102048013613E-6,1.0636418500399251E-4,9.6244279067460772E-3]
[2004,2,21,3,3.8620255642008313E-3,1.395187072304219E-3,2.5089936992436545E-3,6.5190041026633137E-3,1.5642010860590053E-5,2.6526072469491103E-4,1.456611317396752E-2,null,3.2324173296729122E-3,1.1405581910539763E-3,2.5431330131869489E-3,2.4699494323408948E-3,2.2686102048013613E-6,1.0636418500399251E-4,9.494690761463526E-3]
[2004,2,21,4,3.6344611087540859E-3,1.4203046974752404E-3,2.5044957794125048E-3,6.4169492927550545E-3,1.5642010860590053E-5,2.6526072469491103E-4,1.4257113613952387E-2,null,3.0419516589580025E-3,1.1610917192792043E-3,2.5385738911705355E-3,2.4312824494964478E-3,2.2686102048013613E-6,1.0636418500399251E-4,9.2815325141129851E-3]
[2004,2,21,5,3.8040135458685463E-3,1.4213373217121798E-3,2.5473601194497143E-3,6.124204389947467E-3,1.5642010860590053E-5,2.6526072469491103E-4,1.4177818112533408E-2,null,3.1838627434151736E-3,1.1619358842339276E-3,2.5820214766586773E-3,2.3203659513437794E-3,2.2686102048013613E-6,1.0636418500399251E-4,9.356818850860352E-3]
[2004,2,21,6,4.0010243112509943E-3,1.3590385405876492E-3,2.6218227539420197E-3,6.3394198487106181E-3,1.5642010860590053E-5,2.6526072469491103E-4,1.4602208190046782E-2,null,3.3487557513893779E-3,1.1110069539744815E-3,2.6574973075000783E-3,2.4019077469664973E-3,2.2686102048013613E-6,1.0636418500399251E-4,9.6278005550392287E-3]
[2004,2,21,7,4.1457722205675883E-3,1.3593802264249741E-3,2.8800366551724717E-3,6.3254639740720009E-3,1.5642010860590053E-5,2.6526072469491103E-4,1.4991555811792536E-2,null,3.4699060759356376E-3,1.1112862803732593E-3,2.9192246673100746E-3,2.3966200827621764E-3,2.2686102048013613E-6,1.0636418500399251E-4,1.0005669901589942E-2]
[2004,2,21,8,4.3151237932284349E-3,1.4315231638646511E-3,3.3100002875756122E-3,5.7900522601719547E-3,7.8210054302950264E-6,1.3263036234745552E-4,1.4987150872618404E-2,null,3.6116490419456407E-3,1.1702627573324555E-3,3.3550387183233672E-3,2.1937608978330235E-3,1.1343051024006806E-6,5.3182092501996257E-5,1.0385027813038886E-2]
[2004,2,21,9,4.6486368342896628E-3,1.6310294160024798E-3,3.3936145991705809E-3,4.8210308061353135E-3,0,0,1.4494311655598037E-2,null,3.8907909884908103E-3,1.3333580830843441E-3,3.439790751083022E-3,1.8266137151297449E-3,0,0,1.0490553537787922E-2]
[2004,2,21,10,5.4633045845857535E-3,1.6359075598269426E-3,3.3823252531684244E-3,4.6521124937975999E-3,0,0,1.513364989137872E-2,null,4.5726472088101714E-3,1.3373459403449061E-3,3.4283477934845116E-3,1.7626131894206008E-3,0,0,1.1100954132060189E-2]
[2004,2,21,11,5.6213573216639147E-3,1.7258924720618761E-3,3.3476636955752244E-3,4.599229325428637E-3,0,0,1.5294142814729652E-2,null,4.7049333363463064E-3,1.4109081391053368E-3,3.3932146038593959E-3,1.7425765780553857E-3,0,0,1.1251632657366424E-2]
[2004,2,21,12,5.1746750248198286E-3,1.6825326908519521E-3,3.3020370869526593E-3,4.6250121736837093E-3,0,0,1.478425697630815E-2,null,4.3310715963928315E-3,1.3754617429890003E-3,3.3469671642174454E-3,1.7523452989226928E-3,0,0,1.0805845802521969E-2]
[2004,2,21,13,4.8617181356817247E-3,1.6681486732737921E-3,3.3248250431734488E-3,4.2261652246102632E-3,0,0,1.4080857076739228E-2,null,4.0691346270294859E-3,1.3637028832670995E-3,3.3700651910421515E-3,1.601228382912104E-3,0,0,1.0404131084250841E-2]
[2004,2,21,14,4.7472476715375101E-3,1.6439706687997324E-3,3.2694584240015342E-3,4.26521388457346E-3,0,0,1.3925890648912236E-2,null,3.9733257552640221E-3,1.3439374900853203E-3,3.3139452107141453E-3,1.6160233138541426E-3,0,0,1.0247231769917629E-2]
[2004,2,21,15,4.8400195204250946E-3,1.6009611999937559E-3,3.2292681632351103E-3,4.0349107111224223E-3,0,0,1.3705159594776382E-2,null,4.0509734370478365E-3,1.3087774725412066E-3,3.2732080900930386E-3,1.5287650174067909E-3,0,0,1.0161724017088872E-2]
[2004,2,21,16,4.6704670289680495E-3,1.637469562749723E-3,3.1770409193469244E-3,4.1362634746339565E-3,0,0,1.3621240985698653E-2,null,3.9090623071073019E-3,1.3386228696280057E-3,3.2202702018233908E-3,1.5671660057723638E-3,0,0,1.0035121384331061E-2]
[2004,2,21,17,5.0691512622942948E-3,1.6246481988682511E-3,3.1385958819953983E-3,3.9380970170502291E-3,0,0,1.3770492360208173E-2,null,4.2427508867005827E-3,1.3281414711934969E-3,3.1813020514803486E-3,1.4920838119725521E-3,0,0,1.024427822134698E-2]
[2004,2,21,18,5.8247818827148485E-3,1.6746279849533395E-3,3.0643992073856484E-3,3.7356064839634217E-3,0,0,1.4299415559017257E-2,null,4.8751945284309355E-3,1.3689996869396669E-3,3.1060957993779116E-3,1.415363293105593E-3,0,0,1.0765653307854107E-2]
[2004,2,21,19,6.0003877180980353E-3,1.5451632359382717E-3,2.96001479186814E-3,3.936240088536918E-3,1.5642010860590053E-5,2.6526072469491103E-4,1.4722708569996867E-2,null,5.0221721535264234E-3,1.2631629264986375E-3,3.0002910485549721E-3,1.4913802505918381E-3,2.2686102048013613E-6,1.0636418500399251E-4,1.0885639174380665E-2]
[2004,2,21,20,5.8819451363568698E-3,1.5311034208296205E-3,2.9404010048418136E-3,4.1558921565824124E-3,1.5642010860590053E-5,2.6526072469491103E-4,1.4790244454166216E-2,null,4.9230387201954174E-3,1.2516691006130578E-3,2.98041038113229E-3,1.5746030085833271E-3,2.2686102048013613E-6,1.0636418500399251E-4,1.0838354005732886E-2]
[2004,2,21,21,5.6390525318711204E-3,1.6046119695138576E-3,2.7766514532381551E-3,4.2109012150785621E-3,1.5642010860590053E-5,2.6526072469491103E-4,1.4512119905257196E-2,null,4.7197437779591686E-3,1.3117619576776156E-3,2.8144327261452086E-3,1.5954450867085215E-3,2.2686102048013613E-6,1.0636418500399251E-4,1.0550016343699307E-2]
[2004,2,21,22,5.1378133053481215E-3,1.6248522976908548E-3,2.6121827448427554E-3,4.2873002364282823E-3,1.5642010860590053E-5,2.6526072469491103E-4,1.3943051319865516E-2,null,4.3002192732165233E-3,1.3283083209217708E-3,2.6477261289613871E-3,1.6243914896317913E-3,2.2686102048013613E-6,1.0636418500399251E-4,1.0009278007940266E-2]
[2004,2,21,23,5.4786292135998015E-3,1.4826411662496506E-3,2.4984648929944021E-3,4.2341418044201601E-3,1.5642010860590053E-5,2.6526072469491103E-4,1.3974779812819516E-2,null,4.5854735341600058E-3,1.2120514589968405E-3,2.5324609438350035E-3,1.6042505851477842E-3,2.2686102048013613E-6,1.0636418500399251E-4,1.0042869317348428E-2]
[2004,2,21,24,5.3178884805086812E-3,1.4387152885233108E-3,2.4911936390555824E-3,4.288665045613157E-3,1.5642010860590053E-5,2.6526072469491103E-4,1.3817365189256234E-2,null,4.4509376222167142E-3,1.176142281916186E-3,2.525090751576389E-3,1.6249085946402171E-3,2.2686102048013613E-6,1.0636418500399251E-4,9.8857120455582998E-3]
[2004,2,22,1,4.0020431810604421E-3,1.7008924673407419E-3,2.45487686887811E-3,4.3534889926033571E-3,1.5642010860590053E-5,2.6526072469491103E-4,1.2792204245438154E-2,null,3.3496085195479494E-3,1.3904707649874807E-3,2.488279827260997E-3,1.6494693816176524E-3,2.2686102048013613E-6,1.0636418500399251E-4,8.9864612886228733E-3]
[2004,2,22,2,3.8183260913291555E-3,1.689375794293224E-3,2.4314311826241185E-3,4.8181798335554527E-3,1.5642010860590053E-5,2.6526072469491103E-4,1.3038215637357452E-2,null,3.1958419805303939E-3,1.3810559445388197E-3,2.4645151208182014E-3,1.8255335258869783E-3,2.2686102048013613E-6,1.0636418500399251E-4,8.9755793669831878E-3]
[2004,2,22,3,3.5025048532515745E-3,1.7164580580633919E-3,2.4292481655129286E-3,4.8994053235903046E-3,1.5642010860590053E-5,2.6526072469491103E-4,1.2828519135973701E-2,null,2.9315076238384864E-3,1.4031955546230323E-3,2.4623023998833135E-3,1.8563086028532945E-3,2.2686102048013613E-6,1.0636418500399251E-4,8.7619469764069202E-3]
[2004,2,22,4,3.7248539452459798E-3,1.6072719906972453E-3,2.4378554544307769E-3,4.9866906215832018E-3,1.5642010860590053E-5,2.6526072469491103E-4,1.3037574747512704E-2,null,3.1176081677763614E-3,1.3139365111904141E-3,2.4710268062489477E-3,1.8893796469628057E-3,2.2686102048013613E-6,1.0636418500399251E-4,8.9005839273873233E-3]
[2004,2,22,5,3.6052521529777275E-3,1.6127667527872206E-3,2.4801186454009999E-3,5.0924550604999012E-3,1.5642010860590053E-5,2.6526072469491103E-4,1.3071495347221351E-2,null,3.0175045046697607E-3,1.3184284506829896E-3,2.5138650629697198E-3,1.9294521506382412E-3,2.2686102048013613E-6,1.0636418500399251E-4,8.8878829641695061E-3]
[2004,2,22,6,3.7897949247357029E-3,1.5758613467998916E-3,2.5401692345012315E-3,5.4960011142811439E-3,1.5642010860590053E-5,2.6526072469491103E-4,1.3682729355873471E-2,null,3.1719621185772933E-3,1.2882584728150738E-3,2.5747327469532069E-3,2.0823494844584753E-3,2.2686102048013613E-6,1.0636418500399251E-4,9.2259356180128434E-3]
[2004,2,22,7,3.9635260285857217E-3,1.5324177054357963E-3,2.7038723908021011E-3,5.5403365057711072E-3,1.5642010860590053E-5,2.6526072469491103E-4,1.4021055366150227E-2,null,3.3173706409841642E-3,1.2527435214579085E-3,2.7406633753470308E-3,2.0991474758876427E-3,2.2686102048013613E-6,1.0636418500399251E-4,9.5185578088855406E-3]
[2004,2,22,8,4.3985294805207378E-3,1.44556970108998E-3,3.0213831886551868E-3,5.8947427925339609E-3,9.1192926450341841E-6,1.5464700781031741E-4,1.4923991463255216E-2,null,3.6814574843070801E-3,1.1817457286173272E-3,3.0624944713385934E-3,2.2334265149896934E-3,1.3225997948395585E-6,6.2010321987807061E-5,1.0222457121035342E-2]
[2004,2,22,9,4.4909499232568331E-3,1.5458623566707518E-3,3.1280980854581381E-3,5.9090662812782612E-3,0,0,1.5073976646663986E-2,null,3.7588110480652778E-3,1.2637344540692369E-3,3.1706614137825841E-3,2.2388534624706241E-3,0,0,1.0432060378387724E-2]
[2004,2,22,10,4.8168428972634111E-3,1.5036437330578144E-3,3.2154283170485959E-3,5.7728345674563633E-3,0,0,1.5308749514826185E-2,null,4.0315751919803872E-3,1.2292209483662105E-3,3.2591799282268036E-3,2.1872373814063777E-3,0,0,1.0707213449979779E-2]
[2004,2,22,11,4.8261172336089772E-3,1.5281428434710193E-3,3.2294335189383223E-3,6.011881861836663E-3,0,0,1.5595575457854982E-2,null,4.0393375760004492E-3,1.2492488439868085E-3,3.2733756957541785E-3,2.2778086895017396E-3,0,0,1.0839770805243176E-2]
[2004,2,22,12,4.2867032757970729E-3,1.69441210625201E-3,3.1949618716021347E-3,5.9713227011401653E-3,0,0,1.5147399954791384E-2,null,3.5878617905315204E-3,1.3851731034283511E-3,3.2384350004523036E-3,2.2624414532857644E-3,0,0,1.0473911347697939E-2]
[2004,2,22,13,4.2732861017912346E-3,1.6191163714303607E-3,3.2096426278524349E-3,5.8571361216750769E-3,0,0,1.4959181222749108E-2,null,3.5766319565879732E-3,1.3236192309713575E-3,3.2533155144567603E-3,2.2191779313291641E-3,0,0,1.0372744633345254E-2]
[2004,2,22,14,3.8333370938729771E-3,1.6822012925544073E-3,3.1778140479412202E-3,5.4340183825520774E-3,0,0,1.4127370816920682E-2,null,3.2084058084884963E-3,1.3751908266006038E-3,3.221053850204885E-3,2.0588651898272446E-3,0,0,9.8635156751212295E-3]
[2004,2,22,15,3.642762802935177E-3,1.6752551923760327E-3,3.2032198725629978E-3,5.6556235312312294E-3,0,0,1.4176861399105437E-2,null,3.0488999661844865E-3,1.3695124257527217E-3,3.2468053661781448E-3,2.1428279397448695E-3,0,0,9.8080456978602223E-3]
[2004,2,22,16,4.0975258777505219E-3,1.5564277270748721E-3,3.1575252552648921E-3,5.6025683260934765E-3,0,0,1.4414047186183762E-2,null,3.429525112106493E-3,1.2723715895438632E-3,3.2004889924818749E-3,2.1227261463192169E-3,0,0,1.0025111840451449E-2]
[2004,2,22,17,4.9123996861516438E-3,1.5558807377462011E-3,3.0984273602003981E-3,5.5496659052882789E-3,0,0,1.5116373689386521E-2,null,4.1115537978273775E-3,1.2719244286063666E-3,3.1405869656279694E-3,2.1026822405048494E-3,0,0,1.0626747432566561E-2]
[2004,2,22,18,5.1216888843725328E-3,1.6253714112714193E-3,3.0290912173297109E-3,5.4902737367434609E-3,0,0,1.5266425249717126E-2,null,4.2867235423038209E-3,1.3287326935798561E-3,3.0703073814286755E-3,2.0801794700398275E-3,0,0,1.0765943087352181E-2]
[2004,2,22,19,5.6306251072258057E-3,1.6153103912269434E-3,2.8974440145744648E-3,5.7456501388020416E-3,1.5642010860590053E-5,2.6526072469491103E-4,1.6169932387384758E-2,null,4.7126902375267754E-3,1.3205078619068294E-3,2.9368688847431291E-3,2.1769376234884738E-3,2.2686102048013613E-6,1.0636418500399251E-4,1.1255637402874002E-2]
[2004,2,22,20,5.3765812843326287E-3,1.6884015964544372E-3,2.8421052043698688E-3,5.7201472867164605E-3,1.5642010860590053E-5,2.6526072469491103E-4,1.5908138107428898E-2,null,4.500062008643938E-3,1.3802595428613728E-3,2.8807770917728161E-3,2.1672749888222188E-3,2.2686102048013613E-6,1.0636418500399251E-4,1.103700642730914E-2]
[2004,2,22,21,5.1791247656745561E-3,1.8018847298102553E-3,2.6679534034431385E-3,5.8833819213518577E-3,1.5642010860590053E-5,2.6526072469491103E-4,1.5813247555835307E-2,null,4.334795916496951E-3,1.473031415440211E-3,2.7042556463916494E-3,2.2291220573017975E-3,2.2686102048013613E-6,1.0636418500399251E-4,1.0849837830839402E-2]
[2004,2,22,22,5.4182292168571686E-3,1.5966415354793659E-3,2.5816186667609515E-3,5.9360318042816764E-3,1.5642010860590053E-5,2.6526072469491103E-4,1.5813423958934664E-2,null,4.5349202706102152E-3,1.3052461692183081E-3,2.6167461723314079E-3,2.2490702804364004E-3,2.2686102048013613E-6,1.0636418500399251E-4,1.0814615687805125E-2]
[2004,2,22,23,5.1557121952536863E-3,1.6215033817444709E-3,2.5632733175883272E-3,6.3930732708244939E-3,1.5642010860590053E-5,2.6526072469491103E-4,1.6014464900966478E-2,null,4.3152001895649184E-3,1.3255705995153567E-3,2.5981512021115119E-3,2.4222361955157433E-3,2.2686102048013613E-6,1.0636418500399251E-4,1.0769790981916324E-2]
[2004,2,22,24,4.4342247293288669E-3,1.7697980904500643E-3,2.5532767277288582E-3,7.7139407474543275E-3,1.5642010860590053E-5,2.6526072469491103E-4,1.6752143030517617E-2,null,3.7113335011579058E-3,1.4468007542821916E-3,2.5880185908982718E-3,2.9226923729810303E-3,2.2686102048013613E-6,1.0636418500399251E-4,1.0777478014528195E-2]
[2004,2,23,1,3.9449339098943624E-3,1.8070312066473535E-3,2.561165997290647E-3,7.6987065564705377E-3,1.5642010860590053E-5,2.6526072469491103E-4,1.6292740405858402E-2,null,3.3018095097450653E-3,1.4772386335460434E-3,2.5960152079796792E-3,2.9169203745622518E-3,2.2686102048013613E-6,1.0636418500399251E-4,1.0400616521041834E-2]
[2004,2,23,2,3.7069280152451523E-3,1.9309327489276228E-3,2.5404436539647772E-3,7.3751155719446859E-3,1.5642010860590053E-5,2.6526072469491103E-4,1.5834322725637739E-2,null,3.1026046195548546E-3,1.5785275013525592E-3,2.5750109003807799E-3,2.7943167750011273E-3,2.2686102048013613E-6,1.0636418500399251E-4,1.0159092591498114E-2]
[2004,2,23,3,3.3773928653588218E-3,1.9358811514713233E-3,2.5418145492359066E-3,7.6770397544714871E-3,1.5642010860590053E-5,2.6526072469491103E-4,1.5813031056093038E-2,null,2.8267920669133614E-3,1.5825727947514786E-3,2.5764004491160685E-3,2.9087111597105027E-3,2.2686102048013613E-6,1.0636418500399251E-4,1.0003109265700205E-2]
[2004,2,23,4,3.5239750984807435E-3,1.9402567316231846E-3,2.5439944535004225E-3,6.9795298323866118E-3,1.5642010860590053E-5,2.6526072469491103E-4,1.5268658851546463E-2,null,2.9494776739061E-3,1.5861498088178263E-3,2.5786100148484769E-3,2.6444354806383218E-3,2.2686102048013613E-6,1.0636418500399251E-4,9.8673057734195192E-3]
[2004,2,23,5,3.618502734844032E-3,1.9541305605597688E-3,2.6480612290610806E-3,7.7099500272367512E-3,1.5642010860590053E-5,2.6526072469491103E-4,1.6211547287257135E-2,null,3.0285949052227556E-3,1.5974915919729474E-3,2.68409280365899E-3,2.9211803510554718E-3,2.2686102048013613E-6,1.0636418500399251E-4,1.0339992447118957E-2]
[2004,2,23,6,3.8391843112612935E-3,1.9400614136689804E-3,2.749500183221201E-3,7.1608815471861488E-3,1.5642010860590053E-5,2.6526072469491103E-4,1.5970530190893124E-2,null,3.2132997809654162E-3,1.5859901374038993E-3,2.7869120148931699E-3,2.7131468294837942E-3,2.2686102048013613E-6,1.0636418500399251E-4,1.0407981557955073E-2]
[2004,2,23,7,4.3610944088039458E-3,1.8592728651729323E-3,3.126432707266414E-3,7.5432478814856452E-3,1.5642010860590053E-5,2.6526072469491103E-4,1.717095059828444E-2,null,3.6501252798606431E-3,1.5199459182739523E-3,3.1689733751637181E-3,2.8580194964550371E-3,2.2686102048013613E-6,1.0636418500399251E-4,1.1305696864962144E-2]
[2004,2,23,8,4.5492694265142353E-3,2.0297504152020462E-3,3.8851765646901611E-3,7.1476805855708514E-3,6.5227188421762343E-6,1.1061372751096216E-4,1.7729013438330433E-2,null,3.8076229913974425E-3,1.659310430701231E-3,3.9380412899013371E-3,2.7081451901022915E-3,9.4601050084253224E-7,4.4353867277144293E-5,1.2158419779880291E-2]
[2004,2,23,9,5.0582662144583344E-3,2.0646639081305096E-3,4.187848080744197E-3,7.8307945775336896E-3,0,0,{"$f":"SUM(E1283:J1283)","v":1.9141572780866731E-2},null,4.2336403780635027E-3,1.6878520299808872E-3,4.2448311893181438E-3,2.9669664747803319E-3,0,0,{"$f":"SUM(M1283:R1283)","v":1.3133290072142867E-2}]
[2004,2,23,10,4.7641975530757809E-3,2.1580207072971849E-3,4.2426110315959128E-3,7.9521148775228857E-3,0,0,1.9116944169491765E-2,null,{"$f":"E1284*V$5","v":3.987512375706952E-3},{"$f":"F1284*W$5","v":1.7641707288090505E-3},{"$f":"G1284*X$5","v":4.3003392873466545E-3},{"$f":"H1284*Y$5","v":3.0129328526765078E-3},{"$f":"I1284*Z$5","v":0},{"$f":"J1284*AA$5","v":0},1.3064955244539166E-2]
[2004,2,23,11,4.772019502339039E-3,2.152886156911222E-3,4.23282783007339E-3,7.4342166797075546E-3,0,0,1.8591950169031205E-2,null,3.9940591486192665E-3,1.7599732605151268E-3,4.2904229679975514E-3,2.81670926705524E-3,0,0,1.2861164644187184E-2]
[2004,2,23,12,4.5431837296030075E-3,2.158894356372963E-3,4.1814658167850759E-3,7.9837455627174564E-3,0,0,1.8867289465478502E-2,null,3.802529417615504E-3,1.7648849323945524E-3,4.238362083326285E-3,3.0249172281594078E-3,0,0,1.2830693661495749E-2]
[2004,2,23,13,4.0283431974635908E-3,2.1160018372508834E-3,4.0969660235860043E-3,7.0904299341215055E-3,0,0,1.7331740992421983E-2,null,3.3716209654468701E-3,1.7298205206100945E-3,4.1527125204131494E-3,2.6864538072128887E-3,0,0,1.1940607813683002E-2]
[2004,2,23,14,3.9532365749199759E-3,2.1059064439475908E-3,4.1615485625893268E-3,8.0183241573597124E-3,0,0,1.8239015738816606E-2,null,3.3087586295437624E-3,1.7215675889763709E-3,4.2181738195245398E-3,3.0380185207591307E-3,0,0,1.2286518558803803E-2]
[2004,2,23,15,3.8818647150236749E-3,2.1476474783658312E-3,4.0753666398459041E-3,7.0902694063636378E-3,0,0,1.7195148239599049E-2,null,3.2490221951404518E-3,1.7556906679912611E-3,4.1308192387080177E-3,2.6863929857379861E-3,0,0,1.1821925087577716E-2]
[2004,2,23,16,4.4805638494243814E-3,2.1373787867245463E-3,3.945939282509644E-3,6.2983739218003534E-3,0,0,1.6862255840458924E-2,null,3.7501181679987974E-3,1.747296065865589E-3,3.9996307923796702E-3,2.3863560825902628E-3,0,0,1.1883401108834318E-2]
[2004,2,23,17,5.0153127776518249E-3,2.1695454043341804E-3,3.7265007623634612E-3,6.1739551481670507E-3,0,0,1.7085314092516516E-2,null,4.1976894421635992E-3,1.7735921088274677E-3,3.7772064215584617E-3,2.3392157411410873E-3,0,0,1.2087703713690615E-2]
[2004,2,23,18,5.1228670794012431E-3,2.2158883373031824E-3,3.5085276243644928E-3,6.2710718924987915E-3,0,0,1.7118354933567712E-2,null,4.2877096616252049E-3,1.8114772160252894E-3,3.5562673720103354E-3,2.3760117676131336E-3,0,0,1.2031466017273963E-2]
[2004,2,23,19,5.6759491933080723E-3,2.0596685963853128E-3,3.4440324821732897E-3,6.4358231777523756E-3,1.5642010860590053E-5,2.6526072469491103E-4,1.7896376185174551E-2,null,4.7506253466731126E-3,1.6837683885531879E-3,3.490894658899864E-3,2.4384334714625411E-3,2.2686102048013613E-6,1.0636418500399251E-4,1.2472354660797498E-2]
[2004,2,23,20,5.502601090333575E-3,2.1563456113363427E-3,3.4357237862160631E-3,7.2712244552229537E-3,1.5642010860590053E-5,2.6526072469491103E-4,1.8646797678664437E-2,null,4.6055373862735963E-3,1.7628013465542504E-3,3.4824729083822261E-3,2.7549540440178367E-3,2.2686102048013613E-6,1.0636418500399251E-4,1.2714398480436703E-2]
[2004,2,23,21,5.4352437547067478E-3,2.0991303997086896E-3,3.3895977696304013E-3,8.3779260723628578E-3,1.5642010860590053E-5,2.6526072469491103E-4,1.9582800731964198E-2,null,4.549161006743907E-3,1.7160282079764747E-3,3.4357192654451527E-3,3.1742661027276474E-3,2.2686102048013613E-6,1.0636418500399251E-4,1.2983807378101975E-2]
[2004,2,23,22,5.1108510272052342E-3,2.0362261979050343E-3,3.0978111494573265E-3,7.9207936907421759E-3,1.5642010860590053E-5,2.6526072469491103E-4,1.8446584800865275E-2,null,4.2776525310581079E-3,1.6646043494537752E-3,3.1399623702436691E-3,3.0010657413369625E-3,2.2686102048013613E-6,1.0636418500399251E-4,1.2191917787301309E-2]
[2004,2,23,23,4.855088328974389E-3,2.0110641193301295E-3,2.9048261172119694E-3,8.0481142956998902E-3,1.5642010860590053E-5,2.6526072469491103E-4,1.8099995596771879E-2,null,4.0635856471646654E-3,1.6440344808015708E-3,2.9443514339937832E-3,3.049305541617519E-3,2.2686102048013613E-6,1.0636418500399251E-4,1.1809909898786332E-2]
[2004,2,23,24,4.4474413828416628E-3,2.0036305161156699E-3,2.7634223168417149E-3,7.5759668049321998E-3,1.5642010860590053E-5,2.6526072469491103E-4,1.7071363756286751E-2,null,3.722395504540549E-3,1.6379575487516669E-3,2.8010235838600438E-3,2.8704161885142747E-3,2.2686102048013613E-6,1.0636418500399251E-4,1.1140425620875328E-2]
[2004,2,24,1,3.870806261878656E-3,1.7101809894134018E-3,2.7084385956589064E-3,8.1655130076848364E-3,1.5642010860590053E-5,2.6526072469491103E-4,1.6735841590191303E-2,null,3.2397665506629322E-3,1.3980640835775542E-3,2.7452917115281129E-3,3.0937860907103328E-3,2.2686102048013613E-6,1.0636418500399251E-4,1.0585541231687727E-2]
[2004,2,24,2,3.5077780026453861E-3,1.7135114714741369E-3,2.6711780548229957E-3,7.5673372797665662E-3,1.5642010860590053E-5,2.6526072469491103E-4,1.5740707544264584E-2,null,2.9359211159811875E-3,1.400786735378116E-3,2.7075241748788299E-3,2.8671465954217472E-3,2.2686102048013613E-6,1.0636418500399251E-4,1.0020011416868676E-2]
[2004,2,24,3,3.4994185594952212E-3,1.7351971500944533E-3,2.6467944418840862E-3,8.243026818749619E-3,1.5642010860590053E-5,2.6526072469491103E-4,1.6405339705778881E-2,null,2.9289244743339955E-3,1.4185146651087988E-3,2.6828087795932988E-3,3.1231548701470295E-3,2.2686102048013613E-6,1.0636418500399251E-4,1.0262035584391916E-2]
[2004,2,24,4,3.6368475849711279E-3,1.6945130363010539E-3,2.6150954153798451E-3,7.4701842086189124E-3,1.5642010860590053E-5,2.6526072469491103E-4,1.5697542980826439E-2,null,3.0439490789524026E-3,1.3852556132196512E-3,2.6506784315525186E-3,2.8303368052832061E-3,2.2686102048013613E-6,1.0636418500399251E-4,1.0018852724216572E-2]
[2004,2,24,5,3.7193081390642421E-3,1.7896041925537733E-3,2.6288878482283056E-3,6.3706112691806144E-3,1.5642010860590053E-5,2.6526072469491103E-4,1.4789314184582437E-2,null,3.1129664688256797E-3,1.4629921399649218E-3,2.6646585349380542E-3,2.4137256918658262E-3,2.2686102048013613E-6,1.0636418500399251E-4,9.7629756308032761E-3]
[2004,2,24,6,3.9544017269834992E-3,1.6598731142484623E-3,2.7161885183843476E-3,6.4764462636765635E-3,1.5642010860590053E-5,2.6526072469491103E-4,1.5087812358848374E-2,null,3.3097338322344819E-3,1.3569376567112786E-3,2.7531470857120569E-3,2.4538249279547055E-3,2.2686102048013613E-6,1.0636418500399251E-4,9.9822762978213162E-3]
[2004,2,24,7,4.5295297973758971E-3,1.6731635169210026E-3,3.0439336037576502E-3,6.5280119722094434E-3,1.5642010860590053E-5,2.6526072469491103E-4,1.6055541625819496E-2,null,3.7911014230527017E-3,1.3678024919233313E-3,3.0853517248763092E-3,2.4733623742445475E-3,2.2686102048013613E-6,1.0636418500399251E-4,1.0826250809305682E-2]
[2004,2,24,8,4.4042490872787934E-3,1.8306096030715052E-3,3.822863318796596E-3,6.9020609563145048E-3,5.2087899298866692E-6,8.8331826636589629E-5,1.7053323582027873E-2,null,3.6862446499268601E-3,1.4965138502587886E-3,3.8748801616615442E-3,2.6150837263726333E-3,7.5544724363921782E-7,3.5419275736808922E-5,1.1708897111200274E-2]
[2004,2,24,9,4.5566433306590808E-3,1.9401399709419972E-3,4.1417370357755973E-3,8.3637904175301401E-3,0,0,1.9002310754906816E-2,null,3.8137947619227568E-3,1.5860543575669044E-3,4.1980927217135644E-3,3.1689103225992729E-3,0,0,1.2766852163802498E-2]
[2004,2,24,10,4.4865557513656769E-3,1.9397548631995491E-3,4.1380208873688625E-3,7.794623557685623E-3,0,0,1.8358955059619712E-2,null,3.7551332377726175E-3,1.5857395339860336E-3,4.1943260085098135E-3,2.9532618369961E-3,0,0,1.2488460617264564E-2]
[2004,2,24,11,4.1893039685125949E-3,1.9609588300103882E-3,4.1259167877868465E-3,7.1653468378971765E-3,0,0,1.7441526424207009E-2,null,3.5063410435735355E-3,1.6030736668123918E-3,4.1820572111624117E-3,2.7148386588005504E-3,0,0,1.200631058034889E-2]
[2004,2,24,12,3.8951694153022002E-3,2.0374183633086814E-3,4.0683222078890836E-3,7.4289840679988024E-3,0,0,1.7429894054498768E-2,null,3.2601578914302582E-3,1.6655789384843165E-3,4.1236789547471854E-3,2.8147267117268255E-3,0,0,1.1864142496388586E-2]
[2004,2,24,13,3.760828440736436E-3,1.9403704010449124E-3,3.9486708126317757E-3,7.1788498888386695E-3,0,0,1.6828719543251793E-2,null,3.1477179070094449E-3,1.5862427329801825E-3,4.0023994898188879E-3,2.7199547551371344E-3,0,0,1.145631488494565E-2]
[2004,2,24,14,3.7219708182766329E-3,1.9779218873240811E-3,4.0187743353236006E-3,8.1149222369113049E-3,0,0,1.7833589277835619E-2,null,3.1151950637136249E-3,1.6169408781337364E-3,4.0734568954042521E-3,3.0746180331994127E-3,0,0,1.1880210870451026E-2]
[2004,2,24,15,3.4997859159132489E-3,1.8965762451268039E-3,3.9793738382168497E-3,7.9487621022884675E-3,0,0,1.732449810154537E-2,null,2.9292319423276842E-3,1.5504412377941646E-3,4.0335202845796173E-3,3.0116625381995409E-3,0,0,1.1524856002901008E-2]
[2004,2,24,16,3.7296730759501079E-3,1.9487949014528128E-3,3.8233100434592491E-3,7.669584485942231E-3,0,0,1.71713625068044E-2,null,3.1216416578045939E-3,1.5931297183432989E-3,3.8753329648063828E-3,2.9058864742245306E-3,0,0,1.1495990815178807E-2]
[2004,2,24,17,4.3838659277183004E-3,2.1226091278158561E-3,3.6541214709942421E-3,6.9027554535058986E-3,0,0,1.7063351980034298E-2,null,3.6691844629598018E-3,1.7352219463573294E-3,3.703842281422268E-3,2.6153468605748264E-3,0,0,1.1723595551314225E-2]
[2004,2,24,18,4.8626888595804533E-3,2.1131588095888148E-3,3.465288916736343E-3,6.5656088617041253E-3,0,0,1.7006745447609738E-2,null,4.0699470982833441E-3,1.7274963602507171E-3,3.5124403249954966E-3,2.4876072518980582E-3,0,0,1.1797491035427616E-2]
[2004,2,24,19,4.9229212594710369E-3,2.0163337566754167E-3,3.4247312099772607E-3,6.3217369844371842E-3,1.434372427247126E-5,2.4324408985841768E-4,1.6943311024691793E-2,null,4.1203600875237192E-3,1.6483423819836861E-3,3.4713307586266089E-3,2.3952079842594165E-3,2.0803156032432126E-6,9.7535959779140557E-5,1.1734857487775816E-2]
[2004,2,24,20,5.6288988345156495E-3,1.8632334379682809E-3,3.3972245796631555E-3,7.8103797166026046E-3,1.5642010860590053E-5,2.6526072469491103E-4,1.8980639304305193E-2,null,4.7112453911032368E-3,1.5231836659801003E-3,3.4434498517696417E-3,2.9592316009600422E-3,2.2686102048013613E-6,1.0636418500399251E-4,1.2745743305021814E-2]
[2004,2,24,21,4.9422137491293558E-3,1.8726283149198351E-3,3.3315989349880226E-3,8.020927957201605E-3,1.5642010860590053E-5,2.6526072469491103E-4,1.8448271691794322E-2,null,4.1365074114777982E-3,1.5308639291317235E-3,3.3769312536817636E-3,3.0390050600893918E-3,2.2686102048013613E-6,1.0636418500399251E-4,1.219194044958947E-2]
[2004,2,24,22,5.1706336494781648E-3,1.8134623980975175E-3,3.1548301374811037E-3,7.5552133937527117E-3,1.5642010860590053E-5,2.6526072469491103E-4,1.7975042314364999E-2,null,4.3276890678536116E-3,1.4824960991808179E-3,3.1977572028355134E-3,2.8625530432616168E-3,2.2686102048013613E-6,1.0636418500399251E-4,1.1979128208340354E-2]
[2004,2,24,23,4.9679805707131975E-3,1.743113403939129E-3,2.9595177970306568E-3,7.8289052639759511E-3,1.5642010860590053E-5,2.6526072469491103E-4,1.7780419771214435E-2,null,4.1580735868522577E-3,1.4249861615441089E-3,2.9997872912203211E-3,2.966250643209135E-3,2.2686102048013613E-6,1.0636418500399251E-4,1.1657730478034617E-2]
[2004,2,24,24,4.5930610479836265E-3,1.7321635042094985E-3,2.766774897107342E-3,7.3718846253756883E-3,1.5642010860590053E-5,2.6526072469491103E-4,1.6744786810231657E-2,null,3.8442754665763395E-3,1.4160346753414566E-3,2.8044217819326199E-3,2.7930926195138257E-3,2.2686102048013613E-6,1.0636418500399251E-4,1.0966457338573035E-2]
[2004,2,25,1,3.2974203641269869E-3,1.7101809894134018E-3,2.6135832082801024E-3,7.5760345197909747E-3,1.5642010860590053E-5,2.6526072469491103E-4,1.5478121817166967E-2,null,2.7598571141063972E-3,1.3980640835775542E-3,2.6491456481902921E-3,2.8704418446228396E-3,2.2686102048013613E-6,1.0636418500399251E-4,9.7861414857058765E-3]
[2004,2,25,2,3.0616786282782731E-3,1.7135114714741369E-3,2.5779014604477794E-3,7.6362999927652008E-3,1.5642010860590053E-5,2.6526072469491103E-4,1.5270294288520891E-2,null,2.5625472673389172E-3,1.400786735378116E-3,2.6129783868265241E-3,2.8932754965761542E-3,2.2686102048013613E-6,1.0636418500399251E-4,9.5782206813285042E-3]
[2004,2,25,3,2.7106384396050204E-3,1.7351971500944533E-3,2.5523285925754921E-3,8.2810779613187169E-3,1.5642010860590053E-5,2.6526072469491103E-4,1.5560144879149184E-2,null,2.2687355433054757E-3,1.4185146651087988E-3,2.5870575546827501E-3,3.1375718572371385E-3,2.2686102048013613E-6,1.0636418500399251E-4,9.5205124155429578E-3]
[2004,2,25,4,2.688667299314365E-3,1.6945130363010539E-3,2.5444587127171079E-3,7.6387707592115491E-3,1.5642010860590053E-5,2.6526072469491103E-4,1.4847312543099577E-2,null,2.2503462567905158E-3,1.3852556132196512E-3,2.5790805911360877E-3,2.8942116316184856E-3,2.2686102048013613E-6,1.0636418500399251E-4,9.2175268879735334E-3]
[2004,2,25,5,2.8212626621768998E-3,1.7896041925537733E-3,2.5447632016029433E-3,6.7264371355875378E-3,1.5642010860590053E-5,2.6526072469491103E-4,1.4162969927476655E-2,null,2.3613252085416588E-3,1.4629921399649218E-3,2.5793892231338288E-3,2.5485425876528569E-3,2.2686102048013613E-6,1.0636418500399251E-4,9.0608819545020588E-3]
[2004,2,25,6,3.1099068744290907E-3,1.6598731142484623E-3,2.6207511434700572E-3,6.6847355567073588E-3,1.5642010860590053E-5,2.6526072469491103E-4,1.4356169424410471E-2,null,2.6029130847179363E-3,1.3569376567112786E-3,2.6564111158650233E-3,2.5327425069256895E-3,2.2686102048013613E-6,1.0636418500399251E-4,9.2576371594287211E-3]
[2004,2,25,7,3.5404892774874791E-3,1.6731635169210026E-3,2.9638207507885783E-3,6.5445618833598583E-3,1.5642010860590053E-5,2.6526072469491103E-4,1.500293816411242E-2,null,2.9632996223938335E-3,1.3678024919233313E-3,3.0041487943039224E-3,2.4796328786049543E-3,2.2686102048013613E-6,1.0636418500399251E-4,9.923516582434835E-3]
[2004,2,25,8,3.4334845468334979E-3,1.8306096030715052E-3,3.7119487532186546E-3,7.2088318088732841E-3,5.2087899298866692E-6,8.8331826636589629E-5,1.6278415328563417E-2,null,2.8737393799839711E-3,1.4965138502587886E-3,3.7624564064924568E-3,2.7313144391017037E-3,7.5544724363921782E-7,3.5419275736808922E-5,1.0900198798817368E-2]
[2004,2,25,9,3.8452342534601603E-3,1.9401399709419972E-3,4.0411040553021155E-3,8.9296629221128528E-3,0,0,1.8756141201817126E-2,null,3.21836342896102E-3,1.5860543575669044E-3,4.0960904508690185E-3,3.3833106281460014E-3,0,0,1.2283818865542945E-2]
[2004,2,25,10,3.9030965566910513E-3,1.9397548631995491E-3,4.0633697051395854E-3,8.5901863647310575E-3,0,0,1.8496407489761245E-2,null,3.2667927074805743E-3,1.5857395339860336E-3,4.1186590644047161E-3,3.2546882316889037E-3,0,0,1.2225879537560227E-2]
[2004,2,25,11,3.5042812421466471E-3,1.9609588300103882E-3,4.0745913467651355E-3,8.2924210094418773E-3,0,0,1.7832252428364045E-2,null,2.9329944162362108E-3,1.6030736668123918E-3,4.1300333963883691E-3,3.1418695620447439E-3,0,0,1.1807971041481716E-2]
[2004,2,25,12,3.3037082586896182E-3,2.0374183633086814E-3,4.0144437169536817E-3,8.6889899166626566E-3,0,0,1.8044560255614638E-2,null,2.7651199221881998E-3,1.6655789384843165E-3,4.0690673512824892E-3,3.2921233633690658E-3,0,0,1.1791889575324069E-2]
[2004,2,25,13,3.0997664879066564E-3,1.9403704010449124E-3,3.8947056981412749E-3,7.5860252346849014E-3,0,0,1.6520867821777745E-2,null,2.5944258386912567E-3,1.5862427329801825E-3,3.9477000841318275E-3,2.8742271713678943E-3,0,0,1.100259582717116E-2]
[2004,2,25,14,3.1551064971859707E-3,1.9779218873240811E-3,3.9713108544132359E-3,8.5453244309293425E-3,0,0,1.7649663669852628E-2,null,2.6407440212213953E-3,1.6169408781337364E-3,4.0253475895656986E-3,3.2376907415535639E-3,0,0,1.1520723230474393E-2]
[2004,2,25,15,3.2978142999876177E-3,1.8965762451268039E-3,3.9104285456049289E-3,8.4308385968471615E-3,0,0,1.7535657687566514E-2,null,2.7601868284186188E-3,1.5504412377941646E-3,3.9636368688508068E-3,3.1943138366691457E-3,0,0,1.1468578771732737E-2]
[2004,2,25,16,3.4400719302842904E-3,1.9487949014528128E-3,3.768854595800513E-3,8.6202863538568496E-3,0,0,1.7778007781394468E-2,null,2.8792528526603101E-3,1.5931297183432989E-3,3.8201365540977573E-3,3.2660926501988331E-3,0,0,1.1558611775300199E-2]
[2004,2,25,17,3.9120754149406887E-3,2.1226091278158561E-3,3.5952535372112781E-3,7.4719068445338981E-3,0,0,1.7101844924501723E-2,null,3.2743077838373541E-3,1.7352219463573294E-3,3.6441733448814195E-3,2.8309894852836088E-3,0,0,1.1484692560359713E-2]
[2004,2,25,18,4.2744101522962262E-3,2.1131588095888148E-3,3.4095139680056243E-3,6.8466858772530999E-3,0,0,1.6643768807143765E-2,null,3.5775727583178848E-3,1.7274963602507171E-3,3.4559064590600581E-3,2.5941029687385538E-3,0,0,1.1355078546367215E-2]
[2004,2,25,19,4.3851484675474939E-3,2.0163337566754167E-3,3.3603498530808762E-3,7.0417432890696749E-3,1.434372427247126E-5,2.4324408985841768E-4,1.7061163180504352E-2,null,3.6702579162295858E-3,1.6483423819836861E-3,3.4060733790619159E-3,2.6680071933720992E-3,2.0803156032432126E-6,9.7535959779140557E-5,1.1492297146029671E-2]
[2004,2,25,20,4.8666864390011569E-3,1.8632334379682809E-3,3.3193343660174865E-3,8.4837672227550572E-3,1.5642010860590053E-5,2.6526072469491103E-4,1.8813924201297485E-2,null,4.0732929707488208E-3,1.5231836659801003E-3,3.3644998034749016E-3,3.2143676711900325E-3,2.2686102048013613E-6,1.0636418500399251E-4,1.2283976906602647E-2]
[2004,2,25,21,4.6761413371387327E-3,1.8726283149198351E-3,3.2562425644416994E-3,8.6253298484057668E-3,1.5642010860590053E-5,2.6526072469491103E-4,1.8711244800461536E-2,null,3.9138115589597081E-3,1.5308639291317235E-3,3.3005495259205205E-3,3.2680035519718543E-3,2.2686102048013613E-6,1.0636418500399251E-4,1.21218613611926E-2]
[2004,2,25,22,4.4735924497490229E-3,1.8134623980975175E-3,3.0841330417160431E-3,8.1772834651612676E-3,1.5642010860590053E-5,2.6526072469491103E-4,1.7829374090279352E-2,null,3.7442832834937365E-3,1.4824960991808179E-3,3.1260981475613753E-3,3.0982457342854037E-3,2.2686102048013613E-6,1.0636418500399251E-4,1.1559756059730126E-2]
[2004,2,25,23,4.2037732114964827E-3,1.743113403939129E-3,2.9491975826296236E-3,8.1886639291286149E-3,1.5642010860590053E-5,2.6526072469491103E-4,1.7365650862749351E-2,null,3.5184514325367544E-3,1.4249861615441089E-3,2.9893266519790402E-3,3.1025576153754066E-3,2.2686102048013613E-6,1.0636418500399251E-4,1.1143954656644103E-2]
[2004,2,25,24,3.9185889819780386E-3,1.7321635042094985E-3,2.7378700015844972E-3,7.9375187956853919E-3,1.5642010860590053E-5,2.6526072469491103E-4,1.6607044019012928E-2,null,3.279759474050045E-3,1.4160346753414566E-3,2.775123583986158E-3,3.0074026239051851E-3,2.2686102048013613E-6,1.0636418500399251E-4,1.0586953152491639E-2]
[2004,2,26,1,3.6285505441063567E-3,1.7101809894134018E-3,2.6955160896008079E-3,8.4610541306471936E-3,1.5642010860590053E-5,2.6526072469491103E-4,{"$f":"SUM(E1347:J1347)","v":1.6776204489323262E-2},null,3.0370046664335171E-3,1.3980640835775542E-3,2.7321933718314584E-3,3.2057620332620542E-3,2.2686102048013613E-6,1.0636418500399251E-4,{"$f":"SUM(M1347:R1347)","v":1.0481656950313377E-2}]
[2004,2,26,2,3.2900111995714143E-3,1.7135114714741369E-3,2.6551069300611257E-3,7.8949352320626179E-3,1.5642010860590053E-5,2.6526072469491103E-4,1.5834467568724794E-2,null,{"$f":"E1348*V$5","v":2.7536558315126641E-3},{"$f":"F1348*W$5","v":1.400786735378116E-3},{"$f":"G1348*X$5","v":2.6912343739306337E-3},{"$f":"H1348*Y$5","v":2.9912683728538394E-3},{"$f":"I1348*Z$5","v":2.2686102048013613E-6},{"$f":"J1348*AA$5","v":1.0636418500399251E-4},9.9455781088840477E-3]
[2004,2,26,3,3.2661786017353818E-3,1.7351971500944533E-3,2.6310829035220851E-3,8.5435293656593546E-3,1.5642010860590053E-5,2.6526072469491103E-4,1.6456890756566776E-2,null,2.733708552299804E-3,1.4185146651087988E-3,2.6668834578563796E-3,3.2370106191951793E-3,2.2686102048013613E-6,1.0636418500399251E-4,1.0164750089668956E-2]
[2004,2,26,4,3.3912639254924104E-3,1.6945130363010539E-3,2.5984407790480887E-3,7.6475641273108311E-3,1.5642010860590053E-5,2.6526072469491103E-4,1.5612684603707886E-2,null,2.8384017920204049E-3,1.3852556132196512E-3,2.633797179323515E-3,2.8975433022545437E-3,2.2686102048013613E-6,1.0636418500399251E-4,9.8636306820269089E-3]
[2004,2,26,5,3.4662424049532979E-3,1.7896041925537733E-3,2.6139715159152329E-3,6.6329747633269995E-3,1.5642010860590053E-5,2.6526072469491103E-4,1.4783695612304804E-2,null,2.9011568754171791E-3,1.4629921399649218E-3,2.6495392394402309E-3,2.5131311460162673E-3,2.2686102048013613E-6,1.0636418500399251E-4,9.6354521960473928E-3]
[2004,2,26,6,3.6794673012149094E-3,1.6598731142484623E-3,2.6976847338820286E-3,6.2983112557754477E-3,1.5642010860590053E-5,2.6526072469491103E-4,1.4616239140676349E-2,null,3.0796206992153947E-3,1.3569376567112786E-3,2.734391524368507E-3,2.3863323394064566E-3,2.2686102048013613E-6,1.0636418500399251E-4,9.6659150149104311E-3]
[2004,2,26,7,4.1963599376017083E-3,1.6731635169210026E-3,3.0282931843565912E-3,6.5450694835275467E-3,1.5642010860590053E-5,2.6526072469491103E-4,1.5723788857962349E-2,null,3.5122467105304571E-3,1.3678024919233313E-3,3.0694984898000663E-3,2.4798252004268602E-3,2.2686102048013613E-6,1.0636418500399251E-4,1.0538005687889509E-2]
[2004,2,26,8,4.095574203835094E-3,1.8306096030715052E-3,3.7676718060227982E-3,7.0851813791409299E-3,5.2087899298866692E-6,8.8331826636589629E-5,1.68725776086368E-2,null,3.427891610597705E-3,1.4965138502587886E-3,3.8189376703650986E-3,2.6844652112263351E-3,7.5544724363921782E-7,3.5419275736808922E-5,1.1463983065428375E-2]
[2004,2,26,9,4.2583129724637139E-3,1.9401399709419972E-3,4.0814148601414097E-3,8.6190661231466559E-3,0,0,1.8898933926693777E-2,null,3.5640998275502083E-3,1.5860543575669044E-3,4.1369497557791303E-3,3.2656303237295586E-3,0,0,1.2552734264625803E-2]
[2004,2,26,10,4.2205004677779165E-3,1.9397548631995491E-3,4.0950337338097036E-3,8.4953481367072928E-3,0,0,1.8750637201494461E-2,null,3.5324517212927862E-3,1.5857395339860336E-3,4.1507539384037029E-3,3.2187554996668741E-3,0,0,1.2487700693349396E-2]
[2004,2,26,11,3.9334938733602606E-3,1.9609588300103882E-3,4.09269844950556E-3,8.2279422490630066E-3,0,0,1.8215093401939213E-2,null,3.2922344896603459E-3,1.6030736668123918E-3,4.1483868784103536E-3,3.1174395609145449E-3,0,0,1.2161134595797636E-2]
[2004,2,26,12,3.6587502305195571E-3,2.0374183633086814E-3,4.0343552355015218E-3,8.4629932939251831E-3,0,0,1.819351712325494E-2,null,3.062281037107391E-3,1.6655789384843165E-3,4.0892498013926516E-3,3.2064967521182259E-3,0,0,1.2023606529102584E-2]
[2004,2,26,13,3.5359334223631052E-3,1.9403704010449124E-3,3.9199000426470175E-3,7.5119263543559252E-3,0,0,1.6908130220410961E-2,null,2.9594864873405567E-3,1.5862427329801825E-3,3.9732372424265954E-3,2.8461522561625367E-3,0,0,1.1365118718909871E-2]
[2004,2,26,14,3.5212789859012761E-3,1.9779218873240811E-3,3.9905358432562746E-3,8.1850984101509133E-3,0,0,1.7674835126632545E-2,null,2.947221096138878E-3,1.6169408781337364E-3,4.0448341685155069E-3,3.1012066955974334E-3,0,0,1.1710202838385555E-2]
[2004,2,26,15,3.3106867635586592E-3,1.8965762451268039E-3,3.9249760113044358E-3,8.1967063139533232E-3,0,0,1.7328945333943222E-2,null,2.7709607535599525E-3,1.5504412377941646E-3,3.9783822786498722E-3,3.1056047501094282E-3,0,0,1.1405389020113416E-2]
[2004,2,26,16,3.5195060276917997E-3,1.9487949014528128E-3,3.7993632974176739E-3,8.3360409296688604E-3,0,0,1.7603705156231147E-2,null,2.9457371751378829E-3,1.5931297183432989E-3,3.8510603807679722E-3,3.1583964725216641E-3,0,0,1.1548323746770818E-2]
[2004,2,26,17,4.134997444679156E-3,2.1226091278158561E-3,3.6260250613891799E-3,7.3092543074169273E-3,0,0,1.7192885941301118E-2,null,3.4608878621185269E-3,1.7352219463573294E-3,3.6753635702799501E-3,2.7693629645153921E-3,0,0,1.1640836343271198E-2]
[2004,2,26,18,4.6044942847332498E-3,2.1131588095888148E-3,3.4343936960919623E-3,6.4355689062189081E-3,0,0,1.6587615696632935E-2,null,3.8538447954141156E-3,1.7274963602507171E-3,3.4811247200204399E-3,2.4383371319266463E-3,0,0,1.1500803007611918E-2]
[2004,2,26,19,4.6529107410881766E-3,2.0163337566754167E-3,3.4057992628849119E-3,6.5950363126889358E-3,1.434372427247126E-5,2.4324408985841768E-4,1.6927667887468328E-2,null,3.8943681399547939E-3,1.6483423819836861E-3,3.4521412087807984E-3,2.4987568561490323E-3,2.0803156032432126E-6,9.7535959779140557E-5,1.1593224862250694E-2]
[2004,2,26,20,5.3076815625210877E-3,1.8632334379682809E-3,3.4026104171096328E-3,8.2671623372333903E-3,1.5642010860590053E-5,2.6526072469491103E-4,1.9121590490387894E-2,null,4.4423946910431148E-3,1.5231836659801003E-3,3.4489089730970184E-3,3.1322994433424793E-3,2.2686102048013613E-6,1.0636418500399251E-4,1.2655419568671505E-2]
[2004,2,26,21,4.655568963156562E-3,1.8726283149198351E-3,3.3235695672586283E-3,8.5051492900429168E-3,1.5642010860590053E-5,2.6526072469491103E-4,1.8637818870933444E-2,null,3.8965930043263859E-3,1.5308639291317235E-3,3.3687926321484389E-3,3.2224690044808562E-3,2.2686102048013613E-6,1.0636418500399251E-4,1.2127351365296199E-2]
[2004,2,26,22,4.8796299953215855E-3,1.8134623980975175E-3,3.1184571984550873E-3,7.9330550384011031E-3,1.5642010860590053E-5,2.6526072469491103E-4,1.8025507365830796E-2,null,4.0841263987161491E-3,1.4824960991808179E-3,3.1608893453946665E-3,3.0057113755800101E-3,2.2686102048013613E-6,1.0636418500399251E-4,1.1841856014080438E-2]
[2004,2,26,23,4.6867749440660921E-3,1.743113403939129E-3,2.9795975828296704E-3,8.3829345353668532E-3,1.5642010860590053E-5,2.6526072469491103E-4,1.8073323201757245E-2,null,3.922711617941073E-3,1.4249861615441089E-3,3.0201402981563643E-3,3.1761637315922413E-3,2.2686102048013613E-6,1.0636418500399251E-4,1.165263460444258E-2]
[2004,2,26,24,4.3312340499678439E-3,1.7321635042094985E-3,2.8006181833573453E-3,7.776425045538389E-3,1.5642010860590053E-5,2.6526072469491103E-4,1.6921343518628579E-2,null,3.6251329177523304E-3,1.4160346753414566E-3,2.8387255661800914E-3,2.9463667033162262E-3,2.2686102048013613E-6,1.0636418500399251E-4,1.0934892657798899E-2]
[2004,2,27,1,3.7369233602942546E-3,1.6725228059195239E-3,2.6947532684613203E-3,8.1784533596731702E-3,1.5642010860590053E-5,2.6526072469491103E-4,1.6563555529903771E-2,null,3.1277099616957736E-3,1.3672787140046984E-3,2.7314201711559952E-3,3.0986889891507275E-3,2.2686102048013613E-6,1.0636418500399251E-4,1.0433730631215988E-2]
[2004,2,27,2,3.4193018741256352E-3,1.6674336942288188E-3,2.6542098101411545E-3,7.6803762220395942E-3,1.5642010860590053E-5,2.6526072469491103E-4,1.5702224336090705E-2,null,2.8618688430649694E-3,1.3631183916083362E-3,2.6903250471013336E-3,2.9099752954659169E-3,2.2686102048013613E-6,1.0636418500399251E-4,9.9339203724493497E-3]
[2004,2,27,3,3.3935962859477902E-3,1.6203980943668799E-3,2.5907538080121584E-3,8.2072104746190241E-3,1.5642010860590053E-5,2.6526072469491103E-4,1.6092861398501353E-2,null,2.8403539184964433E-3,1.3246670328202481E-3,2.626005613398587E-3,3.1095846134850114E-3,2.2686102048013613E-6,1.0636418500399251E-4,1.0009243973409084E-2]
[2004,2,27,4,3.3933651648995772E-3,1.6279103567920965E-3,2.5854063509942013E-3,7.4127135384449063E-3,1.5642010860590053E-5,2.6526072469491103E-4,1.5300298146686283E-2,null,2.8401604760478947E-3,1.3308082683667309E-3,2.6205853947336042E-3,2.808562060715314E-3,2.2686102048013613E-6,1.0636418500399251E-4,9.7087489950723384E-3]
[2004,2,27,5,3.5696851692147936E-3,1.6670194406762184E-3,2.5976317492759486E-3,6.4847842776504143E-3,1.5642010860590053E-5,2.6526072469491103E-4,1.4600023372372876E-2,null,2.987735842404758E-3,1.3627797414789229E-3,2.6329771412649098E-3,2.4569840719830321E-3,2.2686102048013613E-6,1.0636418500399251E-4,9.5491095923404181E-3]
[2004,2,27,6,3.9605652410810875E-3,1.6595083401927978E-3,2.7062600924576035E-3,6.3878858123738716E-3,1.5642010860590053E-5,2.6526072469491103E-4,1.4995122221660863E-2,null,3.3148925370254097E-3,1.3566394558138285E-3,2.7430835659228701E-3,2.420270748055728E-3,2.2686102048013613E-6,1.0636418500399251E-4,9.9435191020266298E-3]
[2004,2,27,7,4.2987401383135027E-3,1.6514463496078138E-3,3.0489391290637628E-3,6.4685557202851665E-3,1.5642010860590053E-5,2.6526072469491103E-4,1.5748584072825748E-2,null,3.5979363388083776E-3,1.3500488203496413E-3,3.0904253592414156E-3,2.4508353235820871E-3,2.2686102048013613E-6,1.0636418500399251E-4,1.0597878637190314E-2]
[2004,2,27,8,4.2749847721306727E-3,1.8355248943412901E-3,3.812808778486638E-3,6.9353033071283829E-3,3.9105027151475132E-6,6.6315181173727758E-5,1.6928847435975856E-2,null,3.5780537005281219E-3,1.5005320753631183E-3,3.8646888114790461E-3,2.6276787369339662E-3,5.6715255120034032E-7,2.6591046250998128E-5,1.1598111523106452E-2]
[2004,2,27,9,4.3705096744580257E-3,2.1023725744190379E-3,4.1118282457250979E-3,8.3165773618795683E-3,0,0,1.8901287856481729E-2,null,3.6580056181333442E-3,1.718678668976381E-3,4.1677769694720059E-3,3.1510220289018404E-3,0,0,1.2695483285483573E-2]
[2004,2,27,10,4.3197712173944636E-3,2.1889594235982197E-3,4.1579484241700843E-3,8.434681119133482E-3,0,0,1.910136018429625E-2,null,3.6155388179615901E-3,1.7894629688235467E-3,4.2145246948301343E-3,3.1957697086996569E-3,0,0,1.2815296190314929E-2]
[2004,2,27,11,4.157453902517305E-3,2.2553254275686349E-3,4.0723064928635568E-3,8.0315198699097892E-3,0,0,1.8516605692859286E-2,null,3.4796833470971777E-3,1.8437168326519758E-3,4.1277174529927496E-3,3.0430181713513248E-3,0,0,1.2494135804093228E-2]
[2004,2,27,12,4.1113267727725866E-3,2.1953519027661963E-3,4.0052797310176766E-3,8.3939278164887506E-3,0,0,1.8705886223045209E-2,null,3.4410761107968781E-3,1.7946887873685367E-3,4.0597786730473626E-3,3.1803289151139851E-3,0,0,1.2475872486326763E-2]
[2004,2,27,13,3.8400382210572693E-3,2.1081535375432848E-3,3.9838387132715355E-3,7.3973035210612402E-3,0,0,1.7329333992933328E-2,null,3.2140144817815047E-3,1.7234045763291858E-3,4.038045912186713E-3,2.8027234444037213E-3,0,0,1.1778188414701126E-2]
[2004,2,27,14,3.6202885751939959E-3,2.0161239712349964E-3,3.9825283349843839E-3,8.4135312242110162E-3,0,0,1.8032472105624392E-2,null,3.0300896082482254E-3,1.6481708834748588E-3,4.0367177038764159E-3,3.1877563419130841E-3,0,0,1.1902734537512585E-2]
[2004,2,27,15,3.5614300060367032E-3,1.9684454670650894E-3,3.9182177145499174E-3,8.053665554579632E-3,0,0,1.7501758742231342E-2,null,2.9808264804462338E-3,1.6091939537514653E-3,3.9715320232687965E-3,3.0514088274113099E-3,0,0,1.1612961284877805E-2]
[2004,2,27,16,3.6779072257490911E-3,2.0016508571914847E-3,3.7522873085012484E-3,8.1948717888888876E-3,0,0,1.7626717180330712E-2,null,3.0783149556651572E-3,1.6363391878549138E-3,3.8033438394399193E-3,3.1049096770476292E-3,0,0,1.162290766000762E-2]
[2004,2,27,17,4.1794171468468883E-3,2.0751830229538992E-3,3.5347110336663369E-3,7.094764733888031E-3,0,0,1.6884075937355154E-2,null,3.4980660248932209E-3,1.6964513517583172E-3,3.5828070530838185E-3,2.6880961955369374E-3,0,0,1.1465420625272293E-2]
[2004,2,27,18,4.5071697730167202E-3,2.0015227375740144E-3,3.3944135301589378E-3,6.4653252842396891E-3,0,0,1.6368431324989361E-2,null,3.7723866504472364E-3,1.6362344507325299E-3,3.4406005529459605E-3,2.4496113615242198E-3,0,0,1.1298833015649946E-2]
[2004,2,27,19,4.9230963203095099E-3,1.8600928037560127E-3,3.3378495091916163E-3,6.8889113038535926E-3,1.3029795360181697E-5,2.2096218898404516E-4,1.724394192145496E-2,null,4.1205066090002395E-3,1.5206162138104132E-3,3.3832668780451594E-3,2.6101015272330377E-3,1.8897523460398987E-6,8.8601368238805186E-5,1.1724982348673694E-2]
[2004,2,27,20,5.4915880204055734E-3,1.7493654079258104E-3,3.2884451630608505E-3,6.7165936637028859E-3,1.5642010860590053E-5,2.6526072469491103E-4,1.7526894990650622E-2,null,4.5963197263963144E-3,1.4300971423574092E-3,3.3331902980689161E-3,2.5448130489977385E-3,2.2686102048013613E-6,1.0636418500399251E-4,1.2013053011029172E-2]
[2004,2,27,21,4.8410233612243402E-3,1.8475146841382651E-3,3.1957609098137449E-3,6.4846954005114404E-3,1.5642010860590053E-5,2.6526072469491103E-4,1.6649897091243291E-2,null,4.0518136263064976E-3,1.5103336662991426E-3,3.2392449109974581E-3,2.4569503978150915E-3,2.2686102048013613E-6,1.0636418500399251E-4,1.1366975396626983E-2]
[2004,2,27,22,4.5683233907336824E-3,1.8141575969762411E-3,3.0286757380391114E-3,6.5082511817305859E-3,1.5642010860590053E-5,2.6526072469491103E-4,1.6200310643035121E-2,null,3.8235706756160094E-3,1.4830644206563245E-3,3.0698862488046531E-3,2.4658753175626964E-3,2.2686102048013613E-6,1.0636418500399251E-4,1.0951029457848477E-2]
[2004,2,27,23,4.5108450048545207E-3,1.7505468083400995E-3,2.8669497293999794E-3,6.3567980691840772E-3,1.5642010860590053E-5,2.6526072469491103E-4,1.5766042347334176E-2,null,3.7754627261711239E-3,1.4310629310650171E-3,2.9059596706768882E-3,2.4084920848680457E-3,2.2686102048013613E-6,1.0636418500399251E-4,1.0629610207989868E-2]
[2004,2,27,24,4.5446785312601642E-3,1.3291767216754389E-3,2.6833959637117752E-3,6.6937266802000834E-3,1.5642010860590053E-5,2.6526072469491103E-4,1.5531880632402965E-2,null,3.8037805286453754E-3,1.0865950719866119E-3,2.7199083301106793E-3,2.5361491040097272E-3,2.2686102048013613E-6,1.0636418500399251E-4,1.0255065829961187E-2]
[2004,2,28,1,3.3459893640405171E-3,1.3382443337481575E-3,2.5789126398985344E-3,6.7533759670102122E-3,1.5642010860590053E-5,2.6526072469491103E-4,1.4297425040252922E-2,null,2.8005081337321215E-3,1.0940077977981825E-3,2.6140033251690342E-3,2.5587492925931376E-3,2.2686102048013613E-6,1.0636418500399251E-4,9.1759013445012697E-3]
[2004,2,28,2,2.9063275340658395E-3,1.3799504741479052E-3,2.5271252853323995E-3,6.6620237057681744E-3,1.5642010860590053E-5,2.6526072469491103E-4,1.3756329734869821E-2,null,2.4325223462791749E-3,1.128102351134043E-3,2.5615113116966778E-3,2.5241373392572521E-3,2.2686102048013613E-6,1.0636418500399251E-4,8.7549061435759409E-3]
[2004,2,28,3,2.8367363915391755E-3,1.395187072304219E-3,2.5051503244292814E-3,6.3537657288810561E-3,1.5642010860590053E-5,2.6526072469491103E-4,1.3371742252709234E-2,null,2.3742763270968876E-3,1.1405581910539763E-3,2.5392373424343961E-3,2.4073431782111144E-3,2.2686102048013613E-6,1.0636418500399251E-4,8.5700478340051695E-3]
[2004,2,28,4,2.6992749022905476E-3,1.4203046974752404E-3,2.5077903058688469E-3,5.857500718874413E-3,1.5642010860590053E-5,2.6526072469491103E-4,1.2765773360064549E-2,null,2.2592245511250581E-3,1.1610917192792043E-3,2.5419132455086779E-3,2.2193160715468035E-3,2.2686102048013613E-6,1.0636418500399251E-4,8.290178382668538E-3]
[2004,2,28,5,2.8101866608579501E-3,1.4213373217121798E-3,2.5540686266023347E-3,5.9506101731210464E-3,1.5642010860590053E-5,2.6526072469491103E-4,1.3017105517849013E-2,null,2.3520548766881562E-3,1.1619358842339276E-3,2.5888212649619216E-3,2.254593798027768E-3,2.2686102048013613E-6,1.0636418500399251E-4,8.4660386191205677E-3]
[2004,2,28,6,2.9344569026557273E-3,1.3590385405876492E-3,2.6197689864063669E-3,6.0797493598713746E-3,1.5642010860590053E-5,2.6526072469491103E-4,1.327391652507662E-2,null,2.4560659135060598E-3,1.1110069539744815E-3,2.6554155948106824E-3,2.3035226307119849E-3,2.2686102048013613E-6,1.0636418500399251E-4,8.6346438882120031E-3]
[2004,2,28,7,3.0432032862636846E-3,1.3593802264249741E-3,2.875184388065671E-3,6.1148844795364324E-3,1.5642010860590053E-5,2.6526072469491103E-4,1.3673555115846264E-2,null,2.5470838752129905E-3,1.1112862803732593E-3,2.9143063764941884E-3,2.3168347820015484E-3,2.2686102048013613E-6,1.0636418500399251E-4,8.9981441092907809E-3]
[2004,2,28,8,3.1679290305031116E-3,1.4315231638646511E-3,3.3516151034355349E-3,5.9145138328209595E-3,3.9105027151475132E-6,6.6315181173727758E-5,1.3935806814513134E-2,null,2.6514761560080822E-3,1.1702627573324555E-3,3.3972197776392871E-3,2.2409174551646979E-3,5.6715255120034032E-7,2.6591046250998128E-5,9.4870343449467223E-3]
[2004,2,28,9,3.4177508727212843E-3,1.6310294160024798E-3,3.4168686160028537E-3,5.7226052548922596E-3,0,0,1.4188254159618878E-2,null,2.8605706942737646E-3,1.3333580830843441E-3,3.4633611801013113E-3,2.1682062747985609E-3,0,0,9.8254962322579815E-3]
[2004,2,28,10,4.0037285606945375E-3,1.6359075598269426E-3,3.4208732821534547E-3,5.623458097867024E-3,0,0,1.4683967500541958E-2,null,3.351019139505214E-3,1.3373459403449061E-3,3.467420336845091E-3,2.1306409564836597E-3,0,0,1.0286426373178871E-2]
[2004,2,28,11,4.211067435779663E-3,1.7258924720618761E-3,3.3808516235404483E-3,5.6930267592443526E-3,0,0,1.5010838290626341E-2,null,3.5245565130411485E-3,1.4109081391053368E-3,3.426854112509049E-3,2.1569994420700465E-3,0,0,1.0519318206725581E-2]
[2004,2,28,12,3.9622578659869482E-3,1.6825326908519521E-3,3.3232607998409285E-3,5.7069093957350199E-3,0,0,1.467496075241485E-2,null,3.316309221091164E-3,1.3754617429890003E-3,3.3684796634018115E-3,2.1622593574772957E-3,0,0,1.0222509984959272E-2]
[2004,2,28,13,3.6723942502649596E-3,1.6681486732737921E-3,3.3421352269400479E-3,5.8139994943343142E-3,0,0,1.4496677644813112E-2,null,3.0737007351747093E-3,1.3637028832670995E-3,3.3876109105927593E-3,2.2028341330226266E-3,0,0,1.0027848662057194E-2]
[2004,2,28,14,3.7053053992870911E-3,1.6439706687997324E-3,3.2922710407276585E-3,5.6167678881197782E-3,0,0,1.4258314996934258E-2,null,3.1012465312006865E-3,1.3439374900853203E-3,3.3370682335941457E-3,2.1281061398909381E-3,0,0,9.9103583947710919E-3]
[2004,2,28,15,3.7197761345285178E-3,1.6009611999937559E-3,3.2628726206772275E-3,5.709051855729735E-3,0,0,1.4292661810929237E-2,null,3.1133581691455731E-3,1.3087774725412066E-3,3.3072697958426572E-3,2.1630711023027972E-3,0,0,9.8924765398322352E-3]
[2004,2,28,16,3.6147085141869542E-3,1.637469562749723E-3,3.2292201771577322E-3,5.8668973407609475E-3,0,0,1.4348295594855356E-2,null,3.0254192388785893E-3,1.3386228696280057E-3,3.2731594510798795E-3,2.2228763056759836E-3,0,0,9.8600778652624572E-3]
[2004,2,28,17,3.8917994965830143E-3,1.6246481988682511E-3,3.1696980632432959E-3,5.889923112352158E-3,0,0,{"$f":"SUM(E1411:J1411)","v":1.4576068871046718E-2},null,3.2573373550339024E-3,1.3281414711934969E-3,3.2128274331253868E-3,2.2316004130051516E-3,0,0,{"$f":"SUM(M1411:R1411)","v":1.0029906672357938E-2}]
[2004,2,28,18,4.551965075895734E-3,1.6746279849533395E-3,3.0686986324889318E-3,5.9861722457181746E-3,0,0,1.528146393905618E-2,null,{"$f":"E1412*V$5","v":3.8098791814797266E-3},{"$f":"F1412*W$5","v":1.3689996869396669E-3},{"$f":"G1412*X$5","v":3.1104537257932632E-3},{"$f":"H1412*Y$5","v":2.2680677151538913E-3},{"$f":"I1412*Z$5","v":0},{"$f":"J1412*AA$5","v":0},1.0557400309366548E-2]
[2004,2,28,19,4.6439929685522571E-3,1.5451632359382717E-3,2.989940310797864E-3,5.8055213241239483E-3,1.3029795360181697E-5,2.2096218898404516E-4,1.5218609823756567E-2,null,3.8869041907892599E-3,1.2631629264986375E-3,3.0306237573018589E-3,2.1996218859725251E-3,1.8897523460398987E-6,8.8601368238805186E-5,1.0470803881147125E-2]
[2004,2,28,20,4.4879038477066945E-3,1.5311034208296205E-3,2.9723172569931615E-3,6.0459680028128382E-3,1.5642010860590053E-5,2.6526072469491103E-4,1.5318195263897817E-2,null,3.756261560178136E-3,1.2516691006130578E-3,3.0127609105607854E-3,2.2907233990538322E-3,2.2686102048013613E-6,1.0636418500399251E-4,1.0420047765614606E-2]
[2004,2,28,21,4.31366616069743E-3,1.6046119695138576E-3,2.8505969776395287E-3,6.0815125506204545E-3,1.5642010860590053E-5,2.6526072469491103E-4,1.5131290394026773E-2,null,3.6104290405305308E-3,1.3117619576776156E-3,2.8893844106947729E-3,2.3041906763093208E-3,2.2686102048013613E-6,1.0636418500399251E-4,1.0224398880421034E-2]
[2004,2,28,22,4.0011438339300331E-3,1.6248522976908548E-3,2.6328473505226888E-3,5.9458234745225326E-3,1.5642010860590053E-5,2.6526072469491103E-4,1.448556969222161E-2,null,3.3488557888367203E-3,1.3283083209217708E-3,2.668671913291165E-3,2.2527801922530215E-3,2.2686102048013613E-6,1.0636418500399251E-4,9.7072490105114713E-3]
[2004,2,28,23,4.2185788908351667E-3,1.4826411662496506E-3,2.482524522987431E-3,6.0666780004036535E-3,1.5642010860590053E-5,2.6526072469491103E-4,1.4531325316031404E-2,null,3.5308434101858836E-3,1.2120514589968405E-3,2.5163036767922985E-3,2.2985700955718349E-3,2.2686102048013613E-6,1.0636418500399251E-4,9.6664014367556523E-3]
[2004,2,28,24,4.0298086952038339E-3,1.4387152885233108E-3,2.46584921059216E-3,5.9218985097027549E-3,1.5642010860590053E-5,2.6526072469491103E-4,1.4137174439577561E-2,null,3.372847549842393E-3,1.176142281916186E-3,2.4994014671652267E-3,2.2437153945715407E-3,2.2686102048013613E-6,1.0636418500399251E-4,9.4007394887041396E-3]
[2004,2,29,1,3.282471436037329E-3,1.7008924673407419E-3,2.4221490359346942E-3,6.0853534913890847E-3,1.5642010860590053E-5,2.6526072469491103E-4,1.3771769166257351E-2,null,2.7473452408901867E-3,1.3904707649874807E-3,2.4551066740428132E-3,2.3056459491273356E-3,2.2686102048013613E-6,1.0636418500399251E-4,9.0072014242566101E-3]
[2004,2,29,2,3.122055669728876E-3,1.689375794293224E-3,2.4000388922735009E-3,6.1197804027497979E-3,1.5642010860590053E-5,2.6526072469491103E-4,1.36121534946009E-2,null,2.6130813178921776E-3,1.3810559445388197E-3,2.4326956826210182E-3,2.3186897712869051E-3,2.2686102048013613E-6,1.0636418500399251E-4,8.8541555115477146E-3]
[2004,2,29,3,2.8465455401162024E-3,1.7164580580633919E-3,2.4046490184379691E-3,6.1293373822196955E-3,1.5642010860590053E-5,2.6526072469491103E-4,1.3377892734392761E-2,null,2.382486335374313E-3,1.4031955546230323E-3,2.4373685377371353E-3,2.3223107624145106E-3,2.2686102048013613E-6,1.0636418500399251E-4,8.6539939853577854E-3]
[2004,2,29,4,2.9765558216642129E-3,1.6072719906972453E-3,2.4112334580188286E-3,6.091036068040386E-3,1.5642010860590053E-5,2.6526072469491103E-4,1.3367000073976173E-2,null,2.491301639707599E-3,1.3139365111904141E-3,2.4440425703090253E-3,2.3077989891857674E-3,2.2686102048013613E-6,1.0636418500399251E-4,8.6657125056015995E-3]
[2004,2,29,5,2.8670506880341569E-3,1.6127667527872206E-3,2.4517862717059187E-3,5.9659117566487063E-3,1.5642010860590053E-5,2.6526072469491103E-4,1.3178418204731503E-2,null,2.3996486234989433E-3,1.3184284506829896E-3,2.4851471770269886E-3,2.2603913304349984E-3,2.2686102048013613E-6,1.0636418500399251E-4,8.572248376852715E-3]
[2004,2,29,6,3.0203053747333438E-3,1.5758613467998916E-3,2.5127003592119424E-3,6.1424000613742287E-3,1.5642010860590053E-5,2.6526072469491103E-4,1.3532169877674909E-2,null,2.5279189047037118E-3,1.2882584728150738E-3,2.5468901088452015E-3,2.3272600087187751E-3,2.2686102048013613E-6,1.0636418500399251E-4,8.7989602902915562E-3]
[2004,2,29,7,3.1399177115984654E-3,1.5324177054357963E-3,2.6965981442765782E-3,6.017660718703236E-3,1.5642010860590053E-5,2.6526072469491103E-4,1.3667497015569578E-2,null,2.6280313933701349E-3,1.2527435214579085E-3,2.733290149782258E-3,2.2799982086387717E-3,2.2686102048013613E-6,1.0636418500399251E-4,9.0026960684578671E-3]
[2004,2,29,8,3.4746333743043267E-3,1.44556970108998E-3,3.0189592938787159E-3,5.3921791958977923E-3,3.9105027151475132E-6,6.6315181173727758E-5,1.3401567249059693E-2,null,2.9081799036939564E-3,1.1817457286173272E-3,3.0600375951701148E-3,2.0430129716511375E-3,5.6715255120034032E-7,2.6591046250998128E-5,9.2201343979347351E-3]
[2004,2,29,9,3.5845156757037949E-3,1.5458623566707518E-3,3.1256933263097949E-3,5.3731435239398207E-3,0,0,1.3629214882624164E-2,null,3.0001485997482721E-3,1.2637344540692369E-3,3.1682239336164289E-3,2.0358006511177586E-3,0,0,9.4679076385516953E-3]
[2004,2,29,10,3.857081196449137E-3,1.5036437330578144E-3,3.2249779328691651E-3,5.4931785609287458E-3,0,0,1.4078881423304861E-2,null,3.2282790194159837E-3,1.2292209483662105E-3,3.2688594835257518E-3,2.0812800628197221E-3,0,0,9.8076395141276675E-3]
[2004,2,29,11,3.8290769572130404E-3,1.5281428434710193E-3,3.2034529456248934E-3,5.4448925295999939E-3,0,0,1.4005565275908948E-2,null,3.2048401822808398E-3,1.2492488439868085E-3,3.2470416106128636E-3,2.0629852352981809E-3,0,0,9.7641158721786941E-3]
[2004,2,29,12,3.5273478767503573E-3,1.69441210625201E-3,3.1766170349226308E-3,5.4402660364444421E-3,0,0,1.3838643054369441E-2,null,2.9523006036735523E-3,1.3851731034283511E-3,3.2198405496989069E-3,2.0612323288782242E-3,0,0,9.6185465856790352E-3]
[2004,2,29,13,3.5686896784526407E-3,1.6191163714303607E-3,3.1810729952911655E-3,5.3929780029764625E-3,0,0,1.376185704815063E-2,null,2.9869026419151131E-3,1.3236192309713575E-3,3.2243571413197183E-3,2.0433156272499746E-3,0,0,9.5781946414561642E-3]
[2004,2,29,14,3.207629894561977E-3,1.6822012925544073E-3,3.1509123311158991E-3,5.4235862248770209E-3,0,0,1.3464329743109304E-2,null,2.6847047711100695E-3,1.3751908266006038E-3,3.1937860877587279E-3,2.0549126072668088E-3,0,0,9.3085942927362102E-3]
[2004,2,29,15,3.0666344590368107E-3,1.6752551923760327E-3,3.1772057390021045E-3,5.4324581962616617E-3,0,0,1.3351553586676609E-2,null,2.5666951718414958E-3,1.3695124257527217E-3,3.2204372641426132E-3,2.0582740594671974E-3,0,0,9.2149189212040288E-3]
[2004,2,29,16,3.4202995856943393E-3,1.5564277270748721E-3,3.1376555718511407E-3,5.3287974021750421E-3,0,0,1.3443180286795395E-2,null,2.8627039023133051E-3,1.2723715895438632E-3,3.1803489467470778E-3,2.0189985941540755E-3,0,0,9.3344230327583218E-3]
[2004,2,29,17,4.1139952527159398E-3,1.5558807377462011E-3,3.0909339393883715E-3,5.1042639308220847E-3,0,0,1.3865073860672598E-2,null,3.4433095607493422E-3,1.2719244286063666E-3,3.1329915835213852E-3,1.933926348244122E-3,0,0,9.7821519211212151E-3]
[2004,2,29,18,4.339201531036928E-3,1.6253714112714193E-3,2.9879481320318492E-3,4.9591989146511497E-3,0,0,1.3911719988991347E-2,null,3.6318014970906647E-3,1.3287326935798561E-3,3.0286044714066614E-3,1.878963466076654E-3,0,0,9.8681021281538366E-3]
[2004,2,29,19,4.7739390974255161E-3,1.6153103912269434E-3,2.8849805518890437E-3,5.0308214992332342E-3,1.3029795360181697E-5,2.2096218898404516E-4,1.4539043524118963E-2,null,3.9956658009627933E-3,1.3205078619068294E-3,2.9242358345192591E-3,1.9061001512735592E-3,1.8897523460398987E-6,8.8601368238805186E-5,1.0237000769247283E-2]
[2004,2,29,20,4.5374889175690183E-3,1.6884015964544372E-3,2.8336495133948537E-3,5.0839475762537749E-3,1.5642010860590053E-5,2.6526072469491103E-4,1.4424390339227586E-2,null,3.7977630045501606E-3,1.3802595428613728E-3,2.8722063461091856E-3,1.9262287969551556E-3,2.2686102048013613E-6,1.0636418500399251E-4,1.0085090485684668E-2]
[2004,2,29,21,4.3688531883809886E-3,1.8018847298102553E-3,2.68520188570471E-3,5.1684184966953126E-3,1.5642010860590053E-5,2.6526072469491103E-4,1.4305261036146768E-2,null,3.65661918134965E-3,1.473031415440211E-3,2.721738824878704E-3,1.9582335171099796E-3,2.2686102048013613E-6,1.0636418500399251E-4,9.9182557339873387E-3]
[2004,2,29,22,4.5312723536768676E-3,1.5966415354793659E-3,2.5472850658884339E-3,5.183383732076597E-3,1.5642010860590053E-5,2.6526072469491103E-4,1.4139485422676765E-2,null,3.7925598984282658E-3,1.3052461692183081E-3,2.5819454018604399E-3,1.9639036124271081E-3,2.2686102048013613E-6,1.0636418500399251E-4,9.7522878771429157E-3]
[2004,2,29,23,4.2865938175072043E-3,1.6215033817444709E-3,2.5229536422979289E-3,5.5633536391287101E-3,1.5642010860590053E-5,2.6526072469491103E-4,1.4275307216233815E-2,null,3.5877701767223504E-3,1.3255705995153567E-3,2.5572829060520595E-3,2.1078683103242248E-3,2.2686102048013613E-6,1.0636418500399251E-4,9.6871247878227863E-3]
[2004,2,29,24,3.7218296662500706E-3,1.7697980904500643E-3,2.5212043518103005E-3,6.6897420118293086E-3,1.5642010860590053E-5,2.6526072469491103E-4,1.4983476855895244E-2,null,3.1150769230516347E-3,1.4468007542821916E-3,2.5555098133615188E-3,2.5346393750349532E-3,2.2686102048013613E-6,1.0636418500399251E-4,9.760659660939093E-3]
[2004,3,1,1,3.1044645640127631E-3,1.5142017140275972E-3,2.4790539051165223E-3,6.6742222245899773E-3,1.5874064092104082E-5,2.6919509946941503E-4,1.4057011571308379E-2,null,2.5983580090948579E-3,1.2378520430166146E-3,2.512785835003248E-3,2.5287591686294721E-3,2.3022656173798181E-6,1.0794178970544877E-4,8.9879991110670219E-3]
[2004,3,1,2,2.6352361177013851E-3,1.6912824586039551E-3,2.4512261954094386E-3,6.6515894192388297E-3,1.5874064092104082E-5,2.6919509946941503E-4,1.3714403354515127E-2,null,2.2056257145466594E-3,1.3826146327178919E-3,2.4845794798980911E-3,2.5201839501069814E-3,2.3022656173798181E-6,1.0794178970544877E-4,8.7032478325924523E-3]
[2004,3,1,3,2.4855361079282497E-3,1.5388914557617156E-3,2.4386932156341096E-3,7.0476220640726742E-3,1.5874064092104082E-5,2.6919509946941503E-4,1.3795812006958268E-2,null,2.080330607665869E-3,1.2580357787527463E-3,2.4718759666808791E-3,2.67023456993957E-3,2.3022656173798181E-6,1.0794178970544877E-4,8.5907209783618928E-3]
[2004,3,1,4,2.5106096500209884E-3,1.8181520973044869E-3,2.5061391265316789E-3,6.4834594531442231E-3,1.5874064092104082E-5,2.6919509946941503E-4,1.3603429490562898E-2,null,2.1013165257105682E-3,1.4863299039445433E-3,2.5402395989449936E-3,2.4564821165485077E-3,2.3022656173798181E-6,1.0794178970544877E-4,8.6946122004714424E-3]
[2004,3,1,5,2.7504800387926414E-3,1.6501749344900421E-3,2.59438391342079E-3,6.8081870016008334E-3,1.5874064092104082E-5,2.6919509946941503E-4,1.4088295051865827E-2,null,2.3020819501365754E-3,1.3490094450890825E-3,2.6296851128364781E-3,2.5795163425352922E-3,2.3022656173798181E-6,1.0794178970544877E-4,8.9705369059202567E-3]
[2004,3,1,6,3.0430877917804067E-3,1.7026572192911304E-3,2.7869425753381744E-3,6.3499152932440664E-3,1.5874064092104082E-5,2.6919509946941503E-4,1.4167672043215297E-2,null,2.5469872092632132E-3,1.3919134405484504E-3,2.8248638772330678E-3,2.4058843079349072E-3,2.3022656173798181E-6,1.0794178970544877E-4,9.2798928903024668E-3]
[2004,3,1,7,3.1912908930666591E-3,1.5634649145295195E-3,3.3024583580342783E-3,6.5933386786580688E-3,1.5874064092104082E-5,2.6919509946941503E-4,1.4935622007850044E-2,null,2.6710294417511492E-3,1.2781244537673859E-3,3.3473941674400875E-3,2.4981136489743119E-3,2.3022656173798181E-6,1.0794178970544877E-4,9.9049057672557627E-3]
[2004,3,1,8,3.7182050754268744E-3,1.7988178740533762E-3,3.6626265643460421E-3,6.530210899290706E-3,2.6509690213396008E-6,4.4955587003382282E-5,1.5757466969141719E-2,null,3.1120432325710545E-3,1.4705242767749189E-3,3.7124631016697321E-3,2.4741955135723637E-3,3.8447840421691364E-7,1.8026281042888855E-5,1.0787636884035175E-2]
[2004,3,1,9,4.206881155239821E-3,1.8448876045645474E-3,3.9242808636174029E-3,7.4272776100974798E-3,0,0,1.7403327233519252E-2,null,3.521052702530599E-3,1.5081860423812935E-3,3.9776776722443372E-3,2.8140801613246E-3,0,0,1.1820996578480829E-2]
[2004,3,1,10,3.8374883684954191E-3,1.9021192752389938E-3,4.0308206881721669E-3,7.4422271484759954E-3,0,0,1.7212655480382574E-2,null,3.2118803199350796E-3,1.5549726361444058E-3,4.0856671602713668E-3,2.8197443092911104E-3,0,0,1.1672264425641963E-2]
[2004,3,1,11,3.7747350349428849E-3,2.0766070735545547E-3,4.0022600815180056E-3,7.4051671253355222E-3,0,0,1.7258769315350968E-2,null,3.1593573732331642E-3,1.6976155057340063E-3,4.0567179358549244E-3,2.8057028419631552E-3,0,0,1.1719393656785251E-2]
[2004,3,1,12,3.4830949917225595E-3,1.9115118143349654E-3,3.8786561573407831E-3,7.3865368438856818E-3,0,0,1.6659799807283989E-2,null,2.915262062609033E-3,1.5626509881112231E-3,3.9314321608331258E-3,2.7986441175987106E-3,0,0,1.1207989329152093E-2]
[2004,3,1,13,3.5998706583946572E-3,1.9505424945740141E-3,3.9090291915433659E-3,7.0881250242809651E-3,0,0,1.6547567368793002E-2,null,3.013000330354836E-3,1.5945583666504566E-3,3.962218474092713E-3,2.6855805126632022E-3,0,0,1.1255357683761206E-2]
[2004,3,1,14,3.1025367307900616E-3,1.8311515238507593E-3,3.9035457416294619E-3,7.9544619509779695E-3,0,0,1.6791695947248254E-2,null,2.5967444616405004E-3,1.496956867683441E-3,3.9566604121069812E-3,3.0138221223650601E-3,0,0,1.1064183863795983E-2]
[2004,3,1,15,2.8447146601549367E-3,2.0248751763286702E-3,3.7879944990180997E-3,7.6646299690160688E-3,0,0,1.6322214304517774E-2,null,2.3809539353378648E-3,1.6553249482231067E-3,3.8395368896811115E-3,2.9040092846911942E-3,0,0,1.0779825057933276E-2]
[2004,3,1,16,3.1515392770250115E-3,1.7818635124073588E-3,3.5970920589008526E-3,7.8049016983443506E-3,0,0,1.6335396546677573E-2,null,2.6377583485283069E-3,1.4566641741167714E-3,3.6460368829228369E-3,2.9571560649005084E-3,0,0,1.0697615470468425E-2]
[2004,3,1,17,3.582866958387278E-3,1.6336052865961546E-3,3.4361707568963092E-3,7.3360696851880553E-3,0,0,1.5988712687067797E-2,null,2.9987686652198629E-3,1.3354638439267656E-3,3.482925960892164E-3,2.7795228947839964E-3,0,0,1.0596681364822788E-2]
[2004,3,1,18,3.6403144873825904E-3,1.6017820156095973E-3,3.2810607670258696E-3,6.3484971563308621E-3,0,0,1.4871654426348919E-2,null,3.0468507882365084E-3,1.309448485047398E-3,3.3257054242150407E-3,2.4053469978782501E-3,0,0,1.0087351695377198E-2]
[2004,3,1,19,3.6892434660627691E-3,1.7731412117913488E-3,3.1646340970694679E-3,6.5619938023844361E-3,1.322309570668092E-5,2.242395232500127E-4,1.5426475196264715E-2,null,3.087803100949056E-3,1.4495337386290091E-3,3.2076945627007997E-3,2.4862375620537309E-3,1.9177873053918723E-6,8.9915512986717743E-5,1.0323102264624706E-2]
[2004,3,1,20,4.1863605046609225E-3,1.5446553800027491E-3,3.1995115486808156E-3,7.3412384553749755E-3,1.5874064092104082E-5,2.6919509946941503E-4,1.6556835052280981E-2,null,3.5038774390724141E-3,1.2627477569069504E-3,3.2430465839654952E-3,2.7814812615510717E-3,2.3022656173798181E-6,1.0794178970544877E-4,1.090139709681876E-2]
[2004,3,1,21,4.2858218467618225E-3,1.6608714825658494E-3,3.0928342409304562E-3,6.765731889881616E-3,1.5874064092104082E-5,2.6919509946941503E-4,1.6090328623701265E-2,null,3.5871240568109489E-3,1.3577538176295448E-3,3.1349177420398953E-3,2.5634307599157005E-3,2.3022656173798181E-6,1.0794178970544877E-4,1.0753470431718917E-2]
[2004,3,1,22,4.5614664599000643E-3,1.6447273367182957E-3,2.8934291461414426E-3,6.9666627509344901E-3,1.5874064092104082E-5,2.6919509946941503E-4,1.6351354857255813E-2,null,3.8178315986248032E-3,1.344556062181892E-3,2.9327993868967618E-3,2.6395603432664084E-3,2.3022656173798181E-6,1.0794178970544877E-4,1.0844991446292692E-2]
[2004,3,1,23,3.6496564023317567E-3,1.7072254523486832E-3,2.7046587303105438E-3,6.997939440852933E-3,1.5874064092104082E-5,2.6919509946941503E-4,1.5344549189405437E-2,null,3.0546697338317752E-3,1.3956479473653965E-3,2.7414604144006152E-3,2.651410595435754E-3,2.3022656173798181E-6,1.0794178970544877E-4,9.9534327463563707E-3]
[2004,3,1,24,3.3200713190790292E-3,1.7230435405927529E-3,2.671741513673654E-3,6.7317441865139098E-3,1.5874064092104082E-5,2.6919509946941503E-4,1.4731669723420866E-2,null,2.7788153882305545E-3,1.408579152414331E-3,2.7080953005875607E-3,2.5505533468449921E-3,2.3022656173798181E-6,1.0794178970544877E-4,9.5562872434002671E-3]
[2004,3,2,1,2.952157327428298E-3,1.9222789438264783E-3,2.5956735616695804E-3,6.5488907414892302E-3,1.5874064092104082E-5,2.6919509946941503E-4,1.4304069737975105E-2,null,2.4708807195777198E-3,1.5714530605927305E-3,2.6309923090394364E-3,2.4812730157349428E-3,2.3022656173798181E-6,1.0794178970544877E-4,9.2648431602676586E-3]
[2004,3,2,2,2.810938728157865E-3,1.9213920835591247E-3,2.5830721318465689E-3,6.5482447779717148E-3,1.5874064092104082E-5,2.6919509946941503E-4,1.4148716885096791E-2,null,2.3526843379211059E-3,1.5707280569266773E-3,2.6182194143901114E-3,2.4810282701881884E-3,2.3022656173798181E-6,1.0794178970544877E-4,9.1329041347489107E-3]
[2004,3,2,3,2.7650948950086263E-3,1.9230724679082361E-3,2.5246575070027423E-3,6.7900554425369885E-3,1.5874064092104082E-5,2.6919509946941503E-4,1.4287949476018113E-2,null,2.3143142136775349E-3,1.5721017624114426E-3,2.5590099548613576E-3,2.572646576339118E-3,2.3022656173798181E-6,1.0794178970544877E-4,9.1283165626122823E-3]
[2004,3,2,4,2.7991699075485387E-3,1.8800893859352453E-3,2.4931969420848013E-3,6.2875962555063421E-3,1.5874064092104082E-5,2.6919509946941503E-4,1.3745121654636447E-2,null,2.3428341339141651E-3,1.5369633159663559E-3,2.5271213131001424E-3,2.3822725921789013E-3,2.3022656173798181E-6,1.0794178970544877E-4,8.8994354104823935E-3]
[2004,3,2,5,2.7426736227925373E-3,1.8343692966455321E-3,2.5590076034334632E-3,5.6661417952606138E-3,1.5874064092104082E-5,2.6919509946941503E-4,1.3087261481693665E-2,null,2.2955481781710878E-3,1.499587380244002E-3,2.5938274453418861E-3,2.1468131466659663E-3,2.3022656173798181E-6,1.0794178970544877E-4,8.6460202057457719E-3]
[2004,3,2,6,3.0046270200635218E-3,1.8695127524945797E-3,2.7035952985296446E-3,5.6350079067950471E-3,1.5874064092104082E-5,2.6919509946941503E-4,1.3497812141444311E-2,null,2.5147965199620722E-3,1.5283169730178053E-3,2.7403825127422362E-3,2.135016999749802E-3,2.3022656173798181E-6,1.0794178970544877E-4,9.0287570607947443E-3]
[2004,3,2,7,3.5681710561882825E-3,1.8886741010588719E-3,2.9989013631125131E-3,6.1278802715585114E-3,1.5874064092104082E-5,2.6919509946941503E-4,1.4868695955479698E-2,null,2.9864685682491061E-3,1.5439812760281177E-3,3.0397067406434074E-3,2.3217586858098986E-3,2.3022656173798181E-6,1.0794178970544877E-4,1.0002159326053358E-2]
[2004,3,2,8,3.50890857714141E-3,2.0338365667759771E-3,3.673274036357115E-3,6.5546911841727297E-3,2.6509690213396008E-6,4.4955587003382282E-5,1.5818316920471955E-2,null,2.9368673781259309E-3,1.662650838407158E-3,3.7232554514418765E-3,2.48347071340284E-3,3.8447840421691364E-7,1.8026281042888855E-5,1.0824655140824911E-2]
[2004,3,2,9,3.541260822370087E-3,1.8021483066004535E-3,3.9226747757628239E-3,8.5425488139210925E-3,0,0,{"$f":"SUM(E1475:J1475)","v":1.7808632718654457E-2},null,2.9639453858689075E-3,1.4732468880983224E-3,3.9760497307129222E-3,3.2366391033668163E-3,0,0,{"$f":"SUM(M1475:R1475)","v":1.164988110804697E-2}]
[2004,3,2,10,3.403415647257334E-3,1.8142410938770605E-3,3.9939928973810905E-3,8.6694917343956429E-3,0,0,1.7881141372911129E-2,null,{"$f":"E1476*V$5","v":2.848572474571656E-3},{"$f":"F1476*W$5","v":1.4831326789394234E-3},{"$f":"G1476*X$5","v":4.0483382619996167E-3},{"$f":"H1476*Y$5","v":3.2847358048611005E-3},{"$f":"I1476*Z$5","v":0},{"$f":"J1476*AA$5","v":0},1.1664779220371796E-2]
[2004,3,2,11,3.2421703459553156E-3,1.9449988034660494E-3,3.9348363356054867E-3,8.2298660921707144E-3,0,0,1.7351871577197565E-2,null,2.7136142518482315E-3,1.5900264279395998E-3,3.988376770169836E-3,3.1181684751960767E-3,0,0,1.1410185925153743E-2]
[2004,3,2,12,3.0052969740459595E-3,1.8759987469387669E-3,3.8603152378398403E-3,8.3666650564296358E-3,0,0,1.7108276015254203E-2,null,2.5153572544333786E-3,1.5336192398157844E-3,3.9128416805584596E-3,3.1699994786430763E-3,0,0,1.1131817653450699E-2]
[2004,3,2,13,2.839502623462717E-3,2.0314828925446136E-3,3.8649363793854573E-3,7.5998840158317824E-3,0,0,1.633580591122457E-2,null,2.3765915929745748E-3,1.6607267219378012E-3,3.9175257009395432E-3,2.8794780483557907E-3,0,0,1.0834322064207711E-2]
[2004,3,2,14,2.6884059744187948E-3,1.9443631699262295E-3,3.8690032446844925E-3,8.3571834953963704E-3,0,0,1.6858955884425889E-2,null,2.2501275344886888E-3,1.5895068008195228E-3,3.9216479031616049E-3,3.1664070623900701E-3,0,0,1.0927689300859886E-2]
[2004,3,2,15,2.531831850160076E-3,2.0235395004335002E-3,3.7741569281953412E-3,7.8697873380823413E-3,0,0,1.6199315616871258E-2,null,2.1190789683363381E-3,1.6542330401105169E-3,3.8255110341389961E-3,2.9817402263021633E-3,0,0,1.0580563268888014E-2]
[2004,3,2,16,2.78402609253098E-3,1.813717258941471E-3,3.693603907536988E-3,8.5679432705482624E-3,0,0,1.6859290529557702E-2,null,2.3301591452880225E-3,1.4827044465981071E-3,3.7438619466144065E-3,3.2462606686769623E-3,0,0,1.0802986207177498E-2]
[2004,3,2,17,3.3282212896063512E-3,1.7880557329638975E-3,3.4309727927034693E-3,7.2122425317716664E-3,0,0,1.5759492347045385E-2,null,2.7856367066115191E-3,1.4617262822861862E-3,3.4776572691676052E-3,2.7326067090487787E-3,0,0,1.045762696711409E-2]
[2004,3,2,18,3.4103992767974831E-3,1.8289804561158222E-3,3.2554953309823992E-3,6.5493122030078881E-3,0,0,1.5044187266903592E-2,null,2.8544175951629963E-3,1.4951820310772459E-3,3.2997921250233096E-3,2.4814327009602269E-3,0,0,1.0130824452223779E-2]
[2004,3,2,19,3.1781575715213164E-3,2.0454686937678864E-3,3.2075301382750113E-3,6.6309842286935384E-3,1.190554806907806E-5,2.0189632460206126E-4,1.5275942504928889E-2,null,2.660037185109234E-3,1.6721600418561915E-3,3.2511742807079555E-3,2.5123769633511634E-3,1.7266992130348634E-6,8.0956342279086573E-5,1.0178431512516666E-2]
[2004,3,2,20,3.8636837474522955E-3,1.7407906052178809E-3,3.2312959078403744E-3,8.2768136759130174E-3,1.5874064092104082E-5,2.6919509946941503E-4,1.7397653099985089E-2,null,3.2338051869485063E-3,1.4230872856440377E-3,3.2752634257638752E-3,3.1359561857095129E-3,2.3022656173798181E-6,1.0794178970544877E-4,1.1178356139388761E-2]
[2004,3,2,21,3.7616665627476752E-3,1.7862809574801691E-3,3.1483207637647346E-3,8.2562584851833768E-3,1.5874064092104082E-5,2.6919509946941503E-4,1.7237595932737475E-2,null,3.1484193938506049E-3,1.46027541253873E-3,3.1911592575324783E-3,3.1281681431074852E-3,2.3022656173798181E-6,1.0794178970544877E-4,1.1038266262352126E-2]
[2004,3,2,22,3.9206760360506205E-3,1.7626082879052384E-3,2.9698809739035076E-3,7.6657010268381832E-3,1.5874064092104082E-5,2.6919509946941503E-4,1.6603935488259069E-2,null,3.2815062853126923E-3,1.4409231280144695E-3,3.0102914775141281E-3,2.9044150918694184E-3,2.3022656173798181E-6,1.0794178970544877E-4,1.0747380038033537E-2]
[2004,3,2,23,3.8523417262654475E-3,1.6241732848039766E-3,2.702203805863352E-3,7.6608368379579867E-3,1.5874064092104082E-5,2.6919509946941503E-4,1.6124624818452286E-2,null,3.2243122032205563E-3,1.3277532314105978E-3,2.7389720863476527E-3,2.902572126230153E-3,2.3022656173798181E-6,1.0794178970544877E-4,1.0303853702531788E-2]
[2004,3,2,24,3.5422040004061003E-3,1.7057334397497909E-3,2.6487976845828479E-3,7.366467679485943E-3,1.5874064092104082E-5,2.6919509946941503E-4,1.5548271967786201E-2,null,2.9647348019351386E-3,1.3944282348088491E-3,2.6848392799656922E-3,2.7910402228264342E-3,2.3022656173798181E-6,1.0794178970544877E-4,9.9452865948589427E-3]
[2004,3,3,1,2.8760415253308805E-3,1.9222789438264783E-3,2.6011974081071878E-3,7.9376907379744652E-3,1.5874064092104082E-5,2.6919509946941503E-4,1.5622277778800531E-2,null,2.4071737260139528E-3,1.5714530605927305E-3,2.6365913172152998E-3,3.0074677701687254E-3,2.3022656173798181E-6,1.0794178970544877E-4,9.7329299293135371E-3]
[2004,3,3,2,2.7368815288677647E-3,1.9213920835591247E-3,2.5872740871783744E-3,7.3050161462157315E-3,1.5874064092104082E-5,2.6919509946941503E-4,1.4835633009382515E-2,null,2.2907003426334161E-3,1.5707280569266773E-3,2.6224785447846889E-3,2.7677571910432164E-3,2.3022656173798181E-6,1.0794178970544877E-4,9.3619081907108277E-3]
[2004,3,3,3,2.6855713114335572E-3,1.9230724679082361E-3,2.5265331631784704E-3,7.7171207531498663E-3,1.5874064092104082E-5,2.6919509946941503E-4,1.5137366859231649E-2,null,2.2477549935500168E-3,1.5721017624114426E-3,2.5609111326695441E-3,2.9238972277623502E-3,2.3022656173798181E-6,1.0794178970544877E-4,9.414909171716182E-3]
[2004,3,3,4,2.7185953690363291E-3,1.8800893859352453E-3,2.5011607309188685E-3,6.7136519315154578E-3,1.5874064092104082E-5,2.6919509946941503E-4,1.409856658096742E-2,null,2.2753952911909272E-3,1.5369633159663559E-3,2.5351934634208354E-3,2.5436984723489113E-3,2.3022656173798181E-6,1.0794178970544877E-4,9.0014945982498581E-3]
[2004,3,3,5,2.6612200046756771E-3,1.8343692966455321E-3,2.5619288685062424E-3,6.0402609260942937E-3,1.5874064092104082E-5,2.6919509946941503E-4,1.3382848259483264E-2,null,2.2273735681410316E-3,1.499587380244002E-3,2.5967884594126243E-3,2.2885610763003403E-3,2.3022656173798181E-6,1.0794178970544877E-4,8.7225545394208261E-3]
[2004,3,3,6,2.9150993332610446E-3,1.8695127524945797E-3,2.7086286735546251E-3,5.9792771313106601E-3,1.5874064092104082E-5,2.6919509946941503E-4,1.3757587054182429E-2,null,2.4398641194651998E-3,1.5283169730178053E-3,2.7454843757710821E-3,2.2654552633669979E-3,2.3022656173798181E-6,1.0794178970544877E-4,9.0893647869439136E-3]
[2004,3,3,7,3.4578152184235383E-3,1.8886741010588719E-3,2.9931451242976308E-3,6.0453085077569737E-3,1.5874064092104082E-5,2.6919509946941503E-4,1.4670012115098533E-2,null,2.8941035342814588E-3,1.5439812760281177E-3,3.0338721779793686E-3,2.2904735266173048E-3,2.3022656173798181E-6,1.0794178970544877E-4,9.8726745702290789E-3]
[2004,3,3,8,3.4078831070630689E-3,2.0338365667759771E-3,3.6773898741025127E-3,7.2347633657190427E-3,2.6509690213396008E-6,4.4955587003382282E-5,1.6401479469685322E-2,null,2.8523116249878347E-3,1.662650838407158E-3,3.7274272924673829E-3,2.7411395033449873E-3,3.8447840421691364E-7,1.8026281042888855E-5,1.1001940018654469E-2]
[2004,3,3,9,3.4445519779520714E-3,1.8021483066004535E-3,3.9248985594234273E-3,8.957616287416828E-3,0,0,1.8129215131392779E-2,null,2.8830025387973804E-3,1.4732468880983224E-3,3.9783037728985081E-3,3.393901724220993E-3,0,0,1.1728454924015204E-2]
[2004,3,3,10,3.3190955006204498E-3,1.8142410938770605E-3,3.9986455533224038E-3,8.8516171250471107E-3,0,0,1.7983599272867024E-2,null,2.7779986529594663E-3,1.4831326789394234E-3,4.0530542255857033E-3,3.3537402874738169E-3,0,0,1.166792584495841E-2]
[2004,3,3,11,3.1595333954002958E-3,1.9449988034660494E-3,3.9407883019056608E-3,8.2105611337951519E-3,0,0,1.7255881634567156E-2,null,2.6444492226155355E-3,1.5900264279395998E-3,3.9944097235391132E-3,3.1108541262203481E-3,0,0,1.1339739500314597E-2]
[2004,3,3,12,2.9328399032333939E-3,1.8759987469387669E-3,3.8599465575691093E-3,8.5241050664261742E-3,0,0,1.7192890274167445E-2,null,2.4547125260496764E-3,1.5336192398157844E-3,3.9124679837380608E-3,3.2296510538215337E-3,0,0,1.1130450803425056E-2]
[2004,3,3,13,2.771838293341179E-3,2.0314828925446136E-3,3.8509371812739694E-3,7.5342787207063541E-3,0,0,1.6188537087866117E-2,null,2.3199582668482553E-3,1.6607267219378012E-3,3.9033360188824692E-3,2.8546212207020993E-3,0,0,1.0738642228370624E-2]
[2004,3,3,14,2.6226163661126354E-3,1.9443631699262295E-3,3.8673868936053785E-3,8.4498285618932398E-3,0,0,1.6884194991537482E-2,null,2.1950633029174439E-3,1.5895068008195228E-3,3.920009558756263E-3,3.2015088395633104E-3,0,0,1.090608850205654E-2]
[2004,3,3,15,2.4744856881646713E-3,2.0235395004335002E-3,3.7721488971566184E-3,8.1453233898228488E-3,0,0,1.6415497475577641E-2,null,2.071081686924625E-3,1.6542330401105169E-3,3.823475680272775E-3,3.0861365579915204E-3,0,0,1.0634926965299437E-2]
[2004,3,3,16,2.7224522833622419E-3,1.813717258941471E-3,3.6821459182888273E-3,8.6019150203523794E-3,0,0,1.6820230480944921E-2,null,2.2786234305439417E-3,1.4827044465981071E-3,3.732248051079108E-3,3.2591320371901412E-3,0,0,1.0752707965411298E-2]
[2004,3,3,17,3.2449124949927785E-3,1.7880557329638975E-3,3.4291308008519393E-3,6.890460819234989E-3,0,0,1.5352559848043606E-2,null,2.7159093609618024E-3,1.4617262822861862E-3,3.4757902137465178E-3,2.6106886145513476E-3,0,0,1.0264114471545854E-2]
[2004,3,3,18,3.3321736573783136E-3,1.8289804561158222E-3,3.2458337079621937E-3,6.5755985054099502E-3,0,0,1.498258632686628E-2,null,2.7889447380750488E-3,1.4951820310772459E-3,3.2899990384679073E-3,2.4913921727865739E-3,0,0,1.0065517980406776E-2]
[2004,3,3,19,3.1080514295018956E-3,2.0454686937678864E-3,3.2011677252046723E-3,6.3844597575520275E-3,1.190554806907806E-5,2.0189632460206126E-4,1.4952949478697618E-2,null,2.6013601244287777E-3,1.6721600418561915E-3,3.2447252957114653E-3,2.4189726690809158E-3,1.7266992130348634E-6,8.0956342279086573E-5,1.0019901172569474E-2]
[2004,3,3,20,3.7593590197019609E-3,1.7407906052178809E-3,3.225685087468449E-3,7.9352751300160018E-3,1.5874064092104082E-5,2.6919509946941503E-4,1.6946179005965813E-2,null,3.1464880389162737E-3,1.4230872856440377E-3,3.2695762602188969E-3,3.0065525338209944E-3,2.3022656173798181E-6,1.0794178970544877E-4,1.0955948173923032E-2]
[2004,3,3,21,3.6682705973023633E-3,1.7862809574801691E-3,3.1951381030301306E-3,7.6538935670684887E-3,1.5874064092104082E-5,2.6919509946941503E-4,1.6588652388442673E-2,null,3.0702493423560261E-3,1.46027541253873E-3,3.2386136298217724E-3,2.8999414286999736E-3,2.3022656173798181E-6,1.0794178970544877E-4,1.0779323868739331E-2]
[2004,3,3,22,3.8328215231000743E-3,1.7626082879052384E-3,2.9679991428555172E-3,7.5203077387606503E-3,1.5874064092104082E-5,2.6919509946941503E-4,1.6368805856183E-2,null,3.2079742888433517E-3,1.4409231280144695E-3,3.0083840408135784E-3,2.8493278325736979E-3,2.3022656173798181E-6,1.0794178970544877E-4,1.0616853345567927E-2]
[2004,3,3,23,3.7613106261610661E-3,1.6241732848039766E-3,2.7008967969665934E-3,8.0588107734602E-3,1.5874064092104082E-5,2.6919509946941503E-4,1.6430260644953357E-2,null,3.1481214839658325E-3,1.3277532314105978E-3,2.7376472932742874E-3,3.053358270954095E-3,2.3022656173798181E-6,1.0794178970544877E-4,1.0377124334927641E-2]
[2004,3,3,24,3.4560346932375231E-3,1.7057334397497909E-3,2.6382332499674771E-3,7.4072182069782428E-3,1.5874064092104082E-5,2.6919509946941503E-4,1.5492288753494553E-2,null,2.8926132799132476E-3,1.3944282348088491E-3,2.6741310974604496E-3,2.80647996494994E-3,2.3022656173798181E-6,1.0794178970544877E-4,9.8778966324553144E-3]
[2004,3,4,1,2.8882525419792202E-3,1.9222789438264783E-3,2.6035790706707635E-3,7.6710737894466665E-3,1.5874064092104082E-5,2.6919509946941503E-4,1.5370253509484648E-2,null,2.4173940368769613E-3,1.5714530605927305E-3,2.6390053865266443E-3,2.9064507481975843E-3,2.3022656173798181E-6,1.0794178970544877E-4,9.6445472875167498E-3]
[2004,3,4,2,2.7487622322577079E-3,1.9213920835591247E-3,2.5861916696556823E-3,7.1485052107231242E-3,1.5874064092104082E-5,2.6919509946941503E-4,1.4689920359757158E-2,null,2.3006441896867183E-3,1.5707280569266773E-3,2.6213813990497914E-3,2.708457627768333E-3,2.3022656173798181E-6,1.0794178970544877E-4,9.3114553287543481E-3]
[2004,3,4,3,2.6983289927809831E-3,1.9230724679082361E-3,2.5230304408884489E-3,7.6988123951383372E-3,1.5874064092104082E-5,2.6919509946941503E-4,1.5128313460277524E-2,null,2.2584328488848243E-3,1.5721017624114426E-3,2.5573607496237579E-3,2.9169604751900983E-3,2.3022656173798181E-6,1.0794178970544877E-4,9.4150998914329515E-3]
[2004,3,4,4,2.7315216156219542E-3,1.8800893859352453E-3,2.4992418509016891E-3,6.868102114146634E-3,1.5874064092104082E-5,2.6919509946941503E-4,1.4264024130167042E-2,null,2.2862142313497674E-3,1.5369633159663559E-3,2.5332484736340912E-3,2.6022172483624083E-3,2.3022656173798181E-6,1.0794178970544877E-4,9.0688873246354516E-3]
[2004,3,4,5,2.6742873505980697E-3,1.8343692966455321E-3,2.5617738435365438E-3,6.2832048790131918E-3,1.5874064092104082E-5,2.6919509946941503E-4,1.3638704533354857E-2,null,2.2383106048618419E-3,1.499587380244002E-3,2.5966313250529696E-3,2.3806087678116148E-3,2.3022656173798181E-6,1.0794178970544877E-4,8.825382133293258E-3]
[2004,3,4,6,2.9294620425509657E-3,1.8695127524945797E-3,2.7066520791630389E-3,5.8460367608558026E-3,1.5874064092104082E-5,2.6919509946941503E-4,1.3636732798625905E-2,null,2.4518853424317548E-3,1.5283169730178053E-3,2.743480886303397E-3,2.2149725558572092E-3,2.3022656173798181E-6,1.0794178970544877E-4,9.0488998129329944E-3]
[2004,3,4,7,3.4755190869758743E-3,1.8886741010588719E-3,3.010909033889334E-3,5.843388769799473E-3,1.5874064092104082E-5,2.6919509946941503E-4,1.4503560155285073E-2,null,2.9089212227093354E-3,1.5439812760281177E-3,3.0518777971005116E-3,2.2139692731619654E-3,2.3022656173798181E-6,1.0794178970544877E-4,9.8289936243227578E-3]
[2004,3,4,8,3.4240901693667856E-3,2.0338365667759771E-3,3.6802324713681267E-3,5.985733857983489E-3,1.3175476376028579E-6,2.234319864795142E-5,1.5147553811779934E-2,null,2.8658765245936878E-3,1.662650838407158E-3,3.7303085683157667E-3,2.2679016168481716E-3,1.9108809235700897E-7,8.9591707076311601E-6,1.0535887806964774E-2]
[2004,3,4,9,3.4600667576785218E-3,1.8021483066004535E-3,3.9353662088203482E-3,7.1827500400477801E-3,0,0,1.6380331313147103E-2,null,2.8959880154650407E-3,1.4732468880983224E-3,3.9889138532505641E-3,2.7214324618716722E-3,0,0,1.1079581218685599E-2]
[2004,3,4,10,3.3326228314315273E-3,1.8142410938770605E-3,4.0110924215268073E-3,7.1519032218757637E-3,0,0,1.6309859568711157E-2,null,2.789320685351811E-3,1.4831326789394234E-3,4.0656704555311783E-3,2.7097450814323244E-3,0,0,1.1047868901254736E-2]
[2004,3,4,11,3.1727905463325833E-3,1.9449988034660494E-3,3.9467285408337823E-3,6.1081530110456157E-3,0,0,1.5172670901678032E-2,null,2.6555451213099513E-3,1.5900264279395998E-3,4.0004307899646199E-3,2.3142843331115225E-3,0,0,1.0560286672325694E-2]
[2004,3,4,12,2.9444639692334873E-3,1.8759987469387669E-3,3.8614435000694134E-3,6.5375774368498429E-3,0,0,1.521948365309151E-2,null,2.4644415741244107E-3,1.5336192398157844E-3,3.9139852947988711E-3,2.4769865802715049E-3,0,0,1.038903268901057E-2]
[2004,3,4,13,2.7826934060482451E-3,2.0314828925446136E-3,3.8745172746877696E-3,5.762975506820014E-3,0,0,1.4451669080100642E-2,null,2.3290437205425872E-3,1.6607267219378012E-3,3.9272369613331196E-3,2.1835019364152912E-3,0,0,1.0100509340228799E-2]
[2004,3,4,14,2.6331707331099055E-3,1.9443631699262295E-3,3.8833682995977328E-3,6.9049254871814793E-3,0,0,1.5365827689815346E-2,null,2.2038970400894459E-3,1.5895068008195228E-3,3.9362084201517902E-3,2.6161690526398645E-3,0,0,1.0345781313700623E-2]
[2004,3,4,15,2.4836855698325069E-3,2.0235395004335002E-3,3.7819760040034064E-3,6.3369812853531606E-3,0,0,1.4626182359622573E-2,null,2.078781754270038E-3,1.6542330401105169E-3,3.833436502356033E-3,2.4009838131745214E-3,0,0,9.9674351099111099E-3]
[2004,3,4,16,2.732330419112495E-3,1.813717258941471E-3,3.6910788811071746E-3,7.2215440888962826E-3,0,0,1.5458670648057424E-2,null,2.2868911793335815E-3,1.4827044465981071E-3,3.741302562716885E-3,2.7361309246157618E-3,0,0,1.0247029113264335E-2]
[2004,3,4,17,3.2582774866953936E-3,1.7880557329638975E-3,3.4314573595672668E-3,6.8307691841565012E-3,0,0,1.5308559763383059E-2,null,2.7270955196426051E-3,1.4617262822861862E-3,3.478148429423923E-3,2.5880723808666076E-3,0,0,1.0255042612219323E-2]
[2004,3,4,18,3.3447231048972367E-3,1.8289804561158222E-3,3.2653608605915374E-3,6.3698482125104684E-3,0,0,1.4808912634115065E-2,null,2.7994483069830349E-3,1.4951820310772459E-3,3.3097918926788183E-3,2.4134365815416739E-3,0,0,1.0017858812280773E-2]
[2004,3,4,19,3.1192982892411488E-3,2.0454686937678864E-3,3.2220180898597517E-3,6.6664776127983421E-3,1.0588001067391641E-5,1.7955313673808981E-4,1.524340382347261E-2,null,2.6107734604415042E-3,1.6721600418561915E-3,3.2658593665970568E-3,2.5258248554740877E-3,1.5356112129068224E-6,7.1997175895613242E-5,1.014815051147736E-2]
[2004,3,4,20,3.776095618280342E-3,1.7407906052178809E-3,3.2730701462472837E-3,8.3923043557513621E-3,1.5874064092104082E-5,2.6919509946941503E-4,1.746732988905839E-2,null,3.1604961469376231E-3,1.4230872856440377E-3,3.3176060768535845E-3,3.1797138110484574E-3,2.3022656173798181E-6,1.0794178970544877E-4,1.119114737580653E-2]
[2004,3,4,21,3.6832538573246349E-3,1.7862809574801691E-3,3.2382605971763563E-3,8.2516283269124246E-3,1.5874064092104082E-5,2.6919509946941503E-4,1.7244492902455107E-2,null,3.0827899505280511E-3,1.46027541253873E-3,3.2823228820639313E-3,3.1264138480322124E-3,2.3022656173798181E-6,1.0794178970544877E-4,1.1062046148485754E-2]
[2004,3,4,22,3.8469156681524659E-3,1.7626082879052384E-3,3.0674860942614766E-3,7.893734850537024E-3,1.5874064092104082E-5,2.6919509946941503E-4,1.6855814064417728E-2,null,3.2197707303626873E-3,1.4409231280144695E-3,3.1092246888303875E-3,2.990813566932407E-3,2.3022656173798181E-6,1.0794178970544877E-4,1.087097616946278E-2]
[2004,3,4,23,3.7759144600576756E-3,1.6241732848039766E-3,2.8120712404698612E-3,8.3804968959816702E-3,1.5874064092104082E-5,2.6919509946941503E-4,1.6877725044874704E-2,null,3.1603445221053622E-3,1.3277532314105978E-3,2.8503344624692829E-3,3.1752401478790135E-3,2.3022656173798181E-6,1.0794178970544877E-4,1.0623916419187085E-2]
[2004,3,4,24,3.4698586584111235E-3,1.7057334397497909E-3,2.6666495853827328E-3,7.6510639358341225E-3,1.5874064092104082E-5,2.6919509946941503E-4,1.5778374782939288E-2,null,2.9041835877346529E-3,1.3944282348088491E-3,2.7029340875716307E-3,2.8988693253616431E-3,2.3022656173798181E-6,1.0794178970544877E-4,1.0010659290799605E-2]
[2004,3,5,1,3.2082577010409891E-3,1.6068727522089779E-3,2.6410040761196359E-3,7.6314085207356266E-3,1.5874064092104082E-5,2.6919509946941503E-4,{"$f":"SUM(E1539:J1539)","v":1.537261221366675E-2},null,2.6852302291912513E-3,1.3136101357981698E-3,2.676939625621952E-3,2.8914221937752214E-3,2.3022656173798181E-6,1.0794178970544877E-4,{"$f":"SUM(M1539:R1539)","v":9.6774462397094217E-3}]
[2004,3,5,2,2.9514824649445846E-3,1.7044554297748881E-3,2.567190392337053E-3,6.9770472024980722E-3,1.5874064092104082E-5,2.6919509946941503E-4,1.4485244653116116E-2,null,{"$f":"E1540*V$5","v":2.4703158768154859E-3},{"$f":"F1540*W$5","v":1.3933834682868108E-3},{"$f":"G1540*X$5","v":2.6021215756168773E-3},{"$f":"H1540*Y$5","v":2.6434948507219509E-3},{"$f":"I1540*Z$5","v":2.3022656173798181E-6},{"$f":"J1540*AA$5","v":1.0794178970544877E-4},9.2195598267639529E-3]
[2004,3,5,3,2.5566417926204928E-3,1.5526790056622282E-3,2.5361041295236869E-3,7.472369795694646E-3,1.5874064092104082E-5,2.6919509946941503E-4,1.4402863887062573E-2,null,2.1398442601823111E-3,1.2693070292436384E-3,2.5706123290049352E-3,2.831164890290061E-3,2.3022656173798181E-6,1.0794178970544877E-4,8.921172564043775E-3]
[2004,3,5,4,2.6898731995907933E-3,1.4827220493667122E-3,2.4957003838132412E-3,6.7552401617469986E-3,1.5874064092104082E-5,2.6919509946941503E-4,1.3708604958079264E-2,null,2.2513555647007263E-3,1.2121175805252821E-3,2.5296588185981053E-3,2.5594556070331017E-3,2.3022656173798181E-6,1.0794178970544877E-4,8.6628316261800429E-3]
[2004,3,5,5,2.7479173357751068E-3,1.5790199734480538E-3,2.555967632690843E-3,6.107827683702197E-3,1.5874064092104082E-5,2.6919509946941503E-4,1.327580178917772E-2,null,2.2999370327850513E-3,1.2908406337077294E-3,2.5907461103999089E-3,2.3141610716325375E-3,2.3022656173798181E-6,1.0794178970544877E-4,8.605928903848056E-3]
[2004,3,5,6,2.988461997220328E-3,1.6469095083788815E-3,2.6831728055065379E-3,5.9630650285584239E-3,1.5874064092104082E-5,2.6919509946941503E-4,1.3566678503225691E-2,null,2.5012668063171778E-3,1.3463399761896792E-3,2.7196821354418471E-3,2.2593127493634284E-3,2.3022656173798181E-6,1.0794178970544877E-4,8.9368457226349611E-3]
[2004,3,5,7,3.5715978475845452E-3,1.6399917496263377E-3,3.0895095758910153E-3,5.7997468609128086E-3,1.5874064092104082E-5,2.6919509946941503E-4,1.4385915197576227E-2,null,2.9893367056320198E-3,1.340684744310331E-3,3.1315478390297204E-3,2.1974340315233155E-3,2.3022656173798181E-6,1.0794178970544877E-4,9.7692473758182151E-3]
[2004,3,5,8,3.746159172593494E-3,1.8871301846736974E-3,3.6308461388190288E-3,6.874538616458821E-3,1.3175476376028579E-6,2.234319864795142E-5,1.6162334858830594E-2,null,3.1354401020672927E-3,1.5427191323956477E-3,3.6802502470279527E-3,2.6046559391473627E-3,1.9108809235700897E-7,8.9591707076311601E-6,1.0972215679438244E-2]
[2004,3,5,9,4.1603047294471816E-3,1.6840275703468362E-3,3.8297308786530838E-3,9.1050405115962411E-3,0,0,1.877910369004334E-2,null,3.4820694168470651E-3,1.3766837992181431E-3,3.8818411668630863E-3,3.4497584736708779E-3,0,0,1.2190352856599172E-2]
[2004,3,5,10,4.4209767575547499E-3,1.6037143813760596E-3,3.8771586955224204E-3,8.6585058549200067E-3,0,0,1.8560355689373236E-2,null,3.7002452851857947E-3,1.3110281840331484E-3,3.929914323388013E-3,3.280573425708198E-3,0,0,1.2221761218315154E-2]
[2004,3,5,11,4.2170114077820665E-3,1.7951332229070916E-3,3.8485724294444442E-3,8.3517609243378109E-3,0,0,1.8212477984471412E-2,null,3.5295314666731904E-3,1.4675120935849395E-3,3.9009390904057367E-3,3.1643525344135586E-3,0,0,1.2062335185077424E-2]
[2004,3,5,12,3.5464447043869005E-3,1.7197981918851187E-3,3.747182079020632E-3,8.5502712311088021E-3,0,0,1.7563696206401455E-2,null,2.9682841634838079E-3,1.4059260966881155E-3,3.7981691442479926E-3,3.2395650073313944E-3,0,0,1.141194441175131E-2]
[2004,3,5,13,3.3434830935549602E-3,2.1063028888968116E-3,3.7595167956438269E-3,7.8292191638097038E-3,0,0,1.7038521941905301E-2,null,2.7984104489768838E-3,1.7218916806649421E-3,3.8106716965908738E-3,2.9663695749821447E-3,0,0,1.1297343401214844E-2]
[2004,3,5,14,3.0872827080784793E-3,1.9778974129904385E-3,3.6851118009447086E-3,8.5248917673022041E-3,0,0,1.727518368931583E-2,null,2.5839772319729399E-3,1.6169208704929971E-3,3.7352542898343843E-3,3.2299491225681663E-3,0,0,1.1166101514868488E-2]
[2004,3,5,15,3.0065190854514888E-3,1.8218076244659819E-3,3.6396159396372228E-3,8.1980723769916729E-3,0,0,1.6666015026546369E-2,null,2.5163801306470014E-3,1.489318278428101E-3,3.6891393765568735E-3,3.1061223301834667E-3,0,0,1.0800960115815442E-2]
[2004,3,5,16,2.9219167124273577E-3,1.6858119286049821E-3,3.3817322436604123E-3,8.4978748022725321E-3,0,0,1.6487335686965286E-2,null,2.4455700927151986E-3,1.3781425028339541E-3,3.4277467150292673E-3,3.2197128140173939E-3,0,0,1.0471172124595814E-2]
[2004,3,5,17,3.7156466357251556E-3,1.615566443230207E-3,3.2734178374233553E-3,7.3157504202804244E-3,0,0,1.5920381336659142E-2,null,3.1099018835066112E-3,1.3207171830906732E-3,3.3179584989854248E-3,2.7718242408126511E-3,0,0,1.0520401806395359E-2]
[2004,3,5,18,3.4628864034751522E-3,1.7129593911811645E-3,3.1242024215528221E-3,6.5013928630644167E-3,0,0,1.4801441079273555E-2,null,2.8983479873981766E-3,1.4003354126037235E-3,3.1667127424531679E-3,2.4632768071108624E-3,0,0,9.9286729495659306E-3]
[2004,3,5,19,3.5595311777430923E-3,1.6122577330811069E-3,3.0631059303329201E-3,6.5800381441455816E-3,1.0588001067391641E-5,1.7955313673808981E-4,1.5005074123108182E-2,null,2.9792372093810091E-3,1.3180123297148838E-3,3.1047849249946947E-3,2.4930742829681568E-3,1.5356112129068224E-6,7.1997175895613242E-5,9.9686415341672645E-3]
[2004,3,5,20,3.7838254618269623E-3,1.6221275437069502E-3,3.0709568875747577E-3,6.5136324275564886E-3,1.5874064092104082E-5,2.6919509946941503E-4,1.5275611484226678E-2,null,3.1669658297039322E-3,1.3260808486804914E-3,3.112742708449016E-3,2.4679141880502211E-3,2.3022656173798181E-6,1.0794178970544877E-4,1.018394763020649E-2]
[2004,3,5,21,3.714901007077046E-3,1.7142412801864674E-3,2.9967366609454401E-3,6.4348402168337218E-3,1.5874064092104082E-5,2.6919509946941503E-4,1.5145788328604195E-2,null,3.1092778112617272E-3,1.4013833502129829E-3,3.0375125838599686E-3,2.438061042833136E-3,2.3022656173798181E-6,1.0794178970544877E-4,1.0096478843490644E-2]
[2004,3,5,22,4.3896431194218166E-3,1.436130692051305E-3,2.851253788459557E-3,6.4660048828018568E-3,1.5874064092104082E-5,2.6919509946941503E-4,1.5428101646296054E-2,null,3.6740198257166901E-3,1.1740293877135132E-3,2.890050158592161E-3,2.4498688508671333E-3,2.3022656173798181E-6,1.0794178970544877E-4,1.0298212278212326E-2]
[2004,3,5,23,4.1655608113918031E-3,1.3381510326735903E-3,2.6638179115308813E-3,6.4858181822355938E-3,1.5874064092104082E-5,2.6919509946941503E-4,1.4938417101393387E-2,null,3.4864686239681839E-3,1.0939315246539251E-3,2.7000638837694478E-3,2.4573758023766689E-3,2.3022656173798181E-6,1.0794178970544877E-4,9.8480838900910535E-3]
[2004,3,5,24,4.0052988529947191E-3,1.0146762229250375E-3,2.5078126783407099E-3,6.5224019403266661E-3,1.5874064092104082E-5,2.6919509946941503E-4,1.4335258858148651E-2,null,3.3523334342863802E-3,8.2949254641066122E-4,2.5419359223977423E-3,2.4712368202724892E-3,2.3022656173798181E-6,1.0794178970544877E-4,9.3052427786901003E-3]
[2004,3,6,1,3.2206098304596283E-3,1.3773251818204018E-3,2.5036729247827141E-3,6.0650192593042548E-3,1.5874064092104082E-5,2.6919509946941503E-4,1.3451696359928518E-2,null,2.6955686478597547E-3,1.125956188280699E-3,2.5377398401425456E-3,2.2979416243249485E-3,2.3022656173798181E-6,1.0794178970544877E-4,8.7674503559307757E-3]
[2004,3,6,2,2.9455419854281443E-3,1.3641142489638069E-3,2.4525999477228028E-3,5.9507020688394216E-3,1.5874064092104082E-5,2.6919509946941503E-4,1.2998027414515695E-2,null,2.4653438463055114E-3,1.1151563192307598E-3,2.4859719245507467E-3,2.2546286158885731E-3,2.3022656173798181E-6,1.0794178970544877E-4,8.4313447612984187E-3]
[2004,3,6,3,2.6536707001464047E-3,1.3599939321953852E-3,2.4296088252168018E-3,5.805055317653433E-3,1.5874064092104082E-5,2.6919509946941503E-4,1.2533397938773545E-2,null,2.2210549919478551E-3,1.1117879816556426E-3,2.4626679670028012E-3,2.1994453233566422E-3,2.3022656173798181E-6,1.0794178970544877E-4,8.1052003192857696E-3]
[2004,3,6,4,2.6107246883187341E-3,1.3639750120108007E-3,2.4262976814033461E-3,5.6686572002428099E-3,1.5874064092104082E-5,2.6919509946941503E-4,1.235472374553721E-2,null,2.1851102705666993E-3,1.1150424937442706E-3,2.4593117691988978E-3,2.1477661945564167E-3,2.3022656173798181E-6,1.0794178970544877E-4,8.0174747833891141E-3]
[2004,3,6,5,2.693308203782727E-3,1.2833459448530413E-3,2.5023429011441925E-3,5.4921803500365537E-3,1.5874064092104082E-5,2.6919509946941503E-4,1.2256246563378034E-2,null,2.2542305759850711E-3,1.0491286497807198E-3,2.536391719170993E-3,2.0809018562121333E-3,2.3022656173798181E-6,1.0794178970544877E-4,8.0308968564717469E-3]
[2004,3,6,6,2.8537616121260415E-3,1.176853956830738E-3,2.5605146108001403E-3,5.7730139676125721E-3,1.5874064092104082E-5,2.6919509946941503E-4,1.2649213310931011E-2,null,2.3885260044104236E-3,9.6207200223032184E-4,2.5953549582194463E-3,2.1873053533399754E-3,2.3022656173798181E-6,1.0794178970544877E-4,8.2435023735229953E-3]
[2004,3,6,7,3.0103067731951775E-3,1.2786672595121345E-3,2.905298940186157E-3,5.6059410535357927E-3,1.5874064092104082E-5,2.6919509946941503E-4,1.3085283189990781E-2,null,2.5195503291085496E-3,1.045303848795342E-3,2.944830690564022E-3,2.1240040203779529E-3,2.3022656173798181E-6,1.0794178970544877E-4,8.7439329441686958E-3]
[2004,3,6,8,3.4212327667986608E-3,1.4399821985390184E-3,3.180410221084673E-3,5.6097366765132124E-3,0,0,1.3651361862935564E-2,null,2.8634849512015601E-3,1.1771779742791872E-3,3.2236853488934051E-3,2.1254421229885386E-3,0,0,9.3897903973626899E-3]
[2004,3,6,9,3.751848682376914E-3,1.5241000293832038E-3,3.3157646505449761E-3,5.6419404031144886E-3,0,0,1.4233653765419581E-2,null,3.1402020772835484E-3,1.2459438644508735E-3,3.3608815156854336E-3,2.1376436149626865E-3,0,0,9.8846710723825421E-3]
[2004,3,6,10,4.4062631432803768E-3,1.5187734901471062E-3,3.3417505467008579E-3,5.4742169695064955E-3,0,0,1.4741004149634838E-2,null,3.6879303636577058E-3,1.2415894462683226E-3,3.3872209960959234E-3,2.0740958102510617E-3,0,0,1.0390836616273014E-2]
[2004,3,6,11,4.1574872427153891E-3,1.5324845765029899E-3,3.3125875691220777E-3,5.1323080165005608E-3,0,0,1.4134867404841017E-2,null,3.4797112519963738E-3,1.2527981882083008E-3,3.3576612044289361E-3,1.9445518168603748E-3,0,0,1.0034722461493987E-2]
[2004,3,6,12,4.5440126078984816E-3,1.421012200674753E-3,3.255038387646977E-3,5.2055574021102769E-3,0,0,1.4425620598330488E-2,null,3.8032231677012922E-3,1.1616700994731006E-3,3.2993289641625157E-3,1.9723048717069152E-3,0,0,1.0236527103043822E-2]
[2004,3,6,13,4.0743742179523016E-3,1.441466379826089E-3,3.2674130046248472E-3,5.4806216022067582E-3,0,0,1.4263875204609996E-2,null,3.4101477607403723E-3,1.1783912847789626E-3,3.3118719597752398E-3,2.0765224261349055E-3,0,0,9.976933431429481E-3]
[2004,3,6,14,3.5341112139469053E-3,1.4810757334131424E-3,3.2269147345399289E-3,5.321064347002127E-3,0,0,1.3563166028902103E-2,null,2.9579613451671339E-3,1.2107717257770685E-3,3.2708226388219967E-3,2.0160686596220815E-3,0,0,9.4556243693882814E-3]
[2004,3,6,15,3.7341561582228773E-3,1.4024284123224592E-3,3.1950188638077085E-3,5.1696525917419777E-3,0,0,1.3501256026095022E-2,null,3.1253938838289824E-3,1.1464779489387526E-3,3.2384927681380227E-3,1.9587010965610679E-3,0,0,9.4690656974668261E-3]
[2004,3,6,16,3.4178484714597586E-3,1.4398918968666968E-3,3.1515106102498573E-3,5.2829392106212361E-3,0,0,1.3292190189197549E-2,null,2.8606523819395642E-3,1.1771041531307E-3,3.1943925075425357E-3,2.0016236374256037E-3,0,0,9.2337726800384035E-3]
[2004,3,6,17,4.0528492729820682E-3,1.3213202954936764E-3,3.0650015921232462E-3,5.4445359172485804E-3,0,0,1.3883707077847571E-2,null,3.3921319283784662E-3,1.0801724843552477E-3,3.1067063806293855E-3,2.0628501204154369E-3,0,0,9.6418609137785358E-3]
[2004,3,6,18,4.0564396824273718E-3,1.2484018806149036E-3,2.8926488842583244E-3,5.2340764526063628E-3,0,0,1.3431566899906962E-2,null,3.3951370099137104E-3,1.0205620586140596E-3,2.932008508165385E-3,1.9831102971176661E-3,0,0,9.3308178738108205E-3]
[2004,3,6,19,3.7601205878757815E-3,1.2513121861899108E-3,2.7963071709551641E-3,5.4999011572281452E-3,1.0588001067391641E-5,1.7955313673808981E-4,1.3497782240054483E-2,null,3.1471254521394289E-3,1.0229412183181143E-3,2.8343558948000676E-3,2.0838271501741812E-3,1.5356112129068224E-6,7.1997175895613242E-5,9.1617825025403134E-3]
[2004,3,6,20,4.3796586033246713E-3,1.2421621459743992E-3,2.7732159165576335E-3,5.5015280790360194E-3,1.5874064092104082E-5,2.6919509946941503E-4,1.4181633908454243E-2,null,3.665663039277994E-3,1.0154611079275851E-3,2.810950442888426E-3,2.084443565585575E-3,2.3022656173798181E-6,1.0794178970544877E-4,9.6867622110024081E-3]
[2004,3,6,21,4.3280525115914018E-3,1.4117770475674802E-3,2.6202500685196797E-3,5.2551753179104505E-3,1.5874064092104082E-5,2.6919509946941503E-4,1.3900324109150531E-2,null,3.6224700509193508E-3,1.154120409735264E-3,2.6559032229002979E-3,1.9911043295741848E-3,2.3022656173798181E-6,1.0794178970544877E-4,9.5338420684519254E-3]
[2004,3,6,22,4.1843715837777519E-3,1.3267494716573361E-3,2.5357238620543907E-3,5.4149921759600898E-3,1.5874064092104082E-5,2.6919509946941503E-4,1.3746906257011087E-2,null,3.5022127627974296E-3,1.0846108076934295E-3,2.5702268873215623E-3,2.0516564555740661E-3,2.3022656173798181E-6,1.0794178970544877E-4,9.3189509687093171E-3]
[2004,3,6,23,4.124132059521262E-3,1.1264717523087645E-3,2.4360343981040303E-3,5.621500092290942E-3,1.5874064092104082E-5,2.6919509946941503E-4,1.3593207465786518E-2,null,3.4517938106436979E-3,9.2088481150041544E-4,2.469180971217629E-3,2.1298990985733099E-3,2.3022656173798181E-6,1.0794178970544877E-4,9.0820027472578811E-3]
[2004,3,6,24,3.7617673982230961E-3,1.1310513763993937E-3,2.3682622941629374E-3,5.6620142398629879E-3,1.5874064092104082E-5,2.6919509946941503E-4,1.3208164472209934E-2,null,3.1485037905830391E-3,9.2462863042778608E-4,2.4004867074744847E-3,2.1452492800153595E-3,2.3022656173798181E-6,1.0794178970544877E-4,8.7291124638234976E-3]
[2004,3,7,1,3.3034614465121525E-3,1.0810945670286271E-3,2.3789184864050094E-3,5.6981384257831415E-3,1.5874064092104082E-5,2.6919509946941503E-4,1.2746682089290449E-2,null,2.7649133466629084E-3,8.8378919802633259E-4,2.4112878961318534E-3,2.1589361731515072E-3,2.3022656173798181E-6,1.0794178970544877E-4,8.3291706692954302E-3]
[2004,3,7,2,2.8243405664016728E-3,1.1313460304599593E-3,2.3373081206480551E-3,5.6950026295191983E-3,1.5874064092104082E-5,2.6919509946941503E-4,1.2273066510590404E-2,null,2.3639013362212508E-3,9.2486950859314225E-4,2.369111347470454E-3,2.1577480686373685E-3,2.3022656173798181E-6,1.0794178970544877E-4,7.9258743162450435E-3]
[2004,3,7,3,2.4981061573809841E-3,1.1795862268362029E-3,2.3441203092458727E-3,5.6651186356445277E-3,1.5874064092104082E-5,2.6919509946941503E-4,1.1972000492669105E-2,null,2.090851419869315E-3,9.6430561878022101E-4,2.3760162279890412E-3,2.1464254873742785E-3,2.3022656173798181E-6,1.0794178970544877E-4,7.6878428093356838E-3]
[2004,3,7,4,2.3792847567923959E-3,1.1670355454294981E-3,2.3625776782257319E-3,5.6767526590670988E-3,1.5874064092104082E-5,2.6919509946941503E-4,1.1870719803076244E-2,null,1.9914009247822793E-3,9.5404550186408267E-4,2.3947247422445384E-3,2.1508334382047867E-3,2.3022656173798181E-6,1.0794178970544877E-4,7.6012486624185156E-3]
[2004,3,7,5,2.5604501868025566E-3,1.0870588685684228E-3,2.4233454697859219E-3,5.606400287943525E-3,1.5874064092104082E-5,2.6919509946941503E-4,1.1962323976661944E-2,null,2.1430317894069852E-3,8.8866498358238346E-4,2.4563193875008298E-3,2.1241780171643988E-3,2.3022656173798181E-6,1.0794178970544877E-4,7.7224382329774254E-3]
[2004,3,7,6,2.61960938865288E-3,1.1283821449690312E-3,2.4586262322499591E-3,5.6123302130439744E-3,1.5874064092104082E-5,2.6919509946941503E-4,1.2104017142477363E-2,null,2.192546539139144E-3,9.2244654758588391E-4,2.4920802073784354E-3,2.1264247737095734E-3,2.3022656173798181E-6,1.0794178970544877E-4,7.8437421231358651E-3]
[2004,3,7,7,2.7232927497932006E-3,1.1033830192742899E-3,2.8030693590715959E-3,5.7197206828894682E-3,1.5874064092104082E-5,2.6919509946941503E-4,1.2634534974590073E-2,null,2.2793268796048754E-3,9.0200989206754218E-4,2.8412100944919449E-3,2.1671133552561522E-3,2.3022656173798181E-6,1.0794178970544877E-4,8.2999042767433438E-3]
[2004,3,7,8,2.980445299909562E-3,1.1819328603212577E-3,2.9347468972754707E-3,5.5699148594883924E-3,0,0,1.2667039916994683E-2,null,2.494557034234293E-3,9.6622397947600963E-4,2.9746793393937588E-3,2.1103542548408481E-3,0,0,8.5458146079449085E-3]
[2004,3,7,9,3.3791368014041089E-3,1.1543734364662583E-3,3.0648246988068568E-3,5.5680690425001728E-3,0,0,1.3166403979177396E-2,null,2.8282516970998834E-3,9.4369429349874887E-4,3.1065270803653567E-3,2.1096549034444597E-3,0,0,8.9881279744084483E-3]
[2004,3,7,10,3.3406478382418804E-3,1.2889964403653108E-3,3.1550277592636961E-3,5.3557746517748491E-3,0,0,1.3140446689645736E-2,null,2.7960374122748487E-3,1.0537479005378165E-3,3.1979575136133311E-3,2.0292198551451427E-3,0,0,9.076962681571139E-3]
[2004,3,7,11,3.7969940899461674E-3,1.311963615733235E-3,3.1863861783926251E-3,5.1759121900134099E-3,0,0,1.3471256074085437E-2,null,3.1779876370516382E-3,1.0725234472091284E-3,3.2297426197107171E-3,1.9610727611518125E-3,0,0,9.4413264651232974E-3]
[2004,3,7,12,3.6690046892780452E-3,1.3095748368362064E-3,3.174800388464025E-3,5.3439859752512702E-3,0,0,1.3497365889829548E-2,null,3.0708637586990364E-3,1.0705706328577719E-3,3.2179991845398145E-3,2.024753308655999E-3,0,0,9.3841868847526211E-3]
[2004,3,7,13,3.6843327798982946E-3,1.2650961568494751E-3,3.1831144449678342E-3,5.4741181594990477E-3,0,0,1.3606661541214652E-2,null,3.0836929813253615E-3,1.0342095427981063E-3,3.2264263685437889E-3,2.0740583726734868E-3,0,0,9.4183872653407427E-3]
[2004,3,7,14,3.6094408319422731E-3,1.1826212933347647E-3,3.1577552994946937E-3,5.3475305107045148E-3,0,0,1.3297347935476246E-2,null,3.0210103226008846E-3,9.6678676989181433E-4,3.2007221668718614E-3,2.0260962781023717E-3,0,0,9.214615537466931E-3]
[2004,3,7,15,3.5715638958362722E-3,1.1697526299310906E-3,3.1184487240014987E-3,5.4841866472372918E-3,0,0,1.3343951897006153E-2,null,2.9893082888808446E-3,9.5626670434337388E-4,3.1608807556310907E-3,2.0778731663416558E-3,0,0,9.1843289151969654E-3]
[2004,3,7,16,3.5320687353877413E-3,1.255364532501257E-3,3.0635769409058642E-3,5.239208928533994E-3,0,0,1.3090219137328857E-2,null,2.956251842477321E-3,1.0262539903973166E-3,3.1052623445027533E-3,1.9850549125534469E-3,0,0,9.0728230899308378E-3]
[2004,3,7,17,4.0158496402089815E-3,1.2072525750001031E-3,2.9148846290820134E-3,5.2188947262848404E-3,0,0,{"$f":"SUM(E1603:J1603)","v":1.3356881570575938E-2},null,3.3611641752709057E-3,9.8692271482510676E-4,2.9545468097764939E-3,1.9773581767447892E-3,0,0,{"$f":"SUM(M1603:R1603)","v":9.2799918766172957E-3}]
[2004,3,7,18,3.9708066553969098E-3,1.2110367595186563E-3,2.7993383734850564E-3,5.2873379990838769E-3,0,0,1.3268519787484501E-2,null,{"$f":"E1604*V$5","v":3.3234643407497782E-3},{"$f":"F1604*W$5","v":9.9001626603037072E-4},{"$f":"G1604*X$5","v":2.8374283422222149E-3},{"$f":"H1604*Y$5","v":2.0032902700730429E-3},{"$f":"I1604*Z$5","v":0},{"$f":"J1604*AA$5","v":0},9.1541992190754071E-3]
[2004,3,7,19,3.9222980856113013E-3,1.3848286745326956E-3,2.6654942625836584E-3,5.3535282994282476E-3,1.0588001067391641E-5,1.7955313673808981E-4,1.3516290459961385E-2,null,3.2828638996066357E-3,1.1320902546323793E-3,2.7017630445546237E-3,2.0283687471206735E-3,1.5356112129068224E-6,7.1997175895613242E-5,9.218618733022833E-3]
[2004,3,7,20,4.3673576504869478E-3,1.4381368441395543E-3,2.6571360303217109E-3,4.9433054922517032E-3,1.5874064092104082E-5,2.6919509946941503E-4,1.3691005180761436E-2,null,3.6553674541082016E-3,1.1756694066343981E-3,2.6932910837028884E-3,1.8729416951105292E-3,2.3022656173798181E-6,1.0794178970544877E-4,9.5075136948788459E-3]
[2004,3,7,21,4.2932299800814934E-3,1.4711687385117402E-3,2.5656999108808563E-3,5.2577786419949809E-3,1.5874064092104082E-5,2.6919509946941503E-4,1.387294643503059E-2,null,3.593324476286418E-3,1.2026728088591653E-3,2.6006108135141507E-3,1.9920906886473689E-3,2.3022656173798181E-6,1.0794178970544877E-4,9.4989428426299309E-3]
[2004,3,7,22,4.5904307635116649E-3,1.463953947426576E-3,2.4947455306697508E-3,5.6104686113737576E-3,1.5874064092104082E-5,2.6919509946941503E-4,1.4444668016543269E-2,null,3.842073985263541E-3,1.1967747545893988E-3,2.5286909729822764E-3,2.1257194417422689E-3,2.3022656173798181E-6,1.0794178970544877E-4,9.803503209900314E-3]
[2004,3,7,23,4.0713553162036046E-3,1.650236843748153E-3,2.5003658117884473E-3,6.2546400319206958E-3,1.5874064092104082E-5,2.6919509946941503E-4,1.4761667167222419E-2,null,3.4076210166350193E-3,1.3490600555862999E-3,2.5343877280042826E-3,2.3697859907815789E-3,2.3022656173798181E-6,1.0794178970544877E-4,9.7710988463300102E-3]
[2004,3,7,24,3.4406486413214301E-3,1.6496389093501422E-3,2.4784925516280819E-3,7.3513861629818525E-3,1.5874064092104082E-5,2.6919509946941503E-4,1.5205235428843026E-2,null,2.8797355451540998E-3,1.3485712473190058E-3,2.5122168433039261E-3,2.7853260703973996E-3,2.3022656173798181E-6,1.0794178970544877E-4,9.6360937614972594E-3]
[2004,3,8,1,2.8686116108645318E-3,1.5142017140275972E-3,2.4690955232080647E-3,7.5630477403439943E-3,1.5874064092104082E-5,2.6919509946941503E-4,1.4700025752005708E-2,null,2.4009550762717981E-3,1.2378520430166146E-3,2.5026919516280299E-3,2.8655213555392536E-3,2.3022656173798181E-6,1.0794178970544877E-4,9.117264481778525E-3]
[2004,3,8,2,2.4267406603969794E-3,1.6912824586039551E-3,2.440713266953492E-3,7.306903177513392E-3,1.5874064092104082E-5,2.6919509946941503E-4,1.4150708727029337E-2,null,2.0311203110620246E-3,1.3826146327178919E-3,2.4739235043850201E-3,2.7684721579015071E-3,2.3022656173798181E-6,1.0794178970544877E-4,8.7663746613892719E-3]
[2004,3,8,3,2.2934800237514358E-3,1.5388914557617156E-3,2.4269846458040731E-3,7.6780302742790237E-3,1.5874064092104082E-5,2.6919509946941503E-4,1.4222455563157767E-2,null,1.9195845420476535E-3,1.2580357787527463E-3,2.4600080809699877E-3,2.9090864522855367E-3,2.3022656173798181E-6,1.0794178970544877E-4,8.6569589093787539E-3]
[2004,3,8,4,2.3087061010072852E-3,1.8181520973044869E-3,2.4962790980565868E-3,6.7091236981511254E-3,1.5874064092104082E-5,2.6919509946941503E-4,1.3617330158081004E-2,null,1.9323283820783786E-3,1.4863299039445433E-3,2.5302454072762266E-3,2.5419827950381437E-3,2.3022656173798181E-6,1.0794178970544877E-4,8.6011305436601224E-3]
[2004,3,8,5,2.5234910321476744E-3,1.6501749344900421E-3,2.585574056571303E-3,7.6295681679575912E-3,1.5874064092104082E-5,2.6919509946941503E-4,1.4673877354728129E-2,null,2.1120979154565095E-3,1.3490094450890825E-3,2.62075538224284E-3,2.8907249126832279E-3,2.3022656173798181E-6,1.0794178970544877E-4,9.0828317107944888E-3]
[2004,3,8,6,2.7768148619404642E-3,1.7026572192911304E-3,2.7763699578249586E-3,7.22888516676542E-3,1.5874064092104082E-5,2.6919509946941503E-4,1.4769796369383493E-2,null,2.3241235283969481E-3,1.3919134405484504E-3,2.8141474004871265E-3,2.7389123450336809E-3,2.3022656173798181E-6,1.0794178970544877E-4,9.3793407697890345E-3]
[2004,3,8,7,2.9190111272371019E-3,1.5634649145295195E-3,3.2729895039364733E-3,7.7380734544005127E-3,1.322309570668092E-5,2.242395232500127E-4,1.5731001619060301E-2,null,2.4431381916918383E-3,1.2781244537673859E-3,3.3175243372609567E-3,2.9318358809285448E-3,1.9177873053918723E-6,8.9915512986717743E-5,1.0062456163940836E-2]
[2004,3,8,8,3.4028070756318678E-3,1.7988178740533762E-3,3.6515546052521119E-3,7.1394064413649507E-3,0,0,1.5992585996302308E-2,null,2.8480631155744659E-3,1.4705242767749189E-3,3.7012404889143007E-3,2.7050102453373202E-3,0,0,1.0724838126601006E-2]
[2004,3,8,9,3.8436837125765018E-3,1.8448876045645474E-3,3.9146658499730879E-3,7.9587977695942114E-3,0,0,1.7562034936708347E-2,null,3.2170656656139406E-3,1.5081860423812935E-3,3.9679318292681386E-3,3.0154648967154465E-3,0,0,1.170864843397882E-2]
[2004,3,8,10,3.5401355578881873E-3,1.9021192752389938E-3,4.0248053597829094E-3,8.1508857374969039E-3,0,0,1.7617945930406994E-2,null,2.9630035680711501E-3,1.5549726361444058E-3,4.0795699826592854E-3,3.088244045157298E-3,0,0,1.168579023203214E-2]
[2004,3,8,11,3.4879269894324233E-3,2.0766070735545547E-3,3.9904781527351097E-3,7.7842903004846963E-3,0,0,1.7339302516206783E-2,null,2.919306321994337E-3,1.6976155057340063E-3,4.0447756930123728E-3,2.9493467262896602E-3,0,0,1.1611044247030378E-2]
[2004,3,8,12,3.2320165637159007E-3,1.9115118143349654E-3,3.8601888852211582E-3,7.4907310658134359E-3,0,0,1.6494448329085459E-2,null,2.7051157939465935E-3,1.5626509881112231E-3,3.9127136086880634E-3,2.8381216904381748E-3,0,0,1.1018602081184055E-2]
[2004,3,8,13,3.3378867044194802E-3,1.9505424945740141E-3,3.8765932398699692E-3,6.9324678351529792E-3,0,0,1.6097490274016441E-2,null,2.7937264133783618E-3,1.5945583666504566E-3,3.9293411737074558E-3,2.6266044206295471E-3,0,0,1.0944230374365822E-2]
[2004,3,8,14,2.8884888136138463E-3,1.8311515238507593E-3,3.8720503288138357E-3,7.7322107324282576E-3,0,0,1.6323901398706698E-2,null,2.4175917902355499E-3,1.496956867683441E-3,3.924736448280561E-3,2.9296145866051634E-3,0,0,1.0768899692804715E-2]
[2004,3,8,15,2.6643672201414493E-3,2.0248751763286702E-3,3.7510621891582805E-3,7.5009429517111257E-3,0,0,1.5941247537339526E-2,null,2.2300077075693352E-3,1.6553249482231067E-3,3.8021020501731169E-3,2.8419908154423798E-3,0,0,1.0529425521407938E-2]
[2004,3,8,16,2.9324307379555684E-3,1.7818635124073588E-3,3.551998913185573E-3,8.0423082903603813E-3,0,0,1.6308601453908882E-2,null,2.4543700651019802E-3,1.4566641741167714E-3,3.6003301648981773E-3,3.0471057363456325E-3,0,0,1.0558470140462562E-2]
[2004,3,8,17,3.3255824582394417E-3,1.6336052865961546E-3,3.4225724833654141E-3,7.2549326236011564E-3,0,0,1.5636692851802168E-2,null,2.7834280717646785E-3,1.3354638439267656E-3,3.469142658706435E-3,2.7487813219835601E-3,0,0,1.0336815896381439E-2]
[2004,3,8,18,3.3996624623312361E-3,1.6017820156095973E-3,3.2494369615375814E-3,7.0891131881439659E-3,0,0,1.533999462762238E-2,null,2.8454311540923086E-3,1.309448485047398E-3,3.2936513207056884E-3,2.6859549126074331E-3,0,0,1.0134485872452827E-2]
[2004,3,8,19,3.4114923902126924E-3,1.7731412117913488E-3,3.134285922339121E-3,6.6496667579662586E-3,9.2545796836548983E-6,1.5694074838265893E-4,1.5134781610375736E-2,null,2.8553325033343385E-3,1.4495337386290091E-3,3.1769334471707057E-3,2.5194554836044324E-3,1.3422209010469179E-6,6.2930065560355548E-5,1.0065527459199888E-2]
[2004,3,8,20,3.8415073024421456E-3,1.5446553800027491E-3,3.1928405783407973E-3,8.1997175228543488E-3,1.5874064092104082E-5,2.6919509946941503E-4,1.706378994720156E-2,null,3.2152440655965867E-3,1.2627477569069504E-3,3.2362848432298343E-3,3.1067456504062559E-3,2.3022656173798181E-6,1.0794178970544877E-4,1.0931266371462457E-2]
[2004,3,8,21,3.9774514923919977E-3,1.6608714825658494E-3,3.0847152422603442E-3,8.1120876242482022E-3,1.5874064092104082E-5,2.6919509946941503E-4,1.7120195005027917E-2,null,3.329025900583787E-3,1.3577538176295448E-3,3.1266882699777666E-3,3.0735440424750817E-3,2.3022656173798181E-6,1.0794178970544877E-4,1.099725608598901E-2]
[2004,3,8,22,4.2366318804248817E-3,1.6447273367182957E-3,2.9688861217513417E-3,7.9172942121994994E-3,1.5874064092104082E-5,2.6919509946941503E-4,1.705260871465554E-2,null,3.5459533040568931E-3,1.344556062181892E-3,3.0092830886320927E-3,2.9997398432543947E-3,2.3022656173798181E-6,1.0794178970544877E-4,1.1009776353448101E-2]
[2004,3,8,23,3.4032278161439697E-3,1.7072254523486832E-3,2.788299554682361E-3,8.254673062901596E-3,1.5874064092104082E-5,2.6919509946941503E-4,1.6438495049638128E-2,null,2.8484152646993241E-3,1.3956479473653965E-3,2.8262393206905201E-3,3.1275674512221551E-3,2.3022656173798181E-6,1.0794178970544877E-4,1.0308114039300225E-2]
[2004,3,8,24,3.0887437376961226E-3,1.7230435405927529E-3,2.755654525390225E-3,7.4272270360592448E-3,1.5874064092104082E-5,2.6919509946941503E-4,1.5279738003299865E-2,null,2.5852000766633043E-3,1.408579152414331E-3,2.7931500978143078E-3,2.8140609996067881E-3,2.3022656173798181E-6,1.0794178970544877E-4,9.7112343818215596E-3]
[2004,3,9,1,2.9676246099287432E-3,1.9222789438264783E-3,2.6209943186498654E-3,7.54489643729102E-3,1.5874064092104082E-5,2.6919509946941503E-4,1.5340863473257626E-2,null,2.4838264422733002E-3,1.5714530605927305E-3,2.6566575998749052E-3,2.858644108652168E-3,2.3022656173798181E-6,1.0794178970544877E-4,9.6808252667159311E-3]
[2004,3,9,2,2.8259878091423914E-3,1.9213920835591247E-3,2.5959116680466785E-3,6.639228835104107E-3,1.5874064092104082E-5,2.6919509946941503E-4,1.426758955941382E-2,null,2.3652800365671607E-3,1.5707280569266773E-3,2.631233655276548E-3,2.5155007167041239E-3,2.3022656173798181E-6,1.0794178970544877E-4,9.1929865207973378E-3]
[2004,3,9,3,2.7812546702510547E-3,1.9230724679082361E-3,2.531460559870787E-3,6.9491144294538667E-3,1.5874064092104082E-5,2.6919509946941503E-4,1.4469971291045464E-2,null,2.3278395352138398E-3,1.5721017624114426E-3,2.5659055753423483E-3,2.6329115567344449E-3,2.3022656173798181E-6,1.0794178970544877E-4,9.2090024850249048E-3]
[2004,3,9,4,2.8155433283609276E-3,1.8800893859352453E-3,2.5041164023321114E-3,6.660055622935218E-3,1.5874064092104082E-5,2.6919509946941503E-4,1.414487390312502E-2,null,2.3565382713674719E-3,1.5369633159663559E-3,2.5381893519913871E-3,2.5233916632307445E-3,2.3022656173798181E-6,1.0794178970544877E-4,9.0653266578787882E-3]
[2004,3,9,5,2.7592258281024821E-3,1.8343692966455321E-3,2.5656656041564202E-3,5.9396539851055445E-3,1.5874064092104082E-5,2.6919509946941503E-4,1.3383983877571498E-2,null,2.3094019537090137E-3,1.499587380244002E-3,2.6005760399858179E-3,2.2504426685080836E-3,2.3022656173798181E-6,1.0794178970544877E-4,8.7702520977697464E-3]
[2004,3,9,6,3.0228199287766454E-3,1.8695127524945797E-3,2.703195431611391E-3,5.9703182286297719E-3,1.5874064092104082E-5,2.6919509946941503E-4,1.3850915505073906E-2,null,2.5300235225864391E-3,1.5283169730178053E-3,2.7399772049246044E-3,2.2620608742482647E-3,2.3022656173798181E-6,1.0794178970544877E-4,9.1706226300999408E-3]
[2004,3,9,7,3.590596222563215E-3,1.8886741010588719E-3,2.9866457008285159E-3,5.8042564536393542E-3,1.455651709041766E-5,2.4685191160544356E-4,1.4531580906785819E-2,null,3.0052378630676217E-3,1.5439812760281177E-3,3.0272843183143678E-3,2.1991426461858629E-3,2.111177617251777E-6,9.8982623321975437E-5,9.8767399045351974E-3]
[2004,3,9,8,3.529437689982204E-3,2.0338365667759771E-3,3.6854448997856665E-3,6.8041725247476124E-3,0,0,1.605289168129146E-2,null,2.9540497242824416E-3,1.662650838407158E-3,3.7355919210764832E-3,2.5779953195893628E-3,0,0,1.0930287803355447E-2]
[2004,3,9,9,3.560912852171041E-3,1.8021483066004535E-3,3.9204139570799693E-3,8.5468753516283382E-3,0,0,1.78303504674798E-2,null,2.9803936357926481E-3,1.4732468880983224E-3,3.973758149577851E-3,3.2382783613248913E-3,0,0,1.1665677034793712E-2]
[2004,3,9,10,3.420550297809407E-3,1.8142410938770605E-3,3.9830963074922489E-3,8.5202131516339107E-3,0,0,1.7738100850812628E-2,null,2.8629137419873395E-3,1.4831326789394234E-3,4.0372934046586737E-3,3.2281764677374505E-3,0,0,1.1611516293322887E-2]
[2004,3,9,11,3.2589628614836707E-3,1.9449988034660494E-3,3.939953933598906E-3,8.0982124162305748E-3,0,0,1.7242128014779201E-2,null,2.7276691609368223E-3,1.5900264279395998E-3,3.9935640021701423E-3,3.0682869416009239E-3,0,0,1.1379546532647488E-2]
[2004,3,9,12,3.0200208776723575E-3,1.8759987469387669E-3,3.8495646803362428E-3,8.3955601733996833E-3,0,0,1.714114447834705E-2,null,2.527680787887837E-3,1.5336192398157844E-3,3.9019448426326386E-3,3.180947389801536E-3,0,0,1.1144192260137796E-2]
[2004,3,9,13,2.8532526237912853E-3,2.0314828925446136E-3,3.8635494453861741E-3,7.393883479816084E-3,0,0,1.6142168441538155E-2,null,2.3880999940988613E-3,1.6607267219378012E-3,3.9161198952407279E-3,2.8014276438797416E-3,0,0,1.0766374255157132E-2]
[2004,3,9,14,2.7017749723863248E-3,1.9443631699262295E-3,3.8512608346770393E-3,8.1442537468419968E-3,0,0,1.6641652723831592E-2,null,2.2613170463114951E-3,1.5895068008195228E-3,3.9036640761647276E-3,3.0857312868746815E-3,0,0,1.0840219210170428E-2]
[2004,3,9,15,2.5434850765146313E-3,2.0235395004335002E-3,3.7522772703289858E-3,7.8820543700229527E-3,0,0,1.620135621730007E-2,null,2.1288324228872948E-3,1.6542330401105169E-3,3.8033336646805006E-3,2.9863880142312798E-3,0,0,1.0572787141909592E-2]
[2004,3,9,16,2.7965383540303175E-3,1.813717258941471E-3,3.6606564718545667E-3,8.1113724873592089E-3,0,0,1.6382284572185567E-2,null,2.3406315904418722E-3,1.4827044465981071E-3,3.7104662025720528E-3,3.0732730882119461E-3,0,0,1.0607075327823979E-2]
[2004,3,9,17,3.3451502939829984E-3,1.7880557329638975E-3,3.4211201903238276E-3,7.4412350140638734E-3,0,0,1.5995561231334596E-2,null,2.799805853400299E-3,1.4617262822861862E-3,3.467670604639502E-3,2.8193684049674689E-3,0,0,1.0548571145293456E-2]
[2004,3,9,18,3.4262954792144062E-3,1.8289804561158222E-3,3.2464263029247957E-3,6.668120229226423E-3,0,0,1.5169822467481445E-2,null,2.8677223129371997E-3,1.4951820310772459E-3,3.2905996967371154E-3,2.5264472173333837E-3,0,0,1.0179951258084944E-2]
[2004,3,9,19,3.1924037444757509E-3,2.0454686937678864E-3,3.2020077706189335E-3,6.4289110835946996E-3,9.2545796836548983E-6,1.5694074838265893E-4,1.5034986620523584E-2,null,2.6719608701221685E-3,1.6721600418561915E-3,3.2455767714350699E-3,2.4358145863119609E-3,1.3422209010469179E-6,6.2930065560355548E-5,1.0089784556186792E-2]
[2004,3,9,20,3.8848832988751E-3,1.7407906052178809E-3,3.229302927054633E-3,7.9764456253658966E-3,1.5874064092104082E-5,2.6919509946941503E-4,1.7116491620075031E-2,null,3.2515486731738608E-3,1.4230872856440377E-3,3.2732433269360484E-3,3.0221513952448003E-3,2.3022656173798181E-6,1.0794178970544877E-4,1.1080274736321574E-2]
[2004,3,9,21,3.7806453561488257E-3,1.7862809574801691E-3,3.2029169825144388E-3,7.9285879830358914E-3,1.5874064092104082E-5,2.6919509946941503E-4,1.6983500442740846E-2,null,3.1643041620030539E-3,1.46027541253873E-3,3.2464983547727004E-3,3.0040188776631841E-3,2.3022656173798181E-6,1.0794178970544877E-4,1.0985340862300496E-2]
[2004,3,9,22,3.9385288194401305E-3,1.7626082879052384E-3,3.0465226716498458E-3,7.6915113231342258E-3,1.5874064092104082E-5,2.6919509946941503E-4,1.672424026569096E-2,null,3.2964486116779219E-3,1.4409231280144695E-3,3.0879760216340132E-3,2.9141942123732567E-3,2.3022656173798181E-6,1.0794178970544877E-4,1.0849786029022489E-2]
[2004,3,9,23,3.8708398860944843E-3,1.6241732848039766E-3,2.7994507271242512E-3,7.8965270841607586E-3,1.5874064092104082E-5,2.6919509946941503E-4,1.647606014574499E-2,null,3.2397946932777684E-3,1.3277532314105978E-3,2.837542224632152E-3,2.9918715008967513E-3,2.3022656173798181E-6,1.0794178970544877E-4,1.0507205705540097E-2]
[2004,3,9,24,3.5597144517424701E-3,1.7057334397497909E-3,2.6414998336640101E-3,7.2993781476704597E-3,1.5874064092104082E-5,2.6919509946941503E-4,1.549139503638825E-2,null,2.9793906050646522E-3,1.3944282348088491E-3,2.677442128827924E-3,2.7656210409369841E-3,2.3022656173798181E-6,1.0794178970544877E-4,9.9271260649612374E-3]
[2004,3,10,1,3.1996356469708087E-3,1.9222789438264783E-3,2.6119430307632212E-3,7.4169574230972136E-3,1.5874064092104082E-5,2.6919509946941503E-4,1.5435884208219241E-2,null,2.6780137888724274E-3,1.5714530605927305E-3,2.6474831531461936E-3,2.8101700027142462E-3,2.3022656173798181E-6,1.0794178970544877E-4,9.8173640606484258E-3]
[2004,3,10,2,3.0517241289926417E-3,1.9213920835591247E-3,2.5958194832349018E-3,6.9788553103857422E-3,1.5874064092104082E-5,2.6919509946941503E-4,1.483286016973393E-2,null,2.554215604209248E-3,1.5707280569266773E-3,2.6311402161267347E-3,2.6441799147256589E-3,2.3022656173798181E-6,1.0794178970544877E-4,9.5105078473111462E-3]
[2004,3,10,3,3.0236533217228734E-3,1.9230724679082361E-3,2.5276573913947734E-3,7.3698149702027321E-3,1.5874064092104082E-5,2.6919509946941503E-4,1.5129267314790135E-2,null,2.5307210513202684E-3,1.5721017624114426E-3,2.5620506580067734E-3,2.7923084593048306E-3,2.3022656173798181E-6,1.0794178970544877E-4,9.5674259863661442E-3]
[2004,3,10,4,3.0611454417997465E-3,1.8800893859352453E-3,2.4968130574528711E-3,6.4249701259405205E-3,1.5874064092104082E-5,2.6919509946941503E-4,1.4148087174689903E-2,null,2.5621010037954772E-3,1.5369633159663559E-3,2.530786632138131E-3,2.434321418648998E-3,2.3022656173798181E-6,1.0794178970544877E-4,9.1744164258717904E-3]
[2004,3,10,5,3.0075074628692234E-3,1.8343692966455321E-3,2.5551548159710746E-3,5.7370952677750454E-3,1.5874064092104082E-5,2.6919509946941503E-4,1.3419196006822393E-2,null,2.5172073774479956E-3,1.499587380244002E-3,2.5899222338655291E-3,2.1736963156899027E-3,2.3022656173798181E-6,1.0794178970544877E-4,8.8906573625702583E-3]
[2004,3,10,6,3.2957124167028494E-3,1.8695127524945797E-3,2.6927992058712585E-3,5.7712838486651419E-3,1.5874064092104082E-5,2.6919509946941503E-4,1.3914377387295349E-2,null,2.7584276054819262E-3,1.5283169730178053E-3,2.7294395200749993E-3,2.1866498381347709E-3,2.3022656173798181E-6,1.0794178970544877E-4,9.313077992032329E-3]
[2004,3,10,7,3.7854924096739689E-3,1.8886741010588719E-3,2.9708363124915319E-3,5.6128982138945174E-3,1.455651709041766E-5,2.4685191160544356E-4,1.4519309465814752E-2,null,3.1683610227234379E-3,1.5439812760281177E-3,3.0112598151798256E-3,2.1266399804123572E-3,2.111177617251777E-6,9.8982623321975437E-5,9.9513358952829645E-3]
[2004,3,10,8,3.8373767338118975E-3,2.0338365667759771E-3,3.66605037191098E-3,6.0609421878830734E-3,0,0,1.5598205860381928E-2,null,3.2117868845396871E-3,1.662650838407158E-3,3.7159334962154887E-3,2.2963968852691397E-3,0,0,1.0886768104431474E-2]
[2004,3,10,9,3.855694363144228E-3,1.8021483066004535E-3,3.9186008361270881E-3,8.0394528804933977E-3,0,0,{"$f":"SUM(E1667:J1667)","v":1.7615896386365168E-2},null,3.2271182751553271E-3,1.4732468880983224E-3,3.9719203578952485E-3,3.0460238658836739E-3,0,0,{"$f":"SUM(M1667:R1667)","v":1.1718309387032572E-2}]
[2004,3,10,10,3.6775696357610665E-3,1.8142410938770605E-3,3.9844338997650159E-3,8.0269702896997395E-3,0,0,1.750321491910288E-2,null,{"$f":"E1668*V$5","v":3.0780324014175286E-3},{"$f":"F1668*W$5","v":1.4831326789394234E-3},{"$f":"G1668*X$5","v":4.038649197249178E-3},{"$f":"H1668*Y$5","v":3.0412944060521727E-3},{"$f":"I1668*Z$5","v":0},{"$f":"J1668*AA$5","v":0},1.1641108683658303E-2]
[2004,3,10,11,3.5108516189619847E-3,1.9449988034660494E-3,3.9304016376416478E-3,7.375194187826976E-3,0,0,1.6761446247896661E-2,null,2.9384936547905195E-3,1.5900264279395998E-3,3.9838817302664869E-3,2.7943465613382394E-3,0,0,1.1306748374334846E-2]
[2004,3,10,12,3.2408796553683368E-3,1.8759987469387669E-3,3.8538985515605239E-3,7.9921624471525066E-3,0,0,1.6962939401020134E-2,null,2.7125339766011516E-3,1.5336192398157844E-3,3.9063376838696226E-3,3.0281062549808416E-3,0,0,1.11805971552674E-2]
[2004,3,10,13,3.0595026681256941E-3,2.0314828925446136E-3,3.8575540174982706E-3,6.9497618491171876E-3,0,0,1.5898301427285766E-2,null,2.5607260439448848E-3,1.6607267219378012E-3,3.9100428889116542E-3,2.6331568539922352E-3,0,0,1.0764652508786575E-2]
[2004,3,10,14,2.9023104935816521E-3,1.9443631699262295E-3,3.8639761340572851E-3,8.0411740300217523E-3,0,0,1.6751823827586922E-2,null,2.4291601853977328E-3,1.5895068008195228E-3,3.9165523897687861E-3,3.0466759827152612E-3,0,0,1.0981895358701303E-2]
[2004,3,10,15,2.7182836425917907E-3,2.0235395004335002E-3,3.7701587708828025E-3,7.4362824519831018E-3,0,0,1.5948264365891196E-2,null,2.2751343840724495E-3,1.6542330401105169E-3,3.8214584747975765E-3,2.8174919560946974E-3,0,0,1.056831785507524E-2]
[2004,3,10,16,2.9842234849675039E-3,1.813717258941471E-3,3.6687875238821991E-3,8.0282744962078805E-3,0,0,1.6495002763999053E-2,null,2.4977192791891707E-3,1.4827044465981071E-3,3.7187078919990314E-3,3.0417885496473764E-3,0,0,1.0740920167433686E-2]
[2004,3,10,17,3.5990864367268678E-3,1.7880557329638975E-3,3.4248461698144026E-3,6.8480104699263199E-3,0,0,1.5659998809431488E-2,null,3.0123439567324639E-3,1.4617262822861862E-3,3.4714472826964438E-3,2.5946048363351651E-3,0,0,1.0540122358050259E-2]
[2004,3,10,18,3.6647376748093824E-3,1.8289804561158222E-3,3.2524546410085944E-3,6.1354240096170437E-3,0,0,1.4881596781550842E-2,null,3.0672923759401229E-3,1.4951820310772459E-3,3.2967100610637305E-3,2.3246168910268255E-3,0,0,1.0183801359107925E-2]
[2004,3,10,19,3.406096706580521E-3,2.0454686937678864E-3,3.2026459233365587E-3,5.8994783525465107E-3,9.2545796836548983E-6,1.5694074838265893E-4,1.4719885004297792E-2,null,2.8508164531456156E-3,1.6721600418561915E-3,3.2462236073534452E-3,2.2352207451482591E-3,1.3422209010469179E-6,6.2930065560355548E-5,1.0068693133964912E-2]
[2004,3,10,20,4.2028786455937453E-3,1.7407906052178809E-3,3.2316731966446416E-3,6.9892466185167918E-3,1.5874064092104082E-5,2.6919509946941503E-4,1.6449658229534581E-2,null,3.5177027035916781E-3,1.4230872856440377E-3,3.2756458482521927E-3,2.6481170200281516E-3,2.3022656173798181E-6,1.0794178970544877E-4,1.0974796912838888E-2]
[2004,3,10,21,4.065328465613219E-3,1.7862809574801691E-3,3.2053945844178664E-3,7.0503539774089468E-3,1.5874064092104082E-5,2.6919509946941503E-4,1.6392427148481721E-2,null,3.4025766957293539E-3,1.46027541253873E-3,3.2490096688489534E-3,2.6712696494836027E-3,2.3022656173798181E-6,1.0794178970544877E-4,1.0893375481923468E-2]
[2004,3,10,22,4.2063209906122142E-3,1.7626082879052384E-3,3.0534301415605031E-3,7.3633620114714662E-3,1.5874064092104082E-5,2.6919509946941503E-4,1.6670790595110941E-2,null,3.5205838589614288E-3,1.4409231280144695E-3,3.0949774799368716E-3,2.7898635334382095E-3,2.3022656173798181E-6,1.0794178970544877E-4,1.0956592055673807E-2]
[2004,3,10,23,4.1483149762654671E-3,1.6241732848039766E-3,2.7318858810611931E-3,7.5891411101111977E-3,1.5874064092104082E-5,2.6919509946941503E-4,1.6378584415803355E-2,null,3.4720342978871274E-3,1.3277532314105978E-3,2.7690580388784552E-3,2.8754077281859642E-3,2.3022656173798181E-6,1.0794178970544877E-4,1.0554497351684974E-2]
[2004,3,10,24,3.8223700396114828E-3,1.7057334397497909E-3,2.6465009777961392E-3,6.9774497644355619E-3,1.5874064092104082E-5,2.6919509946941503E-4,1.5437123385154494E-2,null,3.1992266625556153E-3,1.3944282348088491E-3,2.6825113224053961E-3,2.6436473751893885E-3,2.3022656173798181E-6,1.0794178970544877E-4,1.0030057650282078E-2]
[2004,3,11,1,3.3184902700433097E-3,1.9222789438264783E-3,2.6093206264742198E-3,7.0175025346857108E-3,1.5874064092104082E-5,2.6919509946941503E-4,1.5152661538591237E-2,null,2.7774920903348866E-3,1.5714530605927305E-3,2.6448250663908168E-3,2.6588227479280896E-3,2.3022656173798181E-6,1.0794178970544877E-4,9.7628370205693517E-3]
[2004,3,11,2,3.1673644797505203E-3,1.9213920835591247E-3,2.6032047956304699E-3,6.6139642774768696E-3,1.5874064092104082E-5,2.6919509946941503E-4,1.4590994799978505E-2,null,2.651003641363676E-3,1.5707280569266773E-3,2.63862601880991E-3,2.5059283681080789E-3,2.3022656173798181E-6,1.0794178970544877E-4,9.4765301405311704E-3]
[2004,3,11,3,3.1478291183963027E-3,1.9230724679082361E-3,2.5335685001865375E-3,7.1487573753253779E-3,1.5874064092104082E-5,2.6919509946941503E-4,1.5038296625377973E-2,null,2.6346530399673175E-3,1.5721017624114426E-3,2.5680421979286977E-3,2.7085531690207061E-3,2.3022656173798181E-6,1.0794178970544877E-4,9.5935942246509927E-3]
[2004,3,11,4,3.1869625460999159E-3,1.8800893859352453E-3,2.5076865307043202E-3,6.2247184978270684E-3,1.5874064092104082E-5,2.6919509946941503E-4,1.4084526124128069E-2,null,2.6674067252487449E-3,1.5369633159663559E-3,2.5418080582987872E-3,2.3584491861124222E-3,2.3022656173798181E-6,1.0794178970544877E-4,9.2148713409491382E-3]
[2004,3,11,5,3.1346973105586028E-3,1.8343692966455321E-3,2.5690675256563903E-3,5.6873676773355778E-3,1.5874064092104082E-5,2.6919509946941503E-4,1.3510570973757623E-2,null,2.6236620502602618E-3,1.499587380244002E-3,2.6040242506678345E-3,2.1548553038047494E-3,2.3022656173798181E-6,1.0794178970544877E-4,8.9923730402996765E-3]
[2004,3,11,6,3.4355098224553571E-3,1.8695127524945797E-3,2.7040755496267775E-3,5.4331749320420042E-3,1.5874064092104082E-5,2.6919509946941503E-4,1.3727342220180237E-2,null,2.8754344842520903E-3,1.5283169730178053E-3,2.7408692985082211E-3,2.0585456195254385E-3,2.3022656173798181E-6,1.0794178970544877E-4,9.3134104306263829E-3]
[2004,3,11,7,3.7854924096739689E-3,1.8886741010588719E-3,2.994255345613742E-3,5.4359390752373648E-3,1.322309570668092E-5,2.242395232500127E-4,1.4341823550540641E-2,null,3.1683610227234379E-3,1.5439812760281177E-3,3.0349975058276599E-3,2.0595929104626387E-3,1.9177873053918723E-6,8.9915512986717743E-5,9.8987660153339648E-3]
[2004,3,11,8,3.9624780880171059E-3,2.0338365667759771E-3,3.6422093008302522E-3,6.4638439313649838E-3,0,0,1.6102367886988319E-2,null,3.3164935413383567E-3,1.662650838407158E-3,3.6917680250333918E-3,2.4490500999213194E-3,0,0,1.1119962504700227E-2]
[2004,3,11,9,4.0067051599048326E-3,1.8021483066004535E-3,3.8736916160712473E-3,8.1869638416040003E-3,0,0,1.7869508924180533E-2,null,3.3535104774601041E-3,1.4732468880983224E-3,3.9264000681651801E-3,3.1019134786100014E-3,0,0,1.1855070912333609E-2]
[2004,3,11,10,3.8092354533720181E-3,1.8142410938770605E-3,3.9402022121784279E-3,7.9867552704662257E-3,0,0,1.755043402989373E-2,null,3.1882333473968343E-3,1.4831326789394234E-3,3.9938156590205521E-3,3.0260575596929543E-3,0,0,1.1691239245049764E-2]
[2004,3,11,11,3.6398892217065124E-3,1.9449988034660494E-3,3.8837588119576571E-3,7.418948405880599E-3,0,0,1.6887595243010818E-2,null,3.0464948516643084E-3,1.5900264279395998E-3,3.9366042461257177E-3,2.8109243551763985E-3,0,0,1.1384049880906024E-2]
[2004,3,11,12,3.3540212527253636E-3,1.8759987469387669E-3,3.8154765207120368E-3,8.1789889483241188E-3,0,0,1.7224485468700285E-2,null,2.8072306206093607E-3,1.5336192398157844E-3,3.8673928530739412E-3,3.0988919153743569E-3,0,0,1.1307134628873445E-2]
[2004,3,11,13,3.1651604575396409E-3,2.0314828925446136E-3,3.8306753362422879E-3,7.3298820524553667E-3,0,0,1.6357200738781909E-2,null,2.64915893073942E-3,1.6607267219378012E-3,3.882798475474656E-3,2.7771784968184552E-3,0,0,1.0969862624970333E-2]
[2004,3,11,14,3.0050408198429865E-3,1.9443631699262295E-3,3.8371953615316985E-3,8.410683343280179E-3,0,0,1.7197282694581095E-2,null,2.5151428598699575E-3,1.5895068008195228E-3,3.8894072172842953E-3,3.1866773240481279E-3,0,0,1.1180734202021904E-2]
[2004,3,11,15,2.8078294692363897E-3,2.0235395004335002E-3,3.7166378032173321E-3,8.0716644731624061E-3,0,0,1.6619671246049628E-2,null,2.3500819671565571E-3,1.6542330401105169E-3,3.767209259341675E-3,3.0582283381887475E-3,0,0,1.0829752604797497E-2]
[2004,3,11,16,3.0803708349386016E-3,1.813717258941471E-3,3.6688508052470405E-3,8.745843309084211E-3,0,0,1.7308782208211325E-2,null,2.5781921696665317E-3,1.4827044465981071E-3,3.7187720344191962E-3,3.3136642309811756E-3,0,0,1.1093332881665011E-2]
[2004,3,11,17,3.7291728664907786E-3,1.7880557329638975E-3,3.4427270720620933E-3,7.6018851351741107E-3,0,0,1.6561840806690882E-2,null,3.1212229951888435E-3,1.4617262822861862E-3,3.4895714863663768E-3,2.8802362414027333E-3,0,0,1.0952757005244139E-2]
[2004,3,11,18,3.786886931930107E-3,1.8289804561158222E-3,3.2694372977617068E-3,6.9214906023645139E-3,0,0,1.5806795288172151E-2,null,3.1695282024410297E-3,1.4951820310772459E-3,3.313923797014316E-3,2.6224453175721541E-3,0,0,1.0601079348104746E-2]
[2004,3,11,19,3.5155672517461715E-3,2.0454686937678864E-3,3.2289790786867089E-3,6.7174776715003591E-3,7.9370320460520408E-6,1.3459754973470752E-4,1.5650027277481885E-2,null,2.9424405196878606E-3,1.6721600418561915E-3,3.2729150720360927E-3,2.5451479858259974E-3,1.1511328086899091E-6,5.3970894852724384E-5,1.0487785647067557E-2]
[2004,3,11,20,4.2681843522664438E-3,1.7407906052178809E-3,3.2845946417479547E-3,8.1952759626326786E-3,1.5874064092104082E-5,2.6919509946941503E-4,1.7773914725426481E-2,null,3.5723619217833237E-3,1.4230872856440377E-3,3.3292873835770393E-3,3.1050628122034482E-3,2.3022656173798181E-6,1.0794178970544877E-4,1.1540043458530679E-2]
[2004,3,11,21,4.2111659921923693E-3,1.7862809574801691E-3,3.255034265829829E-3,7.7725415134910865E-3,1.5874064092104082E-5,2.6919509946941503E-4,1.7310091892554974E-2,null,3.5246390022559623E-3,1.46027541253873E-3,3.2993247862607273E-3,2.9448952933240472E-3,2.3022656173798181E-6,1.0794178970544877E-4,1.1339378549702295E-2]
[2004,3,11,22,4.3435054053049746E-3,1.7626082879052384E-3,3.0779362736660485E-3,7.7746139491190582E-3,1.5874064092104082E-5,2.6919509946941503E-4,1.7243733079556841E-2,null,3.6354037305656901E-3,1.4409231280144695E-3,3.1198170614798303E-3,2.9456805070042749E-3,2.3022656173798181E-6,1.0794178970544877E-4,1.1252068482387093E-2]
[2004,3,11,23,4.2904600138521246E-3,1.6241732848039766E-3,2.8197102140947007E-3,8.2496422266639339E-3,1.5874064092104082E-5,2.6919509946941503E-4,1.7269054902976259E-2,null,3.5910060848895779E-3,1.3277532314105978E-3,2.858077377893124E-3,3.1256613454867196E-3,2.3022656173798181E-6,1.0794178970544877E-4,1.1012742095002847E-2]
[2004,3,11,24,3.9569232314553109E-3,1.7057334397497909E-3,2.6659214771186483E-3,7.6202860846367347E-3,1.5874064092104082E-5,2.6919509946941503E-4,1.6233933396522005E-2,null,3.3118442674493816E-3,1.3944282348088491E-3,2.7021960721018727E-3,2.887208075438115E-3,2.3022656173798181E-6,1.0794178970544877E-4,1.0405920705121047E-2]
[2004,3,12,1,3.1395078570216851E-3,1.6068727522089779E-3,2.6404935542942432E-3,7.8584403699220422E-3,1.5874064092104082E-5,2.6919509946941503E-4,1.5530383697008468E-2,null,2.6276883554967167E-3,1.3136101357981698E-3,2.6764221572407039E-3,2.9774410362533536E-3,2.3022656173798181E-6,1.0794178970544877E-4,9.7054057401117725E-3]
[2004,3,12,2,2.8867155312858562E-3,1.7044554297748881E-3,2.5695583073979708E-3,7.1414423350322385E-3,1.5874064092104082E-5,2.6919509946941503E-4,1.4587240767052473E-2,null,2.4161075979555889E-3,1.3933834682868108E-3,2.6045217103663819E-3,2.7057816138360406E-3,2.3022656173798181E-6,1.0794178970544877E-4,9.2300384457676497E-3]
[2004,3,12,3,2.5024564948310435E-3,1.5526790056622282E-3,2.5338642745273074E-3,7.5999757103283796E-3,1.5874064092104082E-5,2.6919509946941503E-4,1.4474044648910478E-2,null,2.0944925418478555E-3,1.2693070292436384E-3,2.5683419968045148E-3,2.8795127899767887E-3,2.3022656173798181E-6,1.0794178970544877E-4,8.9218984131956263E-3]
[2004,3,12,4,2.6293725965485914E-3,1.4827220493667122E-3,2.4943304725203756E-3,6.967094439073885E-3,1.5874064092104082E-5,2.6919509946941503E-4,1.3858588721071085E-2,null,2.2007180962328701E-3,1.2121175805252821E-3,2.528270267229852E-3,2.6397239031994983E-3,2.3022656173798181E-6,1.0794178970544877E-4,8.6910739025103309E-3]
[2004,3,12,5,2.6858634053107512E-3,1.5790199734480538E-3,2.5485561962914809E-3,6.2559414350195778E-3,1.5874064092104082E-5,2.6919509946941503E-4,1.3354450173631382E-2,null,2.2479994687081527E-3,1.2908406337077294E-3,2.5832338282494854E-3,2.3702790722085437E-3,2.3022656173798181E-6,1.0794178970544877E-4,8.6025970581967391E-3]
[2004,3,12,6,2.9205852168406555E-3,1.6469095083788815E-3,2.6666243962029899E-3,5.9942604983023945E-3,1.5874064092104082E-5,2.6919509946941503E-4,1.3513448783286442E-2,null,2.4444556647195024E-3,1.3463399761896792E-3,2.7029085556483745E-3,2.2711322284697921E-3,2.3022656173798181E-6,1.0794178970544877E-4,8.8750804803501768E-3]
[2004,3,12,7,3.4843837065262053E-3,1.6399917496263377E-3,3.099239629624394E-3,6.1042468802629309E-3,1.322309570668092E-5,2.242395232500127E-4,1.4565324584996561E-2,null,2.916340684175634E-3,1.340684744310331E-3,3.1414102874196457E-3,2.3128043608094035E-3,1.9177873053918723E-6,8.9915512986717743E-5,9.8030733770071241E-3]
[2004,3,12,8,3.6565911998418577E-3,1.8871301846736974E-3,3.6276011775428665E-3,6.7174231006397319E-3,0,0,1.5888745662698153E-2,null,3.0604739832539463E-3,1.5427191323956477E-3,3.6769611322922681E-3,2.5451273097742409E-3,0,0,1.0825281557716103E-2]
[2004,3,12,9,3.90486218380831E-3,1.6840275703468362E-3,3.8335600442357806E-3,8.4495650260143634E-3,0,0,1.7872014824405289E-2,null,3.26827049254354E-3,1.3766837992181431E-3,3.885722435042138E-3,3.2014089899107898E-3,0,0,1.1732085716714611E-2]
[2004,3,12,10,4.2955818689165912E-3,1.6037143813760596E-3,3.8592828139159025E-3,8.5231824694219811E-3,0,0,1.8281761533630536E-2,null,3.5952929475204006E-3,1.3110281840331484E-3,3.9117952086739896E-3,3.2293014961420324E-3,0,0,1.204741783636957E-2]
[2004,3,12,11,4.1232975682025368E-3,1.7951332229070916E-3,3.8333312019122184E-3,8.1697576829536031E-3,0,0,1.792151967597545E-2,null,3.4510953625999791E-3,1.4675120935849395E-3,3.8854904789124589E-3,3.0953943322615655E-3,0,0,1.1899492267358942E-2]
[2004,3,12,12,3.4680464215175533E-3,1.7197981918851187E-3,3.73512811141602E-3,8.4773177163301201E-3,0,0,1.7400290441148811E-2,null,2.9026667914724661E-3,1.4059260966881155E-3,3.7859511610125558E-3,3.2119240533486746E-3,0,0,1.1306468102521811E-2]
[2004,3,12,13,3.2772143491002935E-3,2.1063028888968116E-3,3.7637248484256201E-3,7.6261326991950837E-3,0,0,1.6773374785617811E-2,null,2.7429451926159368E-3,1.7218916806649421E-3,3.8149370074020716E-3,2.8894232669124708E-3,0,0,1.1169197147595421E-2]
[2004,3,12,14,3.0316735574677442E-3,1.9778974129904385E-3,3.6779246043275298E-3,8.3991565926393556E-3,0,0,1.7086652167425068E-2,null,2.5374337849826483E-3,1.6169208704929971E-3,3.7279692986465136E-3,3.1823100172089737E-3,0,0,1.1064633971331131E-2]
[2004,3,12,15,2.94879893534247E-3,1.8218076244659819E-3,3.6365890429955897E-3,8.1465451677121044E-3,0,0,1.6553740770516148E-2,null,2.4680698306807913E-3,1.489318278428101E-3,3.6860712936122404E-3,3.0865994706629173E-3,0,0,1.073005887338405E-2]
[2004,3,12,16,2.8691837185077372E-3,1.6858119286049821E-3,3.3769402664367279E-3,8.7692824166921961E-3,0,0,1.6701218330241643E-2,null,2.4014339158417576E-3,1.3781425028339541E-3,3.4228895344474005E-3,3.3225449449091312E-3,0,0,1.0525010898032244E-2]
[2004,3,12,17,3.6388335465031528E-3,1.615566443230207E-3,3.2773639243554448E-3,7.3866011760268108E-3,0,0,1.5918365090115613E-2,null,3.045611278325624E-3,1.3207171830906732E-3,3.3219582794364187E-3,2.7986684920480835E-3,0,0,1.0486955232900799E-2]
[2004,3,12,18,3.3899960912341185E-3,1.7129593911811645E-3,3.1295322394688371E-3,6.3992548117111272E-3,0,0,1.4631742533595248E-2,null,2.8373406469400504E-3,1.4003354126037235E-3,3.1721150820049086E-3,2.4245782853754036E-3,0,0,9.8343694269240854E-3]
[2004,3,12,19,3.4958906612901439E-3,1.6122577330811069E-3,3.0633079027723559E-3,6.4606838088249411E-3,7.9370320460520408E-6,1.3459754973470752E-4,1.4774674687749309E-2,null,2.9259717131194865E-3,1.3180123297148838E-3,3.1049896456277672E-3,2.4478527785588866E-3,1.1511328086899091E-6,5.3970894852724384E-5,9.8519484946824384E-3]
[2004,3,12,20,3.7089639490302268E-3,1.6221275437069502E-3,3.0746525304263671E-3,6.4261565590715162E-3,1.5874064092104082E-5,2.6919509946941503E-4,1.511696974579658E-2,null,3.1043086444349447E-3,1.3260808486804914E-3,3.1164886370831568E-3,2.434770939740297E-3,2.3022656173798181E-6,1.0794178970544877E-4,1.0091893125261719E-2]
[2004,3,12,21,3.6442314528576654E-3,1.7142412801864674E-3,2.9916249353788681E-3,6.4775206899910344E-3,1.5874064092104082E-5,2.6919509946941503E-4,1.5112687521975554E-2,null,3.050129188876506E-3,1.4013833502129829E-3,3.0323313041913029E-3,2.4542320114023805E-3,2.3022656173798181E-6,1.0794178970544877E-4,1.0048319910006001E-2]
[2004,3,12,22,4.3045505255034869E-3,1.436130692051305E-3,2.8474101060903976E-3,6.4849301531595118E-3,1.5874064092104082E-5,2.6919509946941503E-4,1.5358090640366221E-2,null,3.602799485344514E-3,1.1740293877135132E-3,2.8861541760999928E-3,2.4570393419483844E-3,2.3022656173798181E-6,1.0794178970544877E-4,1.0230266446429232E-2]
[2004,3,12,23,4.0830236759419871E-3,1.3381510326735903E-3,2.6763209091420674E-3,6.2592723856523466E-3,1.5874064092104082E-5,2.6919509946941503E-4,1.4641837166971511E-2,null,3.4173871374439608E-3,1.0939315246539251E-3,2.7127370068619414E-3,2.371541117682821E-3,2.3022656173798181E-6,1.0794178970544877E-4,9.7058408419654768E-3]
[2004,3,12,24,3.9256466880188291E-3,1.0146762229250375E-3,2.5704232542090406E-3,6.457759015400342E-3,1.5874064092104082E-5,2.6919509946941503E-4,1.4253574344114768E-2,null,3.2856665947914141E-3,8.2949254641066122E-4,2.6053984263145107E-3,2.4467446197442831E-3,2.3022656173798181E-6,1.0794178970544877E-4,9.2775462425836973E-3]
[2004,3,13,1,3.5718595140530381E-3,1.3773251818204018E-3,2.514315518592547E-3,5.822983053177304E-3,1.5874064092104082E-5,2.6919509946941503E-4,{"$f":"SUM(E1731:J1731)","v":1.357155243120481E-2},null,2.9895557138217097E-3,1.125956188280699E-3,2.5485272453368607E-3,2.2062378639783383E-3,2.3022656173798181E-6,1.0794178970544877E-4,{"$f":"SUM(M1731:R1731)","v":8.9805210667404361E-3}]
[2004,3,13,2,3.2795926686602435E-3,1.3641142489638069E-3,2.4659862373181372E-3,5.9320518745188573E-3,1.5874064092104082E-5,2.6919509946941503E-4,1.3326814193022564E-2,null,{"$f":"E1732*V$5","v":2.7449357856954709E-3},{"$f":"F1732*W$5","v":1.1151563192307598E-3},{"$f":"G1732*X$5","v":2.499540358383099E-3},{"$f":"H1732*Y$5","v":2.2475623468466033E-3},{"$f":"I1732*Z$5","v":2.3022656173798181E-6},{"$f":"J1732*AA$5","v":1.0794178970544877E-4},8.7174388654787625E-3]
[2004,3,13,3,2.9662147944396937E-3,1.3599939321953852E-3,2.4576492134822667E-3,5.6804220571350685E-3,1.5874064092104082E-5,2.6919509946941503E-4,1.2749349160813933E-2,null,2.4826464625080993E-3,1.1117879816556426E-3,2.4910898945357325E-3,2.1522237161571063E-3,2.3022656173798181E-6,1.0794178970544877E-4,8.3479921101794093E-3]
[2004,3,13,4,2.9081936412026087E-3,1.3639750120108007E-3,2.4472602314538467E-3,4.9923789678892726E-3,1.5874064092104082E-5,2.6919509946941503E-4,1.1996877016118047E-2,null,2.4340842305670038E-3,1.1150424937442706E-3,2.4805595519613987E-3,1.8915348730538426E-3,2.3022656173798181E-6,1.0794178970544877E-4,8.0314652046493441E-3]
[2004,3,13,5,3.0152444804597586E-3,1.2833459448530413E-3,2.5176375140559038E-3,5.5749913497141366E-3,1.5874064092104082E-5,2.6919509946941503E-4,1.2676288452644359E-2,null,2.5236830647068927E-3,1.0491286497807198E-3,2.5518944424466287E-3,2.1122776581634873E-3,2.3022656173798181E-6,1.0794178970544877E-4,8.3472278704205573E-3]
[2004,3,13,6,3.1960076290853735E-3,1.176853956830738E-3,2.5703185881681685E-3,5.7948507911786988E-3,1.5874064092104082E-5,2.6919509946941503E-4,1.3023100128824497E-2,null,2.6749772300277757E-3,9.6207200223032184E-4,2.6052923361063202E-3,2.1955789867235237E-3,2.3022656173798181E-6,1.0794178970544877E-4,8.548164610410771E-3]
[2004,3,13,7,3.3721050048502602E-3,1.2786672595121345E-3,2.9070626267990924E-3,5.4310341786925048E-3,1.190554806907806E-5,2.0189632460206126E-4,1.3202670942525131E-2,null,2.8223662619411703E-3,1.045303848795342E-3,2.9466183752647145E-3,2.0577345213213098E-3,1.7266992130348634E-6,8.0956342279086573E-5,8.9547060488146587E-3]
[2004,3,13,8,3.8484473279522084E-3,1.4399821985390184E-3,3.1894753265654663E-3,5.2570200578205915E-3,0,0,1.3734924910877284E-2,null,3.2210526907219725E-3,1.1771779742791872E-3,3.232873801229167E-3,1.9918032728824132E-3,0,0,9.6229077391127398E-3]
[2004,3,13,9,4.0970608006152837E-3,1.5241000293832038E-3,3.3238533430147389E-3,5.4173496703337808E-3,0,0,1.4362363843347006E-2,null,3.4291358543538995E-3,1.2459438644508735E-3,3.3690802691775492E-3,2.0525496735868706E-3,0,0,1.0096709661569194E-2]
[2004,3,13,10,4.2865409773326498E-3,1.5187734901471062E-3,3.3513136423430068E-3,5.4404463186528982E-3,0,0,1.4597074428475659E-2,null,3.5877259508380072E-3,1.2415894462683226E-3,3.3969142146333571E-3,2.0613006350077225E-3,0,0,1.0287530246747409E-2]
[2004,3,13,11,4.1655695314684925E-3,1.5324845765029899E-3,3.3297379859492625E-3,5.4799070357510644E-3,0,0,1.450769912967181E-2,null,3.4864759224509461E-3,1.2527981882083008E-3,3.3750449831272556E-3,2.0762516880000899E-3,0,0,1.0190570781786593E-2]
[2004,3,13,12,4.2065286679412259E-3,1.421012200674753E-3,3.2806030148968177E-3,5.6347790551793397E-3,0,0,1.4542922938692136E-2,null,3.5207576796123072E-3,1.1616700994731006E-3,3.3252414435555439E-3,2.1349302914260453E-3,0,0,1.0142599514066996E-2]
[2004,3,13,13,4.2602272340298598E-3,1.441466379826089E-3,3.2898478055228084E-3,5.4587041551727288E-3,0,0,1.4450245574551485E-2,null,3.5657020158726509E-3,1.1783912847789626E-3,3.3346120259719306E-3,2.068218245771229E-3,0,0,1.0146923572394773E-2]
[2004,3,13,14,3.9287767950186361E-3,1.4810757334131424E-3,3.2459188409701516E-3,5.2883448936464541E-3,0,0,1.3944116263048385E-2,null,3.288286414868136E-3,1.2107717257770685E-3,3.2900853298615902E-3,2.0036717667885071E-3,0,0,9.7928152372953013E-3]
[2004,3,13,15,3.9690426951913167E-3,1.4024284123224592E-3,3.2207392616553495E-3,5.200509846720866E-3,0,0,1.3792720215889991E-2,null,3.3219879508495495E-3,1.1464779489387526E-3,3.2645631376644014E-3,1.9703924313444845E-3,0,0,9.7034214687971888E-3]
[2004,3,13,16,3.8066069745085465E-3,1.4398918968666968E-3,3.1544054279336979E-3,5.2237158581893593E-3,0,0,1.36246201574983E-2,null,3.1860333773324925E-3,1.1771041531307E-3,3.1973267143606526E-3,1.9791848287645268E-3,0,0,9.5396490735883722E-3]
[2004,3,13,17,4.4680295003376638E-3,1.3213202954936764E-3,3.0741482528376619E-3,5.2076058492253339E-3,0,0,1.4071103897894337E-2,null,3.7396272360951757E-3,1.0801724843552477E-3,3.1159774979025233E-3,1.973080996512075E-3,0,0,9.9088582148650212E-3]
[2004,3,13,18,4.4663953331400153E-3,1.2484018806149036E-3,2.8900137676491572E-3,5.399127426273605E-3,0,0,1.4003938407677682E-2,null,3.7382594796467913E-3,1.0205620586140596E-3,2.9293375361161569E-3,2.0456455482536742E-3,0,0,9.7338046226306818E-3]
[2004,3,13,19,4.1583110732515633E-3,1.2513121861899108E-3,2.7877070970777681E-3,5.3407032493457234E-3,7.9370320460520408E-6,1.3459754973470752E-4,1.3680568187645726E-2,null,3.4804007772358046E-3,1.0229412183181143E-3,2.8256388016483207E-3,2.023509534782069E-3,1.1511328086899091E-6,5.3970894852724384E-5,9.4076123596457239E-3]
[2004,3,13,20,4.478211009354971E-3,1.2421621459743992E-3,2.767962986681141E-3,5.38637323837848E-3,1.5874064092104082E-5,2.6919509946941503E-4,1.4159778543950509E-2,null,3.7481489006058496E-3,1.0154611079275851E-3,2.8056260375744985E-3,2.0408131844975811E-3,2.3022656173798181E-6,1.0794178970544877E-4,9.7202932859283431E-3]
[2004,3,13,21,4.6271208600033604E-3,1.4117770475674802E-3,2.6623204048818296E-3,5.2393121519468174E-3,1.5874064092104082E-5,2.6919509946941503E-4,1.4225599627961008E-2,null,3.8727826643635637E-3,1.154120409735264E-3,2.6985460008836447E-3,1.9850940223017908E-3,2.3022656173798181E-6,1.0794178970544877E-4,9.8207871526070911E-3]
[2004,3,13,22,4.5541164192176879E-3,1.3267494716573361E-3,2.5339648485815337E-3,5.2499093214389341E-3,1.5874064092104082E-5,2.6919509946941503E-4,1.3949809224457011E-2,null,3.8116798012116158E-3,1.0846108076934295E-3,2.5684439393473162E-3,1.989109125277532E-3,2.3022656173798181E-6,1.0794178970544877E-4,9.5640877288527219E-3]
[2004,3,13,23,4.5027304383109795E-3,1.1264717523087645E-3,2.4404158664190004E-3,5.4045318370658868E-3,1.5874064092104082E-5,2.6919509946941503E-4,1.3759219057666151E-2,null,3.7686710400255783E-3,9.2088481150041544E-4,2.4736220571882281E-3,2.0476931955872722E-3,2.3022656173798181E-6,1.0794178970544877E-4,9.321115159624322E-3]
[2004,3,13,24,4.1821822113162817E-3,1.1310513763993937E-3,2.3657756433082522E-3,5.4137459029131429E-3,1.5874064092104082E-5,2.6919509946941503E-4,1.337782429749859E-2,null,3.500380313641431E-3,9.2462863042778608E-4,2.3979662213199256E-3,2.0511842620677618E-3,2.3022656173798181E-6,1.0794178970544877E-4,8.984403482779733E-3]
[2004,3,14,1,3.828490620606066E-3,1.0810945670286271E-3,2.4064272088638091E-3,5.4328341990843151E-3,1.5874064092104082E-5,2.6919509946941503E-4,1.3033915759144336E-2,null,3.2043494334295184E-3,8.8378919802633259E-4,2.4391709236008582E-3,2.0584165210984135E-3,2.3022656173798181E-6,1.0794178970544877E-4,8.6959701314779508E-3]
[2004,3,14,2,3.3015928509284509E-3,1.1313460304599593E-3,2.365644170355557E-3,5.4075177051241142E-3,1.5874064092104082E-5,2.6919509946941503E-4,1.24911699204296E-2,null,2.7633493796081856E-3,9.2486950859314225E-4,2.3978329594442818E-3,2.0488244946322369E-3,2.3022656173798181E-6,1.0794178970544877E-4,8.2451203976006745E-3]
[2004,3,14,3,2.9221923247773267E-3,1.1795862268362029E-3,2.3678555503232096E-3,5.1334542335803911E-3,1.5874064092104082E-5,2.6919509946941503E-4,1.1888157499078648E-2,null,2.445800773253559E-3,9.6430561878022101E-4,2.4000744291626523E-3,1.9449861007143317E-3,2.3022656173798181E-6,1.0794178970544877E-4,7.8654109772335924E-3]
[2004,3,14,4,2.7700164832322859E-3,1.1670355454294981E-3,2.3922378199007148E-3,5.2864700254868441E-3,1.5874064092104082E-5,2.6919509946941503E-4,1.1900829037610862E-2,null,2.3184334580479342E-3,9.5404550186408267E-4,2.4247884628079619E-3,2.0029614083543635E-3,2.3022656173798181E-6,1.0794178970544877E-4,7.8104728863971707E-3]
[2004,3,14,5,3.0030775189831185E-3,1.0870588685684228E-3,2.4531243064745338E-3,5.4211133861840205E-3,1.5874064092104082E-5,2.6919509946941503E-4,1.2249443243771614E-2,null,2.5134996269039135E-3,8.8866498358238346E-4,2.486503418134283E-3,2.0539756870823975E-3,2.3022656173798181E-6,1.0794178970544877E-4,8.0528877710258056E-3]
[2004,3,14,6,3.079046574950936E-3,1.1283821449690312E-3,2.4888449264585345E-3,5.3877727496851749E-3,1.5874064092104082E-5,2.6919509946941503E-4,1.2369115559625195E-2,null,2.5770837976834974E-3,9.2244654758588391E-4,2.5227100805743688E-3,2.041343437601136E-3,2.3022656173798181E-6,1.0794178970544877E-4,8.1738279187677162E-3]
[2004,3,14,7,3.2163776093688786E-3,1.1033830192742899E-3,2.8382192806861248E-3,5.3060636378788086E-3,1.190554806907806E-5,2.0189632460206126E-4,1.2677845419879241E-2,null,2.6920263862746539E-3,9.0200989206754218E-4,2.8768382931979794E-3,2.0103851238549059E-3,1.7266992130348634E-6,8.0956342279086573E-5,8.5639427368872038E-3]
[2004,3,14,8,3.5308986646171037E-3,1.1819328603212577E-3,2.96266203078998E-3,5.1210571600315211E-3,0,0,1.2796550715759863E-2,null,2.9552725229536462E-3,9.6622397947600963E-4,3.0029743078624602E-3,1.9402890420390335E-3,0,0,8.8647598523311499E-3]
[2004,3,14,9,3.8874909236569681E-3,1.1543734364662583E-3,3.0904359533465951E-3,4.8267614982745394E-3,0,0,1.295906181174436E-2,null,3.2537311889014437E-3,9.4369429349874887E-4,3.1324868214953469E-3,1.8287849853994504E-3,0,0,9.1586972892949894E-3]
[2004,3,14,10,3.9317715696460869E-3,1.2889964403653108E-3,3.1835486201495723E-3,4.8249677602276077E-3,0,0,1.3229284390388578E-2,null,3.2907929651856608E-3,1.0537479005378165E-3,3.2268664514497431E-3,1.8281053659052738E-3,0,0,9.3995126830784936E-3]
[2004,3,14,11,4.0812236370242677E-3,1.311963615733235E-3,3.216348524374866E-3,4.9895699100207204E-3,0,0,1.3599105687153088E-2,null,3.4158805505778204E-3,1.0725234472091284E-3,3.260112656607556E-3,1.8904705646443712E-3,0,0,9.6389872190388755E-3]
[2004,3,14,12,4.2581661665758389E-3,1.3095748368362064E-3,3.1979302174896087E-3,4.8449417098905823E-3,0,0,1.3610612930792236E-2,null,3.5639769547498664E-3,1.0705706328577719E-3,3.2414437359558116E-3,1.8356731852922127E-3,0,0,9.7116645088556625E-3]
[2004,3,14,13,4.2272886890914558E-3,1.2650961568494751E-3,3.2133664563733589E-3,4.8954545863648165E-3,0,0,1.3601205888679106E-2,null,3.5381332901604119E-3,1.0342095427981063E-3,3.25709001227629E-3,1.8548117298626125E-3,0,0,9.6842445750974209E-3]
[2004,3,14,14,4.1856813417294227E-3,1.1826212933347647E-3,3.1937255740553494E-3,4.9199708014696763E-3,0,0,1.3481999010589213E-2,null,3.503308996944583E-3,9.6678676989181433E-4,3.237181880882374E-3,1.8641005430966241E-3,0,0,9.5713781908153949E-3]
[2004,3,14,15,4.141046953212324E-3,1.1697526299310906E-3,3.1682626701626799E-3,4.7271026101906926E-3,0,0,1.3206164863496787E-2,null,3.4659511471469527E-3,9.5626670434337388E-4,3.2113725089733991E-3,1.7910257801322137E-3,0,0,9.4246161405959396E-3]
[2004,3,14,16,4.0462356774448056E-3,1.255364532501257E-3,3.0969386804084423E-3,4.5853242656555609E-3,0,0,1.2983863156010064E-2,null,3.3865965168513499E-3,1.0262539903973166E-3,3.1390780297043245E-3,1.7373081668146037E-3,0,0,9.2892367037675939E-3]
[2004,3,14,17,4.4455664789629749E-3,1.2072525750001031E-3,2.9404140050434315E-3,4.9868697236880458E-3,0,0,1.3580102782694555E-2,null,3.7208262576031077E-3,9.8692271482510676E-4,2.9804235582247323E-3,1.8894475059693691E-3,0,0,9.5776200366223165E-3]
[2004,3,14,18,4.5196709462910229E-3,1.2110367595186563E-3,2.7900193459941924E-3,5.0197924564236588E-3,0,0,1.354051950822753E-2,null,3.7828498150382925E-3,9.9001626603037072E-4,2.8279825128166018E-3,1.9019214182036345E-3,0,0,9.5027700120888983E-3]
[2004,3,14,19,4.3992909874716168E-3,1.3848286745326956E-3,2.6915580727075055E-3,4.8654735876336782E-3,7.9370320460520408E-6,1.3459754973470752E-4,1.3483685904126257E-2,null,3.6820948462881879E-3,1.1320902546323793E-3,2.7281814990909479E-3,1.8434523949656249E-3,1.1511328086899091E-6,5.3970894852724384E-5,9.4409410226385538E-3]
[2004,3,14,20,4.2879752785554177E-3,1.4381368441395543E-3,2.6861263843561693E-3,4.8388202407232683E-3,1.5874064092104082E-5,2.6919509946941503E-4,1.3536127911335929E-2,null,3.5889264245405695E-3,1.1756694066343981E-3,2.722675902975744E-3,1.8333538556742541E-3,2.3022656173798181E-6,1.0794178970544877E-4,9.4308696451477943E-3]
[2004,3,14,21,4.5118010373364457E-3,1.4711687385117402E-3,2.6284670758682772E-3,5.2946502359677607E-3,1.5874064092104082E-5,2.6919509946941503E-4,1.4191156251245743E-2,null,3.7762629010821736E-3,1.2026728088591653E-3,2.6642320372229954E-3,2.0060607630894701E-3,2.3022656173798181E-6,1.0794178970544877E-4,9.7594725655766323E-3]
[2004,3,14,22,4.6945351164805107E-3,1.463953947426576E-3,2.5209262155941785E-3,5.706772522796665E-3,1.5874064092104082E-5,2.6919509946941503E-4,1.467125696585945E-2,null,3.9292066851995952E-3,1.1967747545893988E-3,2.5552278926083516E-3,2.1622074984462124E-3,2.3022656173798181E-6,1.0794178970544877E-4,9.9536608861663864E-3]
[2004,3,14,23,4.4329880924015314E-3,1.650236843748153E-3,2.5221446025907061E-3,6.0166111008636142E-3,1.5874064092104082E-5,2.6919509946941503E-4,1.4907049803165524E-2,null,3.7102984674513748E-3,1.3490600555862999E-3,2.5564628579231871E-3,2.2796005247370096E-3,2.3022656173798181E-6,1.0794178970544877E-4,1.0005665961020701E-2]
[2004,3,14,24,4.0020201418804998E-3,1.6496389093501422E-3,2.4992758996974325E-3,7.3503172855891611E-3,1.5874064092104082E-5,2.6919509946941503E-4,1.5786321400078754E-2,null,3.3495892363393665E-3,1.3485712473190058E-3,2.5332829857241538E-3,2.7849210893500275E-3,2.3022656173798181E-6,1.0794178970544877E-4,1.0126608614055382E-2]
[2004,3,15,1,2.9698155764639423E-3,1.5142017140275972E-3,2.4663529691817199E-3,7.2414405412325154E-3,1.5874064092104082E-5,2.6919509946941503E-4,1.4476879964467294E-2,null,2.4856602256285321E-3,1.2378520430166146E-3,2.4999120802848105E-3,2.7436693814689179E-3,2.3022656173798181E-6,1.0794178970544877E-4,9.0773377857217043E-3]
[2004,3,15,2,2.5162055210844166E-3,1.6912824586039551E-3,2.4402159381292708E-3,7.0027232389353409E-3,1.5874064092104082E-5,2.6919509946941503E-4,1.3935496320314503E-2,null,2.1060001276959383E-3,1.3826146327178919E-3,2.4734194085191483E-3,2.6532231022499851E-3,2.3022656173798181E-6,1.0794178970544877E-4,8.7255013265057912E-3]
[2004,3,15,3,2.3758907845299578E-3,1.5388914557617156E-3,2.4313174145752367E-3,6.9314382880989473E-3,1.5874064092104082E-5,2.6919509946941503E-4,1.3562607106527376E-2,null,1.9885602561810077E-3,1.2580357787527463E-3,2.464399804753022E-3,2.6262143412368009E-3,2.3022656173798181E-6,1.0794178970544877E-4,8.4474542362464045E-3]
[2004,3,15,4,2.3953424073119723E-3,1.8181520973044869E-3,2.4948426324943166E-3,6.1553035213734002E-3,1.5874064092104082E-5,2.6919509946941503E-4,1.3148709822045695E-2,null,2.0048407705187876E-3,1.4863299039445433E-3,2.5287893960495677E-3,2.3321489293573073E-3,2.3022656173798181E-6,1.0794178970544877E-4,8.4623530551930348E-3]
[2004,3,15,5,2.6208914629723317E-3,1.6501749344900421E-3,2.5798551648635146E-3,6.7160609456391272E-3,1.5874064092104082E-5,2.6919509946941503E-4,1.3852051671526535E-2,null,2.1936196027890946E-3,1.3490094450890825E-3,2.6149586748595963E-3,2.544611210395023E-3,2.3022656173798181E-6,1.0794178970544877E-4,8.8124429884556248E-3]
[2004,3,15,6,2.8910720530203543E-3,1.7026572192911304E-3,2.7714323989812654E-3,6.4850775481413462E-3,1.5874064092104082E-5,2.6919509946941503E-4,1.4135308382995615E-2,null,2.4197538960231686E-3,1.3919134405484504E-3,2.8091426573888341E-3,2.4570951876183638E-3,2.3022656173798181E-6,1.0794178970544877E-4,9.1881492369016455E-3]
[2004,3,15,7,3.035845620780762E-3,1.5634649145295195E-3,3.2690869136113463E-3,7.3854191563011897E-3,1.0588001067391641E-5,1.7955313673808981E-4,1.54439577430283E-2,null,2.5409256960353612E-3,1.2781244537673859E-3,3.3135686452654902E-3,2.7982206431275526E-3,1.5356112129068224E-6,7.1997175895613242E-5,1.0004372225304309E-2]
[2004,3,15,8,3.5381435513753513E-3,1.7988178740533762E-3,3.6364439423000917E-3,7.4019110224705538E-3,0,0,1.6375316390199374E-2,null,2.961336309202488E-3,1.4705242767749189E-3,3.6859242185641569E-3,2.8044691551459178E-3,0,0,1.092225395968748E-2]
[2004,3,15,9,3.9995308592068778E-3,1.8448876045645474E-3,3.8934355268885777E-3,8.1951874730970455E-3,0,0,1.793304146375705E-2,null,3.3475057699513507E-3,1.5081860423812935E-3,3.946412629944075E-3,3.1050292848923953E-3,0,0,1.1907133727169115E-2]
[2004,3,15,10,3.6677290663221385E-3,1.9021192752389938E-3,4.0025622932803899E-3,8.2892781589869319E-3,0,0,1.7861688793828455E-2,null,3.0697960946765549E-3,1.5549726361444058E-3,4.0570242597449072E-3,3.1406787848071663E-3,0,0,1.1822471775373034E-2]
[2004,3,15,11,3.6109956252422522E-3,2.0766070735545547E-3,3.9825834411989407E-3,7.8681414378734965E-3,0,0,1.7538327577869245E-2,null,3.0223116451124437E-3,1.6976155057340063E-3,4.0367735599088619E-3,2.981116620269324E-3,0,0,1.1737817331024636E-2]
[2004,3,15,12,3.3397538016500155E-3,1.9115118143349654E-3,3.8652864118820054E-3,8.6761583192519302E-3,0,0,1.7792710347118917E-2,null,2.7952891263495318E-3,1.5626509881112231E-3,3.9178804962496823E-3,3.2872616703494674E-3,0,0,1.1563082281059903E-2]
[2004,3,15,13,3.4503033517210681E-3,1.9505424945740141E-3,3.8932629157990804E-3,7.5581363287841406E-3,0,0,1.6852245090878303E-2,null,2.8878162925986654E-3,1.5945583666504566E-3,3.9462376701742382E-3,2.8636604979599039E-3,0,0,1.1292272827383265E-2]
[2004,3,15,14,2.9803362591549025E-3,1.8311515238507593E-3,3.84357925990535E-3,8.3261609816280106E-3,0,0,1.6981228024539025E-2,null,2.4944657698914908E-3,1.496956867683441E-3,3.8958779799297964E-3,3.1546531136173363E-3,0,0,1.1041953731122064E-2]
[2004,3,15,15,2.7417538357404096E-3,2.0248751763286702E-3,3.6886389034430523E-3,7.9870672900157081E-3,0,0,1.644233520552784E-2,null,2.2947783397644066E-3,1.6553249482231067E-3,3.7388293848245133E-3,3.0261757790554498E-3,0,0,1.0715108451867477E-2]
[2004,3,15,16,3.0264497235686525E-3,1.7818635124073588E-3,3.5583972856954157E-3,8.7800968976418058E-3,0,0,1.7146807419313233E-2,null,2.5330615686567706E-3,1.4566641741167714E-3,3.6068155986261909E-3,3.3266423838218687E-3,0,0,1.0923183725221601E-2]
[2004,3,15,17,3.4359826013535535E-3,1.6336052865961546E-3,3.430721751486723E-3,7.543536687937248E-3,0,0,{"$f":"SUM(E1795:J1795)","v":1.6043846327373681E-2},null,2.8758301881847107E-3,1.3354638439267656E-3,3.4774028120893867E-3,2.8581289207351818E-3,0,0,{"$f":"SUM(M1795:R1795)","v":1.0546825764936044E-2}]
[2004,3,15,18,3.5029256218262299E-3,1.6017820156095973E-3,3.2691132046894431E-3,7.1116001934781225E-3,0,0,1.5485421035603391E-2,null,{"$f":"E1796*V$5","v":2.9318597964509896E-3},{"$f":"F1796*W$5","v":1.309448485047398E-3},{"$f":"G1796*X$5","v":3.3135952940803837E-3},{"$f":"H1796*Y$5","v":2.694474889767358E-3},{"$f":"I1796*Z$5","v":0},{"$f":"J1796*AA$5","v":0},1.024937846534613E-2]
[2004,3,15,19,3.5306747126199241E-3,1.7731412117913488E-3,3.1535632947580182E-3,6.6965208420609887E-3,6.6194850443656212E-6,1.1225436187073604E-4,1.527277390814538E-2,null,2.9550850808187706E-3,1.4495337386290091E-3,3.1964731224679277E-3,2.5372077685531951E-3,9.6004480856186812E-7,4.5011728469251047E-5,1.0184271483746716E-2]
[2004,3,15,20,3.989483005444527E-3,1.5446553800027491E-3,3.205776787943974E-3,8.1379787391670077E-3,1.5874064092104082E-5,2.6919509946941503E-4,1.7162963076119777E-2,null,3.339095971495197E-3,1.2627477569069504E-3,3.249397072932628E-3,3.0833537839001944E-3,2.3022656173798181E-6,1.0794178970544877E-4,1.1044838640557799E-2]
[2004,3,15,21,4.1097724985076937E-3,1.6608714825658494E-3,3.1141413718502198E-3,8.1044599151524795E-3,1.5874064092104082E-5,2.6919509946941503E-4,1.7274314431637763E-2,null,3.4397752227045063E-3,1.3577538176295448E-3,3.1565147943061812E-3,3.070654021936002E-3,2.3022656173798181E-6,1.0794178970544877E-4,1.1134941911899064E-2]
[2004,3,15,22,4.3760175997676924E-3,1.6447273367182957E-3,2.9367099618452753E-3,7.8697544439388766E-3,1.5874064092104082E-5,2.6919509946941503E-4,1.7112278505831659E-2,null,3.6626156117560032E-3,1.344556062181892E-3,2.9766691149424153E-3,2.98172776322196E-3,2.3022656173798181E-6,1.0794178970544877E-4,1.1075812607425099E-2]
[2004,3,15,23,3.5089696845799464E-3,1.7072254523486832E-3,2.7109078874124311E-3,7.9691559621536678E-3,1.5874064092104082E-5,2.6919509946941503E-4,1.618132815005625E-2,null,2.936918523500298E-3,1.3956479473653965E-3,2.7477946023801193E-3,3.0193894550420556E-3,2.3022656173798181E-6,1.0794178970544877E-4,1.0209994583610698E-2]
[2004,3,15,24,3.1880058469884193E-3,1.7230435405927529E-3,2.6683927764511524E-3,7.4268336274537008E-3,1.5874064092104082E-5,2.6919509946941503E-4,1.5291344955047545E-2,null,2.6682799416001129E-3,1.408579152414331E-3,2.7047009978495348E-3,2.8139119431946982E-3,2.3022656173798181E-6,1.0794178970544877E-4,9.7057160903815057E-3]
[2004,3,16,1,3.1385802616173322E-3,1.9222789438264783E-3,2.6220854074465684E-3,7.5545710097789445E-3,1.5874064092104082E-5,2.6919509946941503E-4,1.5522584786230842E-2,null,2.6269119816974989E-3,1.5714530605927305E-3,2.6577635348718921E-3,2.8623096539484084E-3,2.3022656173798181E-6,1.0794178970544877E-4,9.828682286433358E-3]
[2004,3,16,2,2.9923200734958393E-3,1.9213920835591247E-3,2.6099774227258646E-3,6.9493669580925716E-3,1.5874064092104082E-5,2.6919509946941503E-4,1.4758125701434919E-2,null,2.504495918192501E-3,1.5707280569266773E-3,2.6454907995215934E-3,2.6330072359145766E-3,2.3022656173798181E-6,1.0794178970544877E-4,9.4639660658781769E-3]
[2004,3,16,3,2.9598642844915943E-3,1.9230724679082361E-3,2.5421942866645244E-3,7.201739770123612E-3,1.5874064092104082E-5,2.6919509946941503E-4,1.4911939972749486E-2,null,2.4773312469386385E-3,1.5721017624114426E-3,2.5767853535466185E-3,2.7286273757392591E-3,2.3022656173798181E-6,1.0794178970544877E-4,9.4650897939587871E-3]
[2004,3,16,4,2.9965134076186386E-3,1.8800893859352453E-3,2.5132026674976357E-3,6.7459380341890829E-3,1.5874064092104082E-5,2.6919509946941503E-4,1.442081265880212E-2,null,2.5080056323728756E-3,1.5369633159663559E-3,2.5473992519269594E-3,2.555931175337799E-3,2.3022656173798181E-6,1.0794178970544877E-4,9.2585434309268178E-3]
[2004,3,16,5,2.9421703129278278E-3,1.8343692966455321E-3,2.5782045442454674E-3,6.0159412013797188E-3,1.5874064092104082E-5,2.6919509946941503E-4,1.3655754518760065E-2,null,2.4625218420388823E-3,1.499587380244002E-3,2.6132855946173986E-3,2.2793467102242538E-3,2.3022656173798181E-6,1.0794178970544877E-4,8.9649855824473646E-3]
[2004,3,16,6,3.2238986075473468E-3,1.8695127524945797E-3,2.708067242830986E-3,5.9959284392648504E-3,1.5874064092104082E-5,2.6919509946941503E-4,1.4082476205699282E-2,null,2.6983212707709842E-3,1.5283169730178053E-3,2.7449153057856395E-3,2.2717641854019424E-3,2.3022656173798181E-6,1.0794178970544877E-4,9.3535617902991992E-3]
[2004,3,16,7,3.7854924096739689E-3,1.8886741010588719E-3,2.9922475147537105E-3,6.0994467908537468E-3,1.0588001067391641E-5,1.7955313673808981E-4,1.495600195414578E-2,null,3.1683610227234379E-3,1.5439812760281177E-3,3.0329623548639166E-3,2.3109856814644164E-3,1.5356112129068224E-6,7.1997175895613242E-5,1.0129823122188408E-2]
[2004,3,16,8,3.756340213846192E-3,2.0338365667759771E-3,3.6850725422025638E-3,6.1310834661055099E-3,0,0,1.5606332788930241E-2,null,3.1439613750708661E-3,1.662650838407158E-3,3.7352144969073496E-3,2.3229723264869776E-3,0,0,1.0864799036872352E-2]
[2004,3,16,9,3.7781204382413853E-3,1.8021483066004535E-3,3.9214207986950095E-3,7.1517329267010814E-3,0,0,1.665342247023793E-2,null,3.1621908698292096E-3,1.4732468880983224E-3,3.9747786910606904E-3,2.7096805592348519E-3,0,0,1.1319897008223074E-2]
[2004,3,16,10,3.6099329685703825E-3,1.8142410938770605E-3,3.9936680977089795E-3,7.3605324853301688E-3,0,0,1.677837464548659E-2,null,3.0214222284618954E-3,1.4831326789394234E-3,4.0480090428512919E-3,2.7887914699180109E-3,0,0,1.1341355420170623E-2]
[2004,3,16,11,3.444565246941692E-3,1.9449988034660494E-3,3.9350022106983303E-3,6.9045490829443357E-3,0,0,1.6229115344050409E-2,null,2.8830136446047565E-3,1.5900264279395998E-3,3.9885449022878253E-3,2.6160264389189307E-3,0,0,1.1077611413751113E-2]
[2004,3,16,12,3.1827589444443187E-3,1.8759987469387669E-3,3.8479739958024945E-3,6.7695796706201249E-3,0,0,1.5676311357805707E-2,null,2.6638884174041396E-3,1.5336192398157844E-3,3.9003325140115823E-3,2.5648886242920963E-3,0,0,1.0662728795523603E-2]
[2004,3,16,13,3.0052264872315075E-3,2.0314828925446136E-3,3.8604481616548248E-3,5.8104436210318095E-3,0,0,1.4707601162462754E-2,null,2.5152982587595385E-3,1.6607267219378012E-3,3.9129764130379505E-3,2.2014868678412155E-3,0,0,1.0290488261576504E-2]
[2004,3,16,14,2.8495380149658554E-3,1.9443631699262295E-3,3.864986711211688E-3,6.4758108479507793E-3,0,0,1.5134698744054553E-2,null,2.3849909608362188E-3,1.5895068008195228E-3,3.9175767176196329E-3,2.4535841788024602E-3,0,0,1.0345658658077836E-2]
[2004,3,16,15,2.6722841554408421E-3,2.0235395004335002E-3,3.7497036239656075E-3,5.9743193789943633E-3,0,0,1.4419846658834314E-2,null,2.2366339813819354E-3,1.6542330401105169E-3,3.8007249992888939E-3,2.2635768479945763E-3,0,0,9.9551688687759231E-3]
[2004,3,16,16,2.934832845622124E-3,1.813717258941471E-3,3.6721569285585193E-3,6.2560416748995646E-3,0,0,1.4676748708021679E-2,null,2.456380568222697E-3,1.4827044465981071E-3,3.7221231434082795E-3,2.3703170515426216E-3,0,0,1.0031525209771705E-2]
[2004,3,16,17,3.5322610972902445E-3,1.7880557329638975E-3,3.42483082784595E-3,5.5140691249669204E-3,0,0,1.4259216783067012E-2,null,2.9564128445051128E-3,1.4617262822861862E-3,3.4714317319732711E-3,2.0891951731609308E-3,0,0,9.9787660319255005E-3]
[2004,3,16,18,3.6019898592617944E-3,1.8289804561158222E-3,3.249634761892536E-3,5.2128409931637646E-3,0,0,1.3893446070433918E-2,null,3.0147740476682296E-3,1.4951820310772459E-3,3.2938518124856625E-3,1.9750645112629962E-3,0,0,9.7788724024941345E-3]
[2004,3,16,19,3.3498618299312838E-3,2.0454686937678864E-3,3.2055893915026905E-3,5.2236514622597081E-3,6.6194850443656212E-6,1.1225436187073604E-4,1.3943445224376671E-2,null,2.8037492893500213E-3,1.6721600418561915E-3,3.2492071266300424E-3,1.9791604301466733E-3,9.6004480856186812E-7,4.5011728469251047E-5,9.7502486612607419E-3]
[2004,3,16,20,4.1191956658371363E-3,1.7407906052178809E-3,3.2300528718313438E-3,6.8131678380228483E-3,1.5874064092104082E-5,2.6919509946941503E-4,1.6188276144470728E-2,null,3.4476621744788404E-3,1.4230872856440377E-3,3.2740034760429574E-3,2.5814035041169382E-3,2.3022656173798181E-6,1.0794178970544877E-4,1.0836400495605603E-2]
[2004,3,16,21,3.9904120210136193E-3,1.7862809574801691E-3,3.2097004218708996E-3,7.094923883721467E-3,1.5874064092104082E-5,2.6919509946941503E-4,1.6366386447647676E-2,null,3.33987353393624E-3,1.46027541253873E-3,3.2533740948654582E-3,2.6881564949376682E-3,2.3022656173798181E-6,1.0794178970544877E-4,1.0851923591600924E-2]
[2004,3,16,22,4.135849464097275E-3,1.7626082879052384E-3,3.067874710197903E-3,7.0722800185836106E-3,1.5874064092104082E-5,2.6919509946941503E-4,1.6323681644345549E-2,null,3.4616009807363515E-3,1.4409231280144695E-3,3.1096185925766086E-3,2.6795770860337221E-3,2.3022656173798181E-6,1.0794178970544877E-4,1.0801963842683981E-2]
[2004,3,16,23,4.0752953995882822E-3,1.6241732848039766E-3,2.7313406757964436E-3,7.9397400557707498E-3,1.5874064092104082E-5,2.6919509946941503E-4,1.6655618579520973E-2,null,3.410918766378326E-3,1.3277532314105978E-3,2.7685054151280787E-3,3.0082442248614829E-3,2.3022656173798181E-6,1.0794178970544877E-4,1.0625665693101315E-2]
[2004,3,16,24,3.7532502006081855E-3,1.7057334397497909E-3,2.6638745066173888E-3,7.2927367972867585E-3,1.5874064092104082E-5,2.6919509946941503E-4,1.5700664107823642E-2,null,3.1413751124546793E-3,1.3944282348088491E-3,2.7001212489325905E-3,2.7631047363984584E-3,2.3022656173798181E-6,1.0794178970544877E-4,1.0109273387917405E-2]
[2004,3,17,1,2.9879765407779483E-3,1.9222789438264783E-3,2.6044926440393452E-3,7.6536201648160418E-3,1.5874064092104082E-5,2.6919509946941503E-4,1.5453437457021333E-2,null,2.5008604916019945E-3,1.5714530605927305E-3,2.6399313906829355E-3,2.8998378408317048E-3,2.3022656173798181E-6,1.0794178970544877E-4,9.7223268390321943E-3]
[2004,3,17,2,2.8457893580040809E-3,1.9213920835591247E-3,2.5932298106785155E-3,6.9995112063356039E-3,1.5874064092104082E-5,2.6919509946941503E-4,1.4644991622138845E-2,null,2.3818534301480328E-3,1.5707280569266773E-3,2.6285153064773102E-3,2.652006112971954E-3,2.3022656173798181E-6,1.0794178970544877E-4,9.3433469618468025E-3]
[2004,3,17,3,2.8025179409889452E-3,1.9230724679082361E-3,2.5292115797093204E-3,7.4242350657797189E-3,1.5874064092104082E-5,2.6919509946941503E-4,1.4964106217947739E-2,null,2.3456363528879111E-3,1.5721017624114426E-3,2.5636259938127681E-3,2.8129273885249243E-3,2.3022656173798181E-6,1.0794178970544877E-4,9.4045355529598744E-3]
[2004,3,17,4,2.8370874054311039E-3,1.8800893859352453E-3,2.4986391827887975E-3,6.7512431808756761E-3,1.5874064092104082E-5,2.6919509946941503E-4,1.4252128318592341E-2,null,2.3745701168112134E-3,1.5369633159663559E-3,2.5326376051514996E-3,2.5579412130430496E-3,2.3022656173798181E-6,1.0794178970544877E-4,9.1123563062949463E-3]
[2004,3,17,5,2.7810050006790324E-3,1.8343692966455321E-3,2.5603993518674103E-3,5.969447425350217E-3,1.5874064092104082E-5,2.6919509946941503E-4,1.343029023810371E-2,null,2.3276305681218614E-3,1.499587380244002E-3,2.5952381309842969E-3,2.2617309404068153E-3,2.3022656173798181E-6,1.0794178970544877E-4,8.7944310750798036E-3]
[2004,3,17,6,3.0467579264598552E-3,1.8695127524945797E-3,2.6952073634156654E-3,5.7586000425859079E-3,1.5874064092104082E-5,2.6919509946941503E-4,1.3655147248517527E-2,null,2.5500590187949911E-3,1.5283169730178053E-3,2.7318804448784304E-3,2.1818441409558833E-3,2.3022656173798181E-6,1.0794178970544877E-4,9.1023446329699387E-3]
[2004,3,17,7,3.6201033356720426E-3,1.8886741010588719E-3,2.9853774769507888E-3,5.9920111736649455E-3,1.0588001067391641E-5,1.7955313673808981E-4,1.4676307225152131E-2,null,3.0299345674720968E-3,1.5439812760281177E-3,3.0259988379990796E-3,2.2702799942904721E-3,1.5356112129068224E-6,7.1997175895613242E-5,9.9437274628982868E-3]
[2004,3,17,8,3.5564500690903915E-3,2.0338365667759771E-3,3.6909697265960261E-3,6.8792381057408555E-3,0,0,1.6160494468203251E-2,null,2.9766583996766109E-3,1.662650838407158E-3,3.7411919229648105E-3,2.6064365026662157E-3,0,0,1.0986937663714795E-2]
[2004,3,17,9,3.5867711642778885E-3,1.8021483066004535E-3,3.9232049974805847E-3,8.8528247282504881E-3,0,0,1.8164949196609416E-2,null,3.0020363864116648E-3,1.4732468880983224E-3,3.9765871670385498E-3,3.3541978295768288E-3,0,0,1.1806068271125366E-2]
[2004,3,17,10,3.4430959279729721E-3,1.8142410938770605E-3,3.9973764105975789E-3,8.8178041565327298E-3,0,0,1.807251758898034E-2,null,2.8817838619380302E-3,1.4831326789394234E-3,4.0517678139207714E-3,3.3409290787258833E-3,0,0,1.1757613433524109E-2]
[2004,3,17,11,3.2810585158531895E-3,1.9449988034660494E-3,3.9478994592909832E-3,8.2429062470080437E-3,0,0,1.7416863025618266E-2,null,2.7461626625740324E-3,1.5900264279395998E-3,4.0016176408463723E-3,3.1231091873862929E-3,0,0,1.1460915918746296E-2]
[2004,3,17,12,3.0393945048999742E-3,1.8759987469387669E-3,3.8636593878734857E-3,8.5818864735555112E-3,0,0,1.7360939113267738E-2,null,2.5438960219271102E-3,1.5336192398157844E-3,3.9162313336907799E-3,3.2515435317969133E-3,0,0,1.1245290127230587E-2]
[2004,3,17,13,2.8713448241991586E-3,2.0314828925446136E-3,3.8762890031021008E-3,7.6128968721021649E-3,0,0,1.639201359194804E-2,null,2.4032427064289976E-3,1.6607267219378012E-3,3.9290327972581942E-3,2.884408417542862E-3,0,0,1.0877410643167856E-2]
[2004,3,17,14,2.7193659036739487E-3,1.9443631699262295E-3,3.8566253010585893E-3,8.5676176992927379E-3,0,0,1.7087972073951505E-2,null,2.276040209116599E-3,1.5895068008195228E-3,3.9091015356358949E-3,3.246137314783468E-3,0,0,1.1020785860355485E-2]
[2004,3,17,15,2.5588182739257333E-3,2.0235395004335002E-3,3.7473995424413178E-3,8.1738084953706588E-3,0,0,1.650356581217121E-2,null,2.1416659197678878E-3,1.6542330401105169E-3,3.7983895666446185E-3,3.0969291221884408E-3,0,0,1.0691217648711464E-2]
[2004,3,17,16,2.8130020668591786E-3,1.813717258941471E-3,3.6485388437143039E-3,8.6147526876711941E-3,0,0,1.6890010857186149E-2,null,2.3544113000202008E-3,1.4827044465981071E-3,3.6981836925863501E-3,3.2639960300036653E-3,0,0,1.0799295469208322E-2]
[2004,3,17,17,3.3674253370736336E-3,1.7880557329638975E-3,3.4184401235587622E-3,7.5045834674892951E-3,0,0,1.6078504661085589E-2,null,2.8184494988419055E-3,1.4617262822861862E-3,3.4649540708076962E-3,2.8433701503435566E-3,0,0,1.0588500002279344E-2]
[2004,3,17,18,3.4472114133518366E-3,1.8289804561158222E-3,3.2549310863001597E-3,6.9551261752246393E-3,0,0,1.5486249130992457E-2,null,2.8852284186965276E-3,1.4951820310772459E-3,3.2992202027903638E-3,2.6351893138611554E-3,0,0,1.0314819966425293E-2]
[2004,3,17,19,3.211148834711778E-3,2.0454686937678864E-3,3.2072538694301192E-3,6.5557678112980952E-3,6.6194850443656212E-6,1.1225436187073604E-4,1.5138513056122979E-2,null,2.6876500346597822E-3,1.6721600418561915E-3,3.2508942527349192E-3,2.4838786307035906E-3,9.6004480856186812E-7,4.5011728469251047E-5,1.0140554733232297E-2]
[2004,3,17,20,3.9127777655704483E-3,1.7407906052178809E-3,3.2304978942753844E-3,8.019197129592202E-3,1.5874064092104082E-5,2.6919509946941503E-4,1.7188332558217435E-2,null,3.2748956334798279E-3,1.4230872856440377E-3,3.2744545538074773E-3,3.0383492763831695E-3,2.3022656173798181E-6,1.0794178970544877E-4,1.112103080463734E-2]
[2004,3,17,21,3.8056175744035983E-3,1.7862809574801691E-3,3.2049181954438449E-3,7.9105018302587371E-3,1.5874064092104082E-5,2.6919509946941503E-4,1.6992387721147872E-2,null,3.1852052745682691E-3,1.46027541253873E-3,3.2485267977571219E-3,2.9971663152040021E-3,2.3022656173798181E-6,1.0794178970544877E-4,1.1001417855390952E-2]
[2004,3,17,22,3.962019455252961E-3,1.7626082879052384E-3,3.0576170832755699E-3,7.8755169298204315E-3,1.5874064092104082E-5,2.6919509946941503E-4,1.6942830919815723E-2,null,3.3161096773607281E-3,1.4409231280144695E-3,3.0992213924277978E-3,2.9839110796469645E-3,2.3022656173798181E-6,1.0794178970544877E-4,1.095040933277279E-2]
[2004,3,17,23,3.8951799551515953E-3,1.6241732848039766E-3,2.7755804490467509E-3,8.1261698645560543E-3,1.5874064092104082E-5,2.6919509946941503E-4,1.67061727171199E-2,null,3.260166713016566E-3,1.3277532314105978E-3,2.8133471490402353E-3,3.0788795846693651E-3,2.3022656173798181E-6,1.0794178970544877E-4,1.0590390733459593E-2]
[2004,3,17,24,3.5827545338082828E-3,1.7057334397497909E-3,2.6520088224310664E-3,7.2614283428494601E-3,1.5874064092104082E-5,2.6919509946941503E-4,1.5486994302400121E-2,null,2.9986745687020163E-3,1.3944282348088491E-3,2.688094111045643E-3,2.7512424491461336E-3,2.3022656173798181E-6,1.0794178970544877E-4,9.9426834190254713E-3]
[2004,3,18,1,2.7964451722226062E-3,1.9222789438264783E-3,2.595006677519553E-3,7.8646122442459984E-3,1.5874064092104082E-5,2.6919509946941503E-4,1.5463412201376155E-2,null,2.3405535996349628E-3,1.5714530605927305E-3,2.6303163507465093E-3,2.9797794636025102E-3,2.3022656173798181E-6,1.0794178970544877E-4,9.6323465298995409E-3]
[2004,3,18,2,2.5144768320559015E-3,1.9213920835591247E-3,2.5802484764640473E-3,7.1311082210474891E-3,1.5874064092104082E-5,2.6919509946941503E-4,1.4432294776688082E-2,null,2.10455325887529E-3,1.5707280569266773E-3,2.6153573381627704E-3,2.7018661785075141E-3,2.3022656173798181E-6,1.0794178970544877E-4,9.1027488877950813E-3]
[2004,3,18,3,2.1528588042685143E-3,1.9230724679082361E-3,2.5151230959369929E-3,7.4915221650635631E-3,1.5874064092104082E-5,2.6919509946941503E-4,1.4367645696738826E-2,null,1.8018881521040533E-3,1.5721017624114426E-3,2.5493458112049142E-3,2.8384214256604581E-3,2.3022656173798181E-6,1.0794178970544877E-4,8.8720012067036967E-3]
[2004,3,18,4,2.2618286013068967E-3,1.8800893859352453E-3,2.491690593367543E-3,6.675708123822688E-3,1.5874064092104082E-5,2.6919509946941503E-4,1.3594385867993893E-2,null,1.893093105179162E-3,1.5369633159663559E-3,2.5255944678340956E-3,2.5293221527768282E-3,2.3022656173798181E-6,1.0794178970544877E-4,8.5952170970792705E-3]
[2004,3,18,5,2.363958497502617E-3,1.8343692966455321E-3,2.5518537344120309E-3,5.9168660462818783E-3,1.5874064092104082E-5,2.6919509946941503E-4,1.2952116738403577E-2,null,1.9785732349330556E-3,1.499587380244002E-3,2.5865762352308744E-3,2.2418086723216511E-3,2.3022656173798181E-6,1.0794178970544877E-4,8.4167895780524124E-3]
[2004,3,18,6,2.5201326432886164E-3,1.8695127524945797E-3,2.6973358433577971E-3,5.9260671834029241E-3,1.5874064092104082E-5,2.6919509946941503E-4,1.3298117586105437E-2,null,2.1092870292603056E-3,1.5283169730178053E-3,2.7340378865692459E-3,2.2452948403085269E-3,2.3022656173798181E-6,1.0794178970544877E-4,8.7271807844787122E-3]
[2004,3,18,7,2.7746914093526734E-3,1.8886741010588719E-3,2.9906590487421979E-3,6.0916494358364444E-3,9.2545796836548983E-6,1.5694074838265893E-4,1.3911869323056502E-2,null,2.3223462525013305E-3,1.5439812760281177E-3,3.0313522749520296E-3,2.3080313847197833E-3,1.3422209010469179E-6,6.2930065560355548E-5,9.2699834746626641E-3]
[2004,3,18,8,3.1621565235707026E-3,2.0338365667759771E-3,3.6816396121221338E-3,6.8844246984308697E-3,0,0,1.5762057400899681E-2,null,2.6466447142856511E-3,1.662650838407158E-3,3.7317348557180806E-3,2.6084016221029787E-3,0,0,1.0649432030513868E-2]
[2004,3,18,9,3.9271217319266439E-3,1.8021483066004535E-3,3.9233241588790537E-3,8.7768530104614211E-3,0,0,{"$f":"SUM(E1859:J1859)","v":1.8429447207867572E-2},null,3.2869011690867906E-3,1.4732468880983224E-3,3.9767079498394141E-3,3.3254133253378445E-3,0,0,{"$f":"SUM(M1859:R1859)","v":1.2062269332362372E-2}]
[2004,3,18,10,3.8460477869557939E-3,1.8142410938770605E-3,3.9810921029788783E-3,8.2609286643506377E-3,0,0,1.7902309648162369E-2,null,{"$f":"E1860*V$5","v":3.2190443358389889E-3},{"$f":"F1860*W$5","v":1.4831326789394234E-3},{"$f":"G1860*X$5","v":4.0352619293844757E-3},{"$f":"H1860*Y$5","v":3.1299376014789554E-3},{"$f":"I1860*Z$5","v":0},{"$f":"J1860*AA$5","v":0},1.1867376545641843E-2]
[2004,3,18,11,3.6554146278864582E-3,1.9449988034660494E-3,3.9204215344655702E-3,8.2557082693206704E-3,0,0,1.7776543235138748E-2,null,3.059489222403709E-3,1.5900264279395998E-3,3.9737658300672369E-3,3.127959674860441E-3,0,0,1.1751241155270986E-2]
[2004,3,18,12,3.1801341316192487E-3,1.8759987469387669E-3,3.8472308678919043E-3,8.6994775105686088E-3,0,0,1.7602841257018529E-2,null,2.6616915157208487E-3,1.5336192398157844E-3,3.8995792745263607E-3,3.2960969498566162E-3,0,0,1.139098697991961E-2]
[2004,3,18,13,2.9008332983246625E-3,2.0314828925446136E-3,3.8511802787016144E-3,7.6029492613982437E-3,0,0,1.6386445730969135E-2,null,2.427923810477726E-3,1.6607267219378012E-3,3.9035824240822316E-3,2.880639422306111E-3,0,0,1.0872872378803871E-2]
[2004,3,18,14,2.6156012648939886E-3,1.9443631699262295E-3,3.8572884090879687E-3,8.6106414498736128E-3,0,0,1.7027894293781799E-2,null,2.1891918413303544E-3,1.5895068008195228E-3,3.9097736664273483E-3,3.2624383458383483E-3,0,0,1.0950910654415573E-2]
[2004,3,18,15,2.5529721614033214E-3,2.0235395004335002E-3,3.7712451627342483E-3,7.5567329369901123E-3,0,0,1.5904489761561183E-2,null,2.1367728720356745E-3,1.6542330401105169E-3,3.8225596489390272E-3,2.8631287745999514E-3,0,0,1.0476694335685169E-2]
[2004,3,18,16,2.8776287943811864E-3,1.813717258941471E-3,3.668844766363638E-3,8.4580752474294491E-3,0,0,1.6818266067115745E-2,null,2.4085022299038862E-3,1.4827044465981071E-3,3.7187659133660635E-3,3.2046333806646935E-3,0,0,1.0814605970532749E-2]
[2004,3,18,17,3.4213891606574192E-3,1.7880557329638975E-3,3.4177528418980227E-3,7.7269781104717184E-3,0,0,1.6354175845991057E-2,null,2.8636158488900662E-3,1.4617262822861862E-3,3.4642574374597083E-3,2.9276320273940214E-3,0,0,1.0717231596029983E-2]
[2004,3,18,18,3.411717298548546E-3,1.8289804561158222E-3,3.2541739787418393E-3,7.2674514448655787E-3,0,0,1.5762323178271788E-2,null,2.8555207459004003E-3,1.4951820310772459E-3,3.2984527934394837E-3,2.7535245089778744E-3,0,0,1.0402680079395004E-2]
[2004,3,18,19,3.3130820587433229E-3,2.0454686937678864E-3,3.20604164298553E-3,6.537391083018501E-3,5.2860636606288779E-6,8.9641973515305171E-5,1.5196911515691174E-2,null,2.7729655548063138E-3,1.6721600418561915E-3,3.2496655317972691E-3,2.4769159736983703E-3,7.6665449670196342E-7,3.5944618133993352E-5,1.0208418374788841E-2]
[2004,3,18,20,3.6251070727091328E-3,1.7407906052178809E-3,3.2491414925322863E-3,8.0155597812597394E-3,1.5874064092104082E-5,2.6919509946941503E-4,1.6915668115280561E-2,null,3.0341225683133506E-3,1.4230872856440377E-3,3.2933518313199776E-3,3.0369711415779892E-3,2.3022656173798181E-6,1.0794178970544877E-4,1.0897776882178183E-2]
[2004,3,18,21,3.8438617733384892E-3,1.7862809574801691E-3,3.2189231848115353E-3,8.0435165165435949E-3,1.5874064092104082E-5,2.6919509946941503E-4,1.7177651595735307E-2,null,3.2172146979502661E-3,1.46027541253873E-3,3.2627223498707214E-3,3.0475635144860311E-3,2.3022656173798181E-6,1.0794178970544877E-4,1.1098020030168578E-2]
[2004,3,18,22,3.9811369442319302E-3,1.7626082879052384E-3,3.0523027622238312E-3,7.6214777342765222E-3,1.5874064092104082E-5,2.6919509946941503E-4,1.6702594892199042E-2,null,3.332110530189945E-3,1.4409231280144695E-3,3.093834760602686E-3,2.8876595729835975E-3,2.3022656173798181E-6,1.0794178970544877E-4,1.0864772047113525E-2]
[2004,3,18,23,3.676523874446916E-3,1.6241732848039766E-3,2.7846384351896143E-3,7.8969241405835167E-3,1.5874064092104082E-5,2.6919509946941503E-4,1.6267328898585544E-2,null,3.0771571257523708E-3,1.3277532314105978E-3,2.8225283851668346E-3,2.9920219394101426E-3,2.3022656173798181E-6,1.0794178970544877E-4,1.0329704737062774E-2]
[2004,3,18,24,3.240061352007992E-3,1.7057334397497909E-3,2.7165104745558851E-3,7.3834764132763046E-3,1.5874064092104082E-5,2.6919509946941503E-4,1.5330850843151491E-2,null,2.7118490774675399E-3,1.3944282348088491E-3,2.7534734226689348E-3,2.7974845679608661E-3,2.3022656173798181E-6,1.0794178970544877E-4,9.7674793582290184E-3]
[2004,3,19,1,2.8848020648141628E-3,1.6068727522089779E-3,2.7173639861674246E-3,7.5446998042924106E-3,1.5874064092104082E-5,2.6919509946941503E-4,1.5038807771044495E-2,null,2.4145060751070138E-3,1.3136101357981698E-3,2.7543385478213411E-3,2.8585696074621631E-3,2.3022656173798181E-6,1.0794178970544877E-4,9.4512684215115154E-3]
[2004,3,19,2,2.6467659029887664E-3,1.7044554297748881E-3,2.5623166676971097E-3,6.9446708314111023E-3,1.5874064092104082E-5,2.6919509946941503E-4,1.4143277995433386E-2,null,2.2152758520589031E-3,1.3933834682868108E-3,2.5971815353000127E-3,2.6312279464328664E-3,2.3022656173798181E-6,1.0794178970544877E-4,8.9473128574014214E-3]
[2004,3,19,3,2.3017101258835482E-3,1.5526790056622282E-3,2.5217195672427263E-3,7.3542126530437794E-3,1.5874064092104082E-5,2.6919509946941503E-4,1.4015390515393801E-2,null,1.9264729285470637E-3,1.2693070292436384E-3,2.5560320392146569E-3,2.7863969835942668E-3,2.3022656173798181E-6,1.0794178970544877E-4,8.6484530359224546E-3]
[2004,3,19,4,2.4052289837343107E-3,1.4827220493667122E-3,2.4875009245164184E-3,6.6045964929983573E-3,1.5874064092104082E-5,2.6919509946941503E-4,1.3265117614177318E-2,null,2.013115583936631E-3,1.2121175805252821E-3,2.5213477910995831E-3,2.502379060025033E-3,2.3022656173798181E-6,1.0794178970544877E-4,8.3592040709093568E-3]
[2004,3,19,5,2.4559656795788551E-3,1.5790199734480538E-3,2.5471538418371871E-3,5.69573000836604E-3,1.5874064092104082E-5,2.6919509946941503E-4,1.2562938666791656E-2,null,2.0555809100127895E-3,1.2908406337077294E-3,2.5818123922729903E-3,2.1580236611882489E-3,2.3022656173798181E-6,1.0794178970544877E-4,8.196501652504587E-3]
[2004,3,19,6,2.6691142536841217E-3,1.6469095083788815E-3,2.673945098034267E-3,5.7313499814167475E-3,1.5874064092104082E-5,2.6919509946941503E-4,1.3006388005075536E-2,null,2.2339808541041763E-3,1.3463399761896792E-3,2.7103288686258168E-3,2.1715195158971989E-3,2.3022656173798181E-6,1.0794178970544877E-4,8.5724132701396998E-3]
[2004,3,19,7,3.1612708095466588E-3,1.6399917496263377E-3,3.0951924213032988E-3,6.5693170465084922E-3,9.2545796836548983E-6,1.5694074838265893E-4,1.4631967355051102E-2,null,2.645903394138267E-3,1.340684744310331E-3,3.1373080096436094E-3,2.4890122255425478E-3,1.3422209010469179E-6,6.2930065560355548E-5,9.6771806600961571E-3]
[2004,3,19,8,3.3247586475724511E-3,1.8871301846736974E-3,3.6332869781581052E-3,6.704758025260076E-3,0,0,1.5549933835664331E-2,null,2.7827385631552502E-3,1.5427191323956477E-3,3.6827242983198958E-3,2.5403287093665873E-3,0,0,1.0548510703237382E-2]
[2004,3,19,9,3.6649478185236464E-3,1.6840275703468362E-3,3.8434400729380164E-3,8.3364483120000679E-3,0,0,1.7528863773808565E-2,null,3.0674682608928289E-3,1.3766837992181431E-3,3.895736899076649E-3,3.1585508233614341E-3,0,0,1.1498439782549054E-2]
[2004,3,19,10,3.9496081524935181E-3,1.6037143813760596E-3,3.8733767491008937E-3,8.1526051081475467E-3,0,0,1.7579304391118017E-2,null,3.3057217321085471E-3,1.3110281840331484E-3,3.926080916870656E-3,3.0888954879997412E-3,0,0,1.1631726321012092E-2]
[2004,3,19,11,3.7761051538735789E-3,1.7951332229070916E-3,3.8410111982391309E-3,7.7726011732834558E-3,0,0,1.7184850748303254E-2,null,3.160504127987027E-3,1.4675120935849395E-3,3.8932749752250695E-3,2.9449178974930239E-3,0,0,1.146620909429006E-2]
[2004,3,19,12,3.1775953808054129E-3,1.7197981918851187E-3,3.7463643908699231E-3,7.948376839858471E-3,0,0,1.6592134803418927E-2,null,2.6595666457556078E-3,1.4059260966881155E-3,3.7973403299982052E-3,3.0115165682468785E-3,0,0,1.0874349640688808E-2]
[2004,3,19,13,3.0317008200896217E-3,2.1063028888968116E-3,3.6651207207157883E-3,4.1118355237342681E-3,0,0,1.291495995343649E-2,null,2.5374566031048859E-3,1.7218916806649421E-3,3.7149911954652104E-3,1.5579106344751918E-3,0,0,9.5322501137102313E-3]
[2004,3,19,14,2.8256519096393597E-3,1.9778974129904385E-3,3.5437927294038707E-3,3.9996034499222219E-3,0,0,1.2346945501955892E-2,null,2.3649988972125452E-3,1.6169208704929971E-3,3.5920123214162199E-3,1.5153876443624453E-3,0,0,9.0893197334842076E-3]
[2004,3,19,15,2.7349563490946058E-3,1.8218076244659819E-3,3.6542368740918969E-3,7.0799534717292077E-3,0,0,1.5290954319381694E-2,null,2.2890890160489476E-3,1.489318278428101E-3,3.7039592547839623E-3,2.6824844382830203E-3,0,0,1.0164850987544031E-2]
[2004,3,19,16,2.6738174480936535E-3,1.6858119286049821E-3,3.3830602703443608E-3,7.7166179176064234E-3,0,0,1.5459307564649419E-2,null,2.2379173083977764E-3,1.3781425028339541E-3,3.4290928118741342E-3,2.9237067111825893E-3,0,0,9.9688593342884546E-3]
[2004,3,19,17,3.3542546656030172E-3,1.615566443230207E-3,3.2746723444478363E-3,6.8633802088325499E-3,0,0,1.5107873662113611E-2,null,2.807425981260955E-3,1.3207171830906732E-3,3.3192300758053245E-3,2.6004281917570708E-3,0,0,1.0047801431914024E-2]
[2004,3,19,18,3.1199502975327873E-3,1.7129593911811645E-3,3.1345947244110261E-3,6.2133438708526587E-3,0,0,1.4180848283977638E-2,null,2.6113191748253031E-3,1.4003354126037235E-3,3.1772464510430708E-3,2.3541395165684112E-3,0,0,9.5430405550405092E-3]
[2004,3,19,19,3.2601139585282405E-3,1.6122577330811069E-3,3.0616796482632637E-3,6.0722757056411118E-3,5.2860636606288779E-6,8.9641973515305171E-5,1.4101255082689656E-2,null,2.7286325999335741E-3,1.3180123297148838E-3,3.1033392358251473E-3,2.3006909791693808E-3,7.6665449670196342E-7,3.5944618133993352E-5,9.4873864172736813E-3]
[2004,3,19,20,3.4316155356423181E-3,1.6221275437069502E-3,3.0753224842613373E-3,6.1498994371023121E-3,1.5874064092104082E-5,2.6919509946941503E-4,1.4564034164274436E-2,null,2.8721750650763426E-3,1.3260808486804914E-3,3.1171677068295408E-3,2.3301014057375193E-3,2.3022656173798181E-6,1.0794178970544877E-4,9.7557690816467216E-3]
[2004,3,19,21,3.3824133582499583E-3,1.7142412801864674E-3,2.9939222809997326E-3,5.9789391905202376E-3,1.5874064092104082E-5,2.6919509946941503E-4,1.4354585273517914E-2,null,2.8309940919789738E-3,1.4013833502129829E-3,3.0346599092782277E-3,2.2653272228487955E-3,2.3022656173798181E-6,1.0794178970544877E-4,9.6426086296418079E-3]
[2004,3,19,22,3.9892980385043009E-3,1.436130692051305E-3,2.8417564388417789E-3,6.144217263198741E-3,1.5874064092104082E-5,2.6919509946941503E-4,1.4696471596157645E-2,null,3.3389411588630527E-3,1.1740293877135132E-3,2.8804235806704904E-3,2.3279485182739492E-3,2.3022656173798181E-6,1.0794178970544877E-4,9.8315867008438342E-3]
[2004,3,19,23,3.7772390306246052E-3,1.3381510326735903E-3,2.6601399328299103E-3,6.1724423118032987E-3,1.5874064092104082E-5,2.6919509946941503E-4,1.4233041471492925E-2,null,3.1614531540353537E-3,1.0939315246539251E-3,2.6963358596380771E-3,2.3386425509330389E-3,2.3022656173798181E-6,1.0794178970544877E-4,9.4006071445832239E-3]
[2004,3,19,24,3.6305503108939332E-3,1.0146762229250375E-3,2.4985538586044659E-3,6.1301629969842042E-3,1.5874064092104082E-5,2.6919509946941503E-4,1.3559012552969161E-2,null,3.0386784204550817E-3,8.2949254641066122E-4,2.5325511199801487E-3,2.3226235750292623E-3,2.3022656173798181E-6,1.0794178970544877E-4,8.8335897171979826E-3]
[2004,3,20,1,3.3903655204268377E-3,1.3773251818204018E-3,2.4985738646406191E-3,5.6603155739444969E-3,1.5874064092104082E-5,2.6919509946941503E-4,1.3211649304393875E-2,null,2.8376498497935223E-3,1.125956188280699E-3,2.532571398233944E-3,2.1446056818744414E-3,2.3022656173798181E-6,1.0794178970544877E-4,8.7510271735054355E-3]
[2004,3,20,2,3.1069854900855594E-3,1.3641142489638069E-3,2.4499110606827014E-3,5.2898565977850479E-3,1.5874064092104082E-5,2.6919509946941503E-4,1.2495936561078634E-2,null,2.6004679602044689E-3,1.1151563192307598E-3,2.4832464504284031E-3,2.0042445280140236E-3,2.3022656173798181E-6,1.0794178970544877E-4,8.313359313200484E-3]
[2004,3,20,3,2.8047203773796242E-3,1.3599939321953852E-3,2.4294152356997075E-3,5.3420915582573867E-3,1.5874064092104082E-5,2.6919509946941503E-4,1.2221290267093622E-2,null,2.3474797362209279E-3,1.1117879816556426E-3,2.4624717433566127E-3,2.0240355434720889E-3,2.3022656173798181E-6,1.0794178970544877E-4,8.0560190600281016E-3]
[2004,3,20,4,2.7544885853133137E-3,1.3639750120108007E-3,2.4259563802571838E-3,5.4233453686898863E-3,1.5874064092104082E-5,2.6919509946941503E-4,1.2252834509832703E-2,null,2.3054370017862405E-3,1.1150424937442706E-3,2.4589658240446693E-3,2.054821350597336E-3,2.3022656173798181E-6,1.0794178970544877E-4,8.0445107254953456E-3]
[2004,3,20,5,2.8488970842466986E-3,1.2833459448530413E-3,2.4982030587510839E-3,5.3313531447619781E-3,1.5874064092104082E-5,2.6919509946941503E-4,1.2246868396174322E-2,null,2.3844545180992968E-3,1.0491286497807198E-3,2.5321955468719237E-3,2.01996692533663E-3,2.3022656173798181E-6,1.0794178970544877E-4,8.0959896954114E-3]
[2004,3,20,6,3.0191659861193536E-3,1.176853956830738E-3,2.5543324171285664E-3,5.3134704139730891E-3,1.5874064092104082E-5,2.6919509946941503E-4,1.2348891937613267E-2,null,2.5269652653660455E-3,9.6207200223032184E-4,2.5890886448266168E-3,2.0131914363102194E-3,2.3022656173798181E-6,1.0794178970544877E-4,8.201561404056033E-3]
[2004,3,20,7,3.185160363022264E-3,1.2786672595121345E-3,2.9037568820626052E-3,5.3716067287459951E-3,7.9370320460520408E-6,1.3459754973470752E-4,1.2881725815123759E-2,null,2.6658983437751874E-3,1.045303848795342E-3,2.9432676500018079E-3,2.0352183832810099E-3,1.1511328086899091E-6,5.3970894852724384E-5,8.7448102535147617E-3]
[2004,3,20,8,3.6277015794680036E-3,1.4399821985390184E-3,3.1752720171464173E-3,5.0993669546170782E-3,0,0,1.3342322749770517E-2,null,3.0362941045887874E-3,1.1771779742791872E-3,3.2184772305677975E-3,1.9320709599965826E-3,0,0,9.3640202694323556E-3]
[2004,3,20,9,3.9673812819246441E-3,1.5241000293832038E-3,3.3102163425165121E-3,4.7486460285718589E-3,0,0,1.3550343682396219E-2,null,3.3205973901332449E-3,1.2459438644508735E-3,3.3552577130753392E-3,1.7991882468469539E-3,0,0,9.7209872145064113E-3]
[2004,3,20,10,4.2865409773326498E-3,1.5187734901471062E-3,3.3370162285531247E-3,4.6931278618224624E-3,0,0,1.3835458557855344E-2,null,3.5877259508380072E-3,1.2415894462683226E-3,3.3824222591441089E-3,1.7781532755096515E-3,0,0,9.9898909317600888E-3]
[2004,3,20,11,4.1655695314684925E-3,1.5324845765029899E-3,3.3197743358167478E-3,5.1320100027553656E-3,0,0,1.4149838446543595E-2,null,3.4864759224509461E-3,1.2527981882083008E-3,3.3649457598444389E-3,1.944438904079652E-3,0,0,1.0048658774583337E-2]
[2004,3,20,12,4.2065286679412259E-3,1.421012200674753E-3,3.2703109622189805E-3,5.2724704464679906E-3,0,0,1.4170322277302951E-2,null,3.5207576796123072E-3,1.1616700994731006E-3,3.3148093492277033E-3,1.9976571852389799E-3,0,0,9.9948943135520912E-3]
[2004,3,20,13,4.2602272340298598E-3,1.441466379826089E-3,3.2803063155995385E-3,4.8775044723241507E-3,0,0,1.3859504401779639E-2,null,3.5657020158726509E-3,1.1783912847789626E-3,3.3249407071375419E-3,1.8480107103683795E-3,0,0,9.917044718157535E-3]
[2004,3,20,14,3.7445312809163494E-3,1.4810757334131424E-3,3.2344836402484617E-3,4.8628396023816358E-3,0,0,1.3322930256959589E-2,null,3.1340775980702169E-3,1.2107717257770685E-3,3.2784945329311257E-3,1.842454418852154E-3,0,0,9.4657982756305662E-3]
[2004,3,20,15,3.961094344412254E-3,1.4024284123224592E-3,3.2044258402647665E-3,4.6908289501630639E-3,0,0,1.3258777547162544E-2,null,3.3153353830781915E-3,1.1464779489387526E-3,3.2480277432116659E-3,1.7772822535776645E-3,0,0,9.487123328806274E-3]
[2004,3,20,16,3.6057317220484497E-3,1.4398918968666968E-3,3.1513058290185856E-3,4.8866715218885961E-3,0,0,1.3083600969822327E-2,null,3.0179058918043638E-3,1.1771041531307E-3,3.1941849398990281E-3,1.8514839631093454E-3,0,0,9.240678947943436E-3]
[2004,3,20,17,4.2535020529540961E-3,1.3213202954936764E-3,3.082736276358502E-3,4.8981682343417435E-3,0,0,1.3555726859148019E-2,null,3.5600732100832763E-3,1.0801724843552477E-3,3.124682376731218E-3,1.8558398889455996E-3,0,0,9.6207679601153402E-3]
[2004,3,20,18,4.2545674515442385E-3,1.2484018806149036E-3,2.9028081902786468E-3,4.9858822353514159E-3,0,0,1.3391659757789205E-2,null,3.560964921649794E-3,1.0205620586140596E-3,2.9423060495817463E-3,1.8890733619715909E-3,0,0,9.4129063918171902E-3]
[2004,3,20,19,3.9525621929550458E-3,1.2513121861899108E-3,2.7981986248139528E-3,5.0357802635738894E-3,3.9685160230260204E-6,6.7298774867353758E-5,1.3109120558423179E-2,null,3.3081941889635483E-3,1.0229412183181143E-3,2.8362730852468411E-3,1.9079789500862966E-3,5.7556640434495453E-7,2.6985447426362192E-5,9.1029484564455077E-3]
[2004,3,20,20,4.478211009354971E-3,1.2421621459743992E-3,2.7775343675361581E-3,5.0522906390147049E-3,1.5874064092104082E-5,2.6919509946941503E-4,1.3835267325441752E-2,null,3.7481489006058496E-3,1.0154611079275851E-3,2.8153276540598317E-3,1.9142344749802167E-3,2.3022656173798181E-6,1.0794178970544877E-4,9.6034161928963118E-3]
[2004,3,20,21,4.5483555218289954E-3,1.4117770475674802E-3,2.6270456756985186E-3,4.8316031397563491E-3,1.5874064092104082E-5,2.6919509946941503E-4,1.3703850548412862E-2,null,3.8068580763824769E-3,1.154120409735264E-3,2.6627912963802613E-3,1.8306194081795662E-3,2.3022656173798181E-6,1.0794178970544877E-4,9.5646332460003983E-3]
[2004,3,20,22,4.3630657893168187E-3,1.3267494716573361E-3,2.5340997855794935E-3,5.0624170864874089E-3,1.5874064092104082E-5,2.6919509946941503E-4,1.3571401296602576E-2,null,3.6517752752910871E-3,1.0846108076934295E-3,2.568580712402711E-3,1.9180712286918176E-3,2.3022656173798181E-6,1.0794178970544877E-4,9.333282079401874E-3]
[2004,3,20,23,4.307105021665739E-3,1.1264717523087645E-3,2.4374711532073471E-3,5.5169367354872103E-3,1.5874064092104082E-5,2.6919509946941503E-4,1.367305382623058E-2,null,3.6049375337665617E-3,9.2088481150041544E-4,2.4706372759250544E-3,2.0902816662609841E-3,2.3022656173798181E-6,1.0794178970544877E-4,9.1969853427758437E-3]
[2004,3,20,24,3.9649499834328887E-3,1.1310513763993937E-3,2.3662308756591311E-3,5.6262044228033272E-3,1.5874064092104082E-5,2.6919509946941503E-4,1.3373505821856259E-2,null,3.3185624550330717E-3,9.2462863042778608E-4,2.3984276479151936E-3,2.1316814963591711E-3,2.3022656173798181E-6,1.0794178970544877E-4,8.8835442850580502E-3]
[2004,3,21,1,3.6951929133747477E-3,1.0810945670286271E-3,2.4011193352185809E-3,5.5290102756016509E-3,1.5874064092104082E-5,2.6919509946941503E-4,{"$f":"SUM(E1923:J1923)","v":1.2991486254785125E-2},null,3.092782637276179E-3,8.8378919802633259E-4,2.4337908269106696E-3,2.0948561431415593E-3,2.3022656173798181E-6,1.0794178970544877E-4,{"$f":"SUM(M1923:R1923)","v":8.6154628606775682E-3}]
[2004,3,21,2,3.1804250893059521E-3,1.1313460304599593E-3,2.3585605149562634E-3,5.5693565035832941E-3,1.5874064092104082E-5,2.6919509946941503E-4,1.2524757301866989E-2,null,{"$f":"E1924*V$5","v":2.6619350399163951E-3},{"$f":"F1924*W$5","v":9.2486950859314225E-4},{"$f":"G1924*X$5","v":2.3906529183364009E-3},{"$f":"H1924*Y$5","v":2.1101427024581339E-3},{"$f":"I1924*Z$5","v":2.3022656173798181E-6},{"$f":"J1924*AA$5","v":1.0794178970544877E-4},8.1978442246268997E-3]
[2004,3,21,3,2.8145228386938026E-3,1.1795862268362029E-3,2.3615863232664125E-3,5.5505459705234095E-3,1.5874064092104082E-5,2.6919509946941503E-4,1.2191310522881348E-2,null,2.3556841474291572E-3,9.6430561878022101E-4,2.393719898140868E-3,2.1030156835574539E-3,2.3022656173798181E-6,1.0794178970544877E-4,7.9269694032305278E-3]
[2004,3,21,4,2.6708152034902186E-3,1.1670355454294981E-3,2.3811278197482738E-3,5.6056227253681659E-3,1.5874064092104082E-5,2.6919509946941503E-4,1.2109670457597676E-2,null,2.2354045059000361E-3,9.5404550186408267E-4,2.4135272913778775E-3,2.123883410777998E-3,2.3022656173798181E-6,1.0794178970544877E-4,7.8371047652428232E-3]
[2004,3,21,5,2.8907005534071295E-3,1.0870588685684228E-3,2.4420429729999642E-3,5.5951585960484218E-3,1.5874064092104082E-5,2.6919509946941503E-4,1.2300030154585457E-2,null,2.419442960280307E-3,8.8866498358238346E-4,2.4752713034431194E-3,2.1199187146578214E-3,2.3022656173798181E-6,1.0794178970544877E-4,8.013542017286459E-3]
[2004,3,21,6,2.9624018864171714E-3,1.1283821449690312E-3,2.4764906881421809E-3,5.6287010708126793E-3,1.5874064092104082E-5,2.6919509946941503E-4,1.2481044953902582E-2,null,2.4794551553135803E-3,9.2244654758588391E-4,2.5101877409110331E-3,2.1326274375238555E-3,2.3022656173798181E-6,1.0794178970544877E-4,8.1549609366571817E-3]
[2004,3,21,7,3.0911902373721269E-3,1.1033830192742899E-3,2.8171648298722734E-3,5.6163889178020288E-3,7.9370320460520408E-6,1.3459754973470752E-4,1.2770661586101479E-2,null,2.5872477347686934E-3,9.0200989206754218E-4,2.8554973591990748E-3,2.1279625539219068E-3,1.1511328086899091E-6,5.3970894852724384E-5,8.5278395676186315E-3]
[2004,3,21,8,3.3911461421669356E-3,1.1819328603212577E-3,2.9016200627663656E-3,5.4735444992834604E-3,0,0,1.2948243564538019E-2,null,2.8383032103678285E-3,9.6622397947600963E-4,2.9411017554851655E-3,2.0738410217251619E-3,0,0,8.8194699670541658E-3]
[2004,3,21,9,3.8495688074047497E-3,1.1543734364662583E-3,3.1009240611411491E-3,5.2161215873971368E-3,0,0,1.3320987892409293E-2,null,3.2219913405462691E-3,9.4369429349874887E-4,3.1431176386178586E-3,1.9763074774794384E-3,0,0,9.2851107501423155E-3]
[2004,3,21,10,3.7816935758458745E-3,1.2889964403653108E-3,3.1787286487093831E-3,5.2421961851602155E-3,0,0,1.3491614850080783E-2,null,3.1651814952722724E-3,1.0537479005378165E-3,3.2219808957403531E-3,1.9861867377052637E-3,0,0,9.4270970292557061E-3]
[2004,3,21,11,4.0812236370242677E-3,1.311963615733235E-3,3.2039385892651574E-3,5.1214028768278852E-3,0,0,1.3718528718850546E-2,null,3.4158805505778204E-3,1.0725234472091284E-3,3.2475338622971034E-3,1.9404200287651472E-3,0,0,9.6763578888491991E-3]
[2004,3,21,12,4.1196547705474309E-3,1.3095748368362064E-3,3.1968284557827653E-3,4.8878751657848406E-3,0,0,1.3513933228951242E-2,null,3.4480464334634125E-3,1.0705706328577719E-3,3.2403269828247924E-3,1.8519400050923617E-3,0,0,9.6108840542383396E-3]
[2004,3,21,13,4.0894398517817053E-3,1.2650961568494751E-3,3.2208464332462118E-3,5.027308712002374E-3,0,0,1.3602691153879767E-2,null,3.4227573136972672E-3,1.0342095427981063E-3,3.2646717675150383E-3,1.9047692107356858E-3,0,0,9.6264078347460987E-3]
[2004,3,21,14,4.0393820175909029E-3,1.1826212933347647E-3,3.2082165355192252E-3,5.0182193136149847E-3,0,0,1.3448439160059878E-2,null,3.3808601775871063E-3,9.6678676989181433E-4,3.2518700176053608E-3,1.9013253788199979E-3,0,0,9.5008423439042807E-3]
[2004,3,21,15,3.9964630985749993E-3,1.1697526299310906E-3,3.1803970524551073E-3,5.0128815467595849E-3,0,0,1.3359494327720781E-2,null,3.3449381322014373E-3,9.5626670434337388E-4,3.2236720010812535E-3,1.8993029818392879E-3,0,0,9.4241798194653528E-3]
[2004,3,21,16,3.9156958698454954E-3,1.255364532501257E-3,3.105641551394867E-3,5.1380436579134131E-3,0,0,1.3414745611655033E-2,null,3.2773380126592646E-3,1.0262539903973166E-3,3.1478993187022825E-3,1.9467249623330088E-3,0,0,9.3982162840918725E-3]
[2004,3,21,17,4.4455664789629749E-3,1.2072525750001031E-3,2.9544618151731822E-3,5.0433892419700331E-3,0,0,1.3650670111106293E-2,null,3.7208262576031077E-3,9.8692271482510676E-4,2.9946625137528874E-3,1.9108618738541419E-3,0,0,9.6132733600352432E-3]
[2004,3,21,18,4.4313218422041044E-3,1.2110367595186563E-3,2.8399428142543474E-3,5.0661981970157675E-3,0,0,1.3548499612992876E-2,null,3.7089038583468519E-3,9.9001626603037072E-4,2.8785852785004951E-3,1.9195038327607921E-3,0,0,9.4970092356385094E-3]
[2004,3,21,19,4.3992909874716168E-3,1.3848286745326956E-3,2.700567444889872E-3,5.1518629590489558E-3,3.9685160230260204E-6,6.7298774867353758E-5,1.370781735683352E-2,null,3.6820948462881879E-3,1.1320902546323793E-3,2.7373134597778043E-3,1.9519608809576245E-3,5.7556640434495453E-7,2.6985447426362192E-5,9.5310204554867016E-3]
[2004,3,21,20,4.2879752785554177E-3,1.4381368441395543E-3,2.6773926064396457E-3,5.2571071325149647E-3,1.5874064092104082E-5,2.6919509946941503E-4,1.3945681025211102E-2,null,3.5889264245405695E-3,1.1756694066343981E-3,2.713823286504029E-3,1.9918362641320815E-3,2.3022656173798181E-6,1.0794178970544877E-4,9.5804994371339065E-3]
[2004,3,21,21,4.5118010373364457E-3,1.4711687385117402E-3,2.5651490667652102E-3,5.3095538876880765E-3,1.5874064092104082E-5,2.6919509946941503E-4,1.4142741893862993E-2,null,3.7762629010821736E-3,1.2026728088591653E-3,2.600052474186299E-3,2.011707525313682E-3,2.3022656173798181E-6,1.0794178970544877E-4,9.7009397647641483E-3]
[2004,3,21,22,4.6945351164805107E-3,1.463953947426576E-3,2.5256427392228143E-3,5.3199765174817299E-3,1.5874064092104082E-5,2.6919509946941503E-4,1.428917748417315E-2,null,3.9292066851995952E-3,1.1967747545893988E-3,2.5600085929150425E-3,2.0156564979077959E-3,2.3022656173798181E-6,1.0794178970544877E-4,9.8118905859346621E-3]
[2004,3,21,23,4.4329880924015314E-3,1.650236843748153E-3,2.5265168486196241E-3,5.531350206415632E-3,1.5874064092104082E-5,2.6919509946941503E-4,1.442616115474646E-2,null,3.7102984674513748E-3,1.3490600555862999E-3,2.5608945961221588E-3,2.0957427065943033E-3,2.3022656173798181E-6,1.0794178970544877E-4,9.8262398810769654E-3]
[2004,3,21,24,3.8594957044387696E-3,1.6496389093501422E-3,2.504261856987937E-3,6.6300019568657012E-3,1.5874064092104082E-5,2.6919509946941503E-4,1.4928467591204069E-2,null,3.2302999012922373E-3,1.3485712473190058E-3,2.5383367858160572E-3,2.5120047958075687E-3,2.3022656173798181E-6,1.0794178970544877E-4,9.7394567855576975E-3]
[2004,3,22,1,3.0506049689932348E-3,1.5142017140275972E-3,2.4776336587741601E-3,6.5994420401056389E-3,1.5874064092104082E-5,2.6919509946941503E-4,1.3926951545462149E-2,null,2.5532788957083274E-3,1.2378520430166146E-3,2.5113462636877806E-3,2.5004261178584227E-3,2.3022656173798181E-6,1.0794178970544877E-4,8.9131473755939741E-3]
[2004,3,22,2,2.5876239710016617E-3,1.6912824586039551E-3,2.4483157649223715E-3,6.6531404424740931E-3,1.5874064092104082E-5,2.6919509946941503E-4,1.36654318005636E-2,null,2.1657755567637284E-3,1.3826146327178919E-3,2.48162944783684E-3,2.5207716087277086E-3,2.3022656173798181E-6,1.0794178970544877E-4,8.6610353013689967E-3]
[2004,3,22,3,2.4416780941595275E-3,1.5388914557617156E-3,2.4392899871871032E-3,6.766040895835706E-3,1.5874064092104082E-5,2.6919509946941503E-4,1.3470969596505572E-2,null,2.0436225638183168E-3,1.2580357787527463E-3,2.4724808583704064E-3,2.5635478374736948E-3,2.3022656173798181E-6,1.0794178970544877E-4,8.4479310937379919E-3]
[2004,3,22,4,2.4645028343762095E-3,1.8181520973044869E-3,2.499496977314151E-3,6.4469083940417579E-3,1.5874064092104082E-5,2.6919509946941503E-4,1.3514129466598124E-2,null,2.0627262917960868E-3,1.4863299039445433E-3,2.5335070714943664E-3,2.4426334877917458E-3,2.3022656173798181E-6,1.0794178970544877E-4,8.6354408103495716E-3]
[2004,3,22,5,2.6986446715139322E-3,1.6501749344900421E-3,2.5875009416461568E-3,7.1665450865323619E-3,1.5874064092104082E-5,2.6919509946941503E-4,1.4387934797744013E-2,null,2.258697063968342E-3,1.3490094450890825E-3,2.6227084860102807E-3,2.715292656602925E-3,2.3022656173798181E-6,1.0794178970544877E-4,9.0559517069934599E-3]
[2004,3,22,6,2.9822815304281517E-3,1.7026572192911304E-3,2.7775460131621364E-3,7.0217268997849443E-3,1.5874064092104082E-5,2.6919509946941503E-4,1.4769280826227882E-2,null,2.4960939125513561E-3,1.3919134405484504E-3,2.815339458145228E-3,2.6604232942714474E-3,2.3022656173798181E-6,1.0794178970544877E-4,9.47401416083931E-3]
[2004,3,22,7,3.1291129128781891E-3,1.5634649145295195E-3,3.2808505496765071E-3,7.6306038022016442E-3,7.9370320460520408E-6,1.3459754973470752E-4,1.5746566761066619E-2,null,2.6189880512051339E-3,1.2781244537673859E-3,3.3254923464854035E-3,2.8911172984177557E-3,1.1511328086899091E-6,5.3970894852724384E-5,1.0168844177537094E-2]
[2004,3,22,8,3.6461806286839206E-3,1.7988178740533762E-3,3.6574683718304628E-3,7.5049091550798775E-3,0,0,1.6607376029647635E-2,null,3.0517605995480897E-3,1.4705242767749189E-3,3.707234722786717E-3,2.843493548314598E-3,0,0,1.1073013147424322E-2]
[2004,3,22,9,4.1239411471631193E-3,1.8448876045645474E-3,3.9176576514291057E-3,8.3858579383083581E-3,0,0,1.827234434146513E-2,null,3.4516340218477279E-3,1.5081860423812935E-3,3.9709643394948459E-3,3.1772713635743908E-3,0,0,1.2108055767298259E-2]
[2004,3,22,10,3.7695847264378754E-3,1.9021192752389938E-3,4.0229190441943129E-3,8.5935420836334517E-3,0,0,1.8288165129504631E-2,null,3.1550466957951189E-3,1.5549726361444058E-3,4.0776580003979929E-3,3.2559596614759596E-3,0,0,1.2043636993813478E-2]
[2004,3,22,11,3.7092393551285191E-3,2.0766070735545547E-3,3.9982041268993573E-3,8.0353372930789622E-3,0,0,1.7819387848661394E-2,null,3.1045391523458889E-3,1.6976155057340063E-3,4.0526067927724287E-3,3.0444645337160685E-3,0,0,1.1899225984568391E-2]
[2004,3,22,12,3.4257585498453083E-3,1.9115118143349654E-3,3.8772644880432335E-3,8.2127987493927929E-3,0,0,1.7427333601616302E-2,null,2.8672729166893938E-3,1.5626509881112231E-3,3.930021555403904E-3,3.1117019240262944E-3,0,0,1.1471647384230815E-2]
[2004,3,22,13,3.5400438959758184E-3,1.9505424945740141E-3,3.8997795916854445E-3,7.186478005798763E-3,0,0,1.6576843988034041E-2,null,2.9629268493780478E-3,1.5945583666504566E-3,3.9528430170062559E-3,2.7228449302096908E-3,0,0,1.123317316324445E-2]
[2004,3,22,14,3.0536565815418824E-3,1.8311515238507593E-3,3.8892614714469234E-3,8.273410241854743E-3,0,0,1.7047479818694308E-2,null,2.5558330179226213E-3,1.496956867683441E-3,3.9421817790671904E-3,3.1346666773907792E-3,0,0,1.1129638342064031E-2]
[2004,3,22,15,2.803530466996192E-3,2.0248751763286702E-3,3.712029197303355E-3,7.959622491060709E-3,0,0,1.6500057331688925E-2,null,2.3464838114451267E-3,1.6553249482231067E-3,3.762537945161756E-3,3.015777370873452E-3,0,0,1.0780124075703442E-2]
[2004,3,22,16,3.1015035633518854E-3,1.7818635124073588E-3,3.5043650391569105E-3,8.702732457535698E-3,0,0,1.7090464572451853E-2,null,2.5958797267297399E-3,1.4566641741167714E-3,3.5520481474404222E-3,3.297330198722095E-3,0,0,1.0901922247009029E-2]
[2004,3,22,17,3.5241132970126156E-3,1.6336052865961546E-3,3.4070222987823266E-3,7.9392344806065752E-3,0,0,1.6503975362997671E-2,null,2.9495933425680325E-3,1.3354638439267656E-3,3.4533808862530716E-3,3.0080526702819656E-3,0,0,1.0746490743029835E-2]
[2004,3,22,18,3.5853591460706449E-3,1.6017820156095973E-3,3.2641766881960658E-3,7.0738281220745613E-3,0,0,1.5525145971950869E-2,null,3.0008545630272688E-3,1.309448485047398E-3,3.3085916075154334E-3,2.6801636384086646E-3,0,0,1.0299058293998766E-2]
[2004,3,22,19,3.6258162142562321E-3,1.7731412117913488E-3,3.1470266095700726E-3,6.7539801831436935E-3,3.9685160230260204E-6,6.7298774867353758E-5,1.5371231509651728E-2,null,3.0347161017811979E-3,1.4495337386290091E-3,3.1898474940722545E-3,2.5589782207043029E-3,5.7556640434495453E-7,2.6985447426362192E-5,1.026063656901747E-2]
[2004,3,22,20,4.1076096573437844E-3,1.5446553800027491E-3,3.2005695660004469E-3,8.2870396989813307E-3,1.5874064092104082E-5,2.6919509946941503E-4,1.7424943465889832E-2,null,3.4379649795708627E-3,1.2627477569069504E-3,3.2441189974892473E-3,3.1398306670681556E-3,2.3022656173798181E-6,1.0794178970544877E-4,1.1194906456358044E-2]
[2004,3,22,21,4.215402230931942E-3,1.6608714825658494E-3,3.1027170156397383E-3,8.2470291150256326E-3,1.5874064092104082E-5,2.6919509946941503E-4,1.7511089007724686E-2,null,3.5281846265111088E-3,1.3577538176295448E-3,3.1449349894457539E-3,3.1246712780613854E-3,2.3022656173798181E-6,1.0794178970544877E-4,1.1265788766970621E-2]
[2004,3,22,22,4.4872869972859431E-3,1.6447273367182957E-3,2.8919240818060573E-3,7.604969903301579E-3,1.5874064092104082E-5,2.6919509946941503E-4,1.6913977482673394E-2,null,3.7557452720395137E-3,1.344556062181892E-3,2.9312738434888836E-3,2.8814050121482877E-3,2.3022656173798181E-6,1.0794178970544877E-4,1.1023224245181406E-2]
[2004,3,22,23,3.5933818308216264E-3,1.7072254523486832E-3,2.70327489017054E-3,8.1054543350870915E-3,1.5874064092104082E-5,2.6919509946941503E-4,1.6394405671989461E-2,null,3.0075693464455761E-3,1.3956479473653965E-3,2.7400577446585277E-3,3.071030792208627E-3,2.3022656173798181E-6,1.0794178970544877E-4,1.0324549886000957E-2]
[2004,3,22,24,3.2672453272722078E-3,1.7230435405927529E-3,2.6733062451987813E-3,7.5156201536732822E-3,1.5874064092104082E-5,2.6919509946941503E-4,1.5464284430298543E-2,null,2.7346013744870014E-3,1.408579152414331E-3,2.7096813230632348E-3,2.8475517793693653E-3,2.3022656173798181E-6,1.0794178970544877E-4,9.8106576846567622E-3]
[2004,3,23,1,2.783932516664425E-3,1.9222789438264783E-3,2.5901063196315907E-3,7.8718130801594104E-3,1.5874064092104082E-5,2.6919509946941503E-4,1.5453200023843424E-2,null,2.3300808246638676E-3,1.5714530605927305E-3,2.6253493147889999E-3,2.9825077485209762E-3,2.3022656173798181E-6,1.0794178970544877E-4,9.6196350038894023E-3]
[2004,3,23,2,2.5034989437483167E-3,1.9213920835591247E-3,2.5804727529424214E-3,7.2558270250839066E-3,1.5874064092104082E-5,2.6919509946941503E-4,1.4546259968895288E-2,null,2.0953650451209379E-3,1.5707280569266773E-3,2.6155846663208312E-3,2.749120196817785E-3,2.3022656173798181E-6,1.0794178970544877E-4,9.14104202050906E-3]
[2004,3,23,3,2.1434961762980763E-3,1.9230724679082361E-3,2.5169570561484572E-3,7.5394651820300321E-3,1.5874064092104082E-5,2.6919509946941503E-4,1.4408060045946322E-2,null,1.7940518702359433E-3,1.5721017624114426E-3,2.5512047257012127E-3,2.8565862903661976E-3,2.3022656173798181E-6,1.0794178970544877E-4,8.8841887040376245E-3]
[2004,3,23,4,2.2516573383178332E-3,1.8800893859352453E-3,2.4903233656344255E-3,6.8107110007236656E-3,1.5874064092104082E-5,2.6919509946941503E-4,1.3717850254172688E-2,null,1.8845800163339531E-3,1.5369633159663559E-3,2.5242086365401852E-3,2.5804726466121869E-3,2.3022656173798181E-6,1.0794178970544877E-4,8.6364686707755094E-3]
[2004,3,23,5,2.3523186954193497E-3,1.8343692966455321E-3,2.5453181410733123E-3,5.9647825565428275E-3,1.5874064092104082E-5,2.6919509946941503E-4,1.298185785324254E-2,null,1.9688310161562876E-3,1.499587380244002E-3,2.579951713540975E-3,2.2599634940482453E-3,2.3022656173798181E-6,1.0794178970544877E-4,8.4185776593123374E-3]
[2004,3,23,6,2.5079022783510334E-3,1.8695127524945797E-3,2.6913829351183356E-3,5.7350397464536809E-3,1.5874064092104082E-5,2.6919509946941503E-4,1.3088906875979149E-2,null,2.0990505243705074E-3,1.5283169730178053E-3,2.7280039784439241E-3,2.172917510577816E-3,2.3022656173798181E-6,1.0794178970544877E-4,8.6385330417328814E-3]
[2004,3,23,7,2.7612355214100253E-3,1.8886741010588719E-3,2.9904894801837788E-3,5.7685752896199597E-3,6.6194850443656212E-6,1.1225436187073604E-4,1.3527848239187736E-2,null,2.3110840159757283E-3,1.5439812760281177E-3,3.0311803991123079E-3,2.1856236071690046E-3,9.6004480856186812E-7,4.5011728469251047E-5,9.1178410715629724E-3]
[2004,3,23,8,3.1467050691004941E-3,2.0338365667759771E-3,3.6776606310034766E-3,6.7948795880368989E-3,0,0,1.5653081854916845E-2,null,2.6337122392494612E-3,1.662650838407158E-3,3.7277017334967077E-3,2.5744743701633563E-3,0,0,1.0598539181316683E-2]
[2004,3,23,9,3.9064062292526024E-3,1.8021483066004535E-3,3.9313167789381291E-3,8.8832918584045972E-3,0,0,1.8523163173195779E-2,null,3.2695628193728072E-3,1.4732468880983224E-3,3.9848093236851201E-3,3.3657413521216992E-3,0,0,1.2093360383277948E-2]
[2004,3,23,10,3.8271096866979407E-3,1.8142410938770605E-3,3.9860203338836003E-3,8.7707075002346584E-3,0,0,1.839807861469326E-2,null,3.2031936268141674E-3,1.4831326789394234E-3,4.0402572176206257E-3,3.3230848869357523E-3,0,0,1.204966841030997E-2]
[2004,3,23,11,3.6370240855277372E-3,1.9449988034660494E-3,3.9337340692826512E-3,7.8332965617520806E-3,0,0,1.7349053520028516E-2,null,3.0440968054364446E-3,1.5900264279395998E-3,3.9872595055566278E-3,2.9679144377517644E-3,0,0,1.1589297176684436E-2]
[2004,3,23,12,3.1655567522063713E-3,1.8759987469387669E-3,3.8573636243931261E-3,8.4018507443285421E-3,0,0,1.7300769867866807E-2,null,2.6494906193124503E-3,1.5336192398157844E-3,3.9098499051702755E-3,3.1833307894512594E-3,0,0,1.127629055374977E-2]
[2004,3,23,13,2.8880613783176714E-3,2.0314828925446136E-3,3.8653835353807467E-3,7.8356546265590729E-3,0,0,1.6620582432802105E-2,null,2.4172340377464217E-3,1.6607267219378012E-3,3.9179789412860646E-3,2.9688078718928894E-3,0,0,1.0964747572863177E-2]
[2004,3,23,14,2.6042762370153665E-3,1.9443631699262295E-3,3.8732655832551446E-3,8.7746383700871393E-3,0,0,1.7196543360283881E-2,null,2.1797130805698822E-3,1.5895068008195228E-3,3.9259682384162027E-3,3.3245742324872875E-3,0,0,1.1019762352292895E-2]
[2004,3,23,15,2.5424023604346583E-3,2.0235395004335002E-3,3.7587251106455171E-3,8.2399475086351679E-3,0,0,1.6564614480148843E-2,null,2.127926217021528E-3,1.6542330401105169E-3,3.809869239312542E-3,3.1219881673578589E-3,0,0,1.0714016663802447E-2]
[2004,3,23,16,2.8656945646649236E-3,1.813717258941471E-3,3.6775878432680309E-3,8.845010004828336E-3,0,0,1.720200967170276E-2,null,2.3985135826746365E-3,1.4827044465981071E-3,3.7276279553548879E-3,3.3512369522132818E-3,0,0,1.0960082936840913E-2]
[2004,3,23,17,3.4055186114712458E-3,1.7880557329638975E-3,3.4320261389212477E-3,7.7563088110997663E-3,0,0,{"$f":"SUM(E1987:J1987)","v":1.6381909294456157E-2},null,2.8503326022185937E-3,1.4617262822861862E-3,3.4787249480308703E-3,2.9387449744370845E-3,0,0,{"$f":"SUM(M1987:R1987)","v":1.0729528806972735E-2}]
[2004,3,23,18,3.3975261362087445E-3,1.8289804561158222E-3,3.2545765832203231E-3,6.9449328774182041E-3,0,0,1.5426016052963093E-2,null,{"$f":"E1988*V$5","v":2.843643103375041E-3},{"$f":"F1988*W$5","v":1.4951820310772459E-3},{"$f":"G1988*X$5","v":3.2988608760667133E-3},{"$f":"H1988*Y$5","v":2.6313272315961053E-3},{"$f":"I1988*Z$5","v":0},{"$f":"J1988*AA$5","v":0},1.0269013242115106E-2]
[2004,3,23,19,3.2992601032698272E-3,2.0454686937678864E-3,3.1999916515858622E-3,6.5758896513456889E-3,3.9685160230260204E-6,6.7298774867353758E-5,1.5191877390859644E-2,null,2.7613969290528643E-3,1.6721600418561915E-3,3.2435332195229773E-3,2.4915024834609315E-3,5.7556640434495453E-7,2.6985447426362192E-5,1.0196153687723673E-2]
[2004,3,23,20,3.6081648279553255E-3,1.7407906052178809E-3,3.2307833623190056E-3,8.0944839288035371E-3,1.5874064092104082E-5,2.6919509946941503E-4,1.6959291887857272E-2,null,3.0199423396650971E-3,1.4230872856440377E-3,3.2747439061506741E-3,3.0668742756079482E-3,2.3022656173798181E-6,1.0794178970544877E-4,1.0894891862390586E-2]
[2004,3,23,21,3.8262531094028825E-3,1.7862809574801691E-3,3.1987128465649625E-3,8.0887130702094728E-3,1.5874064092104082E-5,2.6919509946941503E-4,1.7185029147219009E-2,null,3.2024766933690823E-3,1.46027541253873E-3,3.2422370140892773E-3,3.0646877868921786E-3,2.3022656173798181E-6,1.0794178970544877E-4,1.1079920962212097E-2]
[2004,3,23,22,3.9647122169580431E-3,1.7626082879052384E-3,2.9815869203443221E-3,7.9033127033851323E-3,1.5874064092104082E-5,2.6919509946941503E-4,1.6897289292154258E-2,null,3.3183634505311779E-3,1.4409231280144695E-3,3.0221567041399293E-3,2.9944424666589102E-3,2.3022656173798181E-6,1.0794178970544877E-4,1.0886129804667315E-2]
[2004,3,23,23,3.6614732829034873E-3,1.6241732848039766E-3,2.7115833243096335E-3,8.2232121883392441E-3,1.5874064092104082E-5,2.6919509946941503E-4,1.6505511243917862E-2,null,3.0645601628068722E-3,1.3277532314105978E-3,2.7484792297955318E-3,3.1156474143511116E-3,2.3022656173798181E-6,1.0794178970544877E-4,1.0366684093686941E-2]
[2004,3,23,24,3.2269348841236943E-3,1.7057334397497909E-3,2.6434336469203751E-3,7.5744440740981188E-3,1.5874064092104082E-5,2.6919509946941503E-4,1.5435615208453499E-2,null,2.700862557165886E-3,1.3944282348088491E-3,2.6794022550470863E-3,2.8698392494450526E-3,2.3022656173798181E-6,1.0794178970544877E-4,9.754776351789703E-3]
[2004,3,24,1,2.706510120522422E-3,1.9222789438264783E-3,2.5672571835143529E-3,7.5035468462289574E-3,1.5874064092104082E-5,2.6919509946941503E-4,1.4984662257653729E-2,null,2.2652802450628365E-3,1.5714530605927305E-3,2.6021892756067306E-3,2.8429773906438844E-3,2.3022656173798181E-6,1.0794178970544877E-4,9.3921440272290106E-3]
[2004,3,24,2,2.4355731555837368E-3,1.9213920835591247E-3,2.5450313638189408E-3,7.1381783660995389E-3,1.5874064092104082E-5,2.6919509946941503E-4,1.432524413262286E-2,null,2.0385128852517388E-3,1.5707280569266773E-3,2.5796610341728911E-3,2.7045449466878784E-3,2.3022656173798181E-6,1.0794178970544877E-4,9.0036909783620146E-3]
[2004,3,24,3,2.0855648631898146E-3,1.9230724679082361E-3,2.5104770835514731E-3,7.5028511268079006E-3,1.5874064092104082E-5,2.6919509946941503E-4,1.4307034705018944E-2,null,1.7455648322013823E-3,1.5721017624114426E-3,2.5446365815719931E-3,2.8427137933578501E-3,2.3022656173798181E-6,1.0794178970544877E-4,8.8152610248654964E-3]
[2004,3,24,4,2.188722436766375E-3,1.8800893859352453E-3,2.4667357676437275E-3,6.6639933080506215E-3,1.5874064092104082E-5,2.6919509946941503E-4,1.3484610061957489E-2,null,1.8319051018274542E-3,1.5369633159663559E-3,2.5003000873995442E-3,2.5248835909795785E-3,2.3022656173798181E-6,1.0794178970544877E-4,8.5042961514957618E-3]
[2004,3,24,5,2.2802971515765475E-3,1.8343692966455321E-3,2.5404239286974245E-3,5.9168147592020166E-3,1.5874064092104082E-5,2.6919509946941503E-4,1.2856974299683041E-2,null,1.9085508127870369E-3,1.499587380244002E-3,2.5749909067161432E-3,2.2417892404434383E-3,2.3022656173798181E-6,1.0794178970544877E-4,8.3351623955134485E-3]
[2004,3,24,6,2.4322264166824329E-3,1.8695127524945797E-3,2.724920590756367E-3,5.9442107892697599E-3,1.5874064092104082E-5,2.6919509946941503E-4,1.3255939712764659E-2,null,2.0357117497743502E-3,1.5283169730178053E-3,2.761997973432307E-3,2.252169170851301E-3,2.3022656173798181E-6,1.0794178970544877E-4,8.6884399223985907E-3]
[2004,3,24,7,2.6779771400579043E-3,1.8886741010588719E-3,3.2316007346501543E-3,5.9445614523895443E-3,6.6194850443656212E-6,1.1225436187073604E-4,1.3861687275071576E-2,null,2.2413988649457139E-3,1.5439812760281177E-3,3.2755724002836157E-3,2.2523020316625561E-3,9.6004480856186812E-7,4.5011728469251047E-5,9.3592263461978169E-3]
[2004,3,24,11,3.5232323042132863E-3,1.9449988034660494E-3,3.9241503395745538E-3,7.7615858673579872E-3,0,0,1.7153967314611877E-2,null,2.9488559739658496E-3,1.5900264279395998E-3,3.9775453721901423E-3,2.9407443691151914E-3,0,0,1.1457172143210783E-2]
[2004,3,24,14,2.5342021582505578E-3,1.9443631699262295E-3,3.8857115019079631E-3,8.043312096297054E-3,0,0,1.6407588926381805E-2,null,2.1210628560193608E-3,1.5895068008195228E-3,3.938583505889757E-3,3.0474860628286996E-3,0,0,1.0696639225557339E-2]
[2004,3,24,18,3.3097181353370932E-3,1.8289804561158222E-3,3.222660122101885E-3,6.3730106205730011E-3,0,0,1.4734369334127801E-2,null,2.7701500363346647E-3,1.4951820310772459E-3,3.266510134827759E-3,2.4146347688530903E-3,0,0,9.946476971092761E-3]
[2004,3,24,21,3.7172994643582956E-3,1.7862809574801691E-3,3.0668403356442133E-3,7.7513047142377415E-3,1.5874064092104082E-5,2.6919509946941503E-4,1.6606794635281939E-2,null,3.1112852591026361E-3,1.46027541253873E-3,3.1085701435206057E-3,2.9368489998358891E-3,2.3022656173798181E-6,1.0794178970544877E-4,1.072722387032069E-2]
[2004,3,24,24,3.1457137607248365E-3,1.7057334397497909E-3,2.6126083966981871E-3,7.5858506870195115E-3,1.5874064092104082E-5,2.6919509946941503E-4,1.5334975447753845E-2,null,2.632882539311111E-3,1.3944282348088491E-3,2.6481575725660479E-3,2.8741610379677219E-3,2.3022656173798181E-6,1.0794178970544877E-4,9.659873439976558E-3]
[2004,3,25,4,2.1292840981501381E-3,1.8800893859352453E-3,2.4578021345604273E-3,6.9336687131552272E-3,1.5874064092104082E-5,2.6919509946941503E-4,1.3685913495362556E-2,null,1.7821567217102842E-3,1.5369633159663559E-3,2.4912448963766696E-3,2.6270594146582745E-3,2.3022656173798181E-6,1.0794178970544877E-4,8.5476684040344132E-3]
[2004,3,25,5,2.212277065130581E-3,1.8343692966455321E-3,2.5277362800543604E-3,5.8845788402569089E-3,1.5874064092104082E-5,2.6919509946941503E-4,1.2744030645648902E-2,null,1.8516197276508127E-3,1.499587380244002E-3,2.5621306200866393E-3,2.229575551290071E-3,2.3022656173798181E-6,1.0794178970544877E-4,8.2531573345943528E-3]
[2004,3,25,9,3.6571737436304104E-3,1.8021483066004535E-3,3.9528800579998946E-3,8.5625434157696797E-3,0,0,1.7974745524000441E-2,null,3.0609615576125591E-3,1.4732468880983224E-3,4.0066660094436653E-3,3.2442147475462125E-3,0,0,1.1785089202700759E-2]
[2004,3,25,12,2.9901701189809088E-3,1.8759987469387669E-3,3.8715959053927324E-3,8.6463051291530962E-3,0,0,1.7384069900465503E-2,null,2.5026964608568249E-3,1.5336192398157844E-3,3.9242758416219948E-3,3.2759507601587442E-3,0,0,1.1236542302453349E-2]
[2004,3,25,15,2.4152338575993337E-3,2.0235395004335002E-3,3.778234415883543E-3,8.2782217813603485E-3,0,0,1.6495229555276728E-2,null,2.0214894093101001E-3,1.6542330401105169E-3,3.8296440032866887E-3,3.1364896949995116E-3,0,0,1.0641856147706817E-2]
[2004,3,25,19,3.1329640135182649E-3,2.0454686937678864E-3,3.1688502124984051E-3,6.2108166404955959E-3,2.6509690213396008E-6,4.4955587003382282E-5,1.4605706116304875E-2,null,2.6222113246507283E-3,1.6721600418561915E-3,3.2119680458657708E-3,2.353181988227039E-3,3.8447840421691364E-7,1.8026281042888855E-5,9.8779321600468359E-3]
[2004,3,25,21,3.6143991805175132E-3,1.7862809574801691E-3,3.0992912901976755E-3,7.8122278884859859E-3,1.5874064092104082E-5,2.6919509946941503E-4,1.6597268480242865E-2,null,3.0251603344521091E-3,1.46027541253873E-3,3.1414626509267489E-3,2.959931844589642E-3,2.3022656173798181E-6,1.0794178970544877E-4,1.0697074297830058E-2]
[2004,3,26,2,2.1980798241335309E-3,1.7044554297748881E-3,2.5445548427269768E-3,6.9336677524122073E-3,1.5874064092104082E-5,2.6919509946941503E-4,1.3665827012609122E-2,null,1.8397369974436906E-3,1.3933834682868108E-3,2.579178029165418E-3,2.627059050647662E-3,2.3022656173798181E-6,1.0794178970544877E-4,8.5496016008664109E-3]
[2004,3,26,3,1.9263307349792877E-3,1.5526790056622282E-3,2.5239540533701947E-3,7.2199575219586108E-3,1.5874064092104082E-5,2.6919509946941503E-4,1.3507990479531841E-2,null,1.6122899102862616E-3,1.2693070292436384E-3,2.5582969294931724E-3,2.7355297990380879E-3,2.3022656173798181E-6,1.0794178970544877E-4,8.2856677233839882E-3]
[2004,3,26,6,2.1988839795410563E-3,1.6469095083788815E-3,2.6810832671393622E-3,5.2117414395722837E-3,1.5874064092104082E-5,2.6919509946941503E-4,1.2023687358193104E-2,null,1.8404100551000484E-3,1.3463399761896792E-3,2.7175641651952546E-3,1.9746479074802198E-3,2.3022656173798181E-6,1.0794178970544877E-4,7.9892061592880294E-3]
[2004,3,26,10,3.2555316092046146E-3,1.6037143813760596E-3,3.9221783172107326E-3,7.7210779495842877E-3,0,0,1.6502502257375692E-2,null,{"$f":"E2052*V$5","v":2.7247972899082846E-3},{"$f":"F2052*W$5","v":1.3110281840331484E-3},{"$f":"G2052*X$5","v":3.9755465169607779E-3},{"$f":"H2052*Y$5","v":2.9253965480470034E-3},{"$f":"I2052*Z$5","v":0},{"$f":"J2052*AA$5","v":0},1.0936768538949215E-2]
[2004,3,26,13,2.5726106814155398E-3,2.1063028888968116E-3,3.8397373411713683E-3,6.9578165477302773E-3,0,0,1.5476467459213997E-2,null,2.1532098146092951E-3,1.7218916806649421E-3,3.8919837850701937E-3,2.6362086542294754E-3,0,0,1.0403293934573905E-2]
[2004,3,26,18,2.6149867442672703E-3,1.7129593911811645E-3,3.2126514787595433E-3,6.2968593642155138E-3,0,0,1.3837456978423491E-2,null,2.1886775031701778E-3,1.4003354126037235E-3,3.256365306122611E-3,2.3857822402382702E-3,0,0,9.2311604621347822E-3]
[2004,3,26,21,2.8928350181629619E-3,1.7142412801864674E-3,2.9672759395481915E-3,6.5441184835650359E-3,1.5874064092104082E-5,2.6919509946941503E-4,1.4403539885024177E-2,null,2.421229453080946E-3,1.4013833502129829E-3,3.0076509970412245E-3,2.4794648813074721E-3,2.3022656173798181E-6,1.0794178970544877E-4,9.4199727369654544E-3]
[2004,3,26,24,3.078744063362923E-3,1.0146762229250375E-3,2.4906734849636293E-3,6.5938165687348671E-3,1.5874064092104082E-5,2.6919509946941503E-4,1.3462979503547976E-2,null,2.5768306031659408E-3,8.2949254641066122E-4,2.5245635198644922E-3,2.498294714104096E-3,2.3022656173798181E-6,1.0794178970544877E-4,8.5394254388680181E-3]
[2004,3,27,1,2.7736469315236363E-3,1.3773251818204018E-3,2.463188656633477E-3,5.7465761157666851E-3,1.5874064092104082E-5,2.6919509946941503E-4,1.264580604930572E-2,null,2.3214720510806217E-3,1.125956188280699E-3,2.4967047116461788E-3,2.1772884617825084E-3,2.3022656173798181E-6,1.0794178970544877E-4,8.2316654681128358E-3]
[2004,3,27,4,2.2321973583386027E-3,1.3639750120108007E-3,2.4077537219213637E-3,5.6198875665970736E-3,1.5874064092104082E-5,2.6919509946941503E-4,1.190888282242936E-2,null,1.8682925072343159E-3,1.1150424937442706E-3,2.4405154862237564E-3,2.1292881376259805E-3,2.3022656173798181E-6,1.0794178970544877E-4,7.6633826801511522E-3]
[2004,3,27,7,2.5499205618476476E-3,1.2786672595121345E-3,2.903614714015311E-3,5.6439326956460676E-3,5.2860636606288779E-6,8.9641973515305171E-5,1.2471063268197094E-2,null,2.1342187606961699E-3,1.045303848795342E-3,2.9431235475058139E-3,2.1383984636680923E-3,7.6665449670196342E-7,3.5944618133993352E-5,8.2977558932961128E-3]
[2004,3,27,11,3.4982265601473592E-3,1.5324845765029899E-3,3.3034580132981169E-3,4.2434621488088558E-3,0,0,1.2577631298757322E-2,null,2.9279268011480112E-3,1.2527981882083008E-3,3.3484074247886577E-3,1.6077819189174124E-3,0,0,9.1369143330623827E-3]
[2004,3,27,15,3.1366323201026738E-3,1.4024284123224592E-3,3.1898121003212853E-3,3.8135983751943509E-3,0,0,1.1542471207940769E-2,null,2.6252816041133788E-3,1.1464779489387526E-3,3.2332151573898687E-3,1.4449132096939759E-3,0,0,8.4498879201359758E-3]
[2004,3,27,18,3.5347734984558328E-3,1.2484018806149036E-3,2.8421044903602392E-3,3.1863901507847492E-3,0,0,1.0811670020215724E-2,null,2.9585156604838617E-3,1.0205620586140596E-3,2.8807763680478177E-3,1.207273752279441E-3,0,0,8.067127839425179E-3]
[2004,3,27,22,3.7138737436795619E-3,1.3267494716573361E-3,2.4773185459397175E-3,3.0875674717790783E-3,1.5874064092104082E-5,2.6919509946941503E-4,1.0890578396617213E-2,null,3.1084180178831055E-3,1.0846108076934295E-3,2.5110268631837493E-3,1.1698313736479039E-3,2.3022656173798181E-6,1.0794178970544877E-4,7.9841311177310161E-3]
[2004,3,28,1,3.3211436680986531E-3,1.0810945670286271E-3,2.365380298377641E-3,3.0647795066821447E-3,1.5874064092104082E-5,2.6919509946941503E-4,1.0117467203748584E-2,null,2.7797129171300574E-3,8.8378919802633259E-4,2.3975654970196068E-3,1.1611973675069384E-3,2.3022656173798181E-6,1.0794178970544877E-4,7.332509035005764E-3]
[2004,3,28,2,2.8404137537807635E-3,1.1313460304599593E-3,2.3204285263929984E-3,3.2087639762707226E-3,1.5874064092104082E-5,2.6919509946941503E-4,9.7860214504659621E-3,null,2.3773541859146482E-3,9.2486950859314225E-4,2.3520020763661957E-3,1.21575084735226E-3,2.3022656173798181E-6,1.0794178970544877E-4,6.9802206735490755E-3]
[2004,3,28,5,2.5753572752502687E-3,1.0870588685684228E-3,2.4038720317165483E-3,3.1818000509253584E-3,1.5874064092104082E-5,2.6919509946941503E-4,9.5331573900221175E-3,null,2.1555086439053119E-3,8.8866498358238346E-4,2.4365809787318458E-3,1.205534634714312E-3,2.3022656173798181E-6,1.0794178970544877E-4,6.7965332962566811E-3]
[2004,3,28,8,2.9989837588230523E-3,1.1819328603212577E-3,2.8639907086912388E-3,3.1358534021326584E-3,0,0,1.0180760729968208E-2,null,2.5100732536018867E-3,9.6622397947600963E-4,2.9029603872377267E-3,1.1881261629115205E-3,0,0,7.5673837832271433E-3]
[2004,3,28,13,3.7026186864986188E-3,1.2650961568494751E-3,3.1822819104772673E-3,2.6864605434221774E-3,0,0,1.0836457297247538E-2,null,3.0989978208198405E-3,1.0342095427981063E-3,3.2255825059433305E-3,1.0178581865780607E-3,0,0,8.3766480561393367E-3]
[2004,3,28,16,3.5493851784198791E-3,1.255364532501257E-3,3.0881353819925284E-3,2.9370677078346579E-3,0,0,1.0829952800748322E-2,null,2.9707452655826022E-3,1.0262539903973166E-3,3.1301549467833926E-3,1.1128093499357095E-3,0,0,8.2399635526990214E-3]
[2004,3,28,19,3.9438792436187059E-3,1.3848286745326956E-3,2.685272142534105E-3,3.0190993923324338E-3,1.3175476376028579E-6,2.234319864795142E-5,1.1056740199303495E-2,null,3.3009267808532488E-3,1.1320902546323793E-3,2.7218100376770024E-3,1.1438898814660505E-3,1.9108809235700897E-7,8.9591707076311601E-6,8.3078672134286689E-3]
[2004,3,28,23,4.0942113990598246E-3,1.650236843748153E-3,2.492550776613655E-3,3.3152892759284389E-3,1.5874064092104082E-5,2.6919509946941503E-4,1.1837357458911591E-2,null,3.4267509776062053E-3,1.3490600555862999E-3,2.5264663554005083E-3,1.2561116293483975E-3,2.3022656173798181E-6,1.0794178970544877E-4,8.6686330732642404E-3]
[2004,3,29,2,2.4889437158632267E-3,1.6912824586039551E-3,2.428199143694635E-3,4.5087287301956557E-3,1.5874064092104082E-5,2.6919509946941503E-4,1.1402223211918991E-2,null,{"$f":"E2116*V$5","v":2.0831826889788083E-3},{"$f":"F2116*W$5","v":1.3826146327178919E-3},{"$f":"G2116*X$5","v":2.4612391042606657E-3},{"$f":"H2116*Y$5","v":1.7082873077463071E-3},{"$f":"I2116*Z$5","v":2.3022656173798181E-6},{"$f":"J2116*AA$5","v":1.0794178970544877E-4},7.7455677890265013E-3]
[2004,3,29,5,2.5912114762486086E-3,1.6501749344900421E-3,2.5727385661612405E-3,4.9857315415575403E-3,1.5874064092104082E-5,2.6919509946941503E-4,1.2084925682018952E-2,null,2.1687782075586939E-3,1.3490094450890825E-3,2.6077452421966077E-3,1.8890162664329507E-3,2.3022656173798181E-6,1.0794178970544877E-4,8.1247932166001631E-3]
[2004,3,29,7,3.0002438753718606E-3,1.5634649145295195E-3,3.2589442541429651E-3,5.1463903731434708E-3,2.6509690213396008E-6,4.4955587003382282E-5,1.3016649973212537E-2,null,2.5111279391553777E-3,1.2781244537673859E-3,3.3032879769069648E-3,1.9498874031322053E-3,3.8447840421691364E-7,1.8026281042888855E-5,9.0608385324090403E-3]
[2004,3,29,10,3.6288487119246725E-3,1.9021192752389938E-3,4.0043989956165173E-3,7.7400076333473174E-3,0,0,1.7275374616127499E-2,null,3.037254225326138E-3,1.5549726361444058E-3,4.0588859536773436E-3,2.9325687112990231E-3,0,0,1.1583681526446911E-2]
[2004,3,29,14,2.9523484005135095E-3,1.8311515238507593E-3,3.8898574244826357E-3,8.1256848890309593E-3,0,0,1.6799042237877863E-2,null,2.4710406428981651E-3,1.496956867683441E-3,3.9427858411020559E-3,3.0786958349732392E-3,0,0,1.0989479186656902E-2]
[2004,3,29,17,3.4023414431821539E-3,1.6336052865961546E-3,3.4226042209216517E-3,7.7099906781200756E-3,0,0,1.6168541628820036E-2,null,2.8476733930377571E-3,1.3354638439267656E-3,3.4691748281084744E-3,2.9211957530439672E-3,0,0,1.0573507818116964E-2]
[2004,3,29,21,4.0694514649762988E-3,1.6608714825658494E-3,3.0836545164854069E-3,7.9941804657701673E-3,1.5874064092104082E-5,2.6919509946941503E-4,1.7093227093359243E-2,null,3.4060275415018384E-3,1.3577538176295448E-3,3.1256131111453652E-3,3.0288708509008085E-3,2.3022656173798181E-6,1.0794178970544877E-4,1.1028509376500385E-2]
[2004,3,29,24,3.1577586519645389E-3,1.7230435405927529E-3,2.6621521229661968E-3,7.2252799995347989E-3,1.5874064092104082E-5,2.6919509946941503E-4,1.5053303478619806E-2,null,2.6429638074254753E-3,1.408579152414331E-3,2.6983754291937685E-3,2.7375464031483047E-3,2.3022656173798181E-6,1.0794178970544877E-4,9.5977088475047087E-3]
[2004,3,30,2,2.4204785739380149E-3,1.9213920835591247E-3,2.541027370477681E-3,7.2376156982021109E-3,1.5874064092104082E-5,2.6919509946941503E-4,1.4405582889738451E-2,null,2.0258791037076514E-3,1.5707280569266773E-3,2.5756025593932181E-3,2.7422202078339632E-3,2.3022656173798181E-6,1.0794178970544877E-4,9.0246739831843382E-3]
[2004,3,30,5,2.2642925173010304E-3,1.8343692966455321E-3,2.5248269203138503E-3,5.77485361859097E-3,1.5874064092104082E-5,2.6919509946941503E-4,1.2683411516412902E-2,null,1.8951553403005765E-3,1.499587380244002E-3,2.5591816733413529E-3,2.1880023685309832E-3,2.3022656173798181E-6,1.0794178970544877E-4,8.2521708177397436E-3]
[2004,3,30,8,3.0298531450206317E-3,2.0338365667759771E-3,3.7497968839970237E-3,6.2700928900034526E-3,0,0,1.5083579485797085E-2,null,2.5359101459897469E-3,1.662650838407158E-3,3.8008195282886186E-3,2.3756408387688591E-3,0,0,1.0375021351454381E-2]
[2004,3,30,11,3.4979452198068057E-3,1.9449988034660494E-3,3.9425181414700691E-3,7.5081449697956808E-3,0,0,1.6893607134538607E-2,null,2.9276913264269814E-3,1.5900264279395998E-3,3.9961631006420889E-3,2.8447195482671356E-3,0,0,1.1358600403275805E-2]
[2004,3,30,15,2.4624677866205173E-3,2.0235395004335002E-3,3.7702947905615416E-3,7.7221424923914058E-3,0,0,1.5978444570006967E-2,null,2.0610230085000912E-3,1.6542330401105169E-3,3.8215963452655449E-3,2.9257998867872059E-3,0,0,1.0462652280663358E-2]
[2004,3,30,18,3.2902053002551602E-3,1.8289804561158222E-3,3.2310910867783703E-3,6.1827693778550115E-3,0,0,1.4533046221004365E-2,null,2.7538182888562036E-3,1.4951820310772459E-3,3.2750558177476667E-3,2.3425553159091726E-3,0,0,9.8666114535902877E-3]
[2004,3,30,23,3.5476536284934652E-3,1.6241732848039766E-3,2.656951689585089E-3,7.5539063681083849E-3,1.5874064092104082E-5,2.6919509946941503E-4,1.5667754134552434E-2,null,2.9692960022630593E-3,1.3277532314105978E-3,2.6931042346832515E-3,2.8620578315394856E-3,2.3022656173798181E-6,1.0794178970544877E-4,9.9624553552192241E-3]
[2004,3,31,2,2.3278524549857778E-3,1.9213920835591247E-3,2.5525129689219729E-3,7.0912209159836618E-3,1.5874064092104082E-5,2.6919509946941503E-4,1.4178047587012056E-2,null,1.9483533941792341E-3,1.5707280569266773E-3,2.5872444397967809E-3,2.6867534979586926E-3,2.3022656173798181E-6,1.0794178970544877E-4,8.9033234441842149E-3]
[2004,3,31,5,2.1660814548929378E-3,1.8343692966455321E-3,2.5345961376690217E-3,5.9387175249053913E-3,1.5874064092104082E-5,2.6919509946941503E-4,1.2758833577674402E-2,null,1.8129551749168453E-3,1.499587380244002E-3,2.5690838182436796E-3,2.2500878582788902E-3,2.3022656173798181E-6,1.0794178970544877E-4,8.2419582870062458E-3]
[2004,3,31,6,2.3122154279320026E-3,1.8695127524945797E-3,2.7176193756224872E-3,5.9294909844301693E-3,1.5874064092104082E-5,2.6919509946941503E-4,1.3113907704040759E-2,null,1.9352655996028026E-3,1.5283169730178053E-3,2.7545974123033782E-3,2.2465920653555612E-3,2.3022656173798181E-6,1.0794178970544877E-4,8.5750161056023753E-3]
[2004,3,31,9,3.5749591059385829E-3,1.8021483066004535E-3,3.963711171965251E-3,8.4543093248765216E-3,0,0,1.7795127909380808E-2,null,2.9921499935226577E-3,1.4732468880983224E-3,4.0176444999449334E-3,3.2032065310837821E-3,0,0,1.1686247912649696E-2]
[2004,3,31,13,2.6837093972175048E-3,2.0314828925446136E-3,3.8696519676719135E-3,7.5635256304207935E-3,0,0,1.6148369887854827E-2,null,2.2461966186303581E-3,1.6607267219378012E-3,3.9223054531770636E-3,2.8657024206690377E-3,0,0,1.069493121441426E-2]
[2004,3,31,16,2.6747461536282069E-3,1.813717258941471E-3,3.6568988689873625E-3,8.468933772371021E-3,0,0,1.6614296053928064E-2,null,2.2386946113477826E-3,1.4827044465981071E-3,3.7066574708462963E-3,3.2087475071621036E-3,0,0,1.063680403595429E-2]
[2004,3,31,20,3.3370874276060971E-3,1.7407906052178809E-3,3.162029668664018E-3,7.9801222402484974E-3,1.5874064092104082E-5,2.6919509946941503E-4,1.6505099105298012E-2,null,2.7930574389814201E-3,1.4230872856440377E-3,3.2050546964227863E-3,3.0235444075361263E-3,2.3022656173798181E-6,1.0794178970544877E-4,1.0554987883907199E-2]
[2004,3,31,24,3.0169088628630276E-3,1.7057334397497909E-3,2.6045854053198866E-3,7.2046184179466264E-3,1.5874064092104082E-5,2.6919509946941503E-4,1.4816915289440851E-2,null,2.5250761105151337E-3,1.3944282348088491E-3,2.6400254141453945E-3,2.729718050701936E-3,2.3022656173798181E-6,1.0794178970544877E-4,9.3994918654941428E-3]
[2004,4,1,3,1.996853177095196E-3,1.5681336539040787E-3,2.159517827618646E-3,7.1859710772385213E-3,1.5531848486561106E-5,2.6359329730152108E-4,1.3189600881644526E-2,null,1.6713154035764616E-3,1.2819411239768908E-3,2.1889019018414865E-3,2.7226528628494181E-3,2.2526330079988151E-6,1.0569558034736558E-4,7.9727595055996206E-3]
[2004,4,1,6,2.3575450257343716E-3,1.487945362238468E-3,2.2951580913505628E-3,5.5248616616243792E-3,1.5531848486561106E-5,2.6359329730152108E-4,1.1944635286735865E-2,null,1.9732053219189082E-3,1.216387611690694E-3,2.3263877921878865E-3,2.0932842977221069E-3,2.2526330079988151E-6,1.0569558034736558E-4,7.7172132368749594E-3]
[2004,4,1,7,2.6077943238304751E-3,1.4836135728657283E-3,2.7490765842656073E-3,5.8542473641813239E-3,1.5531848486561106E-5,2.6359329730152108E-4,1.2973856990931218E-2,null,2.1826576299001257E-3,1.2128463963590188E-3,2.7864826521216946E-3,2.2180834259692196E-3,2.2526330079988151E-6,1.0569558034736558E-4,8.5080183177054236E-3]
[2004,4,1,13,2.7525474134919396E-3,1.6942145388248887E-3,3.3754742973095848E-3,7.3712845804371945E-3,0,0,1.5193520830063607E-2,null,2.3038122902634983E-3,1.3850115930819883E-3,3.4214036182074856E-3,2.7928652718036736E-3,0,0,9.9030927733566448E-3]
[2004,4,1,15,2.4181883380400182E-3,1.698884183757631E-3,3.2837291600035564E-3,8.0506149730988959E-3,0,0,1.5451416654900102E-2,null,2.023962234416483E-3,1.3888290035806083E-3,3.3284101254168639E-3,3.0502530094553776E-3,0,0,9.7914543728693341E-3]
[2004,4,1,18,3.3167252337505354E-3,1.5468142555841967E-3,2.8059582766932875E-3,6.558103306948746E-3,0,0,1.4227601072976766E-2,null,2.7760147997770114E-3,1.2645126264909409E-3,2.8441383209670914E-3,2.4847635137418144E-3,0,0,9.3694292609768567E-3]
[2004,4,1,21,3.6694428817229908E-3,1.6002388297487581E-3,2.6437524222890215E-3,7.5655929501953273E-3,1.5531848486561106E-5,2.6359329730152108E-4,1.575815222974418E-2,null,3.0712305146485316E-3,1.308186938614781E-3,2.679725367920602E-3,2.8664856960318331E-3,2.2526330079988151E-6,1.0569558034736558E-4,1.0033576730571113E-2]
[2004,4,2,1,2.7494835379227129E-3,1.5421130098939029E-3,2.2373755986448405E-3,7.4801324727866462E-3,1.5531848486561106E-5,2.6359329730152108E-4,1.4288229765036185E-2,null,2.3012479042123718E-3,1.2606693825370199E-3,2.2678190660773128E-3,2.8341060481072494E-3,2.2526330079988151E-6,1.0569558034736558E-4,8.7717906142893189E-3]
[2004,4,2,4,2.2811818633079336E-3,1.5284735854117907E-3,2.1251535322712113E-3,6.2085295464434833E-3,1.5531848486561106E-5,2.6359329730152108E-4,1.2422463673222502E-2,null,1.9092912940409173E-3,1.2495192238069488E-3,2.1540700192427724E-3,2.3523154438029577E-3,2.2526330079988151E-6,1.0569558034736558E-4,7.7731441942489607E-3]
[2004,4,2,7,3.031491927407981E-3,1.3972979095711741E-3,2.7201186264485281E-3,5.6347886203613907E-3,1.5531848486561106E-5,2.6359329730152108E-4,1.3062822229577156E-2,null,2.5372817652347186E-3,1.1422837895651719E-3,2.7571306698742741E-3,2.1349339155250033E-3,2.2526330079988151E-6,1.0569558034736558E-4,8.6795783535545332E-3]
[2004,4,2,10,3.8519974473441871E-3,1.5615474756583781E-3,3.3871640032077485E-3,7.996611202674404E-3,0,0,1.679732012888472E-2,null,3.2240240505056602E-3,1.2765569574410948E-3,3.4332523833092189E-3,3.0297918193711824E-3,0,0,1.0963625210627156E-2]
[2004,4,2,12,3.0785081465206669E-3,1.6056274416669512E-3,3.2927630961852696E-3,8.1335780156214163E-3,0,0,1.6110476699994304E-2,null,2.5766331467595568E-3,1.3125921008928084E-3,3.3375669843398914E-3,3.0816864180798721E-3,0,0,1.0308478650072127E-2]
[2004,4,2,16,2.5826805250541828E-3,1.6666092714905892E-3,2.9867100682839979E-3,7.330758190880666E-3,0,0,1.4566758055709436E-2,null,2.1616380180335213E-3,1.3624444302983122E-3,3.0273495616033649E-3,2.7775104520637874E-3,0,0,9.3289424619989857E-3]
[2004,4,2,19,3.2040390598211369E-3,1.4734689815993722E-3,2.6652120370810918E-3,6.0695156565733132E-3,0,0,1.3412235735074914E-2,null,2.6816993336132608E-3,1.2045532456458116E-3,2.7014769788730095E-3,2.2996452394335432E-3,0,0,8.8873747975656246E-3]
[2004,4,2,22,3.8908929417910032E-3,1.3441566002072973E-3,2.328452440629646E-3,6.1641274888831182E-3,1.5531848486561106E-5,2.6359329730152108E-4,1.4006754617299147E-2,null,3.2565785916929351E-3,1.0988410449458419E-3,2.3601351702023225E-3,2.3354921936348549E-3,2.2526330079988151E-6,1.0569558034736558E-4,9.1589952138313186E-3]
[2004,4,3,2,2.1924226942816776E-3,1.031185332027916E-3,2.0604679199511355E-3,5.3176730707544806E-3,1.5531848486561106E-5,2.6359329730152108E-4,1.0880874162803292E-2,null,1.8350021234079398E-3,8.4298865742550447E-4,2.0885042443191497E-3,2.0147837577090175E-3,2.2526330079988151E-6,1.0569558034736558E-4,6.889226996216977E-3]
[2004,4,3,3,1.9477900277181306E-3,1.0170529375693603E-3,2.0391562068248657E-3,5.3191688576356292E-3,1.5531848486561106E-5,2.6359329730152108E-4,1.0602293175536069E-2,null,1.6302507933975865E-3,8.3143549829804025E-4,2.0669025474973025E-3,2.0153504881328388E-3,2.2526330079988151E-6,1.0569558034736558E-4,6.6518875406811322E-3]
[2004,4,3,7,2.2200315167786927E-3,9.2546306959304385E-4,2.5186724201186742E-3,5.3483949300198001E-3,1.5531848486561106E-5,2.6359329730152108E-4,1.1291687082298293E-2,null,1.8581100067732021E-3,7.565612565482129E-4,2.5529434302438369E-3,2.0264237931588848E-3,2.2526330079988151E-6,1.0569558034736558E-4,7.3019867000795012E-3]
[2004,4,3,10,3.2939206548444249E-3,1.0422762106172903E-3,2.9035303768369667E-3,5.1647857137412222E-3,0,0,1.2404512956039903E-2,null,{"$f":"E2244*V$5","v":2.7569279463042387E-3},{"$f":"F2244*W$5","v":8.5205539311436387E-4},{"$f":"G2244*X$5","v":2.9430380627704193E-3},{"$f":"H2244*Y$5","v":1.9568571120557772E-3},{"$f":"I2244*Z$5","v":0},{"$f":"J2244*AA$5","v":0},8.5088785142447988E-3]
[2004,4,3,13,3.0948064325706363E-3,9.4311134485763578E-4,2.8368010890966644E-3,5.003371469854502E-3,0,0,1.1878090336379439E-2,null,2.5902743983245986E-3,7.7098862998836509E-4,2.8754008045939754E-3,1.8956997613652233E-3,0,0,8.1323635942721628E-3]
[2004,4,3,17,3.2316515027577394E-3,9.1142951541075266E-4,2.653334405949349E-3,4.6975743505648189E-3,0,0,1.149398977468266E-2,null,2.704810247194525E-3,7.4508889883364692E-4,2.6894377314812369E-3,1.779837981052421E-3,0,0,7.9191748585618303E-3]
[2004,4,3,20,3.3537368981942772E-3,8.5817191571275944E-4,2.2900841020787326E-3,5.1341260662902625E-3,0,0,1.1636118982276032E-2,null,2.8069926230873932E-3,7.0155108746968462E-4,2.3212447622832527E-3,1.9452406476963926E-3,0,0,7.7750291205367222E-3]
[2004,4,3,24,2.8455695509778042E-3,7.9252847936069504E-4,2.0095504976911788E-3,4.9687080581400844E-3,1.5531848486561106E-5,2.6359329730152108E-4,1.0895481731957845E-2,null,2.3816694572485505E-3,6.4788791891937276E-4,2.0368940001265433E-3,1.8825663328938336E-3,2.2526330079988151E-6,1.0569558034736558E-4,7.0569659225436648E-3]
[2004,4,4,4,1.6102241075997223E-3,1.1418650536585849E-3,2.0134990742192E-3,5.28160991725494E-3,1.5531848486561106E-5,2.6359329730152108E-4,1.032632329852053E-2,null,1.3477166899954209E-3,9.3346875546780313E-4,2.040896304048842E-3,2.0011199888093746E-3,2.2526330079988151E-6,1.0569558034736558E-4,6.4311499516768057E-3]
[2004,4,4,7,1.790854277908295E-3,1.0894075465078602E-3,2.5460107246554715E-3,5.2324318994398725E-3,1.5531848486561106E-5,2.6359329730152108E-4,1.0937829594299583E-2,null,1.498899555841629E-3,8.9058501560901977E-4,2.5806537209524371E-3,1.9824872014582592E-3,2.2526330079988151E-6,1.0569558034736558E-4,7.0605737072167093E-3]
[2004,4,4,8,1.9533818032931669E-3,1.1845188122381789E-3,2.6110570275693686E-3,5.2546265540753733E-3,0,0,1.1003584197176088E-2,null,1.6349309675631684E-3,9.6833798174786637E-4,2.6465850943058087E-3,1.9908964114778633E-3,0,0,7.2407504550947074E-3]
[2004,4,4,11,2.4979180949872819E-3,1.3505472718779289E-3,2.7859371020002299E-3,5.0107556006149878E-3,0,0,1.1645158069480428E-2,null,2.0906940164212131E-3,1.1040653858711326E-3,2.823844722645164E-3,1.8984974938551817E-3,0,0,7.9171016187926917E-3]
[2004,4,4,14,2.5573776021188973E-3,1.2509482146840572E-3,2.8129998684081614E-3,4.9686679092098163E-3,0,0,1.1589993594420932E-2,null,2.1404601140482273E-3,1.0226436735009696E-3,2.8512757260394429E-3,1.8825511210875572E-3,0,0,7.8969306346761969E-3]
[2004,4,4,18,2.8860651999275439E-3,1.186735663617097E-3,2.451181806974775E-3,4.7573144965081769E-3,0,0,1.1281297167027592E-2,null,2.4155632871224022E-3,9.7015024624541395E-4,2.4845344874799631E-3,1.8024725947506201E-3,0,0,7.6727206155983996E-3]
[2004,4,4,21,2.992063979002051E-3,1.3390171842205198E-3,2.1969335789987355E-3,4.5348748273408828E-3,1.4242705373043548E-5,2.4171505890126485E-4,1.1318847333836497E-2,null,2.5042815736041513E-3,1.094639599048503E-3,2.2268267609499748E-3,1.7181936579778402E-3,2.0656645134209376E-6,9.6922849294011289E-5,7.6429301053879007E-3]
[2004,4,5,1,2.9142393418695785E-3,1.1918119128115003E-3,2.1212933699697708E-3,6.5034625024701321E-3,1.5531848486561106E-5,2.6359329730152108E-4,1.3009932272909063E-2,null,2.4391443285081142E-3,9.7430005361780149E-4,2.1501573325795847E-3,2.4640609613458949E-3,2.2526330079988151E-6,1.0569558034736558E-4,8.1356108894067615E-3]
[2004,4,5,5,2.5745176909840175E-3,1.3431917047732759E-3,2.2147871552418755E-3,6.526699046410356E-3,1.5531848486561106E-5,2.6359329730152108E-4,1.2938320743197609E-2,null,2.1548059331938374E-3,1.0980522479360141E-3,2.2449232667965486E-3,2.4728649270453905E-3,2.2526330079988151E-6,1.0569558034736558E-4,8.0785945883271558E-3]
[2004,4,5,8,3.5412455167312222E-3,1.2181969026949673E-3,3.1994328755884246E-3,8.3140557508324681E-3,0,0,1.6272931045847081E-2,null,2.96393257543783E-3,9.9586964591825457E-4,3.2429668403859998E-3,3.1500666296297606E-3,0,0,1.0352835691371846E-2]
[2004,4,5,9,4.03975234422734E-3,1.3853511536038739E-3,3.4272216082036513E-3,8.2458986875810578E-3,0,0,1.7098223793615926E-2,null,3.3811701315781813E-3,1.1325173785615757E-3,3.4738550431425187E-3,3.1242429766550573E-3,0,0,1.1111785529937333E-2]
[2004,4,5,12,3.3324973005390644E-3,1.5961491687478723E-3,3.3712868513152798E-3,7.3082170846845715E-3,0,0,1.5608150405286788E-2,null,2.7892156191823979E-3,1.3048436619705309E-3,3.4171591945757066E-3,2.7689699769273116E-3,0,0,1.0280188452655947E-2]
[2004,4,5,18,3.5331650005984089E-3,1.3373758670910331E-3,2.8010708214263528E-3,6.4730037462373399E-3,0,0,1.4144615435353135E-2,null,2.9571693886214293E-3,1.0932978308130349E-3,2.8391843631936772E-3,2.4525206115497875E-3,0,0,9.3421721941779282E-3]
[2004,4,5,20,3.9817728076519494E-3,1.3445003737743233E-3,2.7356889673400796E-3,7.7891176700930808E-3,0,0,1.5851079818859432E-2,null,3.3326427317261612E-3,1.0991220780528156E-3,2.7729128728984651E-3,2.9511757416785379E-3,0,0,1.015585342435598E-2]
[2004,4,5,23,3.4864867662806128E-3,1.4721663335998934E-3,2.3768585277121209E-3,6.816788429816356E-3,1.5531848486561106E-5,2.6359329730152108E-4,1.4431425203197066E-2,null,2.9181008917875404E-3,1.2034883376665455E-3,2.4091999080435352E-3,2.5827752901296914E-3,2.2526330079988151E-6,1.0569558034736558E-4,9.2215126409826778E-3]
[2004,4,6,3,3.1109820960149638E-3,1.5681336539040787E-3,2.176442771575846E-3,6.0106365640956146E-3,1.5531848486561106E-5,2.6359329730152108E-4,1.3145320231378587E-2,null,2.6038130178824472E-3,1.2819411239768908E-3,2.2060571397111029E-3,2.2773368655236966E-3,2.2526330079988151E-6,1.0569558034736558E-4,8.4770963604495035E-3]
[2004,4,6,6,3.4167597305076753E-3,1.487945362238468E-3,2.3572097625580283E-3,6.046777030058916E-3,1.5531848486561106E-5,2.6359329730152108E-4,1.3587817031151169E-2,null,2.8597411334088294E-3,1.216387611690694E-3,2.3892837865535552E-3,2.2910299269154086E-3,2.2526330079988151E-6,1.0569558034736558E-4,8.8643906719238531E-3]
[2004,4,6,9,4.0106455810720882E-3,1.5738111792815653E-3,3.4307215069927675E-3,8.3558581728782125E-3,0,0,1.7371036440224634E-2,null,3.3568085099188517E-3,1.2865824715085265E-3,3.4774025642686571E-3,3.1659049182665446E-3,0,0,1.128669846396258E-2]
[2004,4,6,11,3.6283498909983748E-3,1.6566578152064921E-3,3.4248318512776423E-3,8.2328887863798317E-3,0,0,1.6942728343862339E-2,null,3.0368367248772765E-3,1.3543091664307957E-3,3.4714327693305684E-3,3.119313727097805E-3,0,0,1.0981892387736447E-2]
[2004,4,6,14,2.9825087585095209E-3,1.7320697179666546E-3,3.3686079486517613E-3,7.2007272912535973E-3,0,0,1.5283913716381534E-2,null,2.4962840966855095E-3,1.4159580055746511E-3,3.4144438406851162E-3,2.7282437632164154E-3,0,0,1.0054929706161692E-2]
[2004,4,6,17,3.759868911007447E-3,1.6051444568261832E-3,2.9679775150073559E-3,6.2253493260487052E-3,0,0,1.4558340208889691E-2,null,3.146914804991408E-3,1.3121972632920106E-3,3.0083621186801431E-3,2.3586881971305778E-3,0,0,9.8261623840941378E-3]
[2004,4,6,21,4.2146039005380278E-3,1.6002388297487581E-3,2.679621174144573E-3,7.0720885763122807E-3,1.2938030100172413E-5,2.1957322192793705E-4,1.5799063732771752E-2,null,3.5275164442432304E-3,1.308186938614781E-3,2.7160821778293561E-3,2.6795045515296857E-3,1.8764433407490368E-6,8.8044420544832573E-5,1.0321210976102634E-2]
[2004,4,6,24,3.935293832100225E-3,1.4640502233869035E-3,2.2711872854198553E-3,7.1584123265291807E-3,1.5531848486561106E-5,2.6359329730152108E-4,1.5108068813224247E-2,null,3.2937410094197408E-3,1.1968534596873265E-3,2.3020908208828345E-3,2.7122112801170571E-3,2.2526330079988151E-6,1.0569558034736558E-4,9.6128447834623234E-3]
[2004,4,7,4,3.1330541089714462E-3,1.5392435446473852E-3,2.1390716527916959E-3,5.5109579685597744E-3,1.5531848486561106E-5,2.6359329730152108E-4,1.2601452420758384E-2,null,2.6222867322572671E-3,1.2583236095895576E-3,2.1681775205042659E-3,2.0880164043059432E-3,2.2526330079988151E-6,1.0569558034736558E-4,8.2447524800123989E-3]
[2004,4,7,8,3.9609897044340292E-3,1.5425926091554118E-3,3.2427485125513847E-3,8.6259195127416366E-3,0,0,1.7372250338882463E-2,null,3.3152478020735173E-3,1.2610614524443437E-3,3.2868718634958354E-3,3.268226966632854E-3,0,0,1.1131408084646551E-2]
[2004,4,7,11,3.604806367132579E-3,1.6566578152064921E-3,3.4328348434316566E-3,8.2436844357292437E-3,0,0,1.6937983461499974E-2,null,3.0171313932371132E-3,1.3543091664307957E-3,3.4795446564019812E-3,3.1234040310096308E-3,0,0,1.0974389247079521E-2]
[2004,4,7,12,3.3277712952725991E-3,1.6932078052209795E-3,3.3669544577683884E-3,7.4727859292347976E-3,0,0,1.5860719487496767E-2,null,2.7852600727807752E-3,1.3841885935854037E-3,3.4127678511225372E-3,2.8313225568270179E-3,0,0,1.0413539074315734E-2]
[2004,4,7,15,2.7645258205075342E-3,1.698884183757631E-3,3.2724006382653164E-3,8.2901300441486879E-3,0,0,1.6025940686679171E-2,null,2.3138379127705042E-3,1.3888290035806083E-3,3.3169274590268251E-3,3.1410015508675283E-3,0,0,1.0160595926245465E-2]
[2004,4,7,19,3.5278061166957851E-3,1.5269693887584735E-3,2.7733359918099072E-3,7.9903210788347077E-3,0,0,1.5818432576098874E-2,null,2.9526841388718898E-3,1.2482895508491403E-3,2.8110721519776982E-3,3.0274085891166002E-3,0,0,1.0039454430815329E-2]
[2004,4,7,22,4.3369086161132156E-3,1.474424637083298E-3,2.6045933438224602E-3,7.9493532357841033E-3,1.5531848486561106E-5,2.6359329730152108E-4,1.6644404978591158E-2,null,3.6298823855230003E-3,1.2053344890443883E-3,2.6400334606653903E-3,3.0118865095023644E-3,2.2526330079988151E-6,1.0569558034736558E-4,1.0595085058090509E-2]
[2004,4,8,1,2.8370918121463297E-3,1.4644469820594677E-3,2.1974330762577366E-3,7.2021907363134839E-3,1.5531848486561106E-5,2.6359329730152108E-4,1.39802877525651E-2,null,2.3745738051199586E-3,1.1971778078431027E-3,2.2273330547560315E-3,2.7287982398263399E-3,2.2526330079988151E-6,1.0569558034736558E-4,8.6358311209007981E-3]
[2004,4,8,5,2.4030359005775275E-3,1.4581751576793155E-3,2.1893388244328543E-3,6.1444847255605365E-3,1.5531848486561106E-5,2.6359329730152108E-4,1.2474159754038316E-2,null,2.0112800290228803E-3,1.1920506239610012E-3,2.2191286662638994E-3,2.3280498556098803E-3,2.2526330079988151E-6,1.0569558034736558E-4,7.8584573882130252E-3]
[2004,4,8,9,4.0985533489869917E-3,1.5738111792815653E-3,3.4785626580918711E-3,8.6827351184492838E-3,0,0,1.7833662304809712E-2,null,3.4303850794410676E-3,1.2865824715085265E-3,3.5258946791694125E-3,3.2897535174457879E-3,0,0,1.1532615747564794E-2]
[2004,4,8,12,3.2887670125971418E-3,1.6932078052209795E-3,3.3682849269569522E-3,7.3864124248352323E-3,0,0,1.5736672169610305E-2,null,2.7526144786085634E-3,1.3841885935854037E-3,3.414116423706631E-3,2.7985969771523803E-3,0,0,1.0349516473052978E-2]
[2004,4,8,13,2.9781335165538535E-3,1.6942145388248887E-3,3.3541103455596659E-3,8.5630593272985941E-3,0,0,1.6589517728237003E-2,null,2.4926221302681698E-3,1.3850115930819883E-3,3.3997489719627661E-3,3.2444102184138349E-3,0,0,1.0521792913726759E-2]
[2004,4,8,16,2.9572426798586322E-3,1.773263838213777E-3,3.1720856082668139E-3,7.3685606001139478E-3,0,0,1.5271152726453172E-2,null,2.4751370304306772E-3,1.4496339850929539E-3,3.2152474649379853E-3,2.7918331979550986E-3,0,0,9.9318516784167154E-3]
[2004,4,8,20,3.7643974177033559E-3,1.5672768469944896E-3,2.7601566446473994E-3,5.922227318421955E-3,0,0,1.40140582277672E-2,null,3.1507050501045123E-3,1.2812406887748433E-3,2.7977134763973932E-3,2.2438399750897529E-3,0,0,9.4734991903665019E-3]
[2004,4,8,22,4.1231668272084824E-3,1.474424637083298E-3,2.5238982960181762E-3,5.9325325938955733E-3,1.5531848486561106E-5,2.6359329730152108E-4,1.4333147499993612E-2,null,3.4509859357078326E-3,1.2053344890443883E-3,2.5582404134633836E-3,2.2477444839541943E-3,2.2526330079988151E-6,1.0569558034736558E-4,9.5702535355251632E-3]
[2004,4,9,3,2.0171382148645202E-3,1.1699703165866167E-3,2.1722450840840415E-3,4.8956545496711048E-3,1.5531848486561106E-5,2.6359329730152108E-4,1.0534133310994365E-2,null,1.6882934650958967E-3,9.564446620545455E-4,2.2018023352280676E-3,1.8548874928544863E-3,2.2526330079988151E-6,1.0569558034736558E-4,6.809376168588361E-3]
[2004,4,9,7,2.7692274573581682E-3,1.0894075465078602E-3,2.7276813555673729E-3,5.3052246326136462E-3,1.2938030100172413E-5,2.1957322192793705E-4,1.2124052244075157E-2,null,2.3177730634268575E-3,8.9058501560901977E-4,2.7647963033502459E-3,2.0100672377873744E-3,1.8764433407490368E-6,8.8044420544832573E-5,8.0731424840590794E-3]
[2004,4,9,10,3.5507174367774477E-3,1.321117060408313E-3,3.2363151458003839E-3,5.4718515855290712E-3,0,0,1.3580001228515217E-2,null,2.9718603319981445E-3,1.0800063407276853E-3,3.2803509593678812E-3,2.0731996029899067E-3,0,0,9.4054172350836185E-3]
[2004,4,9,13,2.7533014778366098E-3,1.2748845346713662E-3,3.1773084266908066E-3,5.2443655891088199E-3,0,0,1.2449860028307603E-2,null,2.3044434229721978E-3,1.042211490869092E-3,3.2205413490796401E-3,1.9870086911765285E-3,0,0,8.55420495409746E-3]
[2004,4,9,14,2.5665293085136947E-3,1.2509482146840572E-3,3.1044189936975095E-3,5.2903812915208182E-3,0,0,1.2212277808416079E-2,null,2.1481198599134113E-3,1.0226436735009696E-3,3.1466601259368273E-3,2.0044433263234599E-3,0,0,8.3218669856746676E-3]
[2004,4,9,19,3.0126636201102406E-3,1.2657285071474757E-3,2.5587236041311264E-3,5.179527764350652E-3,0,0,1.2016643495739495E-2,null,2.5215229501295636E-3,1.034726485885035E-3,2.5935395817248061E-3,1.9624426461282937E-3,0,0,8.1122316638676979E-3]
[2004,4,9,22,3.6350083817819233E-3,1.2215038809458415E-3,2.3073697682121429E-3,5.1586753690287014E-3,1.5531848486561106E-5,2.6359329730152108E-4,1.2601682545756693E-2,null,3.0424097125855191E-3,9.98573083476232E-4,2.3387656305947418E-3,1.9545419973210076E-3,2.2526330079988151E-6,1.0569558034736558E-4,8.4422386373328648E-3]
[2004,4,10,1,2.7416886816800778E-3,1.0659831606459821E-3,2.1121300438608649E-3,5.118169852626901E-3,1.5531848486561106E-5,2.6359329730152108E-4,1.131709688460191E-2,null,2.2947238074703512E-3,8.7143570173167022E-4,2.140869323149676E-3,1.9391950860953454E-3,2.2526330079988151E-6,1.0569558034736558E-4,7.3541721318024084E-3]
[2004,4,10,4,2.1937809193811218E-3,9.8816976462994324E-4,2.0595245480067863E-3,5.2185620667556222E-3,1.5531848486561106E-5,2.6359329730152108E-4,1.0739162444561556E-2,null,1.8361389233270641E-3,8.0782365431408343E-4,2.0875480361245606E-3,1.9772321372144535E-3,2.2526330079988151E-6,1.0569558034736558E-4,6.8166909643355266E-3]
[2004,4,10,8,2.871548927851182E-3,1.0153596411291977E-3,2.7871226727574317E-3,5.8051033126653986E-3,0,0,1.247913455440321E-2,null,2.4034135360029821E-3,8.3005123724584997E-4,2.825046425197473E-3,2.1994635079214458E-3,0,0,8.2579747063677503E-3]
[2004,4,10,11,3.5346827687777254E-3,1.016442915683207E-3,2.863430922516408E-3,5.6234790156929953E-3,0,0,1.3038035622670335E-2,null,2.9584397220471645E-3,8.3093680857191971E-4,2.902392984178099E-3,2.1306488819231241E-3,0,0,8.8224183967203062E-3]
[2004,4,10,12,3.8298494962232597E-3,9.1810978481627714E-4,2.836478652829673E-3,5.5617973101574252E-3,0,0,1.3146235244026635E-2,null,3.2054867778154809E-3,7.505499844042971E-4,2.8750739810090927E-3,2.1072786414425026E-3,0,0,8.9383893846713726E-3]
[2004,4,10,16,2.9342667745097923E-3,9.9797270940485644E-4,2.7013622768100399E-3,4.9024010539887647E-3,0,0,1.1536002814713453E-2,null,2.4559067810757942E-3,8.1583751079356709E-4,2.7381191067974535E-3,1.8574436385858384E-3,0,0,7.8673070372526528E-3]
[2004,4,10,19,3.2870832781925216E-3,8.6884524355875024E-4,2.3752340868815436E-3,5.0515794942516982E-3,0,0,1.1582742102884513E-2,null,2.7512052356665926E-3,7.1027647759277688E-4,2.4075533638112977E-3,1.9139650332716306E-3,0,0,7.7830001103422978E-3]
[2004,4,10,23,3.6644672557505061E-3,7.3174222713183934E-4,2.1639316275931207E-3,5.1540391313403475E-3,1.5531848486561106E-5,2.6359329730152108E-4,1.1993305387603896E-2,null,3.0670660420545346E-3,5.9819547318262138E-4,2.193375759401222E-3,1.9527853988488778E-3,2.2526330079988151E-6,1.0569558034736558E-4,7.9193708868426204E-3]
[2004,4,11,2,2.6207407741573449E-3,1.1510726325798541E-3,2.0565928731335337E-3,5.1951178294787096E-3,1.5531848486561106E-5,2.6359329730152108E-4,1.1302649255137525E-2,null,2.1934934800773584E-3,9.4099590345168263E-4,2.0845764706095308E-3,1.9683494797345913E-3,2.2526330079988151E-6,1.0569558034736558E-4,7.2953635472285273E-3]
[2004,4,11,5,2.3743405018792707E-3,1.1141963852556158E-3,2.1452228841230079E-3,5.0833558199215667E-3,1.5531848486561106E-5,2.6359329730152108E-4,1.0996240736967545E-2,null,1.987262708968368E-3,9.1084976263951982E-4,2.1744124502592211E-3,1.926004589669226E-3,2.2526330079988151E-6,1.0569558034736558E-4,7.1064777248916996E-3]
[2004,4,11,9,3.1734830014220126E-3,1.2224224416487602E-3,2.60915159179852E-3,4.7607467035129507E-3,0,0,{"$f":"SUM(E2435:J2435)","v":1.1765803738382244E-2},null,2.656124688636444E-3,9.9932400208384482E-4,2.644653731698237E-3,1.8037730046920181E-3,0,0,{"$f":"SUM(M2435:R2435)","v":8.1038754271105431E-3}]
[2004,4,11,13,3.493040965067089E-3,1.2748845346713662E-3,2.6502855750306711E-3,5.0025279075703397E-3,0,0,1.2420738982339466E-2,null,2.9235865897424972E-3,1.042211490869092E-3,2.686347415804776E-3,1.8953801487139503E-3,0,0,8.547525645130314E-3]
[2004,4,11,14,3.4288041783656566E-3,1.2509482146840572E-3,2.6393023275791188E-3,5.0335550780248473E-3,0,0,1.235260979865368E-2,null,2.8698220304239522E-3,1.0226436735009696E-3,2.6752147217711224E-3,1.9071358618327604E-3,0,0,8.4748162875288042E-3]
[2004,4,11,17,3.8594433060554442E-3,1.2022459571746369E-3,2.4595230545984489E-3,5.1213405835530031E-3,0,0,1.2642552901381533E-2,null,3.2302560451759345E-3,9.8282983073546171E-4,2.4929892325872656E-3,1.9403964268105373E-3,0,0,8.6464715353091991E-3]
[2004,4,11,20,4.1352380197096205E-3,1.3089294384897349E-3,2.2214395447037478E-3,4.9392449766427716E-3,0,0,1.2604851979545875E-2,null,3.4610892173101569E-3,1.0700430230589331E-3,2.2516661738282259E-3,1.871403228794916E-3,0,0,8.6542016429922326E-3]
[2004,4,11,24,3.2358193176223651E-3,1.2996599992704538E-3,2.1048212873654125E-3,7.0991486028935446E-3,1.5531848486561106E-5,2.6359329730152108E-4,1.4018574352939859E-2,null,2.7082986024038131E-3,1.0624653046024631E-3,2.1334611180455609E-3,2.6897571754337293E-3,2.2526330079988151E-6,1.0569558034736558E-4,8.7019304138409304E-3]
[2004,4,12,3,2.3475404074794681E-3,1.1699703165866167E-3,2.0878019999501529E-3,6.2683802432675854E-3,1.5531848486561106E-5,2.6359329730152108E-4,1.2152818113071905E-2,null,1.9648317104846184E-3,9.564446620545455E-4,2.116210253007633E-3,2.3749919435133203E-3,2.2526330079988151E-6,1.0569558034736558E-4,7.5204267824154824E-3]
[2004,4,12,6,2.8908341420012884E-3,1.0961230617154997E-3,2.4127554427755449E-3,7.0073200696940128E-3,1.5531848486561106E-5,2.6359329730152108E-4,1.3686157861974428E-2,null,2.4195547705414327E-3,8.9607491443998506E-4,2.445585264370608E-3,2.6549647700483394E-3,2.2526330079988151E-6,1.0569558034736558E-4,8.5241279327557297E-3]
[2004,4,12,11,3.6726301697712731E-3,1.3505472718779289E-3,3.4077224796801083E-3,7.7005096872730635E-3,0,0,1.6131409608602373E-2,null,3.0738981938108418E-3,1.1040653858711326E-3,3.4540905943551241E-3,2.9176035528256793E-3,0,0,1.0549657726862777E-2]
[2004,4,12,14,2.9878093377364232E-3,1.2509482146840572E-3,3.3436726425625897E-3,7.8753095996980538E-3,0,0,1.5457739794681125E-2,null,2.5007205469019878E-3,1.0226436735009696E-3,3.3891692454844943E-3,2.9838325254828608E-3,0,0,9.8963659913703129E-3]
[2004,4,12,15,2.7360187396871967E-3,1.2424229454798355E-3,3.2106234059186183E-3,8.5638069368561744E-3,0,0,1.5752872027941824E-2,null,2.289978209997896E-3,1.015674310169817E-3,3.254309637749885E-3,3.2446934760668867E-3,0,0,9.8046556339844854E-3]
[2004,4,12,18,3.566016370871743E-3,1.186735663617097E-3,2.7850934543424436E-3,6.4052006509978578E-3,0,0,1.3943046139829142E-2,null,2.9846651513526115E-3,9.7015024624541395E-4,2.8229895956631149E-3,2.4268310715586565E-3,0,0,9.2046360648197975E-3]
[2004,4,12,21,4.1494745703270983E-3,1.3390171842205198E-3,2.661030633038416E-3,7.6599688572025681E-3,1.1648886364920831E-5,1.9769497297614084E-4,1.6018835104129665E-2,null,3.4730048486713966E-3,1.094639599048503E-3,2.6972386794043386E-3,2.9022432617992725E-3,1.6894747559991115E-6,7.9271685260524195E-5,1.0248087548940034E-2]
[2004,4,13,3,2.0385339811535E-3,1.5681336539040787E-3,2.150894350154873E-3,6.2491202883368348E-3,1.5531848486561106E-5,2.6359329730152108E-4,1.2285807419337368E-2,null,1.7062011781817995E-3,1.2819411239768908E-3,2.1801610866560173E-3,2.3676946456440517E-3,2.2526330079988151E-6,1.0569558034736558E-4,7.6439462478141238E-3]
[2004,4,13,5,2.2492654242739904E-3,1.4581751576793155E-3,2.1774875001578913E-3,5.5217173398980478E-3,1.5531848486561106E-5,2.6359329730152108E-4,1.1685770567797328E-2,null,1.8825780450166024E-3,1.1920506239610012E-3,2.2071160836804006E-3,2.0920929630426463E-3,2.2526330079988151E-6,1.0569558034736558E-4,7.4817859290560156E-3]
[2004,4,13,9,3.8248873782822435E-3,1.5738111792815653E-3,3.4487225457727677E-3,8.1834497678826383E-3,0,0,1.7030870871219215E-2,null,3.2013336111008164E-3,1.2865824715085265E-3,3.4956485391417214E-3,3.1005820506408528E-3,0,0,1.1084146672391916E-2]
[2004,4,13,12,3.096186664369692E-3,1.6932078052209795E-3,3.3633430561704723E-3,6.3303779626046608E-3,0,0,1.4483115488365804E-2,null,2.5914296172924868E-3,1.3841885935854037E-3,3.4091073099939144E-3,2.3984819167165092E-3,0,0,9.7832074375883132E-3]
[2004,4,13,15,2.4652435595495089E-3,1.698884183757631E-3,3.2539532860342891E-3,7.9533342905773845E-3,0,0,1.5371415319918813E-2,null,2.0633462599570673E-3,1.3888290035806083E-3,3.2982290978158121E-3,3.0133948693487349E-3,0,0,9.763799230702223E-3]
[2004,4,13,16,2.7995822846346944E-3,1.773263838213777E-3,3.1531604555695191E-3,7.030135758662538E-3,0,0,1.4756142337080528E-2,null,2.3431792830638769E-3,1.4496339850929539E-3,3.1960648019370369E-3,2.6636092803337757E-3,0,0,9.652487350427643E-3]
[2004,4,13,19,3.2698574010266183E-3,1.5269693887584735E-3,2.6860227086688152E-3,7.5422099739396739E-3,0,0,1.5025059472393581E-2,null,2.7367876138916303E-3,1.2482895508491403E-3,2.7225708165965895E-3,2.8576262494017109E-3,0,0,9.5652742307390706E-3]
[2004,4,13,24,3.1306591925623376E-3,1.4640502233869035E-3,2.2589490304914736E-3,7.267556269670474E-3,1.5531848486561106E-5,2.6359329730152108E-4,1.4400339861899271E-2,null,2.6202822480364276E-3,1.1968534596873265E-3,2.2896860427673899E-3,2.7535642254688094E-3,2.2526330079988151E-6,1.0569558034736558E-4,8.9683341893153183E-3]
[2004,4,14,3,2.0608992958429848E-3,1.5681336539040787E-3,2.141203812746198E-3,6.5153706684616605E-3,1.5531848486561106E-5,2.6359329730152108E-4,1.2564732576743004E-2,null,1.7249203786593962E-3,1.2819411239768908E-3,2.170338692280554E-3,2.4685727805391026E-3,2.2526330079988151E-6,1.0569558034736558E-4,7.7537211888113085E-3]
[2004,4,14,6,2.4412085417752612E-3,1.487945362238468E-3,2.3684782510983255E-3,5.5252984374970747E-3,1.5531848486561106E-5,2.6359329730152108E-4,1.2102055738397214E-2,null,2.0432295603959264E-3,1.216387611690694E-3,2.4007056028874057E-3,2.0934497853183462E-3,2.2526330079988151E-6,1.0569558034736558E-4,7.861720773647737E-3]
[2004,4,14,10,3.8043779788857189E-3,1.6216378513962165E-3,3.4387663851896942E-3,7.9138747191383144E-3,0,0,1.6778656934609944E-2,null,3.18416776459658E-3,1.3256805277578061E-3,3.4855569073169632E-3,2.9984442504288099E-3,0,0,1.0993849450100159E-2]
[2004,4,14,13,2.8399157178142487E-3,1.6942145388248887E-3,3.3615968996541755E-3,7.7646016735183508E-3,0,0,1.5660328829811665E-2,null,2.3769373424571928E-3,1.3850115930819883E-3,3.4073373939179493E-3,2.9418870112421992E-3,0,0,1.0111173340699329E-2]
[2004,4,14,16,2.8280907447881623E-3,1.773263838213777E-3,3.1507624681458373E-3,7.4376595171867961E-3,0,0,1.5189776568334572E-2,null,2.3670401403032902E-3,1.4496339850929539E-3,3.1936341856368799E-3,2.8180137047183521E-3,0,0,9.828322015751477E-3]
[2004,4,14,17,3.4010637190180102E-3,1.6051444568261832E-3,2.965085451039187E-3,6.698889481608042E-3,0,0,1.4670183108491421E-2,null,2.8466039703573367E-3,1.3121972632920106E-3,3.0054307030468893E-3,2.5381052092991324E-3,0,0,9.7023371459953687E-3]
[2004,4,14,21,3.7898969019807974E-3,1.6002388297487581E-3,2.6273637129430936E-3,7.4891478454990482E-3,1.0359743251403269E-5,1.7581673457588457E-4,1.5692823767998985E-2,null,3.172047470941952E-3,1.308186938614781E-3,2.663113661086217E-3,2.8375218328440992E-3,1.5025062614212335E-6,7.0498954207169905E-5,1.005287136395564E-2]
[2004,4,15,1,2.8325630563624154E-3,1.4644469820594677E-3,2.1994046322607996E-3,6.7122462420196871E-3,1.5531848486561106E-5,2.6359329730152108E-4,1.3487786058490452E-2,null,2.3707833515265188E-3,1.1971778078431027E-3,2.2293314372789719E-3,2.5431658784254457E-3,2.2526330079988151E-6,1.0569558034736558E-4,8.4484066884294041E-3]
[2004,4,15,4,2.2821856443789837E-3,1.5392435446473852E-3,2.121019855280831E-3,5.3516501203832341E-3,1.5531848486561106E-5,2.6359329730152108E-4,1.1573224310478516E-2,null,1.910131433308595E-3,1.2583236095895576E-3,2.1498800962376822E-3,2.0276571342434596E-3,2.2526330079988151E-6,1.0569558034736558E-4,7.4539404867346596E-3]
[2004,4,15,7,2.8405896443036644E-3,1.4836135728657283E-3,2.9257434211593636E-3,4.9930568822621332E-3,9.0550679785321362E-6,1.5367489760255678E-4,1.2405733486171976E-2,null,2.3775014018159674E-3,1.2128463963590188E-3,2.9655533549996114E-3,1.8917917242835785E-3,1.3132850887493329E-6,6.1620525457991188E-5,8.5106266880049155E-3]
[2004,4,15,11,3.7885633212548751E-3,1.6566578152064921E-3,3.4205560487621947E-3,5.9122941376544792E-3,0,0,1.4778071322878041E-2,null,3.1709312977376762E-3,1.3543091664307957E-3,3.4670987869303018E-3,2.2400764471318638E-3,0,0,1.0232415698230636E-2]
[2004,4,15,14,2.6698995560993405E-3,1.7320697179666546E-3,3.387678328245939E-3,5.5906706178083737E-3,0,0,1.3380318220120308E-2,null,2.2346381322847033E-3,1.4159580055746511E-3,3.433773706652727E-3,2.1182182893885941E-3,0,0,9.2025881339006764E-3]
[2004,4,15,18,3.5622414130457238E-3,1.5468142555841967E-3,2.7955968728960849E-3,4.4211247825392845E-3,0,0,1.2325777324065288E-2,null,2.9815056075089045E-3,1.2645126264909409E-3,2.8336359318747754E-3,1.6750955322270564E-3,0,0,8.7547496981016763E-3]
[2004,4,15,19,3.447453562257763E-3,1.5269693887584735E-3,2.7146282270902075E-3,6.5983410045245784E-3,0,0,1.4287392182631021E-2,null,2.8854310911819543E-3,1.2482895508491403E-3,2.7515655638845962E-3,2.5000089525728051E-3,0,0,9.385295158488495E-3]
[2004,4,15,22,4.1172220327405588E-3,1.474424637083298E-3,2.5167798799421814E-3,6.8631578095826153E-3,1.5531848486561106E-5,2.6359329730152108E-4,1.5250709505136737E-2,null,3.446010293693035E-3,1.2053344890443883E-3,2.5510251386980779E-3,2.6003439281345178E-3,2.2526330079988151E-6,1.0569558034736558E-4,9.9106620629253843E-3]
[2004,4,16,2,2.5958577651508871E-3,1.5263712698756972E-3,2.188049891968637E-3,6.1332459711404769E-3,1.5531848486561106E-5,2.6359329730152108E-4,1.2722650043923782E-2,null,2.172667033387712E-3,1.2478005917665076E-3,2.2178221955850342E-3,2.3237916660669863E-3,2.2526330079988151E-6,1.0569558034736558E-4,8.0700297001616052E-3]
[2004,4,16,5,2.4137443080145052E-3,1.4863580808486207E-3,2.1814537060182242E-3,4.457362785059012E-3,1.5531848486561106E-5,2.6359329730152108E-4,1.0818044025728444E-2,null,2.0202426941314027E-3,1.2150900173919538E-3,2.2111362568133777E-3,1.6888255487055245E-3,2.2526330079988151E-6,1.0569558034736558E-4,7.243242730397623E-3]
[2004,4,16,8,3.3221925457813471E-3,1.4849310027843907E-3,3.1824327498855228E-3,6.6920252387880283E-3,0,0,1.4681581537239289E-2,null,2.7805908011165528E-3,1.2139233884805041E-3,3.2257353977895474E-3,2.5355044542773931E-3,0,0,9.7557540416639971E-3]
[2004,4,16,11,3.8140235333706573E-3,1.5555136918083572E-3,3.3619427060818958E-3,8.1129814026929085E-3,0,0,1.6844461333953821E-2,null,3.1922408487730361E-3,1.2716243704570249E-3,3.4076879056560909E-3,3.0738826812498664E-3,0,0,1.0945435806136019E-2]
[2004,4,16,16,2.6544256838102781E-3,1.6666092714905892E-3,2.9504688613456844E-3,6.8516914665629272E-3,0,0,1.4123195283209478E-2,null,2.2216868941033838E-3,1.3624444302983122E-3,2.9906152286991615E-3,2.5959995088050479E-3,0,0,9.1707460619059062E-3]
[2004,4,16,19,3.2906242443495274E-3,1.4734689815993722E-3,2.6530944126279118E-3,6.031245504114319E-3,0,0,1.3448433142691131E-2,null,2.7541689344250339E-3,1.2045532456458116E-3,2.6891944726245586E-3,2.2851452728967722E-3,0,0,8.9330619255921749E-3]
[2004,4,16,20,3.4333103218929214E-3,1.526669689712597E-3,2.6584312969265577E-3,6.0737855474381373E-3,0,0,1.3692196855970212E-2,null,2.8735935581327642E-3,1.2480445484344741E-3,2.6946039747096123E-3,2.3012630347825939E-3,0,0,9.1175051160594447E-3]
[2004,4,16,23,3.7608316093539042E-3,1.2639340976545843E-3,2.2259520062800631E-3,6.0451656451978785E-3,1.5531848486561106E-5,2.6359329730152108E-4,1.3575008504274512E-2,null,3.1477205590618061E-3,1.0332595654369819E-3,2.256240035456067E-3,2.2904193982119254E-3,2.2526330079988151E-6,1.0569558034736558E-4,8.8355877715221454E-3]
[2004,4,17,3,2.3763140430655954E-3,1.0170529375693603E-3,2.0712184693388331E-3,5.2939747950301354E-3,1.5531848486561106E-5,2.6359329730152108E-4,1.1037685390792007E-2,null,1.9889145128276259E-3,8.3143549829804025E-4,2.0994010740186392E-3,2.0058048490059393E-3,2.2526330079988151E-6,1.0569558034736558E-4,7.0335041475056087E-3]
[2004,4,17,8,3.0903295896781043E-3,1.0153596411291977E-3,2.7550159350374298E-3,4.4696284586758922E-3,0,0,1.1330333624520624E-2,null,2.5865273945030335E-3,8.3005123724584997E-4,2.7925028183059591E-3,1.6934728219868704E-3,0,0,7.9025542720417129E-3]
[2004,4,17,10,4.0417426734714549E-3,1.0422762106172903E-3,2.8769512078472611E-3,4.5071544894693281E-3,0,0,1.2468124581405334E-2,null,3.3828359866155144E-3,8.5205539311436387E-4,2.9160972369958581E-3,1.7076908523787192E-3,0,0,8.8586794691044544E-3]
[2004,4,17,14,3.2146059860613577E-3,9.7116503739234038E-4,2.7879504189379338E-3,4.8646111023871791E-3,0,0,1.1838332544778811E-2,null,2.6905435825526989E-3,7.9392237804619555E-4,2.8258854343344068E-3,1.843125612697744E-3,0,0,8.1534770076310461E-3]
[2004,4,17,17,3.8008979735856506E-3,9.1142951541075266E-4,2.6211160562842235E-3,4.3951006313451748E-3,0,0,1.1728544176625801E-2,null,3.1812550885274293E-3,7.4508889883364692E-4,2.6567809939659214E-3,1.6652353854229173E-3,0,0,8.2483603667499149E-3]
[2004,4,17,18,3.8158776344499458E-3,8.2138738251740298E-4,2.4154163425736319E-3,4.8295344174231532E-3,0,0,1.1882215776964133E-2,null,3.1937926842956206E-3,6.7147992248191692E-4,2.4482823704348191E-3,1.8298356014090718E-3,0,0,8.1433905786214289E-3]
[2004,4,17,21,4.0110379501309499E-3,9.1123273853761257E-4,2.3108488077138011E-3,5.0441411841727754E-3,9.0550679785321362E-6,1.5367489760255678E-4,1.2439990646136226E-2,null,3.3571369128577778E-3,7.4492803476106106E-4,2.3422920086057807E-3,1.9111467730791719E-3,1.3132850887493329E-6,6.1620525457991188E-5,8.4184375398505332E-3]
[2004,4,18,1,2.8627785785843842E-3,1.129122616840919E-3,1.991127937235064E-3,5.0631135444827507E-3,1.5531848486561106E-5,2.6359329730152108E-4,1.1325267822931201E-2,null,2.3960729763702164E-3,9.2305187949835059E-4,2.0182207680265575E-3,1.9183351058121804E-3,2.2526330079988151E-6,1.0569558034736558E-4,7.3636289430626702E-3]
[2004,4,18,5,2.1897330026206317E-3,1.1141963852556158E-3,2.0316767070794875E-3,4.4144635283358902E-3,1.5531848486561106E-5,2.6359329730152108E-4,1.0029194769079708E-2,null,1.8327509197863913E-3,9.1084976263951982E-4,2.0593212758781951E-3,1.6725716864403003E-3,2.2526330079988151E-6,1.0569558034736558E-4,6.5834418580997707E-3]
[2004,4,18,8,2.5562324136562593E-3,1.1845188122381789E-3,2.5301403759882928E-3,4.8388988034177797E-3,0,0,1.110979040530051E-2,null,2.1395016203845174E-3,9.6833798174786637E-4,2.5645674280141743E-3,1.8333836218593425E-3,0,0,7.5057906520059007E-3]
[2004,4,18,11,3.2689816230627318E-3,1.3505472718779289E-3,2.7009984751437417E-3,4.8602283218309224E-3,0,0,1.2180755691915325E-2,null,2.7360546099742941E-3,1.1040653858711326E-3,2.737750354963563E-3,1.8414650451974753E-3,0,0,8.4193353960064637E-3]
[2004,4,18,15,3.1519391601317922E-3,1.2424229454798355E-3,2.6966073657532599E-3,4.7440394983187797E-3,0,0,1.1835008969683668E-2,null,2.638093040534539E-3,1.015674310169817E-3,2.7332994967335022E-3,1.797442904060775E-3,0,0,8.1845097514986337E-3]
[2004,4,18,18,3.5620359622492758E-3,1.186735663617097E-3,2.3875352028829128E-3,4.9850178567882658E-3,0,0,1.2121324685537553E-2,null,2.9813336504092443E-3,9.7015024624541395E-4,2.4200218583362359E-3,1.8887458623554291E-3,0,0,8.2602516173463231E-3]
[2004,4,18,22,4.0602407666928964E-3,1.2215038809458415E-3,2.0963522232292317E-3,5.438525003001949E-3,1.5531848486561106E-5,2.6359329730152108E-4,1.3095747019658001E-2,null,3.39831842092386E-3,9.98573083476232E-4,2.1248768172551637E-3,2.060572678340312E-3,2.2526330079988151E-6,1.0569558034736558E-4,8.690289213350931E-3]
[2004,4,18,23,3.5733632025967991E-3,1.2452726198933712E-3,2.096919286940582E-3,6.6019753552716571E-3,1.5531848486561106E-5,2.6359329730152108E-4,1.3796655610490493E-2,null,2.990814262950006E-3,1.0180039042140244E-3,2.1254515968751166E-3,2.5013859516394275E-3,2.2526330079988151E-6,1.0569558034736558E-4,8.7436039290339392E-3]
[2004,4,19,2,2.0588171513241686E-3,1.2464666114077802E-3,2.0519873788895008E-3,6.8196760565282059E-3,1.5531848486561106E-5,2.6359329730152108E-4,1.2456072343937738E-2,null,1.7231776765685833E-3,1.0189799860806368E-3,2.0799083104393505E-3,2.5838693670539306E-3,2.2526330079988151E-6,1.0569558034736558E-4,7.5138835534978654E-3]
[2004,4,19,6,2.3416258074714629E-3,1.2352334027874398E-3,2.3933850132757503E-3,6.7194911527090652E-3,1.5531848486561106E-5,2.6359329730152108E-4,1.29688605220318E-2,null,1.9598813404660513E-3,1.0097968963301077E-3,2.4259512657856821E-3,2.545910862592165E-3,2.2526330079988151E-6,1.0569558034736558E-4,8.0494885785293707E-3]
[2004,4,19,9,3.3402098525829411E-3,1.3853511536038739E-3,3.3942816800250171E-3,7.8379131837233301E-3,0,0,{"$f":"SUM(E2627:J2627)","v":1.5957755869935163E-2},null,2.7956708293999898E-3,1.1325173785615757E-3,3.4404669087568706E-3,2.9696636041332616E-3,0,0,{"$f":"SUM(M2627:R2627)","v":1.0338318720851697E-2}]
[2004,4,19,13,2.9516571520312044E-3,1.3476957343856034E-3,3.3553546022529004E-3,7.979679261259906E-3,0,0,1.5634386749929612E-2,null,2.4704620854711962E-3,1.1017342687696832E-3,3.4010101589774635E-3,3.0233765696755914E-3,0,0,9.9965830828939346E-3]
[2004,4,19,16,2.5795533935636245E-3,1.5748919419388641E-3,3.0438352376660704E-3,6.9844936559664292E-3,0,0,1.4182774229134987E-2,null,2.159020688382484E-3,1.287465989372071E-3,3.0852520203394065E-3,2.6463161963182218E-3,0,0,9.1780548944121829E-3]
[2004,4,19,19,3.0108815817150611E-3,1.2553402699895108E-3,2.6418106443816488E-3,7.3273178048131474E-3,0,0,1.4235350300899369E-2,null,2.5200314292437064E-3,1.0262341559198784E-3,2.6777571686772144E-3,2.7762069432025137E-3,0,0,9.0002296970433139E-3]
[2004,4,19,21,3.5134370908015719E-3,1.4263106225616618E-3,2.5031821188936927E-3,7.1044201688620703E-3,7.765924243280553E-6,1.3179664865076054E-4,1.4686912574013037E-2,null,2.9406576290679381E-3,1.1660015318686093E-3,2.5372423559679885E-3,2.6917544899263198E-3,1.1263165039994076E-6,5.284779017368279E-5,9.3896301135085371E-3]
[2004,4,19,24,2.7198540707388239E-3,1.3374603190408655E-3,2.2328151158510809E-3,7.0982027993328834E-3,1.5531848486561106E-5,2.6359329730152108E-4,1.3667457450751737E-2,null,2.2764487925539807E-3,1.0933668698437456E-3,2.2631965298181038E-3,2.6893988251503157E-3,2.2526330079988151E-6,1.0569558034736558E-4,8.4303592307215097E-3]
[2004,4,20,3,1.7393126646724044E-3,1.5681336539040787E-3,2.1847277086963109E-3,6.1800568696715637E-3,1.5531848486561106E-5,2.6359329730152108E-4,1.1951356042732441E-2,null,1.4557605343480031E-3,1.2819411239768908E-3,2.214454808110822E-3,2.341527588676237E-3,2.2526330079988151E-6,1.0569558034736558E-4,7.4016322684673178E-3]
[2004,4,20,7,2.2376595900917128E-3,1.4836135728657283E-3,2.9187535320641406E-3,6.0487776042311391E-3,6.4767811297629929E-6,1.099184102505043E-4,1.2805199490632989E-2,null,1.8728642565104233E-3,1.2128463963590188E-3,2.9584683560528479E-3,2.2917879134058635E-3,9.3934800942152969E-7,4.4075059120328506E-5,8.3809813294579028E-3]
[2004,4,20,10,3.1538893103042844E-3,1.6216378513962165E-3,3.4819296819503338E-3,7.2094357664709936E-3,0,0,1.5466892610121828E-2,null,2.639725266709182E-3,1.3256805277578061E-3,3.529307517365549E-3,2.7315432692576794E-3,0,0,1.0226256581090217E-2]
[2004,4,20,12,2.6303002768852421E-3,1.6932078052209795E-3,3.4559486073943431E-3,6.8150706150033333E-3,0,0,1.4594527304503897E-2,null,2.2014945411182644E-3,1.3841885935854037E-3,3.5029729241613777E-3,2.5821244367699643E-3,0,0,9.6707804956350091E-3]
[2004,4,20,18,2.9263647989468213E-3,1.5468142555841967E-3,2.8418260675986168E-3,5.557863393627795E-3,0,0,1.2872868515757429E-2,null,2.44929302818271E-3,1.2645126264909409E-3,2.8804941568501895E-3,2.1057881415523019E-3,0,0,8.7000879530761428E-3]
[2004,4,20,21,3.1850772495047382E-3,1.6002388297487581E-3,2.5376292283117849E-3,7.0253872643194918E-3,7.765924243280553E-6,1.3179664865076054E-4,1.4487895144778815E-2,null,2.6658287798715014E-3,1.308186938614781E-3,2.5721581794698259E-3,2.6618101495582192E-3,1.1263165039994076E-6,5.284779017368279E-5,9.2619581541920105E-3]
[2004,4,20,22,3.3812636035209015E-3,1.474424637083298E-3,2.40843320733503E-3,7.4419167903037563E-3,1.5531848486561106E-5,2.6359329730152108E-4,1.4985163384031068E-2,null,2.8300317764662218E-3,1.2053344890443883E-3,2.4412042172428875E-3,2.8196267193986557E-3,2.2526330079988151E-6,1.0569558034736558E-4,9.4041454155075182E-3]
[2004,4,21,1,2.2877462992968649E-3,1.4644469820594677E-3,2.2396685389746039E-3,6.9029374480052228E-3,1.5531848486561106E-5,2.6359329730152108E-4,1.3173924414124242E-2,null,1.9147855602743777E-3,1.1971778078431027E-3,2.2701432059313298E-3,2.6154158154647472E-3,2.2526330079988151E-6,1.0569558034736558E-4,8.1054706028689215E-3]
[2004,4,21,4,1.8393169787104934E-3,1.5392435446473852E-3,2.146814364758302E-3,5.4117746068268607E-3,1.5531848486561106E-5,2.6359329730152108E-4,1.1216274640731124E-2,null,1.5394616058103984E-3,1.2583236095895576E-3,2.1760255858141986E-3,2.0504373685894623E-3,2.2526330079988151E-6,1.0569558034736558E-4,7.1321963831589815E-3]
[2004,4,21,9,3.1890824948894629E-3,1.5738111792815653E-3,3.4993046310753551E-3,7.8998235887677969E-3,0,0,1.6162021894014181E-2,null,2.6691810685542036E-3,1.2865824715085265E-3,3.5469188835222701E-3,2.9931204953067311E-3,0,0,1.0495802918891732E-2]
[2004,4,21,12,2.6487669706471359E-3,1.6932078052209795E-3,3.4403574952541127E-3,7.4799314916750145E-3,0,0,1.5262263762797244E-2,null,2.2169506948762885E-3,1.3841885935854037E-3,3.4871696672587904E-3,2.8340298994847346E-3,0,0,9.9223388552052167E-3]
[2004,4,21,16,2.433291860345081E-3,1.773263838213777E-3,3.2043505719305965E-3,7.4353673715558859E-3,0,0,1.4846273642045341E-2,null,2.0366034990654106E-3,1.4496339850929539E-3,3.2479514507181722E-3,2.8171452463295011E-3,0,0,9.5513341812060379E-3]
[2004,4,21,19,2.8456279022939994E-3,1.5269693887584735E-3,2.7310945605231937E-3,7.5831312600419653E-3,0,0,1.4686823111617632E-2,null,2.3817182958185039E-3,1.2482895508491403E-3,2.7682559510195637E-3,2.8731306893111323E-3,0,0,9.2713944869983397E-3]
[2004,4,21,22,3.4020701179258992E-3,1.474424637083298E-3,2.3988380187354953E-3,8.0518341561532803E-3,1.5531848486561106E-5,2.6359329730152108E-4,1.5606292075686055E-2,null,2.8474463006879745E-3,1.2053344890443883E-3,2.4314784690664024E-3,3.0507149389841326E-3,2.2526330079988151E-6,1.0569558034736558E-4,9.6429224111382623E-3]
[2004,4,21,23,3.1146596883430029E-3,1.4865688794732982E-3,2.2752814999269619E-3,7.0830027302182658E-3,1.5531848486561106E-5,2.6359329730152108E-4,1.4238637943749612E-2,null,2.6068910692767255E-3,1.2152623441736533E-3,2.3062407444475012E-3,2.683639754977948E-3,2.2526330079988151E-6,1.0569558034736558E-4,8.9199821262311921E-3]
[2004,4,22,2,2.024468188898074E-3,1.4765482762622709E-3,2.1951203011420085E-3,7.0977611746492709E-3,1.5531848486561106E-5,2.6359329730152108E-4,1.3073023086739707E-2,null,{"$f":"E2692*V$5","v":1.6944284672335676E-3},{"$f":"F2692*W$5","v":1.207070553052221E-3},{"$f":"G2692*X$5","v":2.2249888102285707E-3},{"$f":"H2692*Y$5","v":2.6892315004149086E-3},{"$f":"I2692*Z$5","v":2.2526330079988151E-6},{"$f":"J2692*AA$5","v":1.0569558034736558E-4},7.9236675442846335E-3]
[2004,4,22,6,2.0047411608329962E-3,1.487945362238468E-3,2.3228106613537225E-3,5.5527397674604226E-3,1.5531848486561106E-5,2.6359329730152108E-4,1.1647362097673692E-2,null,1.6779174456671693E-3,1.216387611690694E-3,2.3544166245024908E-3,2.1038468791532709E-3,2.2526330079988151E-6,1.0569558034736558E-4,7.4605167743689894E-3]
[2004,4,22,10,3.1285278123874076E-3,1.6216378513962165E-3,3.4918705668120654E-3,8.1334039843768552E-3,0,0,1.6375440214972545E-2,null,2.6184983369516779E-3,1.3256805277578061E-3,3.5393836656156547E-3,3.0816204803435334E-3,0,0,1.0565183010668673E-2]
[2004,4,22,13,2.3841209811297235E-3,1.6942145388248887E-3,3.4462876654982703E-3,8.5360434646575729E-3,0,0,1.6060666650110456E-2,null,1.9954487217474452E-3,1.3850115930819883E-3,3.4931805279980114E-3,3.234174327541005E-3,0,0,1.0107815170368451E-2]
[2004,4,22,17,2.8346863547285758E-3,1.6051444568261832E-3,3.0136490107631497E-3,6.3935278043708438E-3,0,0,1.3847007626688753E-2,null,2.3725604983425479E-3,1.3121972632920106E-3,3.0546550562244664E-3,2.4224084112188025E-3,0,0,9.1618212290778284E-3]
[2004,4,22,20,2.9764270458681494E-3,1.5672768469944896E-3,2.7314841377281962E-3,7.1953812541272442E-3,0,0,1.447056928471808E-2,null,2.4911938576362689E-3,1.2812406887748433E-3,2.7686508291141264E-3,2.7262182327584556E-3,0,0,9.2673036082836953E-3]
[2004,4,22,23,3.0754387226458509E-3,1.4865688794732982E-3,2.3143243299710136E-3,7.1264870449943077E-3,1.5531848486561106E-5,2.6359329730152108E-4,1.4281944122872554E-2,null,2.5740641169175391E-3,1.2152623441736533E-3,2.3458148215140186E-3,2.7001152866550854E-3,2.2526330079988151E-6,1.0569558034736558E-4,8.9432047826156595E-3]
[2004,4,23,3,1.8655376875042875E-3,1.5595477026290395E-3,2.1632815641523051E-3,6.061171835954845E-3,1.5531848486561106E-5,2.6359329730152108E-4,1.1928663936028561E-2,null,1.5614076732541299E-3,1.2749221533677644E-3,2.1927168506931205E-3,2.2964838953577326E-3,2.2526330079988151E-6,1.0569558034736558E-4,7.4334787860281127E-3]
[2004,4,23,4,1.9299789091034617E-3,1.5284735854117907E-3,2.1187967133334774E-3,5.4091928184221531E-3,1.5531848486561106E-5,2.6359329730152108E-4,1.1265567172058967E-2,null,1.6153433393909147E-3,1.2495192238069488E-3,2.1476267044969934E-3,2.0494591690509733E-3,2.2526330079988151E-6,1.0569558034736558E-4,7.1698966501011954E-3]
[2004,4,23,8,2.6803951742273881E-3,1.4849310027843907E-3,3.2422976367084831E-3,7.9211841669033986E-3,0,0,1.532880798062366E-2,null,2.2434226981449634E-3,1.2139233884805041E-3,3.2864148526865707E-3,3.0012136866914316E-3,0,0,9.7449746260034695E-3]
[2004,4,23,11,3.1425189545328859E-3,1.5555136918083572E-3,3.3871225378297285E-3,7.5880014561759308E-3,0,0,1.5673156640346901E-2,null,2.630208567653457E-3,1.2716243704570249E-3,3.43321035372111E-3,2.8749759310055748E-3,0,0,1.0210019222837166E-2]
[2004,4,23,14,2.4109450874562777E-3,1.5900132403757015E-3,3.251821771191812E-3,7.645598610641611E-3,0,0,1.4898378709665403E-2,null,2.0178998176041563E-3,1.2998275723696993E-3,3.296068579929444E-3,2.8967985985076305E-3,0,0,9.5105945684109301E-3]
[2004,4,23,18,2.6100226320364926E-3,1.5306374330228628E-3,2.762122662082958E-3,5.8063550358292736E-3,0,0,1.2709137762971588E-2,null,2.1845226672856234E-3,1.2512881579993544E-3,2.7997062449907845E-3,2.1999377663924286E-3,0,0,8.4354548366681915E-3]
[2004,4,23,20,2.8968908648461921E-3,1.526669689712597E-3,2.6604066707852313E-3,5.8872444592113935E-3,0,0,1.2971211684555416E-2,null,2.4246240937655897E-3,1.2480445484344741E-3,2.6966062270368679E-3,2.2305855129222132E-3,0,0,8.5998603821591454E-3]
[2004,4,24,1,2.3950049597341685E-3,1.0659831606459821E-3,2.1073860794882339E-3,5.331800046751072E-3,1.5531848486561106E-5,2.6359329730152108E-4,1.1179299392407539E-2,null,2.0045583354648976E-3,8.7143570173167022E-4,2.1360608087189472E-3,2.0201362495611422E-3,2.2526330079988151E-6,1.0569558034736558E-4,7.1401393088320218E-3]
[2004,4,24,2,2.1496550216959604E-3,1.031185332027916E-3,2.0629563034061243E-3,5.4245771188984101E-3,1.5531848486561106E-5,2.6359329730152108E-4,1.0947498921816493E-2,null,1.7992066674437698E-3,8.4298865742550447E-4,2.0910264866491157E-3,2.0552880416256614E-3,2.2526330079988151E-6,1.0569558034736558E-4,6.8964580664994165E-3]
[2004,4,24,5,1.9324249961887089E-3,9.3593703980911311E-4,2.1111181996831207E-3,5.527152261597508E-3,1.5531848486561106E-5,2.6359329730152108E-4,1.0785757643066534E-2,null,1.6173906521683168E-3,7.6512367284344376E-4,2.1398437110353857E-3,2.0941521704852238E-3,2.2526330079988151E-6,1.0569558034736558E-4,6.7244584198877348E-3]
[2004,4,24,9,2.7645287963051334E-3,1.0743034105345319E-3,2.877048894638537E-3,5.6819874014821421E-3,0,0,1.2397868502960345E-2,null,2.3138404034375309E-3,8.7823746283624278E-4,2.9161962529893701E-3,2.1528168008247313E-3,0,0,8.2610909200878761E-3]
[2004,4,24,12,3.2455385426054251E-3,9.1810978481627714E-4,2.8389230230501214E-3,5.8529464435274061E-3,0,0,1.2855517793999231E-2,null,2.7164333469164984E-3,7.505499844042971E-4,2.8775516112263177E-3,2.2175905273331604E-3,0,0,8.5621254698802739E-3]
[2004,4,24,17,3.1784971174324945E-3,9.1142951541075266E-4,2.637282633603656E-3,5.022483156154371E-3,0,0,{"$f":"SUM(E2755:J2755)","v":1.1749692422601274E-2},null,2.6603213764148756E-3,7.4508889883364692E-4,2.6731675462731996E-3,1.902940882552454E-3,0,0,{"$f":"SUM(M2755:R2755)","v":7.9815187040741756E-3}]
[2004,4,24,20,3.2898855401039158E-3,8.5817191571275944E-4,2.2913397781577699E-3,5.2453961698631724E-3,0,0,1.1684793403837618E-2,null,2.7535506577292109E-3,7.0155108746968462E-4,2.3225175240647717E-3,1.9873991622222755E-3,0,0,7.7650184314859427E-3]
[2004,4,24,23,3.2907901357001755E-3,7.3174222713183934E-4,2.0719246157299802E-3,5.2408935238314434E-3,1.5531848486561106E-5,2.6359329730152108E-4,1.1614475648181521E-2,null,2.7543077812730837E-3,5.9819547318262138E-4,2.1001168287851858E-3,1.9856931795545307E-3,2.2526330079988151E-6,1.0569558034736558E-4,7.5462614761507858E-3]
[2004,4,24,24,2.7917449741792226E-3,7.9252847936069504E-4,2.0020027656290867E-3,5.2166032930902372E-3,1.5531848486561106E-5,2.6359329730152108E-4,1.1082004658047324E-2,null,2.3366196532237427E-3,6.4788791891937276E-4,2.0292435677689083E-3,1.9764899882869932E-3,2.2526330079988151E-6,1.0569558034736558E-4,7.0981893415543815E-3]
[2004,4,25,3,1.7549025951160721E-3,1.1699703165866167E-3,1.9842511671881858E-3,5.1764093764275392E-3,1.5531848486561106E-5,2.6359329730152108E-4,1.0364658601106497E-2,null,1.4688089102576885E-3,9.564446620545455E-4,2.0112504273136324E-3,1.9612611373641922E-3,2.2526330079988151E-6,1.0569558034736558E-4,6.5057133503454226E-3]
[2004,4,25,6,1.8327297294909088E-3,1.0961230617154997E-3,2.1158456554029514E-3,5.2364461138300396E-3,1.5531848486561106E-5,2.6359329730152108E-4,1.0560269706227482E-2,null,1.5339482454821724E-3,8.9607491443998506E-4,2.1446354921837822E-3,1.9840081249610127E-3,2.2526330079988151E-6,1.0569558034736558E-4,6.6666149904223166E-3]
[2004,4,25,10,2.3807874864439638E-3,1.321117060408313E-3,2.7696316637642864E-3,4.5591592584780698E-3,0,0,1.1030695469094633E-2,null,1.9926586713421594E-3,1.0800063407276853E-3,2.8073174199720607E-3,1.7273946518654665E-3,0,0,7.6073770839073717E-3]
[2004,4,25,14,2.6761035893509873E-3,1.2509482146840572E-3,2.7812273248354977E-3,4.7895074774008855E-3,0,0,1.1497786606271428E-2,null,2.2398307505786842E-3,1.0226436735009696E-3,2.8190708605999961E-3,1.814670015342643E-3,0,0,7.8962153000222933E-3]
[2004,4,25,17,3.0021527905832344E-3,1.2022459571746369E-3,2.4413996002606879E-3,4.8630414121141928E-3,0,0,1.1508839760132752E-2,null,2.5127256527146349E-3,9.8282983073546171E-4,2.4746191764754306E-3,1.8425308814262712E-3,0,0,7.8127055413517981E-3]
[2004,4,25,21,3.1415610547501477E-3,1.3390171842205198E-3,2.1699878373607111E-3,5.1286539946066552E-3,6.4767811297629929E-6,1.099184102505043E-4,1.1895615262318301E-2,null,2.629406829859043E-3,1.094639599048503E-3,2.1995143746553723E-3,1.9431673647016584E-3,9.3934800942152969E-7,4.4075059120328506E-5,7.9117425753943253E-3]
[2004,4,25,24,2.5025412435369749E-3,1.2996599992704538E-3,2.1019473100578612E-3,6.7598335633895622E-3,1.5531848486561106E-5,2.6359329730152108E-4,1.2943107262042935E-2,null,2.0945634743627147E-3,1.0624653046024631E-3,2.1305480351740545E-3,2.5611959755926076E-3,2.2526330079988151E-6,1.0569558034736558E-4,7.956721003087204E-3]
[2004,4,26,1,2.4021182013192976E-3,1.1918119128115003E-3,2.0689740001762248E-3,6.5832387490747084E-3,1.5531848486561106E-5,2.6359329730152108E-4,1.2525268009169815E-2,null,2.0105119380466763E-3,9.7430005361780149E-4,2.0971260648680662E-3,2.4942869424792336E-3,2.2526330079988151E-6,1.0569558034736558E-4,7.684173212367142E-3]
[2004,4,26,4,1.9042397659302778E-3,1.3166110509201792E-3,2.0896209907578329E-3,6.7579611642970558E-3,1.5531848486561106E-5,2.6359329730152108E-4,1.2347558117693428E-2,null,1.5938003301433441E-3,1.0763227013558196E-3,2.1180539944148308E-3,2.560486552649652E-3,2.2526330079988151E-6,1.0569558034736558E-4,7.4566117919190114E-3]
[2004,4,26,7,2.4200254501427695E-3,1.2191347520601708E-3,2.9235649318367406E-3,6.9012973557817624E-3,3.8829621216402765E-6,6.5898324325380271E-5,1.3533803776268463E-2,null,2.0254998505971037E-3,9.9663633290718355E-4,2.9633452234618923E-3,2.6147944099873879E-3,5.6315825199970378E-7,2.6423895086841395E-5,8.6272628702924094E-3]
[2004,4,26,12,2.787315971969483E-3,1.5961491687478723E-3,3.3390485594129936E-3,6.893090562990532E-3,0,0,1.4615604263120882E-2,null,2.3329126908388669E-3,1.3048436619705309E-3,3.3844822434736868E-3,2.6116849836276537E-3,0,0,9.6339235799107383E-3]
[2004,4,26,15,2.319800564357277E-3,1.5144984088423816E-3,3.2307012803595176E-3,8.1952945458797898E-3,0,0,1.5260294799438967E-2,null,1.9416141661830612E-3,1.2380945894879538E-3,3.2746607073203928E-3,3.1050698531072318E-3,0,0,9.5594393160986398E-3]
[2004,4,26,19,2.9427517114007005E-3,1.2553402699895108E-3,2.6260081356335712E-3,7.2990435609805726E-3,0,0,1.4123143678004355E-2,null,2.4630084577973539E-3,1.0262341559198784E-3,2.6617396387406001E-3,2.7654942712353947E-3,0,0,8.9164765236932272E-3]
[2004,4,26,22,3.6772842684075495E-3,1.25686862273585E-3,2.3756357037655021E-3,7.4251235011943738E-3,1.5531848486561106E-5,2.6359329730152108E-4,1.5014037241891357E-2,null,3.0777935561889049E-3,1.0274835763583708E-3,2.4079604454060248E-3,2.8132640029085846E-3,2.2526330079988151E-6,1.0569558034736558E-4,9.4344497942172503E-3]
[2004,4,27,1,2.2062276150421624E-3,1.4644469820594677E-3,2.2493213421939254E-3,6.457579639209887E-3,1.5531848486561106E-5,2.6359329730152108E-4,1.2656700724293526E-2,null,1.846556491539158E-3,1.1971778078431027E-3,2.2799273526767972E-3,2.4466766568909371E-3,2.2526330079988151E-6,1.0569558034736558E-4,7.8782865223053604E-3]
[2004,4,27,4,1.7730523349547881E-3,1.5392435446473852E-3,2.1534996221063145E-3,5.5766225245560408E-3,1.5531848486561106E-5,2.6359329730152108E-4,1.1321543172052612E-2,null,1.4839997816303539E-3,1.2583236095895576E-3,2.1828018079579634E-3,2.1128956849834372E-3,2.2526330079988151E-6,1.0569558034736558E-4,7.1459690975166764E-3]
[2004,4,27,6,1.9569333374079498E-3,1.487945362238468E-3,2.3235425037569017E-3,5.5701000827739306E-3,3.8829621216402765E-6,6.5898324325380271E-5,1.140830257262427E-2,null,1.6379035114339193E-3,1.216387611690694E-3,2.3551584249209357E-3,2.1104244330677315E-3,5.6315825199970378E-7,2.6423895086841395E-5,7.3468610344521214E-3]
[2004,4,27,9,3.0541240086016572E-3,1.5738111792815653E-3,3.5098761403612932E-3,6.6172029198725965E-3,0,0,{"$f":"SUM(E2819:J2819)","v":1.4755014248117114E-2},null,2.5562242425023808E-3,1.2865824715085265E-3,3.5576342369615338E-3,2.5071554394246339E-3,0,0,{"$f":"SUM(M2819:R2819)","v":9.9075963903970752E-3}]
[2004,4,27,13,2.3341961966827779E-3,1.6942145388248887E-3,3.4560811101767195E-3,6.1750057884531065E-3,0,0,1.3659497634137492E-2,null,1.9536629448943894E-3,1.3850115930819883E-3,3.5031072298793639E-3,2.3396138124319272E-3,0,0,9.1813955802876688E-3]
[2004,4,27,16,2.3555415711761026E-3,1.773263838213777E-3,3.2132968817426789E-3,5.9100277139892158E-3,0,0,1.3252130005121775E-2,null,1.9715284813269164E-3,1.4496339850929539E-3,3.2570194909592315E-3,2.2392177343964056E-3,0,0,8.9173996917755079E-3]
[2004,4,27,20,2.9102007092000398E-3,1.5672768469944896E-3,2.701406047275224E-3,7.6336626609820697E-3,0,0,1.4812546264451824E-2,null,2.4357640955158188E-3,1.2812406887748433E-3,2.73816347283753E-3,2.8922762525140163E-3,0,0,9.3474445096422085E-3]
[2004,4,27,23,3.0166073121333705E-3,1.4865688794732982E-3,2.2882916782927224E-3,7.1155314871579412E-3,1.5531848486561106E-5,2.6359329730152108E-4,1.4186124502845414E-2,null,2.5248237202116219E-3,1.2152623441736533E-3,2.3194279493892237E-3,2.6959643959004903E-3,2.2526330079988151E-6,1.0569558034736558E-4,8.8634266230303536E-3]
[2004,4,28,1,2.2420053090725788E-3,1.4644469820594677E-3,2.2428703199878692E-3,7.3629235592948972E-3,1.5531848486561106E-5,2.6359329730152108E-4,1.3591371316202895E-2,null,1.8765015129475246E-3,1.1971778078431027E-3,2.2733885528599747E-3,2.7896974107164607E-3,2.2526330079988151E-6,1.0569558034736558E-4,8.2447134977224265E-3]
[2004,4,28,4,1.8021351580094058E-3,1.5392435446473852E-3,2.163147250131621E-3,6.1402689080953645E-3,1.5531848486561106E-5,2.6359329730152108E-4,1.192392000667186E-2,null,1.5083413660333586E-3,1.2583236095895576E-3,2.1925807090917128E-3,2.3264525478323473E-3,2.2526330079988151E-6,1.0569558034736558E-4,7.3936464459023413E-3]
[2004,4,28,7,2.2055163380468291E-3,1.4836135728657283E-3,2.9208909519925601E-3,6.7704972344868599E-3,0,0,1.3380518097391977E-2,null,1.8459611707553638E-3,1.2128463963590188E-3,2.9606348593743375E-3,2.5652362749939654E-3,0,0,8.5846787014826863E-3]
[2004,4,28,10,3.1086498417041792E-3,1.6216378513962165E-3,3.4853016876163468E-3,7.5938816616405603E-3,0,0,1.5809471042357304E-2,null,2.6018609802467398E-3,1.3256805277578061E-3,3.5327254051555727E-3,2.8772038495527463E-3,0,0,1.0337470762712865E-2]
[2004,4,28,14,2.1353931866508126E-3,1.7320697179666546E-3,3.4701484416603439E-3,7.9464375347465723E-3,0,0,1.5284048881024383E-2,null,1.7872698736586122E-3,1.4159580055746511E-3,3.5173659723840719E-3,3.0107817956520413E-3,0,0,9.7313756472693774E-3]
[2004,4,28,17,2.8180282331988051E-3,1.6051444568261832E-3,3.0036279219768812E-3,6.6062932182010753E-3,0,0,1.4033093830202945E-2,null,2.3586180736181353E-3,1.3121972632920106E-3,3.0444976127330299E-3,2.503021922858879E-3,0,0,9.2183348725020549E-3]
[2004,4,28,22,3.3420282308293274E-3,1.474424637083298E-3,2.397141201537974E-3,7.363788510778374E-3,1.5531848486561106E-5,2.6359329730152108E-4,1.4856507726017055E-2,null,2.7971927658185375E-3,1.2053344890443883E-3,2.4297585636582461E-3,2.7900251274032388E-3,2.2526330079988151E-6,1.0569558034736558E-4,9.3302591592797756E-3]
[2004,4,29,1,2.6029519554957629E-3,1.4644469820594677E-3,2.2013897892868926E-3,6.5343232911488922E-3,1.5531848486561106E-5,2.6359329730152108E-4,1.3082237163779098E-2,null,2.1786046905651621E-3,1.1971778078431027E-3,2.231343605891009E-3,2.4757536349933242E-3,2.2526330079988151E-6,1.0569558034736558E-4,8.1908279526479635E-3]
[2004,4,29,4,2.0955402324015224E-3,1.5392435446473852E-3,2.0997129485802132E-3,5.2655341423231217E-3,1.5531848486561106E-5,2.6359329730152108E-4,1.1279156013740325E-2,null,1.753913962929232E-3,1.2583236095895576E-3,2.1282832712414415E-3,1.9950291273001662E-3,2.2526330079988151E-6,1.0569558034736558E-4,7.2434981844157614E-3]
[2004,4,29,5,2.1852294071569257E-3,1.4581751576793155E-3,2.1557031826702992E-3,5.2869692975353391E-3,1.5531848486561106E-5,2.6359329730152108E-4,1.1365202190829963E-2,null,1.8289815247420755E-3,1.1920506239610012E-3,2.185035351875796E-3,2.0031505747812204E-3,2.2526330079988151E-6,1.0569558034736558E-4,7.3171662887154577E-3]
[2004,4,29,8,2.9688110337566008E-3,1.5425926091554118E-3,3.3126298943719126E-3,8.174193819344984E-3,0,0,1.5998227356628911E-2,null,2.4848194488906183E-3,1.2610614524443437E-3,3.3577041055889425E-3,3.097075115459294E-3,0,0,1.0200660122383199E-2]
[2004,4,29,12,3.0159887226922878E-3,1.6932078052209795E-3,3.3764626123496322E-3,7.3745293342232648E-3,0,0,1.5460188474486165E-2,null,2.5243059765571408E-3,1.3841885935854037E-3,3.4224053810283854E-3,2.7940946586311362E-3,0,0,1.0124994609802066E-2]
[2004,4,29,15,2.4070939482577188E-3,1.698884183757631E-3,3.2715412338082724E-3,8.5143012543101599E-3,0,0,1.5891820620133782E-2,null,2.0146765118860908E-3,1.3888290035806083E-3,3.3160563608462886E-3,3.2259365416369454E-3,0,0,9.9454984179499339E-3]
[2004,4,29,19,3.1938162043257494E-3,1.5269693887584735E-3,2.7092088275379811E-3,7.1129415603385249E-3,0,0,1.4542935980960729E-2,null,2.6731430631503359E-3,1.2482895508491403E-3,2.7460724237794326E-3,2.6949831128430355E-3,0,0,9.3624881506219441E-3]
[2004,4,29,23,3.493795507522551E-3,1.4865688794732982E-3,2.2712243214831973E-3,6.7241344068294916E-3,1.5531848486561106E-5,2.6359329730152108E-4,1.4254848261096622E-2,null,2.9242181226177884E-3,1.2152623441736533E-3,2.3021283608875751E-3,2.5476701194814613E-3,2.2526330079988151E-6,1.0569558034736558E-4,9.0972271605158431E-3]
[2004,4,30,2,2.4096810292844528E-3,1.5263712698756972E-3,2.161321043932565E-3,6.9819524512405064E-3,1.5531848486561106E-5,2.6359329730152108E-4,1.3358450940121305E-2,null,{"$f":"E2884*V$5","v":2.016841833012289E-3},{"$f":"F2884*W$5","v":1.2478005917665076E-3},{"$f":"G2884*X$5","v":2.1907296541149287E-3},{"$f":"H2884*Y$5","v":2.6453533733054716E-3},{"$f":"I2884*Z$5","v":2.2526330079988151E-6},{"$f":"J2884*AA$5","v":1.0569558034736558E-4},8.2086736655545608E-3]
[2004,4,30,5,2.2353666548124659E-3,1.4863580808486207E-3,2.1751014478786088E-3,5.3942530492061902E-3,1.5531848486561106E-5,2.6359329730152108E-4,1.1570204378533969E-2,null,1.8709451279056931E-3,1.2150900173919538E-3,2.2046975649234733E-3,2.043798722468466E-3,2.2526330079988151E-6,1.0569558034736558E-4,7.442479646044952E-3]
[2004,4,30,6,2.4419894455763673E-3,1.5175253444832803E-3,2.3428968110214476E-3,5.590601403111288E-3,1.289143735251583E-6,2.187824895179626E-5,1.1916180396879431E-2,null,2.0438831570481343E-3,1.2405690936656039E-3,2.3747760818989779E-3,2.1181920650145819E-3,1.8696858474992545E-7,8.7727352843084E-6,7.7863801014963555E-3]
[2004,4,30,9,3.3708278619060264E-3,1.5532352780376112E-3,3.3802764249490939E-3,7.9433080230119704E-3,0,0,1.6247647587904701E-2,null,2.821297325727056E-3,1.2697617790236463E-3,3.4262710873196062E-3,3.0095960722484882E-3,0,0,1.0526926264318797E-2]
[2004,4,30,12,2.9598106994380329E-3,1.6056274416669512E-3,3.3010388600674193E-3,7.0874060415501792E-3,0,0,1.4953883042722582E-2,null,2.4772863976094809E-3,1.3125921008928084E-3,3.3459553546831009E-3,2.6853081012703267E-3,0,0,9.8211419544557161E-3]
[2004,4,30,17,3.1669648173172681E-3,1.592418374776449E-3,2.8548490914722452E-3,5.6327236556802827E-3,0,0,1.3246955939246245E-2,null,2.6506691340555839E-3,1.3017937572604664E-3,2.8936943820857212E-3,2.1341515324705394E-3,0,0,8.9803088058723109E-3]
[2004,4,30,20,3.2181158302529052E-3,1.526669689712597E-3,2.6395928333536886E-3,5.7185842343740641E-3,0,0,1.3102962587693254E-2,null,2.6934812330163247E-3,1.2480445484344741E-3,2.675509180392542E-3,2.1666827725595776E-3,0,0,8.7837177344029169E-3]
[2004,4,30,24,3.4006281724439161E-3,1.088296637478899E-3,2.1130755954505073E-3,4.973276998742871E-3,1.5531848486561106E-5,2.6359329730152108E-4,1.1854402549904277E-2,null,2.846239428934558E-3,8.8967685324309071E-4,2.1418277406475023E-3,1.8842974335451803E-3,2.2526330079988151E-6,1.0569558034736558E-4,7.8699896697256959E-3]
[2004,5,1,3,2.2393603347087673E-3,9.4758058679951594E-4,1.8111351839413333E-3,4.917824339683353E-3,1.5512284125915815E-5,2.632616625685445E-4,1.0194674391827431E-2,null,1.874287736568265E-3,7.7464221208197977E-4,1.835778893750951E-3,1.863287282054419E-3,2.249795527024924E-6,1.0556260152763024E-4,6.4558085215102694E-3]
[2004,5,1,4,2.199863536616534E-3,9.1206426714669048E-4,1.8080018848806801E-3,4.8902576370291554E-3,1.5512284125915815E-5,2.632616625685445E-4,1.008896127236752E-2,null,1.8412299194985465E-3,7.4560780508362663E-4,1.8326029605934715E-3,1.8528426864536235E-3,2.249795527024924E-6,1.0556260152763024E-4,6.3800957686839226E-3]
[2004,5,1,9,3.3264420681889369E-3,9.7300864564627443E-4,2.5584456908498135E-3,4.5688657951277554E-3,0,0,1.1426762199812781E-2,null,2.7841475434645202E-3,7.9542951822607583E-4,2.5932578869398717E-3,1.731072307886283E-3,0,0,7.9039072565167505E-3]
[2004,5,1,11,3.6954283550724616E-3,9.6807849180620843E-4,2.5592441279583657E-3,4.7674333133823129E-3,0,0,1.1990184288219349E-2,null,3.0929796959986463E-3,7.9139914304767291E-4,2.5940671882028941E-3,1.8063064573469057E-3,0,0,8.2847524845961196E-3]
[2004,5,1,15,3.276096778897575E-3,9.3136922179490377E-4,2.4518118428366598E-3,4.8325821389168513E-3,0,0,1.1491859982445989E-2,null,2.7420098147344749E-3,7.6138950532227687E-4,2.4851730960983643E-3,1.830990335760323E-3,0,0,7.81956275191544E-3]
[2004,5,1,18,3.6749341786600793E-3,8.6488784308616528E-4,2.1741377122921051E-3,4.5672794510829848E-3,0,0,1.1281239185121333E-2,null,3.0758265907455829E-3,7.070413232440248E-4,2.203720716003223E-3,1.7304712667592682E-3,0,0,7.7170598967520989E-3]
[2004,5,1,21,3.8852261840812063E-3,9.4021536103371247E-4,1.9544339205993192E-3,4.2184679329656449E-3,3.8780710314789538E-6,6.5815415642136126E-5,1.1068036885353497E-2,null,3.2518356593845637E-3,7.6862117824149615E-4,1.9810274641450356E-3,1.5983119986256729E-3,5.6244888175623099E-7,2.639065038190756E-5,7.6267493996604327E-3]
[2004,5,2,1,2.8541419811261553E-3,1.0202111324959433E-3,1.7562244002146746E-3,4.2339651414445506E-3,1.5512284125915815E-5,2.632616625685445E-4,1.0143316601975783E-2,null,2.3888443636048929E-3,8.340173062605454E-4,1.7801209513187595E-3,1.6041836502894145E-3,2.249795527024924E-6,1.0556260152763024E-4,6.7149786685282674E-3]
[2004,5,2,2,2.3870980849071042E-3,1.04205537201118E-3,1.7178701802392361E-3,4.2459270428272288E-3,1.5512284125915815E-5,2.632616625685445E-4,9.6717246266792099E-3,null,1.9979404820121734E-3,8.5187485869994727E-4,1.7412448540834512E-3,1.6087158289879665E-3,2.249795527024924E-6,1.0556260152763024E-4,6.3075884208381935E-3]
[2004,5,2,6,2.1844991157669359E-3,1.0359869701715024E-3,1.8688421064180164E-3,4.8545549804135026E-3,1.5512284125915815E-5,2.632616625685445E-4,1.0222657119464419E-2,null,1.828370289392782E-3,8.4691397168898874E-4,1.894271021365346E-3,1.8393155042257636E-3,2.249795527024924E-6,1.0556260152763024E-4,6.5166831837275355E-3]
[2004,5,2,9,2.9075555571656808E-3,1.1009220891823441E-3,2.3770153745249984E-3,4.7329268038555257E-3,0,0,1.111841982472855E-2,null,2.4335501704308223E-3,8.9999809448878133E-4,2.4093588890357798E-3,1.7932324766781508E-3,0,0,7.536139630633534E-3]
[2004,5,2,12,3.2017527758895475E-3,1.1740809452157218E-3,2.4307747383080511E-3,4.8520518375775651E-3,0,0,1.1658660296990885E-2,null,2.6797857720176239E-3,9.5980507962604978E-4,2.4638497444117113E-3,1.8383671022721329E-3,0,0,7.9418076983275177E-3]
[2004,5,2,16,3.1429392734016849E-3,1.1114360252652584E-3,2.3415706840454447E-3,4.9740665482426562E-3,0,0,1.1570012530955045E-2,null,2.6305603638735776E-3,9.0859318267274853E-4,2.3734319106109561E-3,1.8845965815911222E-3,0,0,7.7971820387484044E-3]
[2004,5,2,19,3.4656007660571935E-3,1.2370672238539626E-3,1.9327656724337585E-3,4.6418518247395586E-3,0,0,1.1277285487084473E-2,null,2.9006198399541346E-3,1.0112960355350715E-3,1.9590643809916674E-3,1.7587255812344068E-3,0,0,7.6297058377152796E-3]
[2004,5,2,23,3.5828396942355987E-3,1.1326200757752951E-3,1.9354259929183703E-3,6.8360958650657304E-3,1.5512284125915815E-5,2.632616625685445E-4,1.3765755574689455E-2,null,2.9987458458172198E-3,9.2591103402655985E-4,1.961760899859815E-3,2.590090577554448E-3,2.249795527024924E-6,1.0556260152763024E-4,8.5843207543126986E-3]
[2004,5,3,3,1.8759849384550917E-3,1.0147381080156084E-3,1.8235752288111036E-3,6.6168189274834442E-3,1.5512284125915815E-5,2.632616625685445E-4,1.1609891149459707E-2,null,1.5701517570152143E-3,8.2954313715104006E-4,1.8483882075182102E-3,2.5070099506707267E-3,2.249795527024924E-6,1.0556260152763024E-4,6.8629054494098469E-3]
[2004,5,3,6,2.3129323134402366E-3,9.793452154759168E-4,2.1330661683933434E-3,7.0360123280096953E-3,1.5512284125915815E-5,2.632616625685445E-4,1.2740129972013653E-2,null,1.9358656145694788E-3,8.0060963117712834E-4,2.162090320828064E-3,2.6658358212124957E-3,2.249795527024924E-6,1.0556260152763024E-4,7.6722137848418224E-3]
[2004,5,3,7,2.4612715439599588E-3,1.0126327577422818E-3,2.6743569744085219E-3,6.9764918000867378E-3,0,0,1.3124753076197499E-2,null,2.0600217837691294E-3,8.2782202422865985E-4,2.7107463493094212E-3,2.6432844173721643E-3,0,0,8.241874574679375E-3]
[2004,5,3,10,3.1392754454390168E-3,1.1909205548724816E-3,3.1221423504753433E-3,7.723141298964971E-3,0,0,1.5175479649751814E-2,null,2.6274938329035992E-3,9.7357137312850358E-4,3.1646246404510672E-3,2.9261783190892179E-3,0,0,9.6918681655723884E-3]
[2004,5,3,13,2.9190511525773706E-3,1.0510353148518977E-3,3.0358914086891387E-3,7.9411197206438345E-3,0,0,1.4947097596762242E-2,null,2.4431716918852883E-3,8.592159153693312E-4,3.077200101465144E-3,3.0087669584595036E-3,0,0,9.3883546671792665E-3]
[2004,5,3,17,2.9121474126444103E-3,1.15923665593194E-3,2.6377834218437599E-3,6.4124269305263102E-3,0,0,1.312159442094642E-2,null,2.4373934368665459E-3,9.4766995017345949E-4,2.6736751486264492E-3,2.4295689966677917E-3,0,0,8.4883075323342466E-3]
[2004,5,3,20,3.344346042377923E-3,1.1157610008044304E-3,2.399899709566394E-3,7.6251799741385252E-3,0,0,1.4485186726887273E-2,null,2.7991327152290346E-3,9.1212882773084372E-4,2.432554606086065E-3,2.8890622941817341E-3,0,0,9.0328784432276779E-3]
[2004,5,4,1,2.6541372286413411E-3,1.2143217843668518E-3,1.9460372778836426E-3,6.9632630371758084E-3,1.5512284125915815E-5,2.632616625685445E-4,1.3056533274762104E-2,null,2.2214454644516619E-3,9.9270175679558943E-4,1.9725165701971513E-3,2.6382722445114238E-3,2.249795527024924E-6,1.0556260152763024E-4,7.9327484330104815E-3]
[2004,5,4,4,2.0856000733198896E-3,1.3029433496512042E-3,1.8647559594023573E-3,5.0413256175698201E-3,1.5512284125915815E-5,2.632616625685445E-4,1.0573398946637731E-2,null,1.745594302186172E-3,1.0651494264992353E-3,1.8901292750646715E-3,1.9100799986112979E-3,2.249795527024924E-6,1.0556260152763024E-4,6.7187653994160313E-3]
[2004,5,4,7,2.6444525638156351E-3,1.4555202015819268E-3,2.6262639011184535E-3,5.5616382629266889E-3,0,0,1.2287874929442704E-2,null,2.2133396459131033E-3,1.1898802111297208E-3,2.6619988843690104E-3,2.1072183809163415E-3,0,0,8.1724371223281765E-3]
[2004,5,4,8,3.0544059881960992E-3,1.5022532804813964E-3,2.9809157104507583E-3,6.9350380445965532E-3,0,0,1.4472613023724807E-2,null,2.5564602522626829E-3,1.228084260600973E-3,3.0214763612440446E-3,2.6275782330794513E-3,0,0,9.4335991071871524E-3]
[2004,5,4,11,3.6042917072085594E-3,1.5582500171127894E-3,3.1093152154067346E-3,7.1941183076062558E-3,0,0,1.546597524733434E-2,null,3.0167006359493546E-3,1.2738613021927843E-3,3.1516229694355442E-3,2.7257397219317301E-3,0,0,1.0167924629509412E-2]
[2004,5,4,17,3.3560651301104043E-3,1.514781870732238E-3,2.6697553253433501E-3,6.2890487973794396E-3,0,0,1.3829651123565431E-2,null,2.8089412940809121E-3,1.2383263181118388E-3,2.7060820866385876E-3,2.3828229377406479E-3,0,0,9.1361726365719875E-3]
[2004,5,4,19,3.2321519112404403E-3,1.4306827088497566E-3,2.3982154380652425E-3,7.614726927144857E-3,0,0,1.4675776985300298E-2,null,2.7052290763877837E-3,1.1695756897194599E-3,2.4308474170807522E-3,2.8851017969828297E-3,0,0,9.1907539801708259E-3]
[2004,5,4,22,3.9054858822356337E-3,1.333135098945522E-3,2.1638387053544103E-3,7.8079496826077271E-3,1.5512284125915815E-5,2.632616625685445E-4,1.5489183315837754E-2,null,3.2687925122897731E-3,1.0898310248622493E-3,2.1932815727904727E-3,2.9583108988111106E-3,2.249795527024924E-6,1.0556260152763024E-4,9.6180284058082609E-3]
[2004,5,5,2,2.2954469536259074E-3,1.2514732661375735E-3,1.9254178382651348E-3,7.7944150977092737E-3,1.5512284125915815E-5,2.632616625685445E-4,1.3545527102432351E-2,null,1.9212308124067698E-3,1.0230729003393776E-3,1.9516165664932559E-3,2.9531828547478696E-3,2.249795527024924E-6,1.0556260152763024E-4,7.9569155310419276E-3]
[2004,5,5,5,2.1410190217881981E-3,1.2550833344694315E-3,1.9225133479979482E-3,6.1250644276422865E-3,1.5512284125915815E-5,2.632616625685445E-4,1.1722454078592326E-2,null,1.7919785548130133E-3,1.0260241124656231E-3,1.9486725554791235E-3,2.3206918062723325E-3,2.249795527024924E-6,1.0556260152763024E-4,7.1951794260847468E-3]
[2004,5,5,8,2.9767232681620738E-3,1.5022532804813964E-3,2.9871862684198612E-3,8.6200410558429225E-3,0,0,1.6086203872906255E-2,null,2.4914417881743765E-3,1.228084260600973E-3,3.0278322412875596E-3,3.2659997105901578E-3,0,0,1.0013358000653068E-2]
[2004,5,5,10,3.7151509990334649E-3,1.5192903925291244E-3,3.1120320499473824E-3,8.1194846062422731E-3,0,0,1.6465958047752242E-2,null,{"$f":"E3012*V$5","v":3.1094870481812591E-3},{"$f":"F3012*W$5","v":1.2420120112830719E-3},{"$f":"G3012*X$5","v":3.1543767713337993E-3},{"$f":"H3012*Y$5","v":3.0763466440979011E-3},{"$f":"I3012*Z$5","v":0},{"$f":"J3012*AA$5","v":0},1.0582222474896031E-2]
[2004,5,5,13,2.7128121896035726E-3,1.5976861534212231E-3,3.0360425388960962E-3,8.4647682963499195E-3,0,0,1.581130917827081E-2,null,2.2705549168567096E-3,1.3061001389645583E-3,3.0773532880668955E-3,3.2071692729760651E-3,0,0,9.8611776168642286E-3]
[2004,5,5,16,2.686754349070025E-3,1.6370776504905336E-3,2.8493244727525852E-3,7.3268467925408556E-3,0,0,1.4500003264853999E-2,null,2.2487451660111266E-3,1.338302483390012E-3,2.8880945911195369E-3,2.7760284839660641E-3,0,0,9.251170724486741E-3]
[2004,5,5,20,3.4630504093683149E-3,1.3959850193989841E-3,2.3750268684321241E-3,7.7564883896641531E-3,0,0,1.4990550686863575E-2,null,2.8984852561661882E-3,1.141210508662868E-3,2.4073433257869618E-3,2.9388130139667706E-3,0,0,9.3858521045827887E-3]
[2004,5,5,23,3.4892055809978024E-3,1.2454653214147751E-3,2.0183177931038785E-3,7.5766114705055872E-3,1.5512284125915815E-5,2.632616625685445E-4,1.4608374112716505E-2,null,2.9203764706675658E-3,1.0181614367077154E-3,2.04578059015948E-3,2.8706604422901526E-3,2.249795527024924E-6,1.0556260152763024E-4,8.9627913368795688E-3]
[2004,5,6,3,1.6196380506990815E-3,1.322001975142898E-3,1.9308613845936135E-3,6.8666237429639773E-3,1.5512284125915815E-5,2.632616625685445E-4,1.2017899100094031E-2,null,1.3555959213234041E-3,1.0807297539307968E-3,1.9571341819344347E-3,2.6016571164763276E-3,2.249795527024924E-6,1.0556260152763024E-4,7.1029293707196191E-3]
[2004,5,6,6,1.9148238207047836E-3,1.3439563176256041E-3,2.0573727121861282E-3,5.6961478017501874E-3,1.5512284125915815E-5,2.632616625685445E-4,1.1291074598961164E-2,null,1.6026589152310375E-3,1.0986773149747073E-3,2.085366920757024E-3,2.1581819566143232E-3,2.249795527024924E-6,1.0556260152763024E-4,7.0526975046317462E-3]
[2004,5,6,7,2.1441577242227619E-3,1.4555202015819268E-3,2.6193481220948204E-3,6.1228991347504792E-3,0,0,1.2341925182649989E-2,null,1.7946055690503647E-3,1.1898802111297208E-3,2.6549890038929419E-3,2.3198714104166549E-3,0,0,7.9593461944896821E-3]
[2004,5,6,11,2.920523254718691E-3,1.5582500171127894E-3,3.1353364820618929E-3,7.8520599055047716E-3,0,0,1.5466169659398146E-2,null,2.4444038039968087E-3,1.2738613021927843E-3,3.1779983016237525E-3,2.9750235773566684E-3,0,0,9.8712869851700132E-3]
[2004,5,6,14,2.0521726922281347E-3,1.5730975016959607E-3,3.1254137220298834E-3,7.591174333326076E-3,0,0,1.4341858249280054E-2,null,1.717616433026487E-3,1.2859990437860428E-3,3.1679405248238577E-3,2.8761780848917317E-3,0,0,9.0477340865281197E-3]
[2004,5,6,18,2.8163521996918545E-3,1.4594227655544013E-3,2.5303653423200613E-3,5.5514573053366701E-3,0,0,1.2357597612902987E-2,null,2.3572152761319664E-3,1.1930705369242157E-3,2.5647954554123093E-3,2.1033609741676817E-3,0,0,8.2184422426361745E-3]
[2004,5,6,21,3.1155038517171707E-3,1.4711642885186353E-3,2.2997442674999747E-3,7.3687432119859042E-3,2.590551759503375E-6,4.3964702918079342E-5,1.4301710874399269E-2,null,2.6075976125852496E-3,1.2026691710128961E-3,2.3310363714064697E-3,2.791902386757924E-3,3.757158980423944E-7,1.7628956567929763E-5,8.9512102142285128E-3]
[2004,5,6,24,2.6347700287783112E-3,1.1880775883970505E-3,1.9984491702368505E-3,8.2575624408799935E-3,1.5512284125915815E-5,2.632616625685445E-4,1.4357633174986666E-2,null,2.2052356099533394E-3,9.7124726278888479E-4,2.0256416194020274E-3,3.1286621916740971E-3,2.249795527024924E-6,1.0556260152763024E-4,8.4385990808730042E-3]
[2004,5,7,4,2.0179496298823314E-3,1.3114352813815625E-3,1.8755897074468671E-3,6.160263736945659E-3,1.5512284125915815E-5,2.632616625685445E-4,1.1644012302350881E-2,null,1.6889725988617221E-3,1.0720915366185149E-3,1.9011104354864166E-3,2.3340282780191656E-3,2.249795527024924E-6,1.0556260152763024E-4,7.1040152460404744E-3]
[2004,5,7,8,2.897883681472114E-3,1.2868705896831787E-3,2.9261098030187219E-3,8.4648155760695693E-3,0,0,1.5575679650243583E-2,null,2.425455056071113E-3,1.0520100286376282E-3,2.9659247221346693E-3,3.2071871865277167E-3,0,0,9.6505769933711277E-3]
[2004,5,7,11,3.3792234833220441E-3,1.4260486380709163E-3,3.0698122964534641E-3,8.0310788978030546E-3,0,0,1.590616331564948E-2,null,2.8283242476641003E-3,1.1657873609070368E-3,3.1115825431333195E-3,3.0428510938671637E-3,0,0,1.014854524557162E-2]
[2004,5,7,12,2.7878938015910605E-3,1.5459134625845697E-3,2.9889106997972774E-3,7.3861271089247999E-3,0,0,1.4708845072897707E-2,null,2.3333963195594268E-3,1.2637762328885605E-3,3.029580136615557E-3,2.7984888753840864E-3,0,0,9.4252415644476319E-3]
[2004,5,7,15,2.3728041963306367E-3,1.4183166706325358E-3,2.897014179521156E-3,8.3322013490477204E-3,0,0,1.5020336395532049E-2,null,1.9859768602352294E-3,1.1594665176524884E-3,2.9364332010207569E-3,3.1569417150424141E-3,0,0,9.238818293950889E-3]
[2004,5,7,19,2.9334399939708071E-3,1.3363743331862151E-3,2.3709706472081369E-3,6.2381617129825193E-3,0,0,1.2878946687347678E-2,null,2.4552147867589196E-3,1.0924790820434726E-3,2.4032319124714877E-3,2.3635426115987596E-3,0,0,8.3144683928726391E-3]
[2004,5,7,21,2.9957192480294251E-3,1.4566215838575892E-3,2.2333522167653453E-3,6.0866154543760672E-3,1.2875198929264468E-6,2.1850723262321605E-5,1.2795446746183676E-2,null,2.5073409409626232E-3,1.190780585424269E-3,2.263740938943918E-3,2.3061240873082979E-3,1.8673307377230083E-7,8.7616980396088249E-6,8.2769349837524889E-3]
[2004,5,8,2,2.1390300637752955E-3,9.4914008650459863E-4,1.8078730820292391E-3,5.0633332225122479E-3,1.5512284125915815E-5,2.632616625685445E-4,1.0238150401515841E-2,null,{"$f":"E3076*V$5","v":1.7903138474613858E-3},{"$f":"F3076*W$5","v":7.7591709499760244E-4},{"$f":"G3076*X$5","v":1.83247240515055E-3},{"$f":"H3076*Y$5","v":1.9184183384065628E-3},{"$f":"I3076*Z$5","v":2.249795527024924E-6},{"$f":"J3076*AA$5","v":1.0556260152763024E-4},6.4249340830707553E-3]
[2004,5,8,6,2.0365018127203945E-3,8.4452618063446481E-4,1.9634293113755721E-3,5.1905995409730586E-3,1.2921732987363307E-5,2.1929697018873001E-4,1.0267275548879583E-2,null,1.7045003048056949E-3,6.9039576985998425E-4,1.9901452531839248E-3,1.9666375703763618E-3,1.8740797190409936E-6,8.7933649185331509E-5,6.4414866271303387E-3]
[2004,5,8,9,2.8102903533384184E-3,9.7300864564627443E-4,2.5579914257881295E-3,5.6711829478976947E-3,0,0,1.2012473372670517E-2,null,2.3521416646612677E-3,7.9542951822607583E-4,2.5927974407954856E-3,2.1487231611249562E-3,0,0,7.8890917848077856E-3]
[2004,5,8,10,3.3288195222208844E-3,9.635047457820583E-4,2.5744452290888311E-3,5.6014839409826572E-3,0,0,1.2468253438074431E-2,null,2.7861374121190947E-3,7.8766012940914381E-4,2.609475127303472E-3,2.1223152896382379E-3,0,0,8.3055879584699489E-3]
[2004,5,8,13,3.0778638130963014E-3,9.2812281066433522E-4,2.522960625945302E-3,5.579348414301505E-3,0,0,1.2108295664007444E-2,null,2.5760938560447791E-3,7.5873558107082608E-4,2.5572899847243545E-3,2.1139284822824424E-3,0,0,8.0060479041224025E-3]
[2004,5,8,18,3.2004632039684131E-3,8.6488784308616528E-4,2.1912016504407696E-3,4.6060075891531651E-3,0,0,1.0862560286648514E-2,null,2.6787064330654497E-3,7.070413232440248E-4,2.2210168393270602E-3,1.7451447569328642E-3,0,0,7.3519093525693992E-3]
[2004,5,8,21,3.3576503085450725E-3,9.4021536103371247E-4,2.0304780564496241E-3,4.8441267391811363E-3,1.2875198929264468E-6,2.1850723262321605E-5,1.1195608708364793E-2,null,2.8102680481786428E-3,7.6862117824149615E-4,2.0581063154783336E-3,1.8353644055446514E-3,1.8673307377230083E-7,8.7616980396088249E-6,7.4813083785565055E-3]
[2004,5,8,24,2.8346999114954264E-3,7.963422618985016E-4,1.7576769571208653E-3,4.9785311304081951E-3,1.5512284125915815E-5,2.632616625685445E-4,1.064602420761745E-2,null,2.3725718450121579E-3,6.5100566635177255E-4,1.7815932728406428E-3,1.8862881424509944E-3,2.249795527024924E-6,1.0556260152763024E-4,6.7992713237102227E-3]
[2004,5,9,3,1.7126915229734078E-3,1.0489065477585022E-3,1.7392551885156641E-3,5.0930958382745441E-3,1.5512284125915815E-5,2.632616625685445E-4,9.8727230442165782E-3,null,1.4334793147307214E-3,8.5747565931807031E-4,1.7629208433661086E-3,1.9296949313875413E-3,2.249795527024924E-6,1.0556260152763024E-4,6.0913831458570961E-3]
[2004,5,9,7,1.862197023732992E-3,1.0455572621915685E-3,2.2506408435592658E-3,4.9202545430762122E-3,0,0,1.0078649672560037E-2,null,1.5586116225062938E-3,8.5473763574877497E-4,2.28126480820096E-3,1.8642080483856158E-3,0,0,6.5588221148416446E-3]
[2004,5,9,10,2.3880917022071641E-3,1.1648349206871014E-3,2.4554285666567371E-3,5.038293837982627E-3,0,0,1.104664902753363E-2,null,1.9987721144616184E-3,9.522465025576806E-4,2.4888390318674302E-3,1.9089313044008875E-3,0,0,7.3487889532876166E-3]
[2004,5,9,11,2.6941679153162285E-3,1.205817554157789E-3,2.433605481043725E-3,4.796824243114322E-3,0,0,1.1130415193632065E-2,null,2.2549501327081469E-3,9.8574959273379364E-4,2.4667190044282273E-3,1.8174422242622677E-3,0,0,7.5248609541324358E-3]
[2004,5,9,15,2.6451606921237478E-3,1.1148262582126604E-3,2.4235763214403897E-3,4.923012708829241E-3,0,0,1.110657598060604E-2,null,2.213932331325648E-3,9.1136468051307353E-4,2.4565533803019286E-3,1.8652530745627296E-3,0,0,7.4471034667033791E-3]
[2004,5,9,18,3.0011305230060658E-3,1.1023082308918258E-3,2.1311520356302877E-3,4.7796752302341006E-3,0,0,1.101426601976228E-2,null,2.5118700407107597E-3,9.0113125814267033E-4,2.1601501428902647E-3,1.8109447295588353E-3,0,0,7.38409617130253E-3]
[2004,5,9,22,3.4261281078120376E-3,1.2157127954256159E-3,1.8653921993760339E-3,5.3813948685279686E-3,1.5512284125915815E-5,2.632616625685445E-4,1.2167401917836116E-2,null,2.8675822273234422E-3,9.9383890111724629E-4,1.8907741722128204E-3,2.0389269574615787E-3,2.249795527024924E-6,1.0556260152763024E-4,7.8989346551697429E-3]
[2004,5,10,1,2.3276017849658947E-3,9.1016364237256103E-4,1.8436757727147745E-3,7.1983261222317045E-3,1.5512284125915815E-5,2.632616625685445E-4,1.2558541268979396E-2,null,1.9481435897378003E-3,7.4405405419438332E-4,1.8687622550097797E-3,2.7273339975575541E-3,2.249795527024924E-6,1.0556260152763024E-4,7.3961062935541718E-3]
[2004,5,10,4,1.7935164151932821E-3,9.5186229755262364E-4,1.8740088369212753E-3,7.4768534631487827E-3,1.5512284125915815E-5,2.632616625685445E-4,1.2375014959510424E-2,null,1.5011276971500982E-3,7.7814248840199713E-4,1.8995080544105219E-3,2.8328636822694412E-3,2.249795527024924E-6,1.0556260152763024E-4,7.1194543192867124E-3]
[2004,5,10,8,2.791969336202002E-3,9.81842748307839E-4,2.9251775662397254E-3,7.7739341542113162E-3,0,0,1.4472923804960881E-2,null,2.3368074385396336E-3,8.0265135130586389E-4,2.9649798006191278E-3,2.9454229432690723E-3,0,0,9.0498615337336972E-3]
[2004,5,10,12,2.7090284049579587E-3,1.2696646123809331E-3,3.0373507862380958E-3,6.9407083212552553E-3,0,0,1.3956752124832243E-2,null,2.2673879851891395E-3,1.0379442314863154E-3,3.0786793364367487E-3,2.6297266128616722E-3,0,0,9.0137381659738756E-3]
[2004,5,10,13,2.804725672219381E-3,1.0510353148518977E-3,3.0599725523427924E-3,8.0075259304028413E-3,0,0,1.4923259469816912E-2,null,2.3474841678673536E-3,8.592159153693312E-4,3.1016089118337652E-3,3.0339272402318618E-3,0,0,9.3422362353023126E-3]
[2004,5,10,16,2.4150090733421909E-3,1.2201679920625702E-3,2.7471422048323574E-3,7.1418682110077347E-3,0,0,1.3524187481244853E-2,null,2.0213012705947685E-3,9.9748100124697468E-4,2.7845219520218054E-3,2.7059429716304764E-3,0,0,8.5092471954940248E-3]
[2004,5,10,19,2.8628852630812676E-3,1.0417241855620173E-3,2.3582388411002588E-3,6.824953797834472E-3,0,0,1.3087802087578015E-2,null,2.396162268585092E-3,8.516041154965038E-4,2.3903268675364601E-3,2.585869021286105E-3,0,0,8.2239622729041607E-3]
[2004,5,10,23,2.8605718477626749E-3,1.1971166778508436E-3,2.0097462820625397E-3,7.2282821934867647E-3,1.5512284125915815E-5,2.632616625685445E-4,1.3574490947857282E-2,null,2.3942259987074746E-3,9.7863667150750668E-4,2.0370924484918876E-3,2.738683887820911E-3,2.249795527024924E-6,1.0556260152763024E-4,8.2564514035824363E-3]
[2004,5,11,2,2.3146998047230251E-3,1.2514732661375735E-3,1.9216959138408703E-3,7.8831627626233611E-3,1.5512284125915815E-5,2.632616625685445E-4,1.3649805694019289E-2,null,1.9373449598916565E-3,1.0230729003393776E-3,1.9478439986790016E-3,2.986807966977294E-3,2.249795527024924E-6,1.0556260152763024E-4,8.0028822229419854E-3]
[2004,5,11,5,2.1614327181901207E-3,1.2550833344694315E-3,1.9199933358321642E-3,6.032331572778782E-3,1.5512284125915815E-5,2.632616625685445E-4,1.1647614907964959E-2,null,1.8090643003409329E-3,1.0260241124656231E-3,1.9461182540735959E-3,2.2855567674500855E-3,2.249795527024924E-6,1.0556260152763024E-4,7.1745758313848922E-3]
[2004,5,11,10,3.7483647747081524E-3,1.5192903925291244E-3,3.1120900866109216E-3,5.8645162617257749E-3,0,0,1.4244261515573974E-2,null,3.1372861350308936E-3,1.2420120112830719E-3,3.1544355976891891E-3,2.2219741518011483E-3,0,0,9.7557078958043029E-3]
[2004,5,11,13,2.7352114437275716E-3,1.5976861534212231E-3,3.0474647402095748E-3,6.0406025939797915E-3,0,0,1.342096493133816E-2,null,2.289302523779178E-3,1.3061001389645583E-3,3.0889309087091203E-3,2.2886905289569953E-3,0,0,8.9730241004098519E-3]
[2004,5,11,14,2.4361678461504686E-3,1.5730975016959607E-3,3.0597247126996439E-3,6.0134768139544414E-3,0,0,1.3082466874500515E-2,null,2.039010626155247E-3,1.2859990437860428E-3,3.1013576998922378E-3,2.2784129920939574E-3,0,0,8.704780361927485E-3]
[2004,5,11,17,3.3041086737424425E-3,1.514781870732238E-3,2.6532542487395011E-3,4.4200174724898043E-3,0,0,1.1892162265703986E-2,null,2.7654550594197629E-3,1.2383263181118388E-3,2.6893564835902316E-3,1.6746759896427801E-3,0,0,8.3678138507646133E-3]
[2004,5,11,20,3.4927634492339507E-3,1.3959850193989841E-3,2.4099927455427106E-3,7.4062939373823007E-3,0,0,1.4705035151557945E-2,null,2.9233543160370585E-3,1.141210508662868E-3,2.4427849757368107E-3,2.8061297735513958E-3,0,0,9.3134795739881326E-3]
[2004,5,11,24,3.0798490254720133E-3,1.1880775883970505E-3,1.9838154620204504E-3,7.9546851826498097E-3,1.5512284125915815E-5,2.632616625685445E-4,1.4485201205233784E-2,null,2.5777554283931904E-3,9.7124726278888479E-4,2.0108087936035047E-3,3.0139067013793481E-3,2.249795527024924E-6,1.0556260152763024E-4,8.6815305832195835E-3]
[2004,5,12,2,2.1370948595202518E-3,1.2514732661375735E-3,1.9249934634206578E-3,7.7076500484390643E-3,1.5512284125915815E-5,2.632616625685445E-4,1.3299985584212007E-2,null,1.7886941306401289E-3,1.0230729003393776E-3,1.9511864172755513E-3,2.920308924801357E-3,2.249795527024924E-6,1.0556260152763024E-4,7.7910747701110689E-3]
[2004,5,12,8,2.7181841008496986E-3,1.5022532804813964E-3,3.0082990726362476E-3,8.3115286179855224E-3,0,0,1.5540265071952865E-2,null,2.2750510701619597E-3,1.228084260600973E-3,3.0492323226906461E-3,3.1491091382334574E-3,0,0,9.7014767916870359E-3]
[2004,5,12,11,3.1874708881901503E-3,1.5582500171127894E-3,3.1179040256947583E-3,8.5924481396871116E-3,0,0,1.645607307068481E-2,null,2.6678321946700524E-3,1.2738613021927843E-3,3.1603286457367865E-3,3.2555451831006244E-3,0,0,1.0357567325700248E-2]
[2004,5,12,14,2.250178589260163E-3,1.5730975016959607E-3,3.0950133748948736E-3,7.9612411241009248E-3,0,0,1.4879530589951923E-2,null,1.8833423409222317E-3,1.2859990437860428E-3,3.1371265269909045E-3,3.0163906457994819E-3,0,0,9.3228585574986617E-3]
[2004,5,12,15,2.19509131081954E-3,1.5860002753370782E-3,2.950508456291588E-3,8.399589074088552E-3,0,0,1.5131189116536759E-2,null,1.8372356876865394E-3,1.2965469942765725E-3,2.9906553624046042E-3,3.18247387771483E-3,0,0,9.306911922082545E-3]
[2004,5,12,18,3.042324163040456E-3,1.4594227655544013E-3,2.4918386961060635E-3,6.3158846743517211E-3,0,0,1.3309470299052642E-2,null,2.5463480713985302E-3,1.1930705369242157E-3,2.5257445857733269E-3,2.3929906348382733E-3,0,0,8.6581538289343465E-3]
[2004,5,12,23,3.2396456196125429E-3,1.2454653214147751E-3,2.033374315236783E-3,6.8573227825063686E-3,1.5512284125915815E-5,2.632616625685445E-4,1.3654581985464929E-2,null,2.7115011200091496E-3,1.0181614367077154E-3,2.0610419830085379E-3,2.598133126977209E-3,2.249795527024924E-6,1.0556260152763024E-4,8.4966500637572683E-3]
[2004,5,13,2,2.105620565433685E-3,1.2514732661375735E-3,1.9285222316987251E-3,7.5190167946091145E-3,1.5512284125915815E-5,2.632616625685445E-4,1.3083406804573558E-2,null,1.762350945709479E-3,1.0230729003393776E-3,1.9547632007112948E-3,2.8488387138794844E-3,2.249795527024924E-6,1.0556260152763024E-4,7.6968381576942909E-3]
[2004,5,13,5,1.9335358291743242E-3,1.2550833344694315E-3,1.923839537614561E-3,6.0910224622547958E-3,1.5512284125915815E-5,2.632616625685445E-4,1.1482255110207574E-2,null,1.6183203911701398E-3,1.0260241124656231E-3,1.9500167902600919E-3,2.3077938341648676E-3,2.249795527024924E-6,1.0556260152763024E-4,7.0099675251153789E-3]
[2004,5,13,9,3.3478318392399613E-3,1.4882314010573811E-3,3.1644312166627148E-3,8.4138453743526111E-3,0,0,{"$f":"SUM(E3203:J3203)","v":1.6414339831312668E-2},null,2.8020502386884899E-3,1.2166214469407095E-3,3.2074889217459028E-3,3.1878753685238488E-3,0,0,{"$f":"SUM(M3203:R3203)","v":1.041403597589895E-2}]
[2004,5,13,12,2.7362704668467213E-3,1.5259996367251441E-3,3.0808545331336792E-3,7.2432004898173828E-3,0,0,1.4586325126522926E-2,null,2.2901888992383659E-3,1.2474967835945823E-3,3.1227750290488262E-3,2.7443361986605754E-3,0,0,9.4047969105423498E-3]
[2004,5,13,15,2.1653632628949922E-3,1.5860002753370782E-3,2.986043238768759E-3,8.017511991358018E-3,0,0,1.4754918768358848E-2,null,1.8123540664514558E-3,1.2965469942765725E-3,3.0266736586886294E-3,3.0377108036717874E-3,0,0,9.1732855230884456E-3]
[2004,5,13,16,2.4714168206554994E-3,1.6370776504905336E-3,2.8774308457796848E-3,7.0031943577394448E-3,0,0,1.3989119674665162E-2,null,2.068513122746524E-3,1.338302483390012E-3,2.9165834012539393E-3,2.6534016018496839E-3,0,0,8.9768006092401601E-3]
[2004,5,13,20,3.114123421419937E-3,1.3959850193989841E-3,2.4197839465655395E-3,7.2738933414103774E-3,0,0,1.4203785728794837E-2,null,2.6064422274794268E-3,1.141210508662868E-3,2.452709403433625E-3,2.7559652435538086E-3,0,0,8.9563273831297276E-3]
[2004,5,13,24,2.8096844921926441E-3,1.1880775883970505E-3,1.9905116303275483E-3,7.7785657515815603E-3,1.5512284125915815E-5,2.632616625685445E-4,1.4045613409193263E-2,null,2.3516345742667531E-3,9.7124726278888479E-4,2.0175960751693256E-3,2.9471777835967214E-3,2.249795527024924E-6,1.0556260152763024E-4,8.39546809287634E-3]
[2004,5,14,3,1.8811692258681205E-3,1.2931163555686275E-3,1.9217302074593882E-3,6.8707000863951311E-3,1.5512284125915815E-5,2.632616625685445E-4,1.2245489821985728E-2,null,1.5744908739364527E-3,1.0571159098355445E-3,1.947878758923087E-3,2.6032015797080184E-3,2.249795527024924E-6,1.0556260152763024E-4,7.2904995194577587E-3]
[2004,5,14,6,2.2580614164520976E-3,1.3069195974276585E-3,2.0652056353440886E-3,6.0563911433568684E-3,1.163421309443686E-5,1.974462469264084E-4,1.1895658252601558E-2,null,1.8899400671149892E-3,1.0683999884210894E-3,2.0933064247417371E-3,2.2946725651633334E-3,1.6873466452686929E-6,7.9171951145722694E-5,7.4271783432321402E-3]
[2004,5,14,10,3.591410206448951E-3,1.4302641214489424E-3,3.0684489938128221E-3,7.1084342601482704E-3,0,0,1.5198557581858986E-2,null,3.0059191469106695E-3,1.1692334966916232E-3,3.1102006903397368E-3,2.6932753667868918E-3,0,0,9.9786287007289226E-3]
[2004,5,14,13,2.7530245860106152E-3,1.4404801027327202E-3,3.0027961929599439E-3,7.3544360425508958E-3,0,0,1.4550736924254175E-2,null,2.3042116715448935E-3,1.1775850083735821E-3,3.0436545665661003E-3,2.7864816224098901E-3,0,0,9.3119328688944653E-3]
[2004,5,14,17,3.1835722469724858E-3,1.4516876510122119E-3,2.5526177470224089E-3,5.9935610053855736E-3,0,0,1.3181438650392681E-2,null,2.6645691309682036E-3,1.186747120928636E-3,2.5873506435893047E-3,2.2708672014648047E-3,0,0,8.7095340969509487E-3]
[2004,5,14,18,2.845006364517148E-3,1.4286308535530437E-3,2.4401484629500612E-3,5.7694312836021099E-3,0,0,1.2483216964622363E-2,null,2.3811980844818509E-3,1.1678983086628406E-3,2.4733510152203249E-3,2.1859479299976151E-3,0,0,8.2083953383626316E-3]
[2004,5,14,21,3.4797538025161225E-3,1.4566215838575892E-3,2.2206441354604284E-3,6.1263758301040357E-3,0,0,1.3283395351938176E-2,null,2.9124655720853257E-3,1.190780585424269E-3,2.250859941629919E-3,2.3211886763026251E-3,0,0,8.6752947754421376E-3]
[2004,5,15,1,2.4777421863859104E-3,9.7823079198782956E-4,1.8360906861218411E-3,5.3760177140891856E-3,1.5512284125915815E-5,2.632616625685445E-4,1.0946855325279227E-2,null,2.0738072932442613E-3,7.9969859575910259E-4,1.8610739598465891E-3,2.0368896371371053E-3,2.249795527024924E-6,1.0556260152763024E-4,6.8792818830417136E-3]
[2004,5,15,4,1.9045868867747073E-3,9.1206426714669048E-4,1.7878024334184728E-3,5.6725049018178332E-3,1.5512284125915815E-5,2.632616625685445E-4,1.0555732435852163E-2,null,1.5940908614757686E-3,7.4560780508362663E-4,1.8121286597304234E-3,2.1492240289389974E-3,2.249795527024924E-6,1.0556260152763024E-4,6.4088637522834706E-3]
[2004,5,15,7,2.2975036666248827E-3,9.0383642763472991E-4,2.319364515478769E-3,5.5499395641208128E-3,0,0,1.1070644173859195E-2,null,1.9229522289612526E-3,7.3888158898233669E-4,2.3509235876943493E-3,2.1027859255873292E-3,0,0,7.1155433312252679E-3]
[2004,5,15,10,3.3635553195677645E-3,9.635047457820583E-4,2.5708708190430919E-3,5.509502827927136E-3,0,0,1.2407433712320051E-2,null,2.815210392459994E-3,7.8766012940914381E-4,2.6058520810627712E-3,2.0874650741145584E-3,0,0,8.2961876770464675E-3]
[2004,5,15,15,2.2798112429402509E-3,9.3136922179490377E-4,2.4421513978120889E-3,5.2294463803694126E-3,0,0,1.0882778242916655E-2,null,1.9081441195970274E-3,7.6138950532227687E-4,2.4753812035673188E-3,1.981356034639341E-3,0,0,7.1262708631259645E-3]
[2004,5,15,16,2.4667901589052999E-3,9.5467209999142903E-4,2.3950825429173341E-3,4.9689914362524021E-3,0,0,1.0785536238066464E-2,null,2.0646407243454083E-3,7.8043948731378477E-4,2.4276718933319676E-3,1.88267370046051E-3,0,0,7.1554258054516706E-3]
[2004,5,15,19,2.9568475204595733E-3,8.7224501840553915E-4,2.0305961126879908E-3,4.9836299006076465E-3,0,0,1.0843318552160749E-2,null,2.4748062920478603E-3,7.1305577588633129E-4,2.05822597808143E-3,1.8882199873097247E-3,0,0,7.1343080333253458E-3]
[2004,5,15,22,3.7231254060987244E-3,8.2669017156355713E-4,1.9331303039335946E-3,5.0674723576143079E-3,1.4224764853940238E-5,2.4141094984448779E-4,1.180605395390861E-2,null,3.1161614244025219E-3,6.7581492500744461E-4,1.9594339739504541E-3,1.9199865924273785E-3,2.0630625433110876E-6,9.6800907713652474E-5,7.7702608860447621E-3]
[2004,5,16,2,2.0792606305168027E-3,1.04205537201118E-3,1.7118447983067292E-3,5.053895713677278E-3,1.5512284125915815E-5,2.632616625685445E-4,1.016583046120645E-2,null,{"$f":"E3268*V$5","v":1.7402883495360609E-3},{"$f":"F3268*W$5","v":8.5187485869994727E-4},{"$f":"G3268*X$5","v":1.7351374861318148E-3},{"$f":"H3268*Y$5","v":1.9148426128474819E-3},{"$f":"I3268*Z$5","v":2.249795527024924E-6},{"$f":"J3268*AA$5","v":1.0556260152763024E-4},6.3499557042699592E-3]
[2004,5,16,7,2.1255519456126939E-3,1.0455572621915685E-3,2.21334287593363E-3,4.9784045430122893E-3,0,0,1.0362856626750183E-2,null,1.7790330048061695E-3,8.5473763574877497E-4,2.2434593355040271E-3,1.8862401804522391E-3,0,0,6.7634701565112108E-3]
[2004,5,16,9,2.9521847252877501E-3,1.1009220891823441E-3,2.3824603431858993E-3,4.329055890730499E-3,0,0,1.0764623048386494E-2,null,2.4709036508903737E-3,8.9999809448878133E-4,2.4148779461627386E-3,1.6402120586967268E-3,0,0,7.4259917502386202E-3]
[2004,5,16,13,2.9169040625593411E-3,1.1298683319433899E-3,2.451079338192818E-3,4.7295423695400858E-3,0,0,1.1227394102235635E-2,null,2.4413746320607809E-3,9.2366149772460837E-4,2.4844306244282965E-3,1.7919501670669634E-3,0,0,7.6414169212806488E-3]
[2004,5,16,16,2.8102352288569441E-3,1.1114360252652584E-3,2.3487007010330688E-3,4.5908580749096442E-3,0,0,1.0861230030064915E-2,null,2.3520955268700374E-3,9.0859318267274853E-4,2.3806589441388907E-3,1.7394048412161772E-3,0,0,7.3807524948978536E-3]
[2004,5,16,17,3.1558908686609376E-3,1.1002824355761942E-3,2.1868806443180217E-3,4.7329782668003896E-3,0,0,1.1176032215355543E-2,null,2.6414005202285706E-3,8.9947518098534233E-4,2.2166370382441574E-3,1.7932519751888822E-3,0,0,7.5507647146469525E-3]
[2004,5,16,20,3.0653206108677564E-3,1.271962684332792E-3,1.9537635501294805E-3,4.3977208819629843E-3,0,0,1.0688767727293014E-2,null,2.5655955142862541E-3,1.0398228933807345E-3,1.9803479720947263E-3,1.6662281576967383E-3,0,0,7.2519945374584531E-3]
[2004,5,16,24,2.6300037785719392E-3,1.2153117977812286E-3,1.8332441923925365E-3,7.2750831169690836E-3,1.5512284125915815E-5,2.632616625685445E-4,1.3232416832409248E-2,null,2.2012463795589464E-3,9.9351108762400363E-4,1.8581887345162083E-3,2.7564160310390683E-3,2.249795527024924E-6,1.0556260152763024E-4,7.9171746297928818E-3]
[2004,5,17,4,1.6898917082097072E-3,9.5186229755262364E-4,1.8567263198735488E-3,6.9883702839654404E-3,1.5512284125915815E-5,2.632616625685445E-4,1.1765624556295781E-2,null,1.4143964487241707E-3,7.7814248840199713E-4,1.8819903780336188E-3,2.6477849904737037E-3,2.249795527024924E-6,1.0556260152763024E-4,6.8301267026881461E-3]
[2004,5,17,7,2.1257521954768182E-3,1.0126327577422818E-3,2.655527304259248E-3,6.6911334293405329E-3,0,0,1.248504568681888E-2,null,1.7792006088575409E-3,8.2782202422865985E-4,2.6916604680660866E-3,2.5351665615250788E-3,0,0,7.8338496626773665E-3]
[2004,5,17,10,3.0356028748228276E-3,1.1909205548724816E-3,3.1343385625486617E-3,7.573064684591348E-3,0,0,1.4933926676835319E-2,null,2.5407225238325646E-3,9.7357137312850358E-4,3.1769868036437589E-3,2.8693166201790524E-3,0,0,9.5605973207838792E-3]
[2004,5,17,14,2.3117572742380674E-3,1.1464319945731409E-3,3.0557931592246983E-3,7.5787736543267885E-3,0,0,1.4092756082362694E-2,null,1.9348821365947745E-3,9.3720220596455524E-4,3.0973726506518758E-3,2.871479660167253E-3,0,0,8.8409366533784596E-3]
[2004,5,17,17,2.8117282584566002E-3,1.15923665593194E-3,2.6414742227909801E-3,6.9777798812219721E-3,0,0,1.3590219018401493E-2,null,2.3533451547327784E-3,9.4766995017345949E-4,2.6774161694734949E-3,2.6437724513139562E-3,0,0,8.6222037256936893E-3]
[2004,5,17,18,2.8747709737463926E-3,1.1522326037364176E-3,2.5068400157022058E-3,6.3906759364380419E-3,0,0,1.2924519529623058E-2,null,2.4061103066005726E-3,9.4194417385231059E-4,2.5409500249570995E-3,2.4213278827407091E-3,0,0,8.3103323881506923E-3]
[2004,5,17,21,3.2585016651854779E-3,1.2001240552986742E-3,2.2929297831155303E-3,7.4590113936007472E-3,0,0,1.4210566897200429E-2,null,2.727283151346291E-3,9.8109518696382395E-4,2.3241291638630025E-3,2.826103599155833E-3,0,0,8.858611101328951E-3]
[2004,5,18,1,2.3230988355741854E-3,1.2143217843668518E-3,1.9894873257368436E-3,7.3841583006049082E-3,1.5512284125915815E-5,2.632616625685445E-4,1.3189840192977248E-2,null,1.9443747354393401E-3,9.9270175679558943E-4,2.0165578330960331E-3,2.7977429244818441E-3,2.249795527024924E-6,1.0556260152763024E-4,7.8591896468674614E-3]
[2004,5,18,5,1.8998413966585478E-3,1.2550833344694315E-3,1.9133690352991751E-3,5.9978318384683723E-3,1.5512284125915815E-5,2.632616625685445E-4,1.1344899551589986E-2,null,1.5901190067497267E-3,1.0260241124656231E-3,1.9394038181705503E-3,2.2724853538056158E-3,2.249795527024924E-6,1.0556260152763024E-4,6.9358446882461719E-3]
[2004,5,18,8,2.6178493288682406E-3,1.5022532804813964E-3,3.0004500261437772E-3,8.4140376789962907E-3,0,0,1.5534590314489706E-2,null,2.1910734137922105E-3,1.228084260600973E-3,3.04127647598483E-3,3.1879482297673782E-3,0,0,9.6483823801453913E-3]
[2004,5,18,12,2.6902281505183914E-3,1.5259996367251441E-3,3.0933339398660289E-3,7.4513381723520563E-3,0,0,1.4760899899461621E-2,null,2.2516526496139354E-3,1.2474967835945823E-3,3.1354242402666915E-3,2.8231963347686716E-3,0,0,9.4577700082438803E-3]
[2004,5,18,15,2.1361660729690979E-3,1.5860002753370782E-3,2.9788587478284641E-3,7.5553627895707173E-3,0,0,1.4256387885705359E-2,null,1.7879167598812851E-3,1.2965469942765725E-3,3.0193914099931806E-3,2.8626096470173541E-3,0,0,8.9664648111683933E-3]
[2004,5,18,18,2.9526801596428537E-3,1.4594227655544013E-3,2.5215390747369924E-3,6.0608523562635935E-3,0,0,1.2994494356197841E-2,null,{"$f":"E3332*V$5","v":2.4713183168651402E-3},{"$f":"F3332*W$5","v":1.1930705369242157E-3},{"$f":"G3332*X$5","v":2.5558490907879217E-3},{"$f":"H3332*Y$5","v":2.2963628494633561E-3},{"$f":"I3332*Z$5","v":0},{"$f":"J3332*AA$5","v":0},8.5166007940406345E-3]
[2004,5,18,20,3.0581416968775425E-3,1.3959850193989841E-3,2.3561656556873685E-3,7.1043234068655882E-3,0,0,1.3914615778829484E-2,null,2.5595869455690245E-3,1.141210508662868E-3,2.3882254727551305E-3,2.6917178283082997E-3,0,0,8.7807407552953232E-3]
[2004,5,18,23,3.1427119265904531E-3,1.2454653214147751E-3,2.0171257314685362E-3,7.2899348486837627E-3,1.5512284125915815E-5,2.632616625685445E-4,1.3974011774851988E-2,null,2.630370080365544E-3,1.0181614367077154E-3,2.0445723084091083E-3,2.7620431215793187E-3,2.249795527024924E-6,1.0556260152763024E-4,8.5629593441163415E-3]
[2004,5,19,2,2.0511025917480234E-3,1.2514732661375735E-3,1.9358158547158626E-3,7.724009777283645E-3,1.5512284125915815E-5,2.632616625685445E-4,1.3241175436579565E-2,null,1.7167207860974594E-3,1.0230729003393776E-3,1.9621560664192534E-3,2.9265073720390897E-3,2.249795527024924E-6,1.0556260152763024E-4,7.7362695219498345E-3]
[2004,5,19,6,2.0210262256074381E-3,1.3439563176256041E-3,2.0390154235195523E-3,5.8400004000655958E-3,1.0346693822461282E-5,1.7559553420235161E-4,1.1429940594843003E-2,null,1.69154763136032E-3,1.0986773149747073E-3,2.0667598485851623E-3,2.2126854724818382E-3,1.5006136615548563E-6,7.0410257331744887E-5,7.1415811383953275E-3]
[2004,5,19,9,3.2211309086602117E-3,1.4882314010573811E-3,3.1583347112727539E-3,8.195938187489555E-3,0,0,1.60636352084799E-2,null,2.6960047770820195E-3,1.2166214469407095E-3,3.2013094625758954E-3,3.1053137189191926E-3,0,0,1.0219249405517817E-2]
[2004,5,19,11,3.0148062237580729E-3,1.5582500171127894E-3,3.1585295853768921E-3,8.0422271897694839E-3,0,0,1.5773813016017237E-2,null,2.5233162549761373E-3,1.2738613021927843E-3,3.2015069882882154E-3,3.0470750085910101E-3,0,0,1.0045759554048147E-2]
[2004,5,19,17,2.865146954067717E-3,1.514781870732238E-3,2.6934712069249236E-3,6.4978620631121736E-3,0,0,1.3571262094837052E-2,null,2.3980552465101296E-3,1.2383263181118388E-3,2.7301206648961229E-3,2.461939041832545E-3,0,0,8.8284412713506358E-3]
[2004,5,19,20,3.0153920163178954E-3,1.3959850193989841E-3,2.3858967753827812E-3,7.5174616612575691E-3,0,0,1.431473547235723E-2,null,2.5238065484738076E-3,1.141210508662868E-3,2.4183611371209716E-3,2.8482494979995164E-3,0,0,8.9316276922571623E-3]
[2004,5,19,21,3.2112999739801027E-3,1.4711642885186353E-3,2.2127268406127928E-3,7.2641572327831853E-3,0,0,1.4159348335894717E-2,null,2.6877765343895237E-3,1.2026691710128961E-3,2.2428349179288922E-3,2.7522763831698861E-3,0,0,8.8855570065011977E-3]
[2004,5,19,24,2.7392383638913031E-3,1.1880775883970505E-3,1.995562076817193E-3,7.4546017203333615E-3,1.5512284125915815E-5,2.632616625685445E-4,1.3656253696133368E-2,null,2.2926729537015261E-3,9.7124726278888479E-4,2.0227152419504224E-3,2.8244328424248872E-3,2.249795527024924E-6,1.0556260152763024E-4,8.2188806979203756E-3]
[2004,5,20,4,1.7735799332255602E-3,1.3029433496512042E-3,1.9077027359344523E-3,5.5999884168339191E-3,1.5512284125915815E-5,2.632616625685445E-4,1.0862988382339596E-2,null,1.4844413679858035E-3,1.0651494264992353E-3,1.9336604187425762E-3,2.1217486587596472E-3,2.249795527024924E-6,1.0556260152763024E-4,6.7128122690419175E-3]
[2004,5,20,8,2.5003401364575239E-3,1.5022532804813964E-3,3.0059359574217907E-3,6.3620674821235302E-3,0,0,1.3370596856484241E-2,null,2.0927212036294406E-3,1.228084260600973E-3,3.0468370530980357E-3,2.4104885836113512E-3,0,0,8.7781311009397997E-3]
[2004,5,20,11,2.915495828529166E-3,1.5582500171127894E-3,3.1450174107579281E-3,6.2591523386241674E-3,0,0,1.387791559502405E-2,null,2.4401959759365005E-3,1.2738613021927843E-3,3.1878109565429808E-3,2.3714956337278431E-3,0,0,9.2733638684001085E-3]
[2004,5,20,15,2.0671545331442552E-3,1.5860002753370782E-3,2.9620953545739276E-3,6.055703901144043E-3,0,0,1.2670954064199304E-2,null,1.7301558534426986E-3,1.2965469942765725E-3,3.0023999210103671E-3,2.2944121797598702E-3,0,0,8.3235149484895098E-3]
[2004,5,20,18,2.8476916871952107E-3,1.4594227655544013E-3,2.5168661120161919E-3,4.360068234730956E-3,0,0,1.1184048799496759E-2,null,2.383445631375583E-3,1.1930705369242157E-3,2.5511125441125587E-3,1.651962154302311E-3,0,0,7.7795908667146691E-3]
[2004,5,20,21,3.1172481503750843E-3,1.4711642885186353E-3,2.2191524379875129E-3,6.9834509718470711E-3,0,0,1.3791015848728303E-2,null,2.6090575462693324E-3,1.2026691710128961E-3,2.2493479469644071E-3,2.645921139495406E-3,0,0,8.706995803742042E-3]
[2004,5,20,22,3.3068044591816653E-3,1.333135098945522E-3,2.1745456445437369E-3,7.5439644685818272E-3,1.163421309443686E-5,1.974462469264084E-4,1.4567530131273597E-2,null,2.7677113633789072E-3,1.0898310248622493E-3,2.2041341988974133E-3,2.858291000179159E-3,1.6873466452686929E-6,7.9171951145722694E-5,9.0008268851087189E-3]
[2004,5,21,1,1.8589024222056296E-3,1.3185924723198776E-3,2.0136289157291739E-3,7.2919632229137546E-3,1.5512284125915815E-5,2.632616625685445E-4,1.2761860979862896E-2,null,1.5558541246869812E-3,1.0779425030671579E-3,2.0410279122830902E-3,2.7628116410800042E-3,2.249795527024924E-6,1.0556260152763024E-4,7.5454485781718886E-3]
[2004,5,21,5,1.5298455485671619E-3,1.2517796661054793E-3,1.9366999788746776E-3,5.8894455315721319E-3,1.5512284125915815E-5,2.632616625685445E-4,1.088654467181391E-2,null,1.2804418771201857E-3,1.0233233807230271E-3,1.963052220656993E-3,2.2314194650631123E-3,2.249795527024924E-6,1.0556260152763024E-4,6.6060493406179723E-3]
[2004,5,21,9,2.1474891476966299E-3,1.4334217791437856E-3,3.0778322730044862E-3,7.4710377912816008E-3,0,0,{"$f":"SUM(E3395:J3395)","v":1.4129780991126502E-2},null,1.7973938859038908E-3,1.1718148654699691E-3,3.1197116457046168E-3,2.8306602145003138E-3,0,0,{"$f":"SUM(M3395:R3395)","v":8.919580611578791E-3}]
[2004,5,21,12,2.037800132063965E-3,1.5459134625845697E-3,2.9974850084678465E-3,6.904255810952626E-3,0,0,1.3485454414069007E-2,null,1.7055869651283267E-3,1.2637762328885605E-3,3.0382711139790922E-3,2.615915322714977E-3,0,0,8.6235496347109551E-3]
[2004,5,21,16,1.9863634796011827E-3,1.5458607427545567E-3,2.6918248692606528E-3,6.7824636915618033E-3,0,0,1.3006512783178195E-2,null,1.6625357931365468E-3,1.2637331347011233E-3,2.7284519258848924E-3,2.5697701797735796E-3,0,0,8.2244910334961421E-3]
[2004,5,21,19,2.4419708069976617E-3,1.3363743331862151E-3,2.3928385681085637E-3,5.9613788110863038E-3,0,0,1.2132562519378744E-2,null,2.0438675570310428E-3,1.0924790820434726E-3,2.4253973852617944E-3,2.25867386774555E-3,0,0,7.8204178920818594E-3]
[2004,5,21,22,2.7625110893094722E-3,1.2566584147403112E-3,2.1375567882260357E-3,5.9229318360373333E-3,1.163421309443686E-5,1.974462469264084E-4,1.2288738588333997E-2,null,2.312151633917351E-3,1.0273117324129269E-3,2.16664204351658E-3,2.244106905875004E-3,1.6873466452686929E-6,7.9171951145722694E-5,7.8310716135128518E-3]
[2004,5,22,2,1.6402288862968246E-3,9.4914008650459863E-4,1.8253269032837687E-3,5.1835187823054104E-3,1.5512284125915815E-5,2.632616625685445E-4,9.8769886050850634E-3,null,1.3728299278601692E-3,7.7591709499760244E-4,1.8501637166321368E-3,1.9639547808618478E-3,2.249795527024924E-6,1.0556260152763024E-4,6.0706779174064113E-3]
[2004,5,22,3,1.4167164712320819E-3,9.4758058679951594E-4,1.810105102771973E-3,5.0112624339028397E-3,1.5512284125915815E-5,2.632616625685445E-4,9.4644385414008707E-3,null,1.1857557120524282E-3,7.7464221208197977E-4,1.8347347964983943E-3,1.8986895251182252E-3,2.249795527024924E-6,1.0556260152763024E-4,5.8016346428056819E-3]
[2004,5,22,7,1.6242383876877761E-3,9.0383642763472991E-4,2.3547482631253273E-3,4.8070912069024998E-3,0,0,9.6899142853503328E-3,null,1.3594462865675991E-3,7.3888158898233669E-4,2.3867887940507326E-3,1.8213322174239707E-3,0,0,6.3064488870246396E-3]
[2004,5,22,10,2.3148947170966842E-3,9.635047457820583E-4,2.5987713133234481E-3,4.5801483737691068E-3,0,0,1.0457319149971297E-2,null,1.9375080965990422E-3,7.8766012940914381E-4,2.6341322111045474E-3,1.7353471017461553E-3,0,0,7.0946475388588889E-3]
[2004,5,22,13,2.1564256395972129E-3,9.2812281066433522E-4,2.5560348531041849E-3,4.6581727871099037E-3,0,0,1.0298756090475637E-2,null,1.8048735027023112E-3,7.5873558107082608E-4,2.5908142454663229E-3,1.7649093404569884E-3,0,0,6.9193326696964487E-3]
[2004,5,22,17,2.5118157328265721E-3,8.6051223019945153E-4,2.360112110156833E-3,3.8758536603297369E-3,0,0,9.6082937335125931E-3,null,2.102325986393047E-3,7.0346428241710511E-4,2.3922256257444983E-3,1.4685007705788579E-3,0,0,6.6665166651335081E-3]
[2004,5,22,19,2.258512624008233E-3,8.7224501840553915E-4,2.124487158355115E-3,4.2678067293279113E-3,0,0,9.5230515300967974E-3,null,1.8903177163820605E-3,7.1305577588633129E-4,2.1533945781264151E-3,1.6170057024718746E-3,0,0,6.3737737728666814E-3]
[2004,5,22,22,2.8465720014903364E-3,8.2669017156355713E-4,1.9317213886420547E-3,4.6763857320188109E-3,1.163421309443686E-5,1.974462469264084E-4,1.0490449753735604E-2,null,2.3825084828725356E-3,6.7581492500744461E-4,1.9580058878648737E-3,1.7718099424861591E-3,1.6873466452686929E-6,7.9171951145722694E-5,6.868998536022004E-3]
[2004,5,23,1,2.3548501643664873E-3,1.0202111324959433E-3,1.7755474035186371E-3,4.7282279314052262E-3,1.5512284125915815E-5,2.632616625685445E-4,1.0157610578480756E-2,null,1.9709497913840092E-3,8.340173062605454E-4,1.7997068783902547E-3,1.7914521468672649E-3,2.249795527024924E-6,1.0556260152763024E-4,6.5039385199567295E-3]
[2004,5,23,4,1.6902546124513303E-3,1.0533111812594204E-3,1.7664503736493403E-3,4.77043372888733E-3,1.5512284125915815E-5,2.632616625685445E-4,9.5592238429418816E-3,null,1.4147001903592618E-3,8.610764243464948E-4,1.7904860672780028E-3,1.8074432681935773E-3,2.249795527024924E-6,1.0556260152763024E-4,5.9815183472319913E-3]
[2004,5,23,8,2.1301351371065358E-3,1.1036139977106799E-3,2.2875821784899392E-3,4.5569121134005153E-3,0,0,1.007824342670767E-2,null,1.7828690197065446E-3,9.0219871574059006E-4,2.3187087955819216E-3,1.7265432434875479E-3,0,0,6.7303197745166039E-3]
[2004,5,23,11,2.6489287595388524E-3,1.205817554157789E-3,2.4387873164486377E-3,4.5048600225074424E-3,0,0,1.0798393652652722E-2,null,2.2170861080703856E-3,9.8574959273379364E-4,2.4719713479040627E-3,1.7068215144736059E-3,0,0,7.3816285631818478E-3]
[2004,5,23,14,2.4694286383100342E-3,1.1044828656966382E-3,2.4620650257191237E-3,4.6472212798993259E-3,0,0,1.0683197809625122E-2,null,2.0668490646088456E-3,9.0290901080997653E-4,2.4955657917382526E-3,1.7607599844216097E-3,0,0,7.2260838515786846E-3]
[2004,5,23,16,2.6393856872028213E-3,1.1114360252652584E-3,2.3653583213169701E-3,4.6806364229462147E-3,0,0,1.0796816456731265E-2,null,2.2090987988502581E-3,9.0859318267274853E-4,2.3975432209220058E-3,1.7734204632770432E-3,0,0,7.2886556657220554E-3]
[2004,5,23,22,3.155316663583695E-3,1.2157127954256159E-3,1.8581722804331669E-3,4.6365688194598955E-3,1.0346693822461282E-5,1.7559553420235161E-4,1.1051712786927185E-2,null,2.6409199251595816E-3,9.9383890111724629E-4,1.8834560134539228E-3,1.7567239325644471E-3,1.5006136615548563E-6,7.0410257331744887E-5,7.3468496432884979E-3]
[2004,5,23,23,2.8139385967305857E-3,1.1326200757752951E-3,1.8699600026995146E-3,4.4926240302068871E-3,1.5512284125915815E-5,2.632616625685445E-4,1.0587916652106743E-2,null,2.3551951517414723E-3,9.2591103402655985E-4,1.895404128610555E-3,1.7021854869821464E-3,2.249795527024924E-6,1.0556260152763024E-4,6.9865081984153889E-3]
[2004,5,24,2,1.5087132475576129E-3,1.04205537201118E-3,1.8100853682668405E-3,4.7796004393687638E-3,1.5512284125915815E-5,2.632616625685445E-4,9.419228373898858E-3,null,{"$f":"E3460*V$5","v":1.2627546777830509E-3},{"$f":"F3460*W$5","v":8.5187485869994727E-4},{"$f":"G3460*X$5","v":1.8347147934702813E-3},{"$f":"H3460*Y$5","v":1.810916392461255E-3},{"$f":"I3460*Z$5","v":2.249795527024924E-6},{"$f":"J3460*AA$5","v":1.0556260152763024E-4},5.8680731194691894E-3]
[2004,5,24,5,1.5087894883414439E-3,1.0162141948858582E-3,1.9244302692068755E-3,4.7173349225440976E-3,1.5512284125915815E-5,2.632616625685445E-4,9.4455428216727363E-3,null,1.262818489383152E-3,8.3074983050707152E-4,1.9506155598045512E-3,1.7873249549481746E-3,2.249795527024924E-6,1.0556260152763024E-4,5.9393212316976047E-3]
[2004,5,24,9,2.3006414959526279E-3,1.1009220891823441E-3,2.9652316362551515E-3,4.8084062355142933E-3,0,0,1.1175201456904416E-2,null,1.9255785124303675E-3,8.9999809448878133E-4,3.0055788773722656E-3,1.821830461346211E-3,0,0,7.6529859456376257E-3]
[2004,5,24,13,2.1906043825483642E-3,1.1298683319433899E-3,2.8640424761109803E-3,4.3257894171723262E-3,0,0,1.0510304607775061E-2,null,1.8334802426591451E-3,9.2366149772460837E-4,2.9030128590451258E-3,1.6389744425848625E-3,0,0,7.299129042013742E-3]
[2004,5,24,16,1.9828316521059057E-3,1.1114360252652584E-3,2.5975918080185364E-3,4.6421230267793137E-3,0,0,1.0333982512169014E-2,null,1.6595797432059165E-3,9.0859318267274853E-4,2.6329366565357756E-3,1.7588283354762501E-3,0,0,6.9599379178906899E-3]
[2004,5,24,20,2.283839048865117E-3,1.271962684332792E-3,2.3182551995426506E-3,4.5989312706019607E-3,0,0,1.0472988203342519E-2,null,1.911515290878953E-3,1.0398228933807345E-3,2.3497991775453535E-3,1.7424636497095278E-3,0,0,7.0436010115145697E-3]
[2004,5,24,23,2.3689042685951728E-3,1.1326200757752951E-3,2.0084935213282597E-3,7.0661094978548018E-3,1.5512284125915815E-5,2.632616625685445E-4,1.2854901310247989E-2,null,1.9827127197506508E-3,9.2591103402655985E-4,2.0358226417235676E-3,2.6772391715407487E-3,2.249795527024924E-6,1.0556260152763024E-4,7.7294979640961815E-3]
[2004,5,24,24,2.1202671524792474E-3,1.2153117977812286E-3,1.9723357006552751E-3,7.4414555910647948E-3,1.5512284125915815E-5,2.632616625685445E-4,1.3028144188675006E-2,null,1.774609767149061E-3,9.9351108762400363E-4,1.9991728297028837E-3,2.8194519781681656E-3,2.249795527024924E-6,1.0556260152763024E-4,7.6945580596987691E-3]
[2004,5,25,3,1.3112098166964195E-3,1.322001975142898E-3,1.9445514361145354E-3,6.9729179133069903E-3,1.5512284125915815E-5,2.632616625685445E-4,1.1829455087955304E-2,null,1.0974493213132823E-3,1.0807297539307968E-3,1.9710105109126946E-3,2.6419303271639247E-3,2.249795527024924E-6,1.0556260152763024E-4,6.8989323103753539E-3]
[2004,5,25,6,1.3908922226705477E-3,1.3439563176256041E-3,2.0744414354656282E-3,7.5493540291982431E-3,9.0436619558843546E-6,1.5348155454659388E-4,1.2521169221462502E-2,null,1.164141471755871E-3,1.0986773149747073E-3,2.1026678943218973E-3,2.8603330210117037E-3,1.3116308372847628E-6,6.1542998803423949E-5,7.2886743317048877E-3]
[2004,5,25,11,1.9336771484251951E-3,1.5582500171127894E-3,3.1668868657992334E-3,7.5556365836016376E-3,0,0,1.4214450614938857E-2,null,1.6184386717946302E-3,1.2738613021927843E-3,3.2099779843488764E-3,2.8627133833244037E-3,0,0,8.9649913416606948E-3]
[2004,5,25,14,1.5962733221553237E-3,1.5730975016959607E-3,3.1490305721942318E-3,7.1604324062015581E-3,0,0,1.3478833802247073E-2,null,1.3360402368276765E-3,1.2859990437860428E-3,3.1918787241659087E-3,2.7129766569386538E-3,0,0,8.526894661718281E-3]
[2004,5,25,18,2.1450765254302185E-3,1.4594227655544013E-3,2.5490264819142119E-3,6.0201451186033357E-3,0,0,1.2173670891502168E-2,null,1.7953745823300895E-3,1.1930705369242157E-3,2.5837105129430959E-3,2.2809395091850392E-3,0,0,7.8530951413824397E-3]
[2004,5,25,21,2.1874176215527434E-3,1.4711642885186353E-3,2.2783405179240298E-3,6.9542103611176624E-3,0,0,1.2891132789113071E-2,null,1.8308130046265293E-3,1.2026691710128961E-3,2.3093413858156406E-3,2.6348423261160899E-3,0,0,7.9776658875711573E-3]
[2004,5,25,24,2.0434920658223897E-3,1.1880775883970505E-3,2.0144569853459198E-3,7.8324478073129589E-3,1.5512284125915815E-5,2.632616625685445E-4,1.3357248393572779E-2,null,1.7103509691501098E-3,9.7124726278888479E-4,2.0418672492571919E-3,2.967592857873597E-3,2.249795527024924E-6,1.0556260152763024E-4,7.7988707361244386E-3]
[2004,5,26,3,1.3061751220621119E-3,1.322001975142898E-3,1.9502603402276318E-3,6.6897782999116853E-3,1.5512284125915815E-5,2.632616625685445E-4,1.1546989684038786E-2,null,1.093235409749257E-3,1.0807297539307968E-3,1.9767970948022877E-3,2.5346531240259115E-3,2.249795527024924E-6,1.0556260152763024E-4,6.7932277795629079E-3]
[2004,5,26,5,1.2651218346287319E-3,1.2550833344694315E-3,1.9404681517920645E-3,5.8111677232470403E-3,1.5512284125915815E-5,2.632616625685445E-4,1.0550614990831727E-2,null,1.0588748506245894E-3,1.0260241124656231E-3,1.9668716662572319E-3,2.2017612189272552E-3,2.249795527024924E-6,1.0556260152763024E-4,6.3613442453293555E-3]
[2004,5,26,8,1.6827829681436693E-3,1.5022532804813964E-3,3.0492285101463876E-3,8.5214646843808448E-3,0,0,1.4755729443152298E-2,null,1.4084466137995653E-3,1.228084260600973E-3,3.0907186778674593E-3,3.228650654062411E-3,0,0,8.9559002063304086E-3]
[2004,5,26,12,1.8485643163168007E-3,1.5259996367251441E-3,3.1156242462568422E-3,7.6087800776733555E-3,0,0,1.4098968276972143E-2,null,1.5472013925712737E-3,1.2474967835945823E-3,3.1580178458519175E-3,2.8828486280562523E-3,0,0,8.8355646500740265E-3]
[2004,5,26,15,1.636603018037574E-3,1.5860002753370782E-3,2.9992363260690439E-3,8.4317644564726978E-3,0,0,1.4653604075916394E-2,null,1.3697951681980493E-3,1.2965469942765725E-3,3.0400462613656815E-3,3.1946646305052143E-3,0,0,8.9010530543455167E-3]
[2004,5,26,19,2.1046254262216488E-3,1.4306827088497566E-3,2.442944341432112E-3,7.598349131056603E-3,0,0,1.3576601607560121E-2,null,1.7615180394583553E-3,1.1695756897194599E-3,2.476184936593147E-3,2.8788965043470035E-3,0,0,8.2861751701179664E-3]
[2004,5,26,22,2.459435824428429E-3,1.333135098945522E-3,2.1706250805493283E-3,7.5620423128494136E-3,1.0346693822461282E-5,1.7559553420235161E-4,1.3711180544797506E-2,null,2.0584853331352604E-3,1.0898310248622493E-3,2.2001602886689824E-3,2.8651404146730736E-3,1.5006136615548563E-6,7.0410257331744887E-5,8.2855279323328663E-3]
[2004,5,26,24,2.0384163345890166E-3,1.1880775883970505E-3,2.014866353943981E-3,7.6343199173401557E-3,1.5512284125915815E-5,2.632616625685445E-4,1.3154454140964665E-2,null,1.7061027109947001E-3,9.7124726278888479E-4,2.042282188041855E-3,2.8925252767427164E-3,2.249795527024924E-6,1.0556260152763024E-4,7.7199698356228107E-3]
[2004,5,27,3,1.3183500173308777E-3,1.322001975142898E-3,1.9486312063348183E-3,6.7648491704839168E-3,1.5512284125915815E-5,2.632616625685445E-4,1.1632606315986971E-2,null,1.1034254879347843E-3,1.0807297539307968E-3,1.97514579365037E-3,2.5630963112421102E-3,2.249795527024924E-6,1.0556260152763024E-4,6.8302097438127166E-3]
[2004,5,27,6,1.3738221167473139E-3,1.3439563176256041E-3,2.0661267904332871E-3,5.8971211613182504E-3,7.7561420629579075E-6,1.3163083128427225E-4,1.0820413359471686E-2,null,1.1498542265555582E-3,1.0986773149747073E-3,2.0942401137814155E-3,2.2343276419925515E-3,1.124897763512462E-6,5.278130076381512E-5,6.6310054958315604E-3]
[2004,5,27,10,2.0674717151263327E-3,1.5192903925291244E-3,3.1786548510881587E-3,7.6851023712200773E-3,0,0,1.4450519329963694E-2,null,1.7304213267075653E-3,1.2420120112830719E-3,3.2219060939714661E-3,2.9117659600063372E-3,0,0,9.1061053919684401E-3]
[2004,5,27,13,1.7755865897244711E-3,1.5976861534212231E-3,3.1426983907590802E-3,8.0162313926062968E-3,0,0,1.4532202526511072E-2,null,1.4861208885208063E-3,1.3061001389645583E-3,3.1854603821596778E-3,3.0372256046889276E-3,0,0,9.0149070143339706E-3]
[2004,5,27,16,1.8845715645355731E-3,1.6370776504905336E-3,2.9041271882621236E-3,7.3162604563323987E-3,0,0,1.3742036859620629E-2,null,1.5773385450062755E-3,1.338302483390012E-3,2.9436429948746412E-3,2.7720174855532906E-3,0,0,8.6313015088242198E-3]
[2004,5,27,21,2.204532455288016E-3,1.4711642885186353E-3,2.3180993328824522E-3,7.0348113338211879E-3,0,0,1.3028607410510292E-2,null,1.845137685869755E-3,1.2026691710128961E-3,2.3496411900425051E-3,2.6653807831625983E-3,0,0,8.0628288300877531E-3]
[2004,5,27,24,2.060809725980918E-3,1.1880775883970505E-3,2.0300660454083291E-3,7.7209595634653095E-3,1.5512284125915815E-5,2.632616625685445E-4,1.3278686869946066E-2,null,1.724845410959274E-3,9.7124726278888479E-4,2.0576886982953051E-3,2.9253516933847325E-3,2.249795527024924E-6,1.0556260152763024E-4,7.7869454624828523E-3]
[2004,5,28,3,1.3754624746385319E-3,1.2931163555686275E-3,1.9288126207914534E-3,6.7898516032628151E-3,1.5512284125915815E-5,2.632616625685445E-4,1.1666017000955887E-2,null,1.1512271644572615E-3,1.0571159098355445E-3,1.9550575410632095E-3,2.5725693448031954E-3,2.249795527024924E-6,1.0556260152763024E-4,6.8437823572138658E-3]
[2004,5,28,4,1.3616683944837526E-3,1.3114352813815625E-3,1.8865907635547852E-3,6.0436663549339013E-3,1.5512284125915815E-5,2.632616625685445E-4,1.0882134741048462E-2,null,1.1396818696377457E-3,1.0720915366185149E-3,1.9122611804948248E-3,2.2898513404107481E-3,2.249795527024924E-6,1.0556260152763024E-4,6.5216983242164881E-3]
[2004,5,28,7,1.6143288489590324E-3,1.3101198224739949E-3,2.5739852737835401E-3,6.240036255453091E-3,0,0,1.1738470200669659E-2,null,1.3511522542823716E-3,1.0710161557883706E-3,2.6090089134896115E-3,2.3642528466343835E-3,0,0,7.3954301701947365E-3]
[2004,5,28,11,2.2014527786509649E-3,1.4260486380709163E-3,3.0844245041215558E-3,8.1784100795930254E-3,0,0,1.4890336000436462E-2,null,1.8425600747260927E-3,1.1657873609070368E-3,3.1263935758304006E-3,3.0986725910003812E-3,0,0,9.2334136024639114E-3]
[2004,5,28,14,1.9188065495416037E-3,1.4948364294759193E-3,2.9508485834126097E-3,7.6173913841237296E-3,0,0,1.3981882946553862E-2,null,1.6059923581349012E-3,1.2220210233949739E-3,2.9910001175589957E-3,2.8861113183604546E-3,0,0,8.7051248174493251E-3]
[2004,5,28,18,1.9138393742699801E-3,1.4286308535530437E-3,2.4706733213922458E-3,5.9748801837773017E-3,0,0,1.1788023732992571E-2,null,1.6018349585629381E-3,1.1678983086628406E-3,2.5042912185578542E-3,2.2637893282190795E-3,0,0,7.5378138140027116E-3]
[2004,5,28,22,2.5433727381573754E-3,1.2566584147403112E-3,2.1426556768332603E-3,5.9952765288174151E-3,9.0436619558843546E-6,1.5348155454659388E-4,1.2100488575050838E-2,null,2.1287383985348547E-3,1.0273117324129269E-3,2.1718103115562744E-3,2.2715171866557809E-3,1.3116308372847628E-6,6.1542998803423949E-5,7.6622322588005458E-3]
[2004,5,29,1,1.7178515455375904E-3,9.7823079198782956E-4,1.8610178370391528E-3,5.0716926918106088E-3,1.5512284125915815E-5,2.632616625685445E-4,9.9075668130696407E-3,null,1.4377981225896278E-3,7.9969859575910259E-4,1.8863402889097586E-3,1.9215856115242038E-3,2.249795527024924E-6,1.0556260152763024E-4,6.153235015837347E-3]
[2004,5,29,4,1.3441361033564422E-3,9.1206426714669048E-4,1.8088773967432224E-3,5.3814525162122753E-3,1.5512284125915815E-5,2.632616625685445E-4,9.7253042301530899E-3,null,1.1250077871577879E-3,7.4560780508362663E-4,1.8334903853493565E-3,2.0389487992740528E-3,2.249795527024924E-6,1.0556260152763024E-4,5.8508671739194787E-3]
[2004,5,29,5,1.3134772046482779E-3,8.6795219194351855E-4,1.8628376985292119E-3,5.4543373946621364E-3,1.5512284125915815E-5,2.632616625685445E-4,9.7773784364776056E-3,null,1.0993470674537059E-3,7.0954641253196445E-4,1.8881849128465154E-3,2.0665637480175155E-3,2.249795527024924E-6,1.0556260152763024E-4,5.8714545379043564E-3]
[2004,5,29,8,1.5647242949401155E-3,9.8078210366065095E-4,2.5284815866129197E-3,5.0519306114988833E-3,0,0,1.0125918596712569E-2,null,1.3096345021660356E-3,8.0178427981117894E-4,2.5628860678642037E-3,1.9140980661447064E-3,0,0,6.5884029159861248E-3]
[2004,5,29,11,1.9040587919275239E-3,9.6807849180620843E-4,2.5866514580083345E-3,5.1837691783153412E-3,0,0,1.0642557920057407E-2,null,1.593648859498472E-3,7.9139914304767291E-4,2.6218474436393259E-3,1.9640496520220508E-3,0,0,6.9709450982075221E-3]
[2004,5,29,16,1.7717250033764389E-3,9.5467209999142903E-4,2.4400796843355478E-3,4.8939970945745459E-3,0,0,1.0060473882277963E-2,null,1.4828888388039136E-3,7.8043948731378477E-4,2.4732813007506461E-3,1.8542595088541075E-3,0,0,6.5908691357224524E-3]
[2004,5,29,19,2.0989818450426996E-3,8.7224501840553915E-4,2.0456788411861116E-3,4.8567429707531209E-3,0,0,9.8736486753874704E-3,null,1.7567945053177866E-3,7.1305577588633129E-4,2.0735139338798319E-3,1.8401444997919881E-3,0,0,6.3835087148759384E-3]
[2004,5,29,23,2.5085959249432424E-3,7.5276016031064442E-4,1.8289633744556946E-3,4.9165326323980726E-3,1.5512284125915815E-5,2.632616625685445E-4,1.0285626038802115E-2,null,2.0996310889545714E-3,6.1537752448024424E-4,1.8538496684508343E-3,1.8627978742206787E-3,2.249795527024924E-6,1.0556260152763024E-4,6.5394685531609837E-3]
[2004,5,30,2,1.4981102718469694E-3,1.04205537201118E-3,1.7491098309902735E-3,4.9697701688296509E-3,1.5512284125915815E-5,2.632616625685445E-4,9.5378195903725333E-3,null,1.2538802563522656E-3,8.5187485869994727E-4,1.7729095757482937E-3,1.8829687501424599E-3,2.249795527024924E-6,1.0556260152763024E-4,5.8694458379976219E-3]
[2004,5,30,3,1.3282641821651634E-3,1.0489065477585022E-3,1.7599382545724291E-3,4.9208120921195074E-3,1.5512284125915815E-5,2.632616625685445E-4,9.336695023310063E-3,null,1.1117233921528809E-3,8.5747565931807031E-4,1.7838853392589209E-3,1.8644192950609212E-3,2.249795527024924E-6,1.0556260152763024E-4,5.7253160828454486E-3]
[2004,5,30,8,1.4386387356127015E-3,1.1036139977106799E-3,2.3240511918098776E-3,4.2183583386588026E-3,0,0,9.0846622637920614E-3,null,1.2041040906717833E-3,9.0219871574059006E-4,2.3556740345780374E-3,1.5982704750445078E-3,0,0,6.0602473160349182E-3]
[2004,5,30,10,1.6909398212294137E-3,1.1648349206871014E-3,2.4850173566649488E-3,4.611049192049005E-3,0,0,9.9518412906304705E-3,null,1.4152736927071623E-3,9.522465025576806E-4,2.5188304298979724E-3,1.7470549419879068E-3,0,0,6.6334055671507216E-3]
[2004,5,30,14,2.0191698360281238E-3,1.1044828656966382E-3,2.4876900933496803E-3,4.7209571264993574E-3,0,0,1.03322999215738E-2,null,1.6899938804213249E-3,9.0290901080997653E-4,2.5215395339106871E-3,1.7886973517839829E-3,0,0,6.9031397769259715E-3]
[2004,5,30,17,2.1881159898897943E-3,1.1002824355761942E-3,2.1750790987184613E-3,4.7544033701432311E-3,0,0,1.021788089432768E-2,null,1.8313975211911278E-3,8.9947518098534233E-4,2.2046749116633214E-3,1.8013696141727074E-3,0,0,6.7369172280124989E-3]
[2004,5,30,20,2.0128641894707399E-3,1.271962684332792E-3,2.0265736796703186E-3,4.8598561630330784E-3,0,0,1.017125671650693E-2,null,1.6847162143706867E-3,1.0398228933807345E-3,2.0541488127208078E-3,1.8413240400075722E-3,0,0,6.620011960479801E-3]
[2004,5,30,24,1.8790625758545525E-3,1.2153117977812286E-3,1.8721983017722008E-3,7.1415390977984817E-3,1.5512284125915815E-5,2.632616625685445E-4,1.2386885719900924E-2,null,1.5727276613687956E-3,9.9351108762400363E-4,1.8976728837161777E-3,2.7058182757457114E-3,2.249795527024924E-6,1.0556260152763024E-4,7.2775423055093432E-3]
[2004,5,31,1,1.8612589247820645E-3,9.1016364237256103E-4,1.7886200422797169E-3,6.9157909306161473E-3,1.5512284125915815E-5,2.632616625685445E-4,1.1754607486744948E-2,null,1.5578264575053073E-3,7.4405405419438332E-4,1.8129573936118719E-3,2.6202858004468837E-3,2.249795527024924E-6,1.0556260152763024E-4,6.8429361028131009E-3]
[2004,5,31,5,1.3438844040064195E-3,1.0046120488097616E-3,1.8286946101236353E-3,7.1006483689238986E-3,1.5512284125915815E-5,2.632616625685445E-4,1.1556613378558176E-2,null,1.124797121193165E-3,8.2126513630112398E-4,1.8535772471028518E-3,2.6903254134953993E-3,2.249795527024924E-6,1.0556260152763024E-4,6.5977773151471956E-3]
[2004,5,31,8,1.4543680804798653E-3,9.81842748307839E-4,2.3806951665970798E-3,7.6886119084966361E-3,0,0,1.2505517903881422E-2,null,1.2172691529138153E-3,8.0265135130586389E-4,2.4130887512123947E-3,2.9130956691869885E-3,0,0,7.3461049246190627E-3]
[2004,5,31,11,1.8233683956391071E-3,1.1970755180965324E-3,2.5515867827737059E-3,7.8029299231975732E-3,0,0,1.3374960619706919E-2,null,1.5261130467584998E-3,9.7860302362196266E-4,2.586305651241543E-3,2.9564089899136252E-3,0,0,8.0474307115356303E-3]
[2004,5,31,15,2.0469596234534014E-3,1.1560185073201737E-3,2.5147343090035318E-3,7.0776618039920611E-3,0,0,1.2795374243769168E-2,null,1.7132532268363406E-3,9.4503913038445665E-4,2.5489517341349402E-3,2.6816161609606961E-3,0,0,7.8888602523164326E-3]
[2004,5,31,18,2.335309692220045E-3,1.1522326037364176E-3,2.2212698835969535E-3,6.0828439321753249E-3,0,0,1.1791656111728742E-2,null,1.9545949123843357E-3,9.4194417385231059E-4,2.2514942041808443E-3,2.3046951161077769E-3,0,0,7.4527284065252671E-3]
[2004,5,31,22,2.4611104514276243E-3,1.0406469477227437E-3,1.8989458952254586E-3,7.7801523191157948E-3,9.0436619558843546E-6,1.5348155454659388E-4,1.3343380829994098E-2,null,2.0598869534101528E-3,8.5072347915340213E-4,1.9247844256681517E-3,2.9477789094004242E-3,1.3116308372847628E-6,6.1542998803423949E-5,7.8460283972728393E-3]
[2004,6,1,2,1.9229573438777426E-3,1.0973553232733726E-3,1.8812498799315605E-3,6.6849113316185347E-3,1.5449265141447738E-5,2.621902472901438E-4,1.1864113391132802E-2,null,{"$f":"E3652*V$5","v":1.6094664675940444E-3},{"$f":"F3652*W$5","v":8.970822818685205E-4},{"$f":"G3652*X$5","v":1.9068476246672805E-3},{"$f":"H3652*Y$5","v":2.5328091053102341E-3},{"$f":"I3652*Z$5","v":2.2406556848054878E-6},{"$f":"J3652*AA$5","v":1.05132985673195E-4},7.0535791207980798E-3]
[2004,6,1,5,1.5779968821206297E-3,1.1952795390358002E-3,1.8337571569185802E-3,5.7612309243620973E-3,1.5449265141447738E-5,2.621902472901438E-4,1.0645904014868699E-2,null,1.3207433206082477E-3,9.7713482006034531E-4,1.8587086788353865E-3,2.1828409412105415E-3,2.2406556848054878E-6,1.05132985673195E-4,6.4468014020725214E-3]
[2004,6,1,6,1.64702883521724E-3,1.2631169726880402E-3,2.0188254458476758E-3,5.7699909071618994E-3,7.7246325707238692E-6,1.310951236450719E-4,1.083778191713065E-2,null,1.3785213124369541E-3,1.0325915700174378E-3,2.0462951504201829E-3,2.1861599626750087E-3,1.1203278424027439E-6,5.2566492836597498E-5,6.6972548162285836E-3]
[2004,6,1,9,1.9175112101542614E-3,1.4764982353978114E-3,3.0913038425767984E-3,6.5125777798875168E-3,0,0,1.2997891068016389E-2,null,1.6049081919599628E-3,1.2070296449052207E-3,3.1333665198994463E-3,2.4675145984242182E-3,0,0,8.4128189551888489E-3]
[2004,6,1,12,2.2937095819426348E-3,1.4891909305202865E-3,3.0641324948743206E-3,5.1620315183558444E-3,0,0,1.2009064525693086E-2,null,1.9197766764245665E-3,1.2174058572969975E-3,3.1058254577693246E-3,1.9558135901893174E-3,0,0,8.198821581680206E-3]
[2004,6,1,16,2.3479265210760375E-3,1.580029105835083E-3,2.7845796758274892E-3,5.5540399677812676E-3,0,0,1.2266575270519877E-2,null,1.9651548777604496E-3,1.2916655941970659E-3,2.8224688262792614E-3,2.1043395048663135E-3,0,0,8.1836288031030911E-3]
[2004,6,1,19,2.0939662219597701E-3,1.3378944122792488E-3,2.4215458202554133E-3,6.9084534988302334E-3,0,0,1.2761859953324666E-2,null,1.752596556157985E-3,1.0937217388133252E-3,2.4544952505432187E-3,2.6175057614732846E-3,0,0,7.9183193069878137E-3]
[2004,6,1,24,2.7343282876404118E-3,9.6195715505709449E-4,1.9834913843662567E-3,7.6510677275211684E-3,1.5449265141447738E-5,2.621902472901438E-4,1.3608484067016523E-2,null,2.2885633445600133E-3,7.8639498202296473E-4,2.0104803062974325E-3,2.8988707619729904E-3,2.2406556848054878E-6,1.05132985673195E-4,8.0916830362114025E-3]
[2004,6,2,3,1.6760491234174E-3,1.1533192327789364E-3,1.8039020570866193E-3,6.812916341011682E-3,1.5449265141447738E-5,2.621902472901438E-4,1.1723826266726229E-2,null,1.4028105567547116E-3,9.4283248745532806E-4,1.8284473473631152E-3,2.5813082158044624E-3,2.2406556848054878E-6,1.05132985673195E-4,6.8627722487356185E-3]
[2004,6,2,6,1.6423901168570358E-3,1.2631169726880402E-3,1.9921995725868981E-3,5.8268930991837295E-3,6.4423438731978274E-6,1.093333383676782E-4,1.084037544355658E-2,null,1.3746388229594151E-3,1.0325915700174378E-3,2.0193069848800193E-3,2.2077193196979399E-3,9.3435346541018838E-7,4.3840457129939147E-5,6.679031508150161E-3]
[2004,6,2,7,1.7143200685582817E-3,1.4480257296458964E-3,2.6308420611806313E-3,6.4759629947582307E-3,0,0,1.2269150854143041E-2,null,1.4348423660319623E-3,1.1837535192158212E-3,2.6666393384272599E-3,2.4536418248653829E-3,0,0,7.7388770485404259E-3]
[2004,6,2,10,1.9166589190318744E-3,1.5505458987694835E-3,3.1145086041495847E-3,7.7559669776937623E-3,0,0,1.4337680399644705E-2,null,1.6041948459325655E-3,1.2675632254289316E-3,3.1568870234529923E-3,2.9386154590672797E-3,0,0,8.967260553881768E-3]
[2004,6,2,16,2.3164550627984906E-3,1.580029105835083E-3,2.7743598230956417E-3,6.8750183392133615E-3,0,0,1.3545862330942578E-2,null,1.9388140663299401E-3,1.2916655941970659E-3,2.8121099143058655E-3,2.6048376986502865E-3,0,0,8.6474272734831589E-3]
[2004,6,2,18,2.2611494269686215E-3,1.4917907868111295E-3,2.4480312725974735E-3,5.7486522987175099E-3,0,0,1.1949623785094735E-2,null,1.8925246535041499E-3,1.219531226322376E-3,2.4813410844887517E-3,2.1780750952651797E-3,0,0,7.7714720595804566E-3]
[2004,6,2,21,2.4617903435873944E-3,1.3430688297604364E-3,2.2347185029464125E-3,7.1523135666166672E-3,0,0,1.3191891242910911E-2,null,2.0604560058835285E-3,1.0979517982506982E-3,2.2651258158742906E-3,2.7099005546831305E-3,0,0,8.1334341746916484E-3]
[2004,6,3,1,2.3319306486369313E-3,1.0700900770947784E-3,1.88144870882078E-3,7.1528290609310262E-3,1.5449265141447738E-5,2.621902472901438E-4,1.2713938007915107E-2,null,1.9517667387085778E-3,8.7479308461503699E-4,1.9070491589765542E-3,2.710095867474636E-3,2.2406556848054878E-6,1.05132985673195E-4,7.5510784911328056E-3]
[2004,6,3,4,1.5987144183824339E-3,1.2022251267899096E-3,1.7435559973835511E-3,6.1239547885775297E-3,1.5449265141447738E-5,2.621902472901438E-4,1.0946089843565017E-2,null,1.3380833723835499E-3,9.8281280200404999E-4,1.7672801723746382E-3,2.3202713812603311E-3,2.2406556848054878E-6,1.05132985673195E-4,6.5158213693805702E-3]
[2004,6,3,7,1.7063273690476419E-3,1.4480257296458964E-3,2.6034063655258045E-3,6.335854669877663E-3,0,0,1.2093614134097007E-2,null,1.4281526794984122E-3,1.1837535192158212E-3,2.6388303314215538E-3,2.4005569560640871E-3,0,0,7.6512934861998737E-3]
[2004,6,3,9,1.8925902952134361E-3,1.4764982353978114E-3,3.0439394845414381E-3,8.1921023838684107E-3,0,0,1.4605130399021097E-2,null,1.5840500189657877E-3,1.2070296449052207E-3,3.0853576856786019E-3,3.1038603924865944E-3,0,0,8.980297742036205E-3]
[2004,6,3,12,2.2525432772029282E-3,1.4891909305202865E-3,3.0248199498984375E-3,7.3232348124058644E-3,0,0,1.4089788970027516E-2,null,1.8853215246843269E-3,1.2174058572969975E-3,3.0659779958204553E-3,2.7746599607770079E-3,0,0,8.9433653385787883E-3]
[2004,6,3,16,2.2751102058456343E-3,1.580029105835083E-3,2.7522955484780148E-3,7.3562208000034447E-3,0,0,1.3963655660162177E-2,null,1.9042094709212313E-3,1.2916655941970659E-3,2.7897454160574144E-3,2.7871578392962989E-3,0,0,8.7727783204720102E-3]
[2004,6,3,19,2.0196099834317201E-3,1.3378944122792488E-3,2.4145809387507702E-3,7.7077408749621646E-3,0,0,1.3479826209423904E-2,null,1.6903622726215691E-3,1.0937217388133252E-3,2.4474355994597058E-3,2.920343337560674E-3,0,0,8.1518629484552737E-3]
[2004,6,3,22,2.6591971063895355E-3,1.2582570813910654E-3,2.1664530694590041E-3,7.6511184341264849E-3,7.7246325707238692E-6,1.310951236450719E-4,1.3873845447581886E-2,null,2.2256804536425413E-3,1.0286186341033727E-3,2.1959315099604575E-3,2.8988899739184107E-3,1.1203278424027439E-6,5.2566492836597498E-5,8.4028073923037832E-3]
[2004,6,4,2,2.0463176280400004E-3,9.7333101097774077E-4,1.8805894939549123E-3,7.6970856282618768E-3,1.5449265141447738E-5,2.621902472901438E-4,1.2874963273666122E-2,null,1.712715892977372E-3,7.9569305021158119E-4,1.9061782529669186E-3,2.9163062300325356E-3,2.2406556848054878E-6,1.05132985673195E-4,7.4382670675464078E-3]
[2004,6,4,5,1.6678589463211047E-3,1.1529336088722587E-3,1.8404359625214567E-3,5.8590986392515502E-3,1.5449265141447738E-5,2.621902472901438E-4,1.0797966669397962E-2,null,1.3959555864964726E-3,9.4251724191287821E-4,1.8654783614465676E-3,2.2199214987664033E-3,2.2406556848054878E-6,1.05132985673195E-4,6.5312463299803218E-3]
[2004,6,4,6,1.670512037387185E-3,1.233622853585374E-3,1.9819809783509263E-3,5.6993587298197505E-3,6.4423438731978274E-6,1.093333383676782E-4,1.0701250281384113E-2,null,1.3981761563494257E-3,1.0084802807156313E-3,2.0089493485265699E-3,2.1593985274030217E-3,9.3435346541018838E-7,4.3840457129939147E-5,6.6197791235899969E-3]
[2004,6,4,10,2.5424231104164293E-3,1.2285362666503625E-3,3.173764469191433E-3,7.5816336325159415E-3,0,0,1.4526357478774166E-2,null,2.1279435842293704E-3,1.0043220222939458E-3,3.2169491697462659E-3,2.8725632614955477E-3,0,0,9.2217780377651295E-3]
[2004,6,4,13,2.0909444535728598E-3,1.3216237849096345E-3,3.1603582741979641E-3,7.8905979709303908E-3,0,0,1.4463524483610849E-2,null,1.7500674127492392E-3,1.0804205853777848E-3,3.2033605596674961E-3,2.9896250519565442E-3,0,0,9.0234736097510645E-3]
[2004,6,4,17,2.0411313601517828E-3,1.4167052171167173E-3,2.5996781298114361E-3,5.8211892989000202E-3,0,0,1.1878704005979956E-2,null,1.7083751184486901E-3,1.158149162766212E-3,2.6350513664408878E-3,2.2055582383347333E-3,0,0,7.7071338859905237E-3]
[2004,6,4,20,2.1769249057183911E-3,1.3408692412328266E-3,2.3289933957946767E-3,5.7672061719788309E-3,0,0,1.1613993714724725E-2,null,1.822030867912395E-3,1.0961536460445066E-3,2.360683486022828E-3,2.1851048697534028E-3,0,0,7.463972869733132E-3]
[2004,6,4,23,2.52358048010623E-3,9.5362159800848234E-4,1.9466178635513766E-3,5.6382995564221638E-3,1.5449265141447738E-5,2.621902472901438E-4,1.1339759010519845E-2,null,2.1121727811264884E-3,7.7958070739448011E-4,1.9731050557637124E-3,2.1362641546832746E-3,2.2406556848054878E-6,1.05132985673195E-4,7.1084963403259564E-3]
[2004,6,5,3,1.8041759433344113E-3,7.8959136921154032E-4,1.770038611058231E-3,5.2143368671063815E-3,1.5449265141447738E-5,2.621902472901438E-4,9.8557823031421559E-3,null,1.5100494515291767E-3,6.45486846615059E-4,1.7941231290276808E-3,1.9756312746730563E-3,2.2406556848054878E-6,1.05132985673195E-4,6.0326643432029739E-3]
[2004,6,5,7,1.7047968649354704E-3,7.967533065216841E-4,2.2454367338924433E-3,5.3280055203564665E-3,0,0,1.0074992425706064E-2,null,1.426871686420278E-3,6.5134169319804004E-4,2.2759898873823338E-3,2.0186985624287583E-3,0,0,6.37290182942941E-3]
[2004,6,5,10,2.0099319754105513E-3,9.5612056677180069E-4,2.5837923515468772E-3,5.6433474685970014E-3,0,0,1.1193192362326231E-2,null,1.6822620256593736E-3,7.8162360138967998E-4,2.6189494339581773E-3,2.1381767302261633E-3,0,0,7.2210117912333942E-3]
[2004,6,5,11,2.0105693256045379E-3,9.8413917386713529E-4,2.5778941674022707E-3,5.6086224381400127E-3,0,0,1.1181225105013957E-2,null,1.6827954715876476E-3,8.045286672829072E-4,2.6129709945461829E-3,2.1250199553699829E-3,0,0,7.2253150887867205E-3]
[2004,6,5,14,2.3662716617905196E-3,8.6787305797217244E-4,2.5680240400120509E-3,5.0457947694252745E-3,0,0,1.0847963529200018E-2,null,1.98050929470436E-3,7.0948172092106783E-4,2.602966566548617E-3,1.9117732908557246E-3,0,0,7.2047308730297686E-3]
[2004,6,5,18,2.2025731908684697E-3,8.9261147775358536E-4,2.1867003650047003E-3,4.759275216007941E-3,0,0,1.0041160249634697E-2,null,1.8434978313017641E-3,7.2970525070824028E-4,2.2164543059106962E-3,1.8032154809245133E-3,0,0,6.5928728688452133E-3]
[2004,6,5,20,2.60205698462677E-3,7.9129204309469217E-4,1.997240280437598E-3,4.9595295350174477E-3,0,0,1.0350118843176508E-2,null,2.177855622673613E-3,6.4687713868860652E-4,2.0244162805106978E-3,1.8790887329998218E-3,0,0,6.7282377748727386E-3]
[2004,6,6,1,2.5379923115391337E-3,7.3215085359839194E-4,1.7218390475495582E-3,5.0322675447586644E-3,1.5449265141447738E-5,2.621902472901438E-4,1.0301889269877339E-2,null,2.1242351180793726E-3,5.9852952319839334E-4,1.74526772488017E-3,1.906648035470045E-3,2.2406556848054878E-6,1.05132985673195E-4,6.4820540429859812E-3]
[2004,6,6,5,1.6994366407191695E-3,7.2453157713615218E-4,1.7269334670677154E-3,5.1932755654422059E-3,1.5449265141447738E-5,2.621902472901438E-4,9.6218167627968344E-3,null,1.422385314862225E-3,5.9230080423201131E-4,1.7504314630209055E-3,1.9676514744964408E-3,2.2406556848054878E-6,1.05132985673195E-4,5.8401426979695827E-3]
[2004,6,6,8,1.825279869773699E-3,8.0641766730269913E-4,2.275932526035555E-3,4.8884551686548209E-3,0,0,9.7960852317667737E-3,null,1.5277129020715122E-3,6.592422579817166E-4,2.3069006289221849E-3,1.8521597591739519E-3,0,0,6.3460155481493662E-3]
[2004,6,6,9,1.9631854551503598E-3,8.6916406974572489E-4,2.4356747890345249E-3,4.6446853569604585E-3,0,0,{"$f":"SUM(E3779:J3779)","v":9.9127096708910671E-3},null,1.6431363752256699E-3,7.1053711634602723E-4,2.4688164690282546E-3,1.7597991625959636E-3,0,0,{"$f":"SUM(M3779:R3779)","v":6.5822891231959151E-3}]
[2004,6,6,12,2.3917817059254123E-3,9.1671220931519026E-4,2.4996519627791145E-3,4.7747958556607368E-3,0,0,1.0582941733680453E-2,null,2.0018605538743416E-3,7.4940747368510839E-4,2.5336641658117542E-3,1.8090960102962205E-3,0,0,7.0940282036674237E-3]
[2004,6,6,15,2.4769973262829697E-3,9.1834668648581991E-4,2.4653210566999476E-3,4.4750771353486924E-3,0,0,1.0335742204817429E-2,null,2.0731838642521682E-3,7.5074365028970772E-4,2.4988661268015846E-3,1.6955372409752699E-3,0,0,7.0183308823187299E-3]
[2004,6,6,21,2.9153888824052011E-3,1.0796777579202528E-3,1.9433708655945772E-3,4.7281849811920346E-3,0,0,1.0666622487112067E-2,null,2.4401064647464011E-3,8.8263096393300245E-4,1.9698138766347348E-3,1.791435873698385E-3,0,0,7.0839871790125235E-3]
[2004,6,6,23,3.1843504651828574E-3,9.333025216213994E-4,1.8729281400546439E-3,6.8744319396246856E-3,1.5449265141447738E-5,2.621902472901438E-4,1.3142652578915177E-2,null,2.6652204798491611E-3,7.6296996789725698E-4,1.8984126527442659E-3,2.6046155209513062E-3,2.2406556848054878E-6,1.05132985673195E-4,8.0385922627999908E-3]
[2004,6,7,2,2.2400279888171782E-3,9.6012325908902639E-4,1.7579821502212666E-3,7.4031332723954249E-3,1.5449265141447738E-5,2.621902472901438E-4,1.2638906182954488E-2,null,1.8748465461034113E-3,7.8489578158637632E-4,1.781902618635039E-3,2.8049322466642806E-3,2.2406556848054878E-6,1.05132985673195E-4,7.3539508343471076E-3]
[2004,6,7,6,1.6345495093932419E-3,1.1083643421761576E-3,2.0133391563964325E-3,6.4760328921379257E-3,6.4423438731978274E-6,1.093333383676782E-4,1.1348061582344634E-2,null,1.3680764336070352E-3,9.0608209768841758E-4,2.040734210260165E-3,2.4536683078972359E-3,9.3435346541018838E-7,4.3840457129939147E-5,6.813335860048203E-3]
[2004,6,7,9,2.3340939991217031E-3,1.2501559749697451E-3,3.1083187658501668E-3,8.2518368070671234E-3,0,0,1.4944405547008738E-2,null,1.95357740813085E-3,1.0219960216459789E-3,3.1506129614135838E-3,3.1264928379257056E-3,0,0,9.2526792291161182E-3]
[2004,6,7,10,2.0833258369795365E-3,1.3628652041470873E-3,3.1523190024058084E-3,7.714039524476927E-3,0,0,1.4312549568009359E-2,null,1.7436908241184781E-3,1.1141352315752169E-3,3.1952118993090516E-3,2.9227297980611586E-3,0,0,8.9757677530639055E-3]
[2004,6,7,14,2.1862782663030545E-3,1.3887207701139849E-3,3.1991606548775319E-3,7.6424323041422533E-3,0,0,1.4416591995436824E-2,null,1.8298593932139363E-3,1.1352720225714077E-3,3.242690915629013E-3,2.8955989341390331E-3,0,0,9.1034212655533905E-3]
[2004,6,7,17,2.4901500839352689E-3,1.4986508537342708E-3,2.6531022121324185E-3,6.318818872937104E-3,0,0,1.2960722022739062E-2,null,2.0841923884220692E-3,1.2251392954305889E-3,2.6892023782551719E-3,2.3941023571222614E-3,0,0,8.3926364192300918E-3]
[2004,6,7,21,2.8044327019314985E-3,1.2997584096652922E-3,2.139122109879267E-3,7.1208209695914114E-3,0,0,1.3364134191067471E-2,null,2.3472389591757256E-3,1.0625457545895265E-3,2.168228664150099E-3,2.6979684986634554E-3,0,0,8.2759818765788078E-3]
[2004,6,7,24,2.8724240789603033E-3,9.0943482179470638E-4,1.9609211014232045E-3,7.7859466645345066E-3,1.5449265141447738E-5,2.621902472901438E-4,1.3806366179144313E-2,null,2.4041460152587975E-3,7.4345824715432241E-4,1.9876029145818818E-3,2.9499742969093671E-3,2.2406556848054878E-6,1.05132985673195E-4,8.192555115262368E-3]
[2004,6,8,4,1.6642456113566306E-3,1.2022251267899096E-3,1.8435084526703894E-3,6.0235375927520313E-3,1.5449265141447738E-5,2.621902472901438E-4,1.1011156296000553E-2,null,1.3929313168838254E-3,9.8281280200404999E-4,1.8685926582791177E-3,2.2822248649642112E-3,2.2406556848054878E-6,1.05132985673195E-4,6.6339352834892049E-3]
[2004,6,8,7,1.7567887405849642E-3,1.4480257296458964E-3,2.7456131944934127E-3,5.0053708790098886E-3,0,0,1.0955798543734161E-2,null,1.4703875661206754E-3,1.1837535192158212E-3,2.7829721367824741E-3,1.8964573064488882E-3,0,0,7.3335705285678589E-3]
[2004,6,8,11,2.3541943142814888E-3,1.5211166285143329E-3,3.3224503839616934E-3,6.0086929883636708E-3,0,0,1.3206454315121186E-2,null,1.9704008615167219E-3,1.2435049497234252E-3,3.367658220375663E-3,2.2766004748572348E-3,0,0,8.8581645064730458E-3]
[2004,6,8,12,2.4001140136850974E-3,1.4891909305202865E-3,3.2022322510553008E-3,4.9744357559375575E-3,0,0,1.2065972951198243E-2,null,2.0088344838887456E-3,1.2174058572969975E-3,3.2458043063263347E-3,1.8847364686539428E-3,0,0,8.3567811161660201E-3]
[2004,6,8,15,2.3670826641396404E-3,1.527155186905527E-3,3.1709865868540074E-3,6.0004783446358572E-3,0,0,1.3065702782535032E-2,null,1.9811880830769703E-3,1.2484414398701261E-3,3.2141334893875688E-3,2.2734880738995325E-3,0,0,8.7172510862341974E-3]
[2004,6,8,18,2.5185252144517734E-3,1.4917907868111295E-3,2.5741266331467476E-3,4.2007594074745325E-3,0,0,1.0785202041884184E-2,null,2.107941652140954E-3,1.219531226322376E-3,2.6091521962979362E-3,1.5916025132816619E-3,0,0,7.5282275880429279E-3]
[2004,6,8,22,2.8658730300832524E-3,1.2582570813910654E-3,2.1993379764749322E-3,7.7029924522695426E-3,6.4423438731978274E-6,1.093333383676782E-4,1.4142236222459669E-2,null,2.3986629536980448E-3,1.0286186341033727E-3,2.2292638745227918E-3,2.9185442339323508E-3,9.3435346541018838E-7,4.3840457129939147E-5,8.6198645068519108E-3]
[2004,6,9,1,2.421885765093083E-3,1.0700900770947784E-3,1.952181976196051E-3,7.1790251015667354E-3,1.5449265141447738E-5,2.621902472901438E-4,{"$f":"SUM(E3843:J3843)","v":1.2900822432382239E-2},null,2.0270568869719487E-3,8.7479308461503699E-4,1.9787448780398814E-3,2.7200211405192277E-3,2.2406556848054878E-6,1.05132985673195E-4,{"$f":"SUM(M3843:R3843)","v":7.7079896315040957E-3}]
[2004,6,9,4,1.6571031390523953E-3,1.2022251267899096E-3,1.8181704388530683E-3,5.9384482579791223E-3,1.5449265141447738E-5,2.621902472901438E-4,1.0893586475106088E-2,null,1.386953248932404E-3,9.8281280200404999E-4,1.842909875796706E-3,2.2499858372214999E-3,2.2406556848054878E-6,1.05132985673195E-4,6.5700354053126603E-3]
[2004,6,9,9,1.9729173602171012E-3,1.4764982353978114E-3,3.1542712937591985E-3,7.8797659844332749E-3,0,0,1.4483452873807385E-2,null,1.6512817326464139E-3,1.2070296449052207E-3,3.1971907550525564E-3,2.9855209804636692E-3,0,0,9.0410231130678594E-3]
[2004,6,9,12,2.3874974501998541E-3,1.4891909305202865E-3,3.1356121597026607E-3,6.6912433867214243E-3,0,0,1.3703543927144225E-2,null,1.9982747406212102E-3,1.2174058572969975E-3,3.1782777303482829E-3,2.5352082226693636E-3,0,0,8.9291665509358548E-3]
[2004,6,9,13,2.1615210323289464E-3,1.5319486452472057E-3,3.2540060561435744E-3,7.9367172777546728E-3,0,0,1.4884193011474398E-2,null,1.8091382170325886E-3,1.2523600671880014E-3,3.2982825859561265E-3,3.0070989412065989E-3,0,0,9.3668798113833145E-3]
[2004,6,9,16,2.5186927612174236E-3,1.580029105835083E-3,2.8301542836863952E-3,7.2057731726947434E-3,0,0,1.4134649323433645E-2,null,2.1080818845293251E-3,1.2916655941970659E-3,2.8686635575948375E-3,2.7301555693458406E-3,0,0,8.9985666056670698E-3]
[2004,6,9,19,2.2679998438924313E-3,1.3378944122792488E-3,2.4741284619614317E-3,7.3898183316870791E-3,0,0,1.3469841049820191E-2,null,1.8982582785182528E-3,1.0937217388133252E-3,2.5077933724490125E-3,2.7998874223742029E-3,0,0,8.2996608121547934E-3]
[2004,6,9,23,2.8014530245625137E-3,1.1638659051872371E-3,2.0618706277950398E-3,7.4092585971546072E-3,1.5449265141447738E-5,2.621902472901438E-4,1.3714087667130989E-2,null,2.3447450448801756E-3,9.5145433741540813E-4,2.0899260384937483E-3,2.8072530371061311E-3,2.2406556848054878E-6,1.05132985673195E-4,8.3007520992534646E-3]
[2004,6,10,1,2.3685128810213801E-3,1.0700900770947784E-3,1.8824967176819115E-3,6.9886717412468236E-3,1.5449265141447738E-5,2.621902472901438E-4,1.2587410929476484E-2,null,1.9823851382898047E-3,8.7479308461503699E-4,1.9081114278589589E-3,2.6478992079568193E-3,2.2406556848054878E-6,1.05132985673195E-4,7.5205625000786206E-3]
[2004,6,10,7,1.7114907166163248E-3,1.4480257296458964E-3,2.613189902314037E-3,6.3214675413617218E-3,0,0,1.2094173889937981E-2,null,1.4324742703016541E-3,1.1837535192158212E-3,2.6487469905982523E-3,2.3951058964618321E-3,0,0,7.6600806765775593E-3]
[2004,6,10,10,1.9429696273569007E-3,1.5505458987694835E-3,3.0997636410925234E-3,7.8533796024762362E-3,0,0,1.4446658769695144E-2,null,1.6262162406986001E-3,1.2675632254289316E-3,3.1419414289941706E-3,2.9755235900479015E-3,0,0,9.011244485169604E-3]
[2004,6,10,13,2.0852131572362083E-3,1.5319486452472057E-3,3.1429855578157199E-3,8.1458769937054927E-3,0,0,1.4906024354004626E-2,null,1.7452704632490055E-3,1.2523600671880014E-3,3.185751456633982E-3,3.0863463099067121E-3,0,0,9.2697282969777008E-3]
[2004,6,10,14,2.0954701080594389E-3,1.5563488563774136E-3,3.1045604436414523E-3,7.9363400901749492E-3,0,0,1.4692719498253255E-2,null,1.7538552706355599E-3,1.2723071131580034E-3,3.1468035005583987E-3,3.0069560306893246E-3,0,0,9.1799219150412864E-3]
[2004,6,10,17,2.3287349437588175E-3,1.6106719531643191E-3,2.569226657042338E-3,6.2911548207884487E-3,0,0,1.2799788374753924E-2,null,1.9490920148734253E-3,1.3167159628625776E-3,2.6041855473188224E-3,2.3836208773095851E-3,0,0,8.2536144023644103E-3]
[2004,6,10,22,2.7552354615414652E-3,1.2582570813910654E-3,2.167088371717211E-3,7.6274966988374507E-3,6.4423438731978274E-6,1.093333383676782E-4,1.392385329572807E-2,null,2.30606211822394E-3,1.0286186341033727E-3,2.1965754566338528E-3,2.8899400651978104E-3,9.3435346541018838E-7,4.3840457129939147E-5,8.465971084754326E-3]
[2004,6,11,1,2.3173797689844352E-3,9.4912065010089447E-4,1.8951963350219343E-3,7.2004372926293813E-3,1.5449265141447738E-5,2.621902472901438E-4,1.2639773559168238E-2,null,1.9395880219267156E-3,7.7590120583844271E-4,1.9209838460407939E-3,2.728133887240579E-3,2.2406556848054878E-6,1.05132985673195E-4,7.4719806024045321E-3]
[2004,6,11,4,1.6545509445841133E-3,1.190198261134111E-3,1.7271013667098504E-3,6.1572445926933875E-3,1.5449265141447738E-5,2.621902472901438E-4,1.1006734677553054E-2,null,1.3848171269697633E-3,9.7298090174584881E-4,1.7506016472357739E-3,2.3328843711409651E-3,2.2406556848054878E-6,1.05132985673195E-4,6.5486576884503517E-3]
[2004,6,11,8,2.0828310709944502E-3,1.163429608896794E-3,2.942297268519049E-3,8.1754951886779548E-3,0,0,1.4364053137088249E-2,null,1.7432767175524443E-3,9.5109766746220284E-4,2.9823324468436301E-3,3.0975681840928792E-3,0,0,8.7742750159511551E-3]
[2004,6,11,11,2.2747108385281281E-3,1.2939057537729472E-3,3.1538083034169245E-3,8.129900577761846E-3,0,0,1.4852325473479845E-2,null,1.9038752106175247E-3,1.0577612387708631E-3,3.1967214649046465E-3,3.0802930939753505E-3,0,0,9.2386510082683847E-3]
[2004,6,11,14,2.0240781655449336E-3,1.3743681769117703E-3,3.0597260691921165E-3,7.370514483197004E-3,0,0,1.3828686894845826E-2,null,1.6941020275907661E-3,1.1235388521137603E-3,3.101359074842199E-3,2.7925734939168519E-3,0,0,8.7115734484635773E-3]
[2004,6,11,15,1.9021397244282808E-3,1.3837321999257649E-3,2.9180244592088653E-3,7.8043684407273798E-3,0,0,1.4008264824290292E-2,null,1.5920426487320632E-3,1.1311938923315502E-3,2.9577293628669232E-3,2.9569540218694584E-3,0,0,8.6379199257999948E-3]
[2004,6,11,19,2.1545681790375937E-3,1.3649624003204569E-3,2.3717044811479718E-3,5.8096872681207808E-3,0,0,1.1700922328626802E-2,null,1.8033188553799964E-3,1.115849678563199E-3,2.4039757315249804E-3,2.2012002974673016E-3,0,0,7.5243445629354765E-3]
[2004,6,11,23,2.5750339830705399E-3,9.5362159800848234E-4,1.8986164771603964E-3,5.9568631969624313E-3,1.5449265141447738E-5,2.621902472901438E-4,1.1661774767633441E-2,null,2.1552380565601657E-3,7.7958070739448011E-4,1.9244505252854396E-3,2.2569629716690507E-3,2.2406556848054878E-6,1.05132985673195E-4,7.223605902267137E-3]
[2004,6,12,2,2.1777327861973055E-3,7.9675248399012008E-4,1.7100218971530428E-3,5.3769812623519469E-3,1.5449265141447738E-5,2.621902472901438E-4,1.0339127942124007E-2,null,1.8227070433589156E-3,6.5134102078275513E-4,1.7332897811714102E-3,2.0372547106126179E-3,2.2406556848054878E-6,1.05132985673195E-4,6.3519661972836995E-3]
[2004,6,12,5,1.599750367946905E-3,7.8591354096360373E-4,1.6953735477179517E-3,5.4343084152716917E-3,1.5449265141447738E-5,2.621902472901438E-4,9.7929853843317424E-3,null,1.3389504358633734E-3,6.424802411090706E-4,1.7184421149344211E-3,2.0589750787212984E-3,2.2406556848054878E-6,1.05132985673195E-4,5.866221511986164E-3]
[2004,6,12,9,1.8287820462977676E-3,9.4462826591468001E-4,2.431896966477852E-3,4.7291263412720585E-3,0,0,9.9344336199623587E-3,null,1.5306441348921617E-3,7.7222870508018534E-4,2.4649872424882544E-3,1.7917925404159797E-3,0,0,6.5596526228765811E-3]
[2004,6,12,12,2.2465923477506581E-3,8.9941869413866292E-4,2.4768723948031717E-3,4.7193796694799794E-3,0,0,1.0342263106172471E-2,null,1.8803407478434158E-3,7.3527011477586264E-4,2.5105746413688589E-3,1.7880996778128985E-3,0,0,6.9142851818010361E-3]
[2004,6,12,16,2.2019868743462408E-3,9.228179792924241E-4,2.3004119482971752E-3,4.800136260842679E-3,0,0,1.022535306277852E-2,null,1.8430070992608645E-3,7.5439890895459105E-4,2.3317131371863691E-3,1.8186970963530395E-3,0,0,6.7478162417548646E-3]
[2004,6,12,17,2.1711543383535555E-3,9.4443760973107033E-4,2.1308470014147116E-3,4.9494445246944007E-3,0,0,1.0195883474193739E-2,null,1.8172010495587716E-3,7.7207284463952624E-4,2.159840958142604E-3,1.8752676791808213E-3,0,0,6.6243825315217223E-3]
[2004,6,12,20,2.5172958167067228E-3,7.9129204309469217E-4,1.8199675884120617E-3,4.8936959251974256E-3,0,0,1.0022251373410902E-2,null,2.1069126774461724E-3,6.4687713868860652E-4,1.8447314787662504E-3,1.8541454004534466E-3,0,0,6.4526666953544764E-3]
[2004,6,12,24,2.7282618452702367E-3,6.3500795009960808E-4,1.7539508724898367E-3,4.8737603196981651E-3,1.5449265141447738E-5,2.621902472901438E-4,1.0268620499989438E-2,null,2.2834858863400092E-3,5.1911570372734767E-4,1.7778164882126248E-3,1.8465921090747598E-3,2.2406556848054878E-6,1.05132985673195E-4,6.534383828712742E-3]
[2004,6,13,3,1.8188087036344908E-3,7.4955779076641348E-4,1.6112962539471208E-3,4.8960534666334533E-3,1.5449265141447738E-5,2.621902472901438E-4,9.3533557274130697E-3,null,1.522296700333889E-3,6.1275960399706335E-4,1.6332208003043867E-3,1.8550386362974397E-3,2.2406556848054878E-6,1.05132985673195E-4,5.7306893822907795E-3]
[2004,6,13,6,1.5819443882812739E-3,7.175977499908659E-4,1.6850321320401793E-3,4.8682704300596624E-3,5.1446056013162179E-6,8.7309357595306123E-5,8.9452986635686037E-3,null,1.3240472830265537E-3,5.8663243652498577E-4,1.7079599859353884E-3,1.8445120751335795E-3,7.461383878865274E-7,3.5009286333390764E-5,5.4989072053417843E-3]
[2004,6,13,9,1.9215871840808437E-3,8.6916406974572489E-4,2.3697490974479056E-3,4.7798945402084524E-3,0,0,9.9403948914829274E-3,null,1.6083196786362056E-3,7.1053711634602723E-4,2.4019937413579328E-3,1.8110278227028379E-3,0,0,6.5318783590430033E-3]
[2004,6,13,14,2.5922548720500155E-3,8.6165937640038707E-4,2.4812341593641175E-3,4.7391752900442282E-3,0,0,1.0674323697858748E-2,null,2.1696515033497519E-3,7.0440206848306451E-4,2.514995755480877E-3,1.7955999310732894E-3,0,0,7.1846492583869832E-3]
[2004,6,13,15,2.4013841907258586E-3,9.1834668648581991E-4,2.4096317232945013E-3,4.324266060646959E-3,0,0,1.0053628661153138E-2,null,2.009897589818537E-3,7.5074365028970772E-4,2.4424190411399273E-3,1.6383972664509273E-3,0,0,6.8414575476990992E-3]
[2004,6,13,18,2.4084703274160546E-3,9.827110771219779E-4,2.0918296124384553E-3,4.4559194014381276E-3,0,0,9.9389304184146141E-3,null,2.0158285062915255E-3,8.0336120560508596E-4,2.1202926683147791E-3,1.6882786730633391E-3,0,0,6.6277610532747295E-3]
[2004,6,13,21,2.8857860768716991E-3,1.0796777579202528E-3,1.9215675135642917E-3,4.828542195923778E-3,0,0,1.0715573544280021E-2,null,2.4153296682123703E-3,8.8263096393300245E-4,1.9477138512886882E-3,1.8294596640894224E-3,0,0,7.0751341475234833E-3]
[2004,6,14,1,2.5486206652977836E-3,9.1130028031453545E-4,1.7741875940355805E-3,6.3241768913180965E-3,1.5449265141447738E-5,2.621902472901438E-4,1.1835924943397589E-2,null,2.1331307802919201E-3,7.4498324981317628E-4,1.7983285662848683E-3,2.3961324270915683E-3,2.2406556848054878E-6,1.05132985673195E-4,7.1799486648395335E-3]
[2004,6,14,6,1.5904486998298839E-3,1.1083643421761576E-3,1.9669773098125024E-3,7.4124398493539637E-3,6.4423438731978274E-6,1.093333383676782E-4,1.2194005883413385E-2,null,1.3311651758446332E-3,9.0608209768841758E-4,1.9937415284389855E-3,2.8084583641683927E-3,9.3435346541018838E-7,4.3840457129939147E-5,7.0842219767357772E-3]
[2004,6,14,8,1.879427242834904E-3,1.2372997658707653E-3,2.9059742338520787E-3,7.7097619604973491E-3,0,0,1.3732463203055097E-2,null,1.5730328783714416E-3,1.0114861374269923E-3,2.9455151727992381E-3,2.92110909548807E-3,0,0,8.4511432840857423E-3]
[2004,6,14,12,2.5656556330818083E-3,1.3315797458143322E-3,3.0321107579691503E-3,6.9550159724373678E-3,0,0,1.3884362109302658E-2,null,2.1473886157619697E-3,1.0885595317492649E-3,3.0733680082796451E-3,2.635147559736204E-3,0,0,8.9444637155270835E-3]
[2004,6,14,15,2.1650017257086622E-3,1.3897311259079687E-3,3.0107087260523723E-3,8.1610371192523817E-3,0,0,1.4726478696921385E-2,null,1.8120514690069317E-3,1.1360979831895803E-3,3.0516747637197856E-3,3.0920902460814812E-3,0,0,9.0919144619977799E-3]
[2004,6,14,16,2.2531378304157523E-3,1.4883018718069825E-3,2.8148547204524272E-3,7.1379594134481647E-3,0,0,1.3694253836123327E-2,null,1.8858191506261023E-3,1.216679056412789E-3,2.8531558166390216E-3,2.7044619889280033E-3,0,0,8.660116012605917E-3]
[2004,6,14,19,2.3271958550168548E-3,1.2106766879286831E-3,2.3711147237706603E-3,7.4946036978032291E-3,0,0,1.3403590964519428E-2,null,1.9478038366781436E-3,9.8972190937421899E-4,2.4033779494514488E-3,2.8395889705678111E-3,0,0,8.1804926660716225E-3]
[2004,6,14,23,2.9588442766774439E-3,1.0635175521050042E-3,1.9506744240922061E-3,7.4319068876298059E-3,1.5449265141447738E-5,2.621902472901438E-4,1.3682582652936053E-2,null,2.4764775262990282E-3,8.6942007954510518E-4,1.9772168130130371E-3,2.8158341227016831E-3,2.2406556848054878E-6,1.05132985673195E-4,8.2463221829168539E-3]
[2004,6,15,3,1.6653974318716668E-3,1.1533192327789364E-3,1.7636174547455805E-3,6.7001130865849863E-3,1.5449265141447738E-5,2.621902472901438E-4,1.1560086718412762E-2,null,1.3938953614069864E-3,9.4283248745532806E-4,1.7876146014827697E-3,2.5385688142256853E-3,2.2406556848054878E-6,1.05132985673195E-4,6.7702849059287692E-3]
[2004,6,15,6,1.636296114305395E-3,1.2631169726880402E-3,1.933612964792336E-3,5.6483152382683938E-3,6.4423438731978274E-6,1.093333383676782E-4,1.0597116972295042E-2,null,1.3695382975673542E-3,1.0325915700174378E-3,1.9599232022671329E-3,2.1400589410188894E-3,9.3435346541018838E-7,4.3840457129939147E-5,6.5468868214661625E-3]
[2004,6,15,10,1.9194713374595612E-3,1.5505458987694835E-3,3.0536056991429944E-3,6.2196724443260975E-3,0,0,1.2743295379698136E-2,null,1.6065487687414186E-3,1.2675632254289316E-3,3.0951554262919714E-3,2.3565373147922015E-3,0,0,8.3258047352545231E-3]
[2004,6,15,13,2.0439888597364895E-3,1.5319486452472057E-3,3.0967766309632867E-3,6.250412767505909E-3,0,0,1.2923126903452891E-2,null,1.7107667730412331E-3,1.2523600671880014E-3,3.1389137752887522E-3,2.3681843459325762E-3,0,0,8.4702249614505634E-3]
[2004,6,15,16,2.3710561646740238E-3,1.580029105835083E-3,2.7158765712095617E-3,5.1478948437901134E-3,0,0,1.181485668550878E-2,null,1.9845138021260264E-3,1.2916655941970659E-3,2.7528308939421026E-3,1.9504574236999374E-3,0,0,7.9794677139651323E-3]
[2004,6,15,17,2.3451782433130839E-3,1.6106719531643191E-3,2.5183709997610082E-3,4.6410509487976835E-3,0,0,1.1115272145036095E-2,null,1.9628546390592682E-3,1.3167159628625776E-3,2.5526379085270396E-3,1.7584221417754253E-3,0,0,7.5906306522243103E-3]
[2004,6,15,20,2.4059462527549554E-3,1.2347782190314425E-3,2.2561580921052751E-3,6.864808076158491E-3,0,0,1.2761690640050165E-2,null,2.0137159198934562E-3,1.0094247859718315E-3,2.2868571287091954E-3,2.6009691885160277E-3,0,0,7.9109670230905101E-3]
[2004,6,15,24,2.7453270234558871E-3,9.6195715505709449E-4,1.8805392550697356E-3,7.609668596810568E-3,1.5449265141447738E-5,2.621902472901438E-4,1.3475131542824877E-2,null,2.2977690071490937E-3,7.8639498202296473E-4,1.906127330492511E-3,2.8831852741610896E-3,2.2406556848054878E-6,1.05132985673195E-4,7.9808502351836601E-3]
[2004,6,16,4,1.6056804817443898E-3,1.2022251267899096E-3,1.7189659178641424E-3,6.0065467158642262E-3,1.5449265141447738E-5,2.621902472901438E-4,1.0811057754694259E-2,null,1.3439137905297965E-3,9.8281280200404999E-4,1.7423555011642034E-3,2.275787285532889E-3,2.2406556848054878E-6,1.05132985673195E-4,6.4522430205889401E-3]
[2004,6,16,7,1.7166983792090704E-3,1.4480257296458964E-3,2.5910549284160591E-3,5.9588092332357968E-3,0,0,1.1714588270506823E-2,null,1.4368329516547546E-3,1.1837535192158212E-3,2.6263108310802157E-3,2.2577002945964515E-3,0,0,7.5045975965472422E-3]
[2004,6,16,11,2.2306836123269762E-3,1.5211166285143329E-3,3.1009688878570864E-3,7.2602531720587912E-3,0,0,1.4113022300757186E-2,null,1.8670255402608031E-3,1.2435049497234252E-3,3.1431630752808554E-3,2.7507971951807111E-3,0,0,9.0044907604457953E-3]
[2004,6,16,14,2.048371462605563E-3,1.5563488563774136E-3,3.0572189344496496E-3,6.9364576334777946E-3,0,0,1.3598396886910421E-2,null,1.7144349003561797E-3,1.2723071131580034E-3,3.0988178260801962E-3,2.6281160932642529E-3,0,0,8.7136759328586312E-3]
[2004,6,16,17,2.3465325874568385E-3,1.6106719531643191E-3,2.5253181951365071E-3,5.5579755151183774E-3,0,0,1.2040498250876042E-2,null,1.9639881907170288E-3,1.3167159628625776E-3,2.5596796328302201E-3,2.1058306226441458E-3,0,0,7.9462144090539713E-3]
[2004,6,16,19,2.1274197344932897E-3,1.3378944122792488E-3,2.3651403601690477E-3,7.4031126878721099E-3,0,0,1.3233567194813696E-2,null,1.7805962966708773E-3,1.0937217388133252E-3,2.3973222940256804E-3,2.8049244475080171E-3,0,0,8.0765647770178993E-3]
[2004,6,16,22,2.7910506856673343E-3,1.2582570813910654E-3,2.0291888989227278E-3,7.7532816415560799E-3,5.1446056013162179E-6,8.7309357595306123E-5,1.3924232270733829E-2,null,2.3360385513692072E-3,1.0286186341033727E-3,2.0567996166744123E-3,2.9375980269005773E-3,7.461383878865274E-7,3.5009286333390764E-5,8.394810253768847E-3]
[2004,6,17,1,2.3428001445651814E-3,1.0700900770947784E-3,1.8412170982122335E-3,6.9489557077594384E-3,1.5449265141447738E-5,2.621902472901438E-4,{"$f":"SUM(E4035:J4035)","v":1.2480702540063223E-2},null,1.9608642307938108E-3,8.7479308461503699E-4,1.8662701258753073E-3,2.6328514195489362E-3,2.2406556848054878E-6,1.05132985673195E-4,{"$f":"SUM(M4035:R4035)","v":7.4421525021910913E-3}]
[2004,6,17,5,1.5676915719561417E-3,1.1952795390358002E-3,1.7687962830504496E-3,5.6364787800076864E-3,1.5449265141447738E-5,2.621902472901438E-4,1.044588568648167E-2,null,1.3121180376810388E-3,9.7713482006034531E-4,1.7928638969416264E-3,2.1355742907714663E-3,2.2406556848054878E-6,1.05132985673195E-4,6.3250646868124776E-3]
[2004,6,17,8,1.7881109766928484E-3,1.446313460500217E-3,2.9534013182675313E-3,7.9004244350069155E-3,0,0,1.4088250190467512E-2,null,1.4966034823843428E-3,1.1823537480753332E-3,2.993587586903945E-3,2.9933481466172477E-3,0,0,8.6658929639808688E-3]
[2004,6,17,10,1.9203373360577127E-3,1.5505458987694835E-3,3.0857677433589392E-3,7.5657332951099224E-3,0,0,1.4122384273296058E-2,null,1.60727358757796E-3,1.2675632254289316E-3,3.1277550922225012E-3,2.8665388705408036E-3,0,0,8.8691307757701975E-3]
[2004,6,17,16,2.3724487945648511E-3,1.580029105835083E-3,2.7571526006150578E-3,6.8667274640316026E-3,0,0,1.3576357965046595E-2,null,1.9856793979819054E-3,1.2916655941970659E-3,2.7946685570123752E-3,2.6016964147783485E-3,0,0,8.6737099639696939E-3]
[2004,6,17,19,2.1278497007472612E-3,1.3378944122792488E-3,2.4223177655169747E-3,7.5366677137867636E-3,0,0,1.3424729592330247E-2,null,1.7809561675074131E-3,1.0937217388133252E-3,2.4552776994906361E-3,2.8555263730857912E-3,0,0,8.1854819788971661E-3]
[2004,6,17,20,2.4072368008049511E-3,1.2347782190314425E-3,2.3500001304888217E-3,7.5563077408533118E-3,0,0,1.3548322891178528E-2,null,2.014796075840701E-3,1.0094247859718315E-3,2.3819760546394983E-3,2.8629676743858416E-3,0,0,8.2691645908378724E-3]
[2004,6,17,23,2.7642616050182903E-3,1.1638659051872371E-3,1.9367802539647168E-3,6.6285249770030022E-3,1.5449265141447738E-5,2.621902472901438E-4,1.2771072253604838E-2,null,2.3136167711151727E-3,9.5145433741540813E-4,1.9631335880321587E-3,2.5114451910710168E-3,2.2406556848054878E-6,1.05132985673195E-4,7.8470235289917582E-3]
[2004,6,18,3,1.8432395506718399E-3,1.1161087628786836E-3,1.8007101693866363E-3,5.7685512365037066E-3,1.5449265141447738E-5,2.621902472901438E-4,1.0806249231872457E-2,null,1.542744698937041E-3,9.1241312142177687E-4,1.825212028363845E-3,2.1856144938167347E-3,2.2406556848054878E-6,1.05132985673195E-4,6.5733579838973977E-3]
[2004,6,18,6,1.678406787895203E-3,1.233622853585374E-3,1.9702327973004381E-3,5.0697304419482789E-3,6.4423438731978274E-6,1.093333383676782E-4,1.0067768562970172E-2,null,1.4047838620549788E-3,1.0084802807156313E-3,1.9970413126142437E-3,1.9208421455196966E-3,9.3435346541018838E-7,4.3840457129939147E-5,6.3759224114998993E-3]
[2004,6,18,11,2.2984963180507096E-3,1.2939057537729472E-3,3.2238238040606876E-3,6.918840603084812E-3,0,0,1.3735066478969157E-2,null,1.9237830529984911E-3,1.0577612387708631E-3,3.2676896507457037E-3,2.6214412739922568E-3,0,0,8.8706752165073153E-3]
[2004,6,18,14,2.0567089957168883E-3,1.3743681769117703E-3,3.1273290165056305E-3,6.6625508917528657E-3,0,0,1.3220957080887155E-2,null,1.7214132038572199E-3,1.1235388521137603E-3,3.169881880281512E-3,2.524337081841107E-3,0,0,8.5391710180935994E-3]
[2004,6,18,17,2.1638831826104837E-3,1.4167052171167173E-3,2.5967965531688546E-3,4.9797320563839198E-3,0,0,1.1157117009279975E-2,null,1.8111152768366743E-3,1.158149162766212E-3,2.6321305808319059E-3,1.8867431546561277E-3,0,0,7.4881381750909201E-3]
[2004,6,18,20,2.2821314497771653E-3,1.3408692412328266E-3,2.291887869430432E-3,4.9220898640597727E-3,0,0,1.0836978424500196E-2,null,1.9100860738030245E-3,1.0961536460445066E-3,2.3230730730923227E-3,1.8649034230088127E-3,0,0,7.1942162159486667E-3]
[2004,6,18,21,2.2739754065163381E-3,1.3057700612343474E-3,2.1797060975185601E-3,4.903737343449093E-3,0,0,1.0663188908718337E-2,null,1.9032596726983194E-3,1.0674602485487661E-3,2.2093648689972337E-3,1.8579499379134661E-3,0,0,7.0380347281577852E-3]
[2004,6,18,24,2.6926936619975496E-3,8.2465773595453919E-4,1.8368880896814752E-3,4.9140801338131024E-3,1.5449265141447738E-5,2.621902472901438E-4,1.0545959133878258E-2,null,2.2537162201158017E-3,6.7415341944473419E-4,1.8618822134974253E-3,1.8618686605873741E-3,2.2406556848054878E-6,1.05132985673195E-4,6.7589941550033356E-3]
[2004,6,19,4,1.6724295683589591E-3,7.9991086408721663E-4,1.7506354975701745E-3,4.9865535991984195E-3,1.5449265141447738E-5,2.621902472901438E-4,9.4871690416463619E-3,null,1.3997810810813596E-3,6.5392298012119409E-4,1.7744560017308028E-3,1.8893277313087914E-3,2.2406556848054878E-6,1.05132985673195E-4,5.8248614356001486E-3]
[2004,6,19,8,1.7883706418071359E-3,8.7953546960938597E-4,2.4193371013416483E-3,4.7535297791776029E-3,0,0,9.8407729919357742E-3,null,1.4968208154913824E-3,7.1901568191047041E-4,2.4522564780870984E-3,1.8010386241202898E-3,0,0,6.4691315996092411E-3]
[2004,6,19,11,2.025056273954422E-3,9.8413917386713529E-4,2.5464095870433813E-3,4.3589718416890714E-3,0,0,9.9145768765540113E-3,null,1.6949206794926168E-3,8.045286672829072E-4,2.5810580105713062E-3,1.6515467480027017E-3,0,0,6.7320541053495324E-3]
[2004,6,19,15,2.3046027815525187E-3,8.8937805081439785E-4,2.4786857851964847E-3,3.8911672373545254E-3,0,0,9.5638338549179271E-3,null,1.9288940078894246E-3,7.270619409658599E-4,2.5124127061581089E-3,1.4743028471359248E-3,0,0,6.6426715021493188E-3]
[2004,6,19,18,2.2200350228117642E-3,8.9261147775358536E-4,2.1826645899297595E-3,4.0228449208021969E-3,0,0,9.3181560112973062E-3,null,{"$f":"E4100*V$5","v":1.8581129412338551E-3},{"$f":"F4100*W$5","v":7.2970525070824028E-4},{"$f":"G4100*X$5","v":2.212363616950428E-3},{"$f":"H4100*Y$5","v":1.524193476802911E-3},{"$f":"I4100*Z$5","v":0},{"$f":"J4100*AA$5","v":0},6.3243752856954345E-3]
[2004,6,19,19,2.2536294830528048E-3,8.7346715973590143E-4,2.0209946430422023E-3,4.046748567231884E-3,0,0,9.1948398530627921E-3,null,1.8862306513988882E-3,7.1405487008139733E-4,2.0484938633939047E-3,1.5332501972774024E-3,0,0,6.1820295821515929E-3]
[2004,6,20,1,2.538693992391513E-3,7.3215085359839194E-4,1.6866240543610387E-3,4.794897386930199E-3,1.5449265141447738E-5,2.621902472901438E-4,1.0030005799712733E-2,null,2.1248224071351868E-3,5.9852952319839334E-4,1.7095735691858474E-3,1.8167121683728669E-3,2.2406556848054878E-6,1.05132985673195E-4,6.3570113092502947E-3]
[2004,6,20,2,2.1327219130855119E-3,7.3661703877182447E-4,1.6613542323714505E-3,4.8050506093055036E-3,1.5449265141447738E-5,2.621902472901438E-4,9.6133833059658825E-3,null,1.7850340855155159E-3,6.0218060639966563E-4,1.6839599064020581E-3,1.8205590666793229E-3,2.2406556848054878E-6,1.05132985673195E-4,5.9991073063545633E-3]
[2004,6,20,6,1.6109423921686667E-3,7.175977499908659E-4,1.7221500463391862E-3,4.8347838047589744E-3,6.4423438731978274E-6,1.093333383676782E-4,9.0012496754985696E-3,null,1.3483178759403857E-3,5.8663243652498577E-4,1.7455829553605026E-3,1.8318245127621037E-3,9.3435346541018838E-7,4.3840457129939147E-5,5.5571325911833265E-3]
[2004,6,20,9,1.9620821267716895E-3,8.6916406974572489E-4,2.3902909996533278E-3,4.4463761764836291E-3,0,0,9.6679133726543711E-3,null,1.642212917389297E-3,7.1053711634602723E-4,2.4228151526145712E-3,1.6846628933080486E-3,0,0,6.4602280796579436E-3]
[2004,6,20,12,2.3999511527801089E-3,9.1671220931519026E-4,2.4948943415972272E-3,4.5619053014241987E-3,0,0,1.0373463005116726E-2,null,2.008698173446761E-3,7.4940747368510839E-4,2.5288418087466317E-3,1.7284350848992798E-3,0,0,7.0153825407777808E-3]
[2004,6,20,16,2.2668386539380415E-3,9.9529483224023775E-4,2.4132718604951489E-3,4.2749632172607611E-3,0,0,9.9503685639341886E-3,null,1.897286392012269E-3,8.1364836010877899E-4,2.4461087088701759E-3,1.6197171846291073E-3,0,0,6.7767606456203312E-3]
[2004,6,20,18,2.4969914488692743E-3,9.827110771219779E-4,2.123414029652168E-3,4.5257347923752635E-3,0,0,1.0128851348018685E-2,null,2.089918437150561E-3,8.0336120560508596E-4,2.152306847602147E-3,1.7147306406489072E-3,0,0,6.7603171310067012E-3]
[2004,6,20,21,2.9633234345714859E-3,1.0796777579202528E-3,1.8549718173511954E-3,4.7662008208687627E-3,0,0,1.0664173830711696E-2,null,2.4802264677180729E-3,8.8263096393300245E-4,1.8802120023893667E-3,1.8058394850707319E-3,0,0,7.0489089191111739E-3]
[2004,6,20,24,2.9863669502160442E-3,9.1909755272663672E-4,1.7953122344162484E-3,7.0905901426165843E-3,1.5449265141447738E-5,2.621902472901438E-4,1.3069006392407106E-2,null,2.4995133051736586E-3,7.5135747954483063E-4,1.8197406449042661E-3,2.6865145077240777E-3,2.2406556848054878E-6,1.05132985673195E-4,7.8644995787048328E-3]
[2004,6,21,3,1.7467230076289512E-3,1.0543940400415913E-3,1.6777754776719747E-3,6.5439926273018305E-3,1.5449265141447738E-5,2.621902472901438E-4,1.130052466507594E-2,null,1.461962803233429E-3,8.6196165578124426E-4,1.7006045919004684E-3,2.4794171963235445E-3,2.2406556848054878E-6,1.05132985673195E-4,6.6113198885966867E-3]
[2004,6,21,7,1.7492965895309675E-3,1.2068401299518429E-3,2.5343554154740825E-3,6.9365669931954919E-3,0,0,1.2427059128152385E-2,null,1.4641168259350191E-3,9.8658554313860603E-4,2.568839820595881E-3,2.6281575279632334E-3,0,0,7.6476997176327388E-3]
[2004,6,21,10,2.0283707228063359E-3,1.3628652041470873E-3,3.1251848893144793E-3,7.8759444083013625E-3,0,0,1.4392365224569265E-2,null,1.6976947890186003E-3,1.1141352315752169E-3,3.1677085784330727E-3,2.9840730446058276E-3,0,0,8.9636116436327181E-3]
[2004,6,21,13,2.082353445607605E-3,1.3581625045456999E-3,3.1753730936795819E-3,8.1531620691422859E-3,0,0,1.4769051112975173E-2,null,1.7428769572318909E-3,1.1102907990565222E-3,3.2185796824266547E-3,3.0891065118725794E-3,0,0,9.1608539505876468E-3]
[2004,6,21,15,2.1711058730988341E-3,1.3897311259079687E-3,3.0348889822998932E-3,8.2495052135933503E-3,0,0,1.4845231194900046E-2,null,1.8171604853712375E-3,1.1360979831895803E-3,3.0761840352850861E-3,3.1256094333617108E-3,0,0,9.1550519372076145E-3]
[2004,6,21,21,2.7046001628999966E-3,1.2997584096652922E-3,2.1784787576925968E-3,6.7679136602936266E-3,0,0,1.2950750990551513E-2,null,2.2636816590319991E-3,1.0625457545895265E-3,2.2081208290338225E-3,2.5642573988479325E-3,0,0,8.0986056415032811E-3]
[2004,6,21,22,2.936166556018205E-3,1.2394684379450716E-3,2.1361576751283079E-3,7.3611431092274575E-3,5.1446056013162179E-6,8.7309357595306123E-5,1.3765389741515664E-2,null,2.457496849957603E-3,1.0132590155930543E-3,2.165223893001062E-3,2.789022825831388E-3,7.461383878865274E-7,3.5009286333390764E-5,8.4607580091043844E-3]
[2004,6,22,1,2.3432413307599288E-3,1.0700900770947784E-3,1.8865081828938982E-3,7.1415970766088117E-3,1.5449265141447738E-5,2.621902472901438E-4,1.2719076179789008E-2,null,1.9612334924358705E-3,8.7479308461503699E-4,1.9121774761774262E-3,2.7058402430166942E-3,2.2406556848054878E-6,1.05132985673195E-4,7.561417937603029E-3]
[2004,6,22,4,1.6062080859578355E-3,1.2022251267899096E-3,1.7435518724294656E-3,6.2352098303473328E-3,1.5449265141447738E-5,2.621902472901438E-4,1.1064834427956135E-2,null,1.3443553818591133E-3,9.8281280200404999E-4,1.7672759912932285E-3,2.3624241891028854E-3,2.2406556848054878E-6,1.05132985673195E-4,6.564242005617278E-3]
[2004,6,22,8,1.7885288593113059E-3,1.446313460500217E-3,2.9078321846235187E-3,6.6650624728942787E-3,0,0,1.280773697732932E-2,null,1.4969532395247905E-3,1.1823537480753332E-3,2.9473984042896759E-3,2.5252886809376584E-3,0,0,8.1519940728274586E-3]
[2004,6,22,12,2.2745442331347497E-3,1.4891909305202865E-3,2.9871089034843035E-3,5.5894418210894435E-3,0,0,1.2340285888228783E-2,null,1.903735766133841E-3,1.2174058572969975E-3,3.027753823664694E-3,2.1177527173916163E-3,0,0,8.2666481644871476E-3]
[2004,6,22,16,2.3732454265415898E-3,1.580029105835083E-3,2.708658603641017E-3,5.6556129374673112E-3,0,0,1.2317546073485001E-2,null,1.9863461587177355E-3,1.2916655941970659E-3,2.7455147131094397E-3,2.1428239259322131E-3,0,0,8.1663503919564544E-3]
[2004,6,22,19,2.1287158672298702E-3,1.3378944122792488E-3,2.3573909547945017E-3,7.0350613132120036E-3,0,0,1.2859062547515624E-2,null,1.7816811268589823E-3,1.0937217388133252E-3,2.3894674442321092E-3,2.6654754964722878E-3,0,0,7.9303458063767034E-3]
[2004,6,22,22,2.7925846580895393E-3,1.2582570813910654E-3,2.0901945095863315E-3,7.0757639627970405E-3,5.1446056013162179E-6,8.7309357595306123E-5,1.3309254175060599E-2,null,2.3373224473347697E-3,1.0286186341033727E-3,2.1186353169852616E-3,2.6808970984001437E-3,7.461383878865274E-7,3.5009286333390764E-5,8.2012289215448245E-3]
[2004,6,22,23,2.7650879282715124E-3,1.1638659051872371E-3,1.9847100621009214E-3,6.5463225497022944E-3,1.5449265141447738E-5,2.621902472901438E-4,1.2737625957693557E-2,null,2.3143083826954753E-3,9.5145433741540813E-4,2.0117155663064139E-3,2.4802999677438096E-3,2.2406556848054878E-6,1.05132985673195E-4,7.8651518955191076E-3]
[2004,6,23,2,1.9730905379651484E-3,1.0973553232733726E-3,1.9235920398847335E-3,7.6211785812239337E-3,1.5449265141447738E-5,2.621902472901438E-4,1.289285599477878E-2,null,1.6514266780240652E-3,8.970822818685205E-4,1.949765924884223E-3,2.8875462285369935E-3,2.2406556848054878E-6,1.05132985673195E-4,7.4931947546718032E-3]
[2004,6,23,5,1.599841172456236E-3,1.1952795390358002E-3,1.8621641839594296E-3,5.6466704283181174E-3,1.5449265141447738E-5,2.621902472901438E-4,1.0581594836201176E-2,null,1.3390264369319044E-3,9.7713482006034531E-4,1.8875022339152005E-3,2.1394357480680926E-3,2.2406556848054878E-6,1.05132985673195E-4,6.4504728803335427E-3]
[2004,6,23,10,2.0031655279285345E-3,1.5505458987694835E-3,3.2089582948337265E-3,7.7002372116251024E-3,0,0,1.4462906933156848E-2,null,1.6765986809358338E-3,1.2675632254289316E-3,3.2526218698723137E-3,2.9175003160334624E-3,0,0,9.1142840922705422E-3]
[2004,6,23,13,2.1644559216615132E-3,1.5319486452472057E-3,3.2461826154684824E-3,8.0525829243636472E-3,0,0,1.4995170106740849E-2,null,1.8115946448789496E-3,1.2523600671880014E-3,3.2903526934802969E-3,3.0509986356327349E-3,0,0,9.4053060411799835E-3]
[2004,6,23,17,2.4380790616699319E-3,1.6106719531643191E-3,2.64436938541788E-3,6.5388598224738591E-3,0,0,1.323198022272599E-2,null,2.0406102650139635E-3,1.3167159628625776E-3,2.6803507259282339E-3,2.477472456272532E-3,0,0,8.5151494100773068E-3]
[2004,6,23,20,2.5441391847384649E-3,1.2347782190314425E-3,2.3689185274066668E-3,7.6172575545332011E-3,0,0,1.3765093485709775E-2,null,2.1293798948610176E-3,1.0094247859718315E-3,2.401151869936623E-3,2.8860606124066078E-3,0,0,8.4260171631760795E-3]
[2004,6,23,23,2.8042770514948643E-3,1.1638659051872371E-3,2.0641202553123511E-3,7.264951720119219E-3,1.5449265141447738E-5,2.621902472901438E-4,1.3574854444545264E-2,null,2.3471086837126604E-3,9.5145433741540813E-4,2.0922062761875985E-3,2.7525774020853116E-3,2.2406556848054878E-6,1.05132985673195E-4,8.2507203407589796E-3]
[2004,6,23,24,2.8147709263319403E-3,9.6195715505709449E-4,2.0269395034021218E-3,7.6747504874338972E-3,1.5449265141447738E-5,2.621902472901438E-4,1.3756057584656646E-2,null,2.3558917904826439E-3,7.8639498202296473E-4,2.0545196141339944E-3,2.9078437919759642E-3,2.2406556848054878E-6,1.05132985673195E-4,8.2120238199735688E-3]
[2004,6,24,6,1.636296114305395E-3,1.2631169726880402E-3,1.9889719931740976E-3,5.7623010322368842E-3,6.4423438731978274E-6,1.093333383676782E-4,1.0766461794645294E-2,null,1.3695382975673542E-3,1.0325915700174378E-3,2.016035488518809E-3,2.1832463884684738E-3,9.3435346541018838E-7,4.3840457129939147E-5,6.6461865551674243E-3]
[2004,6,24,7,1.7143218654905312E-3,1.4480257296458964E-3,2.6297433584926166E-3,6.3262266322917197E-3,0,0,1.2118317585920763E-2,null,1.434843870018626E-3,1.1837535192158212E-3,2.6655256859384516E-3,2.3969090421196485E-3,0,0,7.681032117292548E-3]
[2004,6,24,11,2.2796061686834483E-3,1.5211166285143329E-3,3.1490781728206914E-3,8.084349062908865E-3,0,0,1.5034150032927338E-2,null,1.9079724776514891E-3,1.2435049497234252E-3,3.1919269724834049E-3,3.0630343322869784E-3,0,0,9.4064387321452971E-3]
[2004,6,24,14,2.1015539616573253E-3,1.5563488563774136E-3,3.1025440109523593E-3,7.5722746707517089E-3,0,0,1.4332721499738807E-2,null,1.7589473016110385E-3,1.2723071131580034E-3,3.144759630722437E-3,2.8690172962019499E-3,0,0,9.045031341693429E-3]
[2004,6,24,18,2.3956962670057397E-3,1.4917907868111295E-3,2.450071894014669E-3,5.8549441680492949E-3,0,0,1.2192503115880833E-2,null,2.0051369420969901E-3,1.219531226322376E-3,2.483409472183408E-3,2.2183474341353508E-3,0,0,7.9264250747381262E-3]
[2004,6,24,21,2.5111979649337377E-3,1.3430688297604364E-3,2.2194072961575647E-3,7.212417639747541E-3,0,0,1.3286091730599279E-2,null,2.1018089303535886E-3,1.0979517982506982E-3,2.2496062729323581E-3,2.7326730547418934E-3,0,0,8.1820400562785372E-3]
[2004,6,24,23,2.7334409981089043E-3,1.1638659051872371E-3,2.0099707175603113E-3,7.2600287976059569E-3,1.5449265141447738E-5,2.621902472901438E-4,1.3444945930894002E-2,null,2.2878207057528887E-3,9.5145433741540813E-4,2.0373199378330869E-3,2.7507121831844487E-3,2.2406556848054878E-6,1.05132985673195E-4,8.1346808055438331E-3]
[2004,6,25,2,2.0861797474335023E-3,9.7333101097774077E-4,1.8811031623993098E-3,7.6114963562238609E-3,1.5449265141447738E-5,2.621902472901438E-4,1.2829749789466006E-2,null,{"$f":"E4228*V$5","v":1.746079474699729E-3},{"$f":"F4228*W$5","v":7.9569305021158119E-4},{"$f":"G4228*X$5","v":1.9066989107825096E-3},{"$f":"H4228*Y$5","v":2.8838777838227224E-3},{"$f":"I4228*Z$5","v":2.2406556848054878E-6},{"$f":"J4228*AA$5","v":1.05132985673195E-4},7.4397228608745428E-3]
[2004,6,25,5,1.6960971649801271E-3,1.1529336088722587E-3,1.8431594849666355E-3,5.9990670520917305E-3,1.5449265141447738E-5,2.621902472901438E-4,1.0968896823342343E-2,null,1.4195902584672173E-3,9.4251724191287821E-4,1.8682389422501693E-3,2.2729533570680447E-3,2.2406556848054878E-6,1.05132985673195E-4,6.6106734410563105E-3]
[2004,6,25,9,2.4414406348750111E-3,1.1280797438013581E-3,3.1224870608991115E-3,7.725531105702667E-3,0,0,1.4417538545278148E-2,null,2.0434238164269282E-3,9.2219933620067219E-4,3.1649740412721767E-3,2.9270837797550219E-3,0,0,9.0576809736547994E-3]
[2004,6,25,12,2.2907528426993748E-3,1.3352460393133837E-3,3.1044499261921933E-3,7.0082624483299265E-3,0,0,1.3738711256534877E-2,null,1.9173019607577851E-3,1.0915567076579011E-3,3.146691479323021E-3,2.6553218226809455E-3,0,0,8.8108719704196523E-3]
[2004,6,25,15,1.9551712832167412E-3,1.3837321999257649E-3,2.9589971582633092E-3,7.7267278743123396E-3,0,0,1.4024628515718155E-2,null,1.636428716819331E-3,1.1311938923315502E-3,2.9992595682381607E-3,2.9275372167987101E-3,0,0,8.694419394187752E-3]
[2004,6,25,20,2.3114770501402259E-3,1.3408692412328266E-3,2.3171379492940795E-3,6.2600922192622335E-3,0,0,1.2229576459929364E-2,null,1.9346475961405497E-3,1.0961536460445066E-3,2.3486667251234961E-3,2.3718517399078519E-3,0,0,7.7513197072164048E-3]
[2004,6,25,23,2.6357286319560139E-3,9.5362159800848234E-4,2.0216981776398604E-3,5.6702270892717722E-3,1.5449265141447738E-5,2.621902472901438E-4,1.1558915009307721E-2,null,2.2060379364714777E-3,7.7958070739448011E-4,2.0492069708288748E-3,2.1483610011334428E-3,2.2406556848054878E-6,1.05132985673195E-4,7.2905602571862764E-3]
[2004,6,26,2,2.2403760764508436E-3,7.9675248399012008E-4,1.8140197918449447E-3,5.1117053182643066E-3,1.5449265141447738E-5,2.621902472901438E-4,1.0240493182981807E-2,null,1.8751378866138767E-3,6.5134102078275513E-4,1.8387027518666512E-3,1.9367457744017518E-3,2.2406556848054878E-6,1.05132985673195E-4,6.4093010750230356E-3]
[2004,6,26,3,1.8382418323752534E-3,7.8959136921154032E-4,1.7786778641409331E-3,5.0958593869562937E-3,1.5449265141447738E-5,2.621902472901438E-4,9.7800099651156134E-3,null,1.5385617356287562E-3,6.45486846615059E-4,1.8028799344873836E-3,1.9307419970727654E-3,2.2406556848054878E-6,1.05132985673195E-4,6.0250441551619642E-3]
[2004,6,26,6,1.6206937212967143E-3,7.7233991029637184E-4,1.9056557950161966E-3,4.8826727654058544E-3,6.4423438731978274E-6,1.093333383676782E-4,9.2971378742560135E-3,null,1.3564794908072122E-3,6.3138386848121621E-4,1.9315856255588274E-3,1.8499688963676967E-3,9.3435346541018838E-7,4.3840457129939147E-5,5.814192691810301E-3]
[2004,6,26,10,2.0589323572297678E-3,9.5612056677180069E-4,2.5991599375599227E-3,4.5593863656837796E-3,0,0,1.017359922724527E-2,null,1.7232741009861718E-3,7.8162360138967998E-4,2.6345261232637533E-3,1.7274806992593613E-3,0,0,6.8669045248989664E-3]
[2004,6,26,13,2.3860474314028432E-3,8.7176698216777479E-4,2.538857521107362E-3,4.9596396609407085E-3,0,0,1.0756311595618689E-2,null,1.9970611117081194E-3,7.1266498374280738E-4,2.5734031853696946E-3,1.8791304580021934E-3,0,0,7.1622597388228144E-3]
[2004,6,26,17,2.3581817468209822E-3,9.4443760973107033E-4,2.3246092594680664E-3,4.056578592138909E-3,0,0,9.6838072081590273E-3,null,1.9737382413002832E-3,7.7207284463952624E-4,2.3562396957375531E-3,1.5369746410814926E-3,0,0,6.6390254227588546E-3]
[2004,6,26,21,2.5289425471521254E-3,8.5263298479377775E-4,1.9541271345669122E-3,4.5876696897416795E-3,0,0,9.9233723562544944E-3,null,2.1166606950861174E-3,6.970230401886178E-4,1.9807165037439658E-3,1.7381968115828654E-3,0,0,6.5325970506015666E-3]
[2004,6,26,24,2.8351811727700986E-3,6.3500795009960808E-4,1.7661524184506066E-3,4.7905604622731782E-3,1.5449265141447738E-5,2.621902472901438E-4,1.0304541516025082E-2,null,2.3729746484784969E-3,5.1911570372734767E-4,1.7901840578697771E-3,1.815068974960803E-3,2.2406556848054878E-6,1.05132985673195E-4,6.6047170263944261E-3]
[2004,6,27,1,2.5966600758742793E-3,7.3215085359839194E-4,1.7470140971792298E-3,4.791736514824411E-3,1.5449265141447738E-5,2.621902472901438E-4,1.0145201053907904E-2,null,2.1733385470902918E-3,5.9852952319839334E-4,1.7707853257578198E-3,1.8155145630116118E-3,2.2406556848054878E-6,1.05132985673195E-4,6.4655416004161179E-3]
[2004,6,27,4,1.7678564654598748E-3,7.5974892284433478E-4,1.708667384143321E-3,4.7967687312878088E-3,1.5449265141447738E-5,2.621902472901438E-4,9.3106810161669318E-3,null,1.4796509708006793E-3,6.2109080158219377E-4,1.7319168376072819E-3,1.8174211916931475E-3,2.2406556848054878E-6,1.05132985673195E-4,5.7574534430413025E-3]
[2004,6,27,7,1.7008631313191408E-3,7.1547965102239071E-4,2.1302847302806386E-3,4.5592613831492686E-3,0,0,9.1058888957714391E-3,null,1.42357925127184E-3,5.8490090161048328E-4,2.1592710363114512E-3,1.7274333453176692E-3,0,0,5.8951845345114433E-3]
[2004,6,27,10,2.1223405764333172E-3,8.9837867462479941E-4,2.5164942687438095E-3,4.4856085230660942E-3,0,0,1.0022822042868021E-2,null,1.7763451703486203E-3,7.3441990422063298E-4,2.5507356412522559E-3,1.6995274202579813E-3,0,0,6.7610281360794911E-3]
[2004,6,27,15,2.5514400164572963E-3,9.1834668648581991E-4,2.5197789473484964E-3,4.4302544050389683E-3,0,0,1.041982005533058E-2,null,2.1354905056212704E-3,7.5074365028970772E-4,2.5540650137412363E-3,1.6785546044343232E-3,0,0,7.1188537740865384E-3]
[2004,6,27,18,2.6151110087235955E-3,9.827110771219779E-4,2.2232023137627715E-3,4.3403847672693705E-3,0,0,1.0161409166877716E-2,null,{"$f":"E4292*V$5","v":2.1887815093647018E-3},{"$f":"F4292*W$5","v":8.0336120560508596E-4},{"$f":"G4292*X$5","v":2.2534529284900569E-3},{"$f":"H4292*Y$5","v":1.6445043941110907E-3},{"$f":"I4292*Z$5","v":0},{"$f":"J4292*AA$5","v":0},6.8901000375709356E-3]
[2004,6,27,22,3.4074279009426488E-3,1.0531690360835533E-3,1.8782269340592551E-3,5.177571501699332E-3,5.1446056013162179E-6,8.7309357595306123E-5,1.1608849335981412E-2,null,2.8519306290239917E-3,8.6096022140290948E-4,1.9037835462492061E-3,1.9617014485850733E-3,7.461383878865274E-7,3.5009286333390764E-5,7.6141312699824579E-3]
[2004,6,28,1,2.6433510884698442E-3,9.1130028031453545E-4,1.822203917624025E-3,6.4701006161762597E-3,1.5449265141447738E-5,2.621902472901438E-4,1.2124595415016256E-2,null,2.2124177390181968E-3,7.4498324981317628E-4,1.8469982372076976E-3,2.4514206606472489E-3,2.2406556848054878E-6,1.05132985673195E-4,7.3631935280443206E-3]
[2004,6,28,2,2.2763501693909547E-3,9.6012325908902639E-4,1.7764959538149945E-3,6.8295556351900804E-3,1.5449265141447738E-5,2.621902472901438E-4,1.2120164529916648E-2,null,1.9052472889225438E-3,7.8489578158637632E-4,1.8006683353975251E-3,2.5876125860063003E-3,2.2406556848054878E-6,1.05132985673195E-4,7.1857976332707464E-3]
[2004,6,28,7,1.8143922360145579E-3,1.2068401299518429E-3,2.629589876194664E-3,6.9764389046320157E-3,0,0,1.2627261146793082E-2,null,1.5186002290823932E-3,9.8658554313860603E-4,2.6653701152413306E-3,2.6432643761056906E-3,0,0,7.8138202635680207E-3]
[2004,6,28,9,2.3722406913412545E-3,1.2501559749697451E-3,3.1715242588431689E-3,8.0807074371852822E-3,0,0,1.4874628362339451E-2,null,1.9855052208680741E-3,1.0219960216459789E-3,3.2146784773587679E-3,3.0616545768447187E-3,0,0,9.2838342967175389E-3]
[2004,6,28,13,2.2126402818216828E-3,1.3581625045456999E-3,3.2541497362502678E-3,8.0037493930252418E-3,0,0,1.4828701915642893E-2,null,1.8519237307981836E-3,1.1102907990565222E-3,3.2984282210857725E-3,3.0324963688587014E-3,0,0,9.2931391197991799E-3]
[2004,6,28,16,2.4167371420842311E-3,1.4883018718069825E-3,2.9012200786973962E-3,6.7500409813059286E-3,0,0,1.3556300073894538E-2,null,2.0227476202513881E-3,1.216679056412789E-3,2.9406963289227745E-3,2.5574857182929164E-3,0,0,8.7376087238798684E-3]
[2004,6,28,19,2.506079137085939E-3,1.2106766879286831E-3,2.462033368168381E-3,7.0849963953615097E-3,0,0,1.3263785588544512E-2,null,2.0975246014262473E-3,9.8972190937421899E-4,2.4955337034303247E-3,2.6843951237446009E-3,0,0,8.2671753379753923E-3]
[2004,6,28,23,3.1278532503267249E-3,1.0635175521050042E-3,2.0240367246834785E-3,7.1523826035149842E-3,1.5449265141447738E-5,2.621902472901438E-4,1.3645429643061783E-2,null,2.6179337456358918E-3,8.6942007954510518E-4,2.0515773379570618E-3,2.7099267116919503E-3,2.2406556848054878E-6,1.05132985673195E-4,8.3562315161880094E-3]
[2004,6,28,24,2.932591291516789E-3,9.0943482179470638E-4,1.9796257275701908E-3,7.3520097770028098E-3,1.5449265141447738E-5,2.621902472901438E-4,1.3451301130316088E-2,null,2.4545044443558205E-3,7.4345824715432241E-4,2.0065620503772648E-3,2.7855623480669343E-3,2.2406556848054878E-6,1.05132985673195E-4,8.097460731312343E-3]
[2004,6,29,4,1.6402672629332231E-3,1.2022251267899096E-3,1.7915813746919686E-3,5.8376528310439641E-3,1.5449265141447738E-5,2.621902472901438E-4,1.0749366107890656E-2,null,1.3728620481303453E-3,9.8281280200404999E-4,1.8159590202093752E-3,2.2117960150308158E-3,2.2406556848054878E-6,1.05132985673195E-4,6.4908035267325862E-3]
[2004,6,29,7,1.7336473770891668E-3,1.4480257296458964E-3,2.6786374099958309E-3,4.9502951841875371E-3,0,0,1.0810605700918432E-2,null,1.451018832498231E-3,1.1837535192158212E-3,2.7150850278227184E-3,1.8755899808543743E-3,0,0,7.2254473603911452E-3]
[2004,6,29,10,1.9764118107475212E-3,1.5505458987694835E-3,3.1618200361318068E-3,5.8460829035739828E-3,0,0,1.2534860649222795E-2,null,1.654206499006564E-3,1.2675632254289316E-3,3.2048422114677763E-3,2.2149900386166585E-3,0,0,8.3416019745199306E-3]
[2004,6,29,14,2.1430826094056034E-3,1.5563488563774136E-3,3.1623991980089744E-3,5.275516185740038E-3,0,0,1.2137346849532028E-2,null,1.7937057252485563E-3,1.2723071131580034E-3,3.2054292538705722E-3,1.998811168557226E-3,0,0,8.2702532608343593E-3]
[2004,6,29,17,2.3894817217796228E-3,1.6106719531643191E-3,2.6126214563728812E-3,5.199408413594825E-3,0,0,1.1812183544911647E-2,null,1.9999355255473062E-3,1.3167159628625776E-3,2.6481708099408033E-3,1.969975115435247E-3,0,0,7.9347974137859347E-3]
[2004,6,29,21,2.551230434489737E-3,1.3430688297604364E-3,2.1781126157654615E-3,7.1593919117097513E-3,0,0,1.3231803791725387E-2,null,2.1353150908362917E-3,1.0979517982506982E-3,2.2077497050956912E-3,2.7125824297317184E-3,0,0,8.1535990239143992E-3]
[2004,6,30,1,2.4037526761132317E-3,1.0700900770947784E-3,1.9328873827266729E-3,6.931188353031875E-3,1.5449265141447738E-5,2.621902472901438E-4,1.261555800139815E-2,null,2.0118799519453414E-3,8.7479308461503699E-4,1.959187747369211E-3,2.6261196447206897E-3,2.2406556848054878E-6,1.05132985673195E-4,7.5793540700082795E-3]
[2004,6,30,4,1.643583417868226E-3,1.2022251267899096E-3,1.7931609480506482E-3,6.1484472274883949E-3,1.5449265141447738E-5,2.621902472901438E-4,1.1065056232628769E-2,null,1.3756375856045519E-3,9.8281280200404999E-4,1.8175600864680985E-3,2.3295511860636172E-3,2.2406556848054878E-6,1.05132985673195E-4,6.612935301498318E-3]
[2004,6,30,5,1.5869890852817968E-3,1.1952795390358002E-3,1.8544380770536412E-3,5.8576335610257295E-3,1.5449265141447738E-5,2.621902472901438E-4,1.0771979774828558E-2,null,1.3282695663171134E-3,9.7713482006034531E-4,1.8796709996074198E-3,2.219366403375265E-3,2.2406556848054878E-6,1.05132985673195E-4,6.5118154307181441E-3]
[2004,6,30,8,1.813329843597989E-3,1.446313460500217E-3,3.0388851412470768E-3,7.7932298430870477E-3,0,0,1.4091758288432329E-2,null,1.5177110336068212E-3,1.1823537480753332E-3,3.0802345690698414E-3,2.9527337801752442E-3,0,0,8.7330331309272407E-3]
[2004,6,30,11,2.3191703215118663E-3,1.5211166285143329E-3,3.2151017507606539E-3,7.6764851890031155E-3,0,0,1.4731873889789969E-2,null,1.9410866689250701E-3,1.2435049497234252E-3,3.2588489184247026E-3,2.9085010434654092E-3,0,0,9.3519415805386075E-3]
[2004,6,30,15,2.3222593445987759E-3,1.527155186905527E-3,3.089881662277299E-3,7.4591191260505452E-3,0,0,1.4398415319832148E-2,null,1.9436721028099316E-3,1.2484414398701261E-3,3.1319249883119209E-3,2.8261444173082735E-3,0,0,9.1501829483002523E-3]
[2004,6,30,18,2.4608490067455648E-3,1.4917907868111295E-3,2.5147775549470433E-3,5.6236252777346974E-3,0,0,1.2091042626238436E-2,null,2.0596681308500762E-3,1.219531226322376E-3,2.5489955685162958E-3,2.1307042983396787E-3,0,0,7.9588992240284262E-3]
[2004,6,30,23,2.776507429054297E-3,1.1638659051872371E-3,2.0499412841034417E-3,6.6487410927669128E-3,1.5449265141447738E-5,2.621902472901438E-4,1.2916695223543479E-2,null,2.3238662148778017E-3,9.5145433741540813E-4,2.0778343749009295E-3,2.5191047634334283E-3,2.2406556848054878E-6,1.05132985673195E-4,7.9796333319855691E-3]
[2004,7,1,2,1.8528232103730037E-3,6.9362446202137602E-4,1.8182421776981122E-3,7.0540985922924355E-3,1.5597601540512758E-5,2.6479431570797181E-4,1.1699180359633412E-2,null,1.5507659787511584E-3,5.6703439802328198E-4,1.8429825907761075E-3,2.6726884259194129E-3,2.2621693809447895E-6,1.0617716443458336E-4,6.7419107272854882E-3]
[2004,7,1,5,1.5234248510032817E-3,7.9614104805131802E-4,1.7922168693780055E-3,5.1441269277184339E-3,1.5597601540512758E-5,2.6479431570797181E-4,9.5363016133995244E-3,null,1.2750679162985749E-3,6.5084117507593258E-4,1.8166031619289229E-3,1.949029818805725E-3,2.2621693809447895E-6,1.0617716443458336E-4,5.7999814059246828E-3]
[2004,7,1,6,1.5921752893910093E-3,7.8603709920782995E-4,1.8830708927544068E-3,5.203269538168109E-3,7.7988007702563789E-6,1.323971578539859E-4,9.6047487781455981E-3,null,1.3326102874643873E-3,6.4258124933249956E-4,1.9086934156027512E-3,1.9714380355834462E-3,1.1310846904723947E-6,5.3088582217291682E-5,5.9095426548908475E-3]
[2004,7,1,9,1.8704298492130775E-3,8.756884510677346E-4,2.438954752694145E-3,6.9278094836265729E-3,0,0,1.2112882536601529E-2,null,1.5655022883788042E-3,7.1587076421741121E-4,2.4721410624169698E-3,2.6248394435675459E-3,0,0,7.378353558580731E-3]
[2004,7,1,15,2.1656418744826298E-3,8.8174864752850121E-4,2.4581226303042386E-3,6.7567001518855909E-3,0,0,1.2262213304200961E-2,null,1.8125872572755859E-3,7.2082494337369319E-4,2.4915697530341085E-3,2.5600087746269935E-3,0,0,7.5849907283103805E-3]
[2004,7,1,17,2.3012390696682235E-3,9.8655378059699312E-4,2.087925354669719E-3,4.988407641572652E-3,0,0,1.0364125846507588E-2,null,1.9260786664562633E-3,8.0650259575356384E-4,2.1163352861871725E-3,1.8900301991762224E-3,0,0,6.7389467475732221E-3]
[2004,7,1,20,2.3578565861123702E-3,9.5998149940647239E-4,2.0131951027111492E-3,5.070287124273311E-3,0,0,1.0401320312503303E-2,null,1.9734660900439091E-3,7.8477989378157381E-4,2.0405881964687292E-3,1.9210530638089098E-3,0,0,6.7198872441031222E-3]
[2004,7,1,24,2.685757014861118E-3,9.3654556311054289E-4,1.8809133635849227E-3,4.8485098065085622E-3,1.5597601540512758E-5,2.6479431570797181E-4,1.0632117665313631E-2,null,2.2479104226033591E-3,7.6562113748432999E-4,1.9065065294182691E-3,1.8370250816980634E-3,2.2621693809447895E-6,1.0617716443458336E-4,6.8655025050195486E-3]
[2004,7,2,3,1.773906902524464E-3,1.1994626420264176E-3,1.6260970700144963E-3,4.7733475283813134E-3,1.5597601540512758E-5,2.6479431570797181E-4,9.6532060601951762E-3,null,1.4847150329863269E-3,9.8055448504626814E-4,1.6482230077528937E-3,1.8085472615785758E-3,2.2621693809447895E-6,1.0617716443458336E-4,6.0304791211795924E-3]
[2004,7,2,6,1.6260110427002417E-3,1.2347061009010064E-3,1.7643721249197973E-3,5.0008135671964216E-3,7.7988007702563789E-6,1.323971578539859E-4,9.7660987943417096E-3,null,1.3609299538003953E-3,1.0093658297744691E-3,1.7883795402846077E-3,1.8947306117652518E-3,1.1310846904723947E-6,5.3088582217291682E-5,6.1076256025324877E-3]
[2004,7,2,7,1.7267174073963335E-3,1.3497040625991344E-3,2.2959829316738832E-3,4.7807215915679855E-3,0,0,1.0153125993237337E-2,null,1.4452186238365214E-3,1.1033760666616925E-3,2.3272238559282924E-3,1.811341179621138E-3,0,0,6.6871597260476437E-3]
[2004,7,2,12,2.1921562961714626E-3,1.3822819072035791E-3,2.7232725858834586E-3,4.2446625562615062E-3,0,0,1.0542373345520006E-2,null,1.8347791549542781E-3,1.130008285557698E-3,2.7603275445271052E-3,1.608236734662204E-3,0,0,7.3333517197012857E-3]
[2004,7,2,15,1.8507501949358008E-3,1.4342752312854657E-3,2.6226403082906849E-3,4.6722994391924901E-3,0,0,1.057996517370444E-2,null,1.5490309174698432E-3,1.172512558166661E-3,2.6583259861272077E-3,1.7702617095831262E-3,0,0,7.1501311713468374E-3]
[2004,7,2,18,2.095460852620544E-3,1.4110483562696507E-3,2.2306397196092146E-3,4.783471468741537E-3,0,0,1.0520620397240946E-2,null,1.7538475240682263E-3,1.1535247083809528E-3,2.2609915334479971E-3,1.8123830653841867E-3,0,0,6.9807468312813627E-3]
[2004,7,2,21,2.1819617447790787E-3,1.3152382175223444E-3,1.9553859494916975E-3,4.7933165621326674E-3,0,0,1.0245902473925789E-2,null,1.8262465743068474E-3,1.0752004171776363E-3,1.9819924470808018E-3,1.8161132184029323E-3,0,0,6.6995526569682178E-3]
[2004,7,3,1,2.4715236610176757E-3,7.9742060557508852E-4,1.674300018580726E-3,5.0328978518889159E-3,1.5597601540512758E-5,2.6479431570797181E-4,{"$f":"SUM(E4419:J4419)","v":1.0256534054310892E-2},null,2.068602545416692E-3,6.5188720671113896E-4,1.6970818430176796E-3,1.9068868490547657E-3,2.2621693809447895E-6,1.0617716443458336E-4,{"$f":"SUM(M4419:R4419)","v":6.4328977780158036E-3}]
[2004,7,3,4,1.6014109874817628E-3,8.3756481415738274E-4,1.5968555114160891E-3,5.0385416074941701E-3,1.5597601540512758E-5,2.6479431570797181E-4,9.3547648377978899E-3,null,1.3403403322463038E-3,6.8470488889213563E-4,1.6185835658319881E-3,1.909025180421634E-3,2.2621693809447895E-6,1.0617716443458336E-4,5.6610933012075891E-3]
[2004,7,3,5,1.5549770830162288E-3,8.3246458345261965E-4,1.6206775149679538E-3,5.0150458971198585E-3,1.5597601540512758E-5,2.6479431570797181E-4,9.303556995805146E-3,null,1.3014763332945445E-3,6.8053547675948499E-4,1.642729710037638E-3,1.9001230205844025E-3,2.2621693809447895E-6,1.0617716443458336E-4,5.6333038744915973E-3]
[2004,7,3,9,1.7996002004188423E-3,1.0281104708032536E-3,2.2650634664066367E-3,4.8783179657182502E-3,0,0,9.9710921033469829E-3,null,1.5062196708996759E-3,8.4047497433184526E-4,2.2958836764392304E-3,1.8483189303840947E-3,0,0,6.4908972520548464E-3]
[2004,7,3,12,2.2361937992587066E-3,9.4228640070526462E-4,2.3094754517945428E-3,4.8754720884729656E-3,0,0,1.036342774023148E-2,null,1.8716374268037002E-3,7.7031424242498614E-4,2.3408999657408766E-3,1.8472406716844825E-3,0,0,6.8300923066540453E-3]
[2004,7,3,16,2.198569990575982E-3,9.09204087880644E-4,2.1699555014606229E-3,4.7623418239446632E-3,0,0,1.0040071403861912E-2,null,1.8401472543093337E-3,7.4326962337700839E-4,2.199481598767952E-3,1.8043773710557721E-3,0,0,6.5872758475100657E-3]
[2004,7,3,19,2.1343186150187504E-3,8.6972319727948754E-4,1.8927642185786245E-3,4.6955852203127632E-3,0,0,9.5923912511896268E-3,null,1.7863704844889364E-3,7.1099420020319317E-4,1.9185186363351017E-3,1.779084330485625E-3,0,0,6.1949676515128567E-3]
[2004,7,3,22,2.5808203189036536E-3,8.6375242648605109E-4,1.6506033765751446E-3,4.8865137385728499E-3,5.1940016251737942E-6,8.817651243056279E-5,1.0075060374593435E-2,null,2.1600810727213328E-3,7.061131260658642E-4,1.6730627661247269E-3,1.8514241814609489E-3,7.5330244913150742E-7,3.5356997881832136E-5,6.4267914467038365E-3]
[2004,7,4,2,2.0610499390154901E-3,6.9362446202137602E-4,1.5365643929682055E-3,4.872968079313365E-3,1.5597601540512758E-5,2.6479431570797181E-4,9.4445987905669212E-3,null,1.7250464631695342E-3,5.6703439802328198E-4,1.5574720796720195E-3,1.8462919414942677E-3,2.2621693809447895E-6,1.0617716443458336E-4,5.804284216174631E-3]
[2004,7,4,6,1.5509338638575196E-3,7.8603709920782995E-4,1.5843626908850247E-3,4.8407578122164861E-3,7.7988007702563789E-6,1.323971578539859E-4,8.9022874247911034E-3,null,1.2980922615272771E-3,6.4258124933249956E-4,1.6059207582968609E-3,1.8340879714278918E-3,1.1310846904723947E-6,5.3088582217291682E-5,5.4349019074922929E-3]
[2004,7,4,7,1.6055612934433999E-3,8.3597838203736466E-4,1.869525281098702E-3,4.7431584069271178E-3,0,0,9.0542233635065843E-3,null,1.3438140329483904E-3,6.8340798886707343E-4,1.8949634918505244E-3,1.797109072213394E-3,0,0,5.7192945858793821E-3]
[2004,7,4,10,1.9926832473154978E-3,8.9257144210929523E-4,2.1978688394084897E-3,4.8845644911599557E-3,0,0,9.9676880199932386E-3,null,1.6678252782369612E-3,7.2967252177680471E-4,2.2277747472381386E-3,1.8506856418826409E-3,0,0,6.4759581891345461E-3]
[2004,7,4,13,2.2715133523602562E-3,9.1647985291072424E-4,2.2473177828416543E-3,4.7252644902387722E-3,0,0,1.0160575478351407E-2,null,1.9011989958880769E-3,7.4921752353030954E-4,2.2778965313422616E-3,1.7903293450233654E-3,0,0,6.7186423957840127E-3]
[2004,7,4,17,2.255942410923935E-3,9.8655378059699312E-4,2.01936398679365E-3,4.8743475289416286E-3,0,0,1.0136207707256206E-2,null,1.8881665132953569E-3,8.0650259575356384E-4,2.0468410191718952E-3,1.8468145935393676E-3,0,0,6.5883247217601833E-3]
[2004,7,4,19,2.3918867103765932E-3,9.644531261522926E-4,1.8253587794994273E-3,4.8880371158238249E-3,0,0,1.0069735731852138E-2,null,2.0019484399336255E-3,7.8843542544003312E-4,1.8501960265803049E-3,1.8520013654474952E-3,0,0,6.4925812574014585E-3]
[2004,7,4,24,2.8926706235903677E-3,9.3654556311054289E-4,1.639110515207387E-3,6.7052914202277046E-3,1.5597601540512758E-5,2.6479431570797181E-4,1.2454010039384488E-2,null,2.4210918589981198E-3,7.6562113748432999E-4,1.6614135239727294E-3,2.5405308044376684E-3,2.2621693809447895E-6,1.0617716443458336E-4,7.4970966587083751E-3]
[2004,7,5,4,1.6552779542018427E-3,1.1034614610240766E-3,1.4105432045807137E-3,6.6494654973181504E-3,1.5597601540512758E-5,2.6479431570797181E-4,1.1099140034373269E-2,null,1.3854256155590079E-3,9.0207401779090633E-4,1.4297361492685693E-3,2.5193792290698872E-3,2.2621693809447895E-6,1.0617716443458336E-4,6.3450543455038982E-3]
[2004,7,5,7,1.6035657139117489E-3,1.2161115889724513E-3,1.7498802478850338E-3,6.0126553421955492E-3,0,0,1.0582212892964783E-2,null,1.3421437835537092E-3,9.9416491277217909E-4,1.773690475532766E-3,2.2781017491997043E-3,0,0,6.3881009210583579E-3]
[2004,7,5,8,1.7497548089409692E-3,1.1755225976925669E-3,1.9325157300728603E-3,6.5922480876660057E-3,0,0,1.1450041224372404E-2,null,1.4645003439457259E-3,9.6098362304417604E-4,1.9588110377211821E-3,2.4977004409812904E-3,0,0,6.8819954456923738E-3]
[2004,7,5,11,2.3709834507357457E-3,1.2797680664931612E-3,2.1148310075825285E-3,6.1716793777147521E-3,0,0,1.1937261902526187E-2,null,1.984452942406097E-3,1.046203752789511E-3,2.1436070382782764E-3,2.3383534870531513E-3,0,0,7.5126172205270351E-3]
[2004,7,5,14,2.5054712308106315E-3,1.2429866566078206E-3,2.1488076594194188E-3,6.2390028308320529E-3,0,0,1.2136268377669924E-2,null,2.097015799310245E-3,1.0161351410914723E-3,2.1780460027882322E-3,2.3638612980917068E-3,0,0,7.6550582412816563E-3]
[2004,7,5,20,2.6178137899833011E-3,1.2060415455059266E-3,1.5843337987791976E-3,6.1886857096647594E-3,0,0,1.1596874843933184E-2,null,2.1910436686479471E-3,9.8593270449845601E-4,1.6058914730626365E-3,2.3447969221675668E-3,0,0,7.1276647683766068E-3]
[2004,7,5,22,3.0302284848234573E-3,1.2055463438144136E-3,1.5401756831519189E-3,6.4338687585903604E-3,6.5042001545768665E-6,1.1041923495003243E-4,1.2326742705484759E-2,null,2.5362242958737913E-3,9.855278796855754E-4,1.5611325078704512E-3,2.437692972388794E-3,9.4332467713086985E-7,4.4275879694337135E-5,7.5657968601900794E-3]
[2004,7,6,1,2.2810377563103699E-3,1.1988036292300368E-3,1.6554114914155533E-3,5.0334648578496304E-3,1.5597601540512758E-5,2.6479431570797181E-4,1.0449109652054075E-2,null,1.9091706801432336E-3,9.8001574550528304E-4,1.6779363039042454E-3,1.9071016788092413E-3,2.2621693809447895E-6,1.0617716443458336E-4,6.5826637421775303E-3]
[2004,7,6,5,1.5234248510032817E-3,1.2721996727438566E-3,1.5969846766330964E-3,4.3417883295177239E-3,1.5597601540512758E-5,2.6479431570797181E-4,9.0147894471464454E-3,null,1.2750679162985749E-3,1.0400166301768891E-3,1.6187144885711029E-3,1.6450361820535403E-3,2.2621693809447895E-6,1.0617716443458336E-4,5.6872745509156351E-3]
[2004,7,6,8,1.7404343797234592E-3,1.3755955713392024E-3,2.5922733675952329E-3,7.3965035296013658E-3,0,0,1.3104806848259262E-2,null,1.4566993813622732E-3,1.1245422406884189E-3,2.627545849287735E-3,2.802420340061236E-3,0,0,8.0112078113996621E-3]
[2004,7,6,9,1.8678940153142927E-3,1.3844036715646318E-3,2.6925901104571516E-3,7.0189198625610965E-3,0,0,1.2963807659897172E-2,null,1.5633798597973921E-3,1.1317428169116104E-3,2.7292275795465387E-3,2.6593597514528796E-3,0,0,8.0837100077084199E-3]
[2004,7,6,13,1.9925120924952108E-3,1.3851062948297703E-3,2.7753988318905509E-3,6.9117123087591966E-3,0,0,1.3064729527974727E-2,null,1.6676820259984777E-3,1.1323172077844811E-3,2.8131630606601679E-3,2.6187404739550363E-3,0,0,8.2319027683981638E-3]
[2004,7,6,16,2.3141885428780633E-3,1.4565005475055831E-3,2.4473730821276043E-3,6.8858504476664636E-3,0,0,1.3103912620177714E-2,null,1.9369170467097828E-3,1.1906816388346422E-3,2.4806739381689367E-3,2.608941816350391E-3,0,0,8.2172144400637533E-3]
[2004,7,6,20,2.3538854321172109E-3,1.3792047341420113E-3,2.0774410976932547E-3,7.4547493629477648E-3,0,0,1.3265280626900241E-2,null,1.9701423349885983E-3,1.1274927125493662E-3,2.1057083722799672E-3,2.8244887819190018E-3,0,0,8.0278322017369331E-3]
[2004,7,6,23,2.6991808713985681E-3,1.267135251450704E-3,1.7142930113141195E-3,7.0420436972048889E-3,1.5597601540512758E-5,2.6479431570797181E-4,1.3003044748616766E-2,null,2.2591458496561772E-3,1.0358764920523913E-3,1.737619011423921E-3,2.6681210133500219E-3,2.2621693809447895E-6,1.0617716443458336E-4,7.8092017002980383E-3]
[2004,7,7,3,1.6183886362413215E-3,1.2994993046986656E-3,1.6244207199417446E-3,6.311961180850271E-3,1.5597601540512758E-5,2.6479431570797181E-4,1.1134661758980488E-2,null,1.3545501931483646E-3,1.0623339376239775E-3,1.6465238479610781E-3,2.3915040840716091E-3,2.2621693809447895E-6,1.0617716443458336E-4,6.563351396620557E-3]
[2004,7,7,6,1.5921752893910093E-3,1.3061528081676726E-3,1.7541432265048141E-3,5.3662822180085244E-3,7.7988007702563789E-6,1.323971578539859E-4,1.0158949500696264E-2,null,1.3326102874643873E-3,1.067773142180431E-3,1.7780114595454966E-3,2.0332010088375523E-3,1.1310846904723947E-6,5.3088582217291682E-5,6.2658155649356314E-3]
[2004,7,7,10,1.8764513971678397E-3,1.4426867063568991E-3,2.748286824099264E-3,7.8387536908936465E-3,0,0,1.3906178618517648E-2,null,1.5705421711131012E-3,1.1793888953848129E-3,2.7856821458660855E-3,2.9699820592493354E-3,0,0,8.5055952716133355E-3]
[2004,7,7,11,2.1814293376315173E-3,1.398145018572474E-3,2.7615757054100447E-3,8.3786901480219673E-3,0,0,1.4719840209636003E-2,null,1.8258009630436358E-3,1.142976296777522E-3,2.7991518460012263E-3,3.1745555991308958E-3,0,0,8.9424847049532803E-3]
[2004,7,7,14,1.998118588171457E-3,1.4297315827962263E-3,2.7308796858284382E-3,8.1114867993032219E-3,0,0,1.4270216656099344E-2,null,1.6723745205149878E-3,1.1687981491067252E-3,2.7680381525730805E-3,3.0733163992325836E-3,0,0,8.6825272214273771E-3]
[2004,7,7,17,2.2990741171554667E-3,1.5474898780153713E-3,2.2858542346705511E-3,6.1713830595554976E-3,0,0,1.2303801289396888E-2,null,1.9242666561772475E-3,1.2650649443221714E-3,2.3169573400189433E-3,2.3382412167036134E-3,0,0,7.8445301572219756E-3]
[2004,7,7,21,2.4472301922980636E-3,1.4454807879358386E-3,1.8858021661219985E-3,7.1570541096435351E-3,0,0,1.2935567255999435E-2,null,2.0482695289770684E-3,1.1816730425752461E-3,1.911461852793827E-3,2.7116966728284492E-3,0,0,7.8531010971745908E-3]
[2004,7,7,24,2.6845730528431856E-3,1.1107657097500397E-3,1.734825586784527E-3,7.5066528502671171E-3,1.5597601540512758E-5,2.6479431570797181E-4,1.3317209116893354E-2,null,2.2469194764584361E-3,9.0804520321777086E-4,1.7584309690387553E-3,2.8441542073462649E-3,2.2621693809447895E-6,1.0617716443458336E-4,7.8659891898767553E-3]
[2004,7,8,4,1.57411889389888E-3,1.2915562037647801E-3,1.6207730424026927E-3,6.182979282711264E-3,1.5597601540512758E-5,2.6479431570797181E-4,1.0949819340026102E-2,null,1.3174975429395427E-3,1.0558404938325659E-3,1.6428265372927333E-3,2.3426348455999634E-3,2.2621693809447895E-6,1.0617716443458336E-4,6.4672387534803321E-3]
[2004,7,8,7,1.672230942524682E-3,1.4371075202734456E-3,2.3521135562560263E-3,6.035899559488145E-3,0,0,1.14973515785423E-2,null,1.3996148363017318E-3,1.1748279397157011E-3,2.3841182373166084E-3,2.2869086222132681E-3,0,0,7.2454696355473101E-3]
[2004,7,8,11,2.2302412742517255E-3,1.398145018572474E-3,2.8245546963515224E-3,7.9698948324317051E-3,0,0,1.4422835821607426E-2,null,1.8666553145240115E-3,1.142976296777522E-3,2.8629877779323253E-3,3.019669401517786E-3,0,0,8.8922887907516446E-3]
[2004,7,8,12,2.2697355633149764E-3,1.3709053520341162E-3,2.7459119129266676E-3,6.9031956050575145E-3,0,0,1.3289748433333276E-2,null,1.8997110316001826E-3,1.120708010747182E-3,2.7832749198103816E-3,2.6155136271633936E-3,0,0,8.4192075893211402E-3]
[2004,7,8,15,2.2185510718594169E-3,1.3777384145650148E-3,2.734886323690627E-3,7.665797095852054E-3,0,0,1.3996972905967114E-2,null,1.8568709119683796E-3,1.1262940039048802E-3,2.772099307857085E-3,2.9044514909270873E-3,0,0,8.6597157146574323E-3]
[2004,7,8,19,2.1323653341311453E-3,1.4448173232652522E-3,2.2500159295277895E-3,7.2627053578636844E-3,0,0,1.3089903944787871E-2,null,1.7847356379852416E-3,1.1811306636502017E-3,2.2806313911045636E-3,2.751726290306501E-3,0,0,7.9982239830465075E-3]
[2004,7,8,22,2.7075843885259812E-3,1.3774784168859076E-3,2.0046807476821089E-3,7.5624668050955713E-3,6.5042001545768665E-6,1.1041923495003243E-4,1.3769133793294178E-2,null,2.2661793801031652E-3,1.1260814571515112E-3,2.0319579885224623E-3,2.8653012481939487E-3,9.4332467713086985E-7,4.4275879694337135E-5,8.3347392783425546E-3]
[2004,7,8,24,2.6951485766727522E-3,1.1107657097500397E-3,1.8026992363240867E-3,7.8235135753705679E-3,1.5597601540512758E-5,2.6479431570797181E-4,1.3712519015365932E-2,null,2.2557709213618395E-3,9.0804520321777086E-4,1.8272281600885257E-3,2.964207816114612E-3,2.2621693809447895E-6,1.0617716443458336E-4,8.0636914345982753E-3]
[2004,7,9,6,1.6447065857720844E-3,1.2347061009010064E-3,1.8058052921130006E-3,5.5041946505956976E-3,9.0934020103019828E-6,1.5437509135755574E-4,1.0352881122749645E-2,null,1.3765776486197266E-3,1.0093658297744691E-3,1.8303764792811838E-3,2.0854538881450333E-3,1.3188447943677047E-6,6.1901288990477981E-5,6.3649939796052582E-3]
[2004,7,9,9,2.3865385948873604E-3,1.2269465885100959E-3,2.7954442159403813E-3,7.0834841748055738E-3,0,0,1.3492413574143412E-2,null,1.9974722030726543E-3,1.0030224686641764E-3,2.8334811977501501E-3,2.6838221668565722E-3,0,0,8.5177980363435532E-3]
[2004,7,9,12,2.2396516537721953E-3,1.3822819072035791E-3,2.8158583766621737E-3,6.406270916525186E-3,0,0,1.2844062854163134E-2,null,1.8745315632269534E-3,1.130008285557698E-3,2.8541731293734718E-3,2.4272365785486887E-3,0,0,8.2859495567068116E-3]
[2004,7,9,13,2.1244174145012605E-3,1.4023211762499842E-3,2.8572923134125698E-3,7.1416011395782613E-3,0,0,1.3525632043742075E-2,null,1.778083431074798E-3,1.1463902840060235E-3,2.8961708483984327E-3,2.7058417824127319E-3,0,0,8.5264863458919867E-3]
[2004,7,9,16,2.0036673329256482E-3,1.512580121314023E-3,2.4952417911499681E-3,5.6690665756244677E-3,0,0,1.1680555821014106E-2,null,1.6770186789761942E-3,1.2365263993887919E-3,2.529193985967427E-3,2.147921300532056E-3,0,0,7.5906603648644693E-3]
[2004,7,9,21,2.2517474574740557E-3,1.3152382175223444E-3,1.9512526079398249E-3,6.5447892122178167E-3,0,0,1.2063027495154042E-2,null,1.8846554437793356E-3,1.0752004171776363E-3,1.9778028640784558E-3,2.4797190099794444E-3,0,0,7.4173777350148721E-3]
[2004,7,9,24,2.6488029687226911E-3,8.5357249110242124E-4,1.7211503983989658E-3,5.3296186345103526E-3,1.5597601540512758E-5,2.6479431570797181E-4,1.0833536409982915E-2,null,2.2169808243514373E-3,6.9779108172021004E-4,1.7445697054352019E-3,2.0193097463344508E-3,2.2621693809447895E-6,1.0617716443458336E-4,6.7870906916568281E-3]
[2004,7,10,3,1.7658967699305194E-3,8.309900962566012E-4,1.6396413186461265E-3,4.9589531666566463E-3,1.5597601540512758E-5,2.6479431570797181E-4,9.4758732687383797E-3,null,1.4780107554047252E-3,6.7933009112883572E-4,1.6619515499346833E-3,1.8788703559773255E-3,2.2621693809447895E-6,1.0617716443458336E-4,5.8066020862610973E-3]
[2004,7,10,7,1.6634733208556126E-3,8.8212848727512491E-4,2.0510598915576385E-3,5.1649027340474173E-3,0,0,9.7615644337357942E-3,null,1.3922849293450759E-3,7.2113546039531673E-4,2.0789682029956043E-3,1.9569014492327916E-3,0,0,6.1492900419687895E-3]
[2004,7,10,10,1.9850828385609958E-3,9.9994160486191691E-4,2.3613048195120019E-3,5.2547352148577349E-3,0,0,1.060106447779265E-2,null,1.6614639291049459E-3,8.1744707261180449E-4,2.3934345640280745E-3,1.9909375813610976E-3,0,0,6.8632831471059225E-3]
[2004,7,10,13,2.3015217313178391E-3,9.1510966563347217E-4,2.3493878349953182E-3,5.1562751760235769E-3,0,0,1.0722294407970206E-2,null,1.9263152470794269E-3,7.4809740254197011E-4,2.3813554277786883E-3,1.9536326014597451E-3,0,0,7.0094006788598302E-3]
[2004,7,10,14,2.3221264879173084E-3,8.6800914610489694E-4,2.3776738667532879E-3,5.1543109040782954E-3,0,0,1.0722120404853789E-2,null,1.9435609051411437E-3,7.0959297226331824E-4,2.4100263412199746E-3,1.952888369319405E-3,0,0,7.0160685879438415E-3]
[2004,7,10,18,2.1779886320680694E-3,8.9693997845267665E-4,1.9818024744519634E-3,4.6938669521467804E-3,0,0,9.7505980371194907E-3,null,1.8229211798561071E-3,7.3324377756627511E-4,2.0087684157651317E-3,1.7784333053575008E-3,0,0,6.3433666785450149E-3]
[2004,7,10,22,2.6555535327980849E-3,8.6375242648605109E-4,1.7072850436840961E-3,5.0675521588778756E-3,6.5042001545768665E-6,1.1041923495003243E-4,1.0411066596950716E-2,null,2.2226308750669574E-3,7.061131260658642E-4,1.7305156879517931E-3,1.9200168278870507E-3,9.4332467713086985E-7,4.4275879694337135E-5,6.624495721343133E-3]
[2004,7,11,1,2.5135020971158131E-3,6.7920751136580769E-4,1.6071723311474474E-3,5.0134085699766098E-3,1.5597601540512758E-5,2.6479431570797181E-4,{"$f":"SUM(E4611:J4611)","v":1.0093682426854163E-2},null,2.1037374304816656E-3,5.5524861568151157E-4,1.629040764213086E-3,1.8995026627530013E-3,2.2621693809447895E-6,1.0617716443458336E-4,{"$f":"SUM(M4611:R4611)","v":6.2959688069447912E-3}]
[2004,7,11,4,1.7046721875839149E-3,7.9547372832936957E-4,1.575693962970598E-3,2.6089055097741759E-3,1.5597601540512758E-5,2.6479431570797181E-4,6.9651373059065429E-3,null,1.4267673346429306E-3,6.5029564466640615E-4,1.5971340769480159E-3,9.8847378854465548E-4,2.2621693809447895E-6,1.0617716443458336E-4,4.771110178617536E-3]
[2004,7,11,8,1.8113751118204E-3,8.6067380537508634E-4,2.0866482407228713E-3,1.8560681437347422E-3,0,0,6.6147653016530999E-3,null,1.5160749727450521E-3,7.0359636928466547E-4,2.1150407948375889E-3,7.0323540004073749E-4,0,0,5.0379475369080442E-3]
[2004,7,11,11,2.4760031525073558E-3,8.6203850632864197E-4,2.3341731448505692E-3,1.8507962270422843E-3,0,0,7.5230110307288513E-3,null,2.072351766046815E-3,7.0471200523185523E-4,2.3659337147611602E-3,7.0123795266429474E-4,0,0,5.8442354387041248E-3]
[2004,7,11,15,2.465568525447148E-3,8.8174864752850121E-4,2.3212935356107965E-3,1.9530288565355026E-3,0,0,7.6216395651219487E-3,null,2.0636182481616038E-3,7.2082494337369319E-4,2.3528788555702077E-3,7.3997230858843495E-4,0,0,5.8772943556939395E-3]
[2004,7,11,16,2.2788653250373357E-3,9.5081097481485792E-4,2.2808116453843573E-3,1.9465004368778482E-3,0,0,7.4569883821143995E-3,null,1.9073524103317722E-3,7.772830375198874E-4,2.3118461373525002E-3,7.3749879174850558E-4,0,0,5.7339803769526658E-3]
[2004,7,11,19,2.4982532446138233E-3,9.644531261522926E-4,1.8468507107924385E-3,1.9537665618260865E-3,0,0,7.2633236433846411E-3,null,2.0909745281482476E-3,7.8843542544003312E-4,1.8719803937570256E-3,7.4025181366850826E-4,0,0,5.4916421610138148E-3]
[2004,7,11,23,3.2223737907421976E-3,9.6009368343517225E-4,1.7983308536640417E-3,4.287009012534833E-3,1.5597601540512758E-5,2.6479431570797181E-4,1.054819925762473E-2,null,2.697045037824411E-3,7.8487160364283833E-4,1.8228003378264201E-3,1.6242811494204675E-3,2.2621693809447895E-6,1.0617716443458336E-4,7.0374374625296644E-3]
[2004,7,12,2,2.2090870764375167E-3,1.0534441034046568E-3,1.6749665963652208E-3,4.3611967118272321E-3,1.5597601540512758E-5,2.6479431570797181E-4,9.5790864052831114E-3,null,1.848949788117397E-3,8.6118508751040397E-4,1.6977574907764271E-3,1.6523897167519523E-3,2.2621693809447895E-6,1.0617716443458336E-4,6.1687214169717074E-3]
[2004,7,12,5,1.6580444724656896E-3,1.0761208487334059E-3,1.7164966160207408E-3,4.3011215212797188E-3,1.5597601540512758E-5,2.6479431570797181E-4,9.0321753757480402E-3,null,1.3877411210962598E-3,8.7972320913192533E-4,1.7398526000850293E-3,1.6296281598555578E-3,2.2621693809447895E-6,1.0617716443458336E-4,5.7453844239843E-3]
[2004,7,12,8,1.9027623747291749E-3,1.1755225976925669E-3,2.7094709843608848E-3,5.5864343262831172E-3,0,0,1.1374190283065744E-2,null,1.5925637912230898E-3,9.6098362304417604E-4,2.7463381477113658E-3,2.1166132243076005E-3,0,0,7.4164987862862328E-3]
[2004,7,12,13,2.1490922440966552E-3,1.2425351675210946E-3,2.9810162488804665E-3,5.7255433639023037E-3,0,0,1.209818702440052E-2,null,1.7987356368836388E-3,1.0157660511061514E-3,3.0215782676775928E-3,2.1693194786817352E-3,0,0,8.005399434349119E-3]
[2004,7,12,14,2.1814228593099033E-3,1.2429866566078206E-3,2.9408397300278236E-3,5.3066750344263952E-3,0,0,1.1671924280371943E-2,null,1.8257955408529473E-3,1.0161351410914723E-3,2.9808550759534026E-3,2.010616772513484E-3,0,0,7.8334025304113066E-3]
[2004,7,12,17,2.5130808899630733E-3,1.4260507557587161E-3,2.4838106940377946E-3,3.8333726263740492E-3,0,0,1.0256314966133634E-2,null,2.1033848907904425E-3,1.1657890921058232E-3,2.5176073484833718E-3,1.4524053664263681E-3,0,0,7.2391866978060047E-3]
[2004,7,12,20,2.5460361890802517E-3,1.2060415455059266E-3,2.2047272080541556E-3,5.2315365428893517E-3,0,0,1.1188341485529685E-2,null,2.1309676393248805E-3,9.8593270449845601E-4,2.2347264361661169E-3,1.9821479647636852E-3,0,0,7.3337747447531389E-3]
[2004,7,12,24,2.8508289342244275E-3,1.0378334520392818E-3,1.8518954507405207E-3,5.7577535113415871E-3,1.5597601540512758E-5,2.6479431570797181E-4,1.1778703265594303E-2,null,2.3860714274756157E-3,8.4842346103327455E-4,1.8770937763489303E-3,2.1815234034117058E-3,2.2621693809447895E-6,1.0617716443458336E-4,7.4015514020850538E-3]
[2004,7,13,5,1.5659788843296379E-3,1.2721996727438566E-3,1.7819654125727717E-3,3.4584276922456168E-3,1.5597601540512758E-5,2.6479431570797181E-4,8.3589635791403681E-3,null,1.3106845616275543E-3,1.0400166301768891E-3,1.8062122158526098E-3,1.3103445527460603E-3,2.2621693809447895E-6,1.0617716443458336E-4,5.5756972942186409E-3]
[2004,7,13,7,1.7199511201608064E-3,1.4371075202734456E-3,2.5078174447365383E-3,4.0128125973905365E-3,0,0,9.6776886825613272E-3,null,1.4395554132352242E-3,1.1748279397157011E-3,2.5419407536488485E-3,1.5203923852365525E-3,0,0,6.6767164918363261E-3]
[2004,7,13,11,2.3140562480723293E-3,1.398145018572474E-3,3.0122515951763332E-3,5.805767645575723E-3,0,0,1.2530220507396859E-2,null,1.9368063193167162E-3,1.142976296777522E-3,3.0532386263175094E-3,2.1997152133459092E-3,0,0,8.3327364557576576E-3]
[2004,7,13,14,2.154042642400586E-3,1.4297315827962263E-3,2.9602574744407532E-3,5.3352926876999987E-3,0,0,1.1879324387337565E-2,null,1.8028789945596568E-3,1.1687981491067252E-3,3.0005370332548634E-3,2.0214595569856071E-3,0,0,7.9936737339068517E-3]
[2004,7,13,15,2.3258165028295762E-3,1.3777384145650148E-3,2.878658820172859E-3,5.5747179920092402E-3,0,0,1.215693172957669E-2,null,1.9466493539229772E-3,1.1262940039048802E-3,2.9178280844189752E-3,2.1121740871735935E-3,0,0,8.1029455294204262E-3]
[2004,7,13,18,2.4928574755492304E-3,1.4653323317146427E-3,2.3559241677942157E-3,3.1926188499030281E-3,0,0,9.5067328249611172E-3,null,{"$f":"E4676*V$5","v":2.0864584064547568E-3},{"$f":"F4676*W$5","v":1.1979015765915394E-3},{"$f":"G4676*X$5","v":2.387980698990435E-3},{"$f":"H4676*Y$5","v":1.2096337096608345E-3},{"$f":"I4676*Z$5","v":0},{"$f":"J4676*AA$5","v":0},6.8819743916975649E-3]
[2004,7,13,21,2.5584668658905044E-3,1.4454807879358386E-3,2.0651785497681845E-3,4.8681432691654132E-3,0,0,1.0937269472759942E-2,null,2.1413718001656278E-3,1.1816730425752461E-3,2.0932789706184828E-3,1.8444638958452064E-3,0,0,7.2607877092045626E-3]
[2004,7,14,2,1.9032075404940322E-3,1.2608985522235005E-3,1.7457049058226936E-3,5.0895516318855841E-3,1.5597601540512758E-5,2.6479431570797181E-4,1.0279754547674295E-2,null,1.5929363836642793E-3,1.0307780228005375E-3,1.7694583205284365E-3,1.9283520866185168E-3,2.2621693809447895E-6,1.0617716443458336E-4,6.4299641474272968E-3]
[2004,7,14,5,1.5430511518731271E-3,1.2721996727438566E-3,1.7021228312124733E-3,3.4345751375764941E-3,1.5597601540512758E-5,2.6479431570797181E-4,8.2323407106544358E-3,null,1.2914946317603071E-3,1.0400166301768891E-3,1.7252832344140953E-3,1.3013071901463327E-3,2.2621693809447895E-6,1.0617716443458336E-4,5.4665410203131514E-3]
[2004,7,14,9,1.9088845775790163E-3,1.3844036715646318E-3,2.8182726544256067E-3,5.7386661565256812E-3,0,0,1.1850227060094936E-2,null,1.5976879195486607E-3,1.1317428169116104E-3,2.8566202576723754E-3,2.1742915010459483E-3,0,0,7.7603424951785942E-3]
[2004,7,14,12,2.3096511903354096E-3,1.3709053520341162E-3,2.8256577926166608E-3,4.9041321730918077E-3,0,0,1.1410346508077995E-2,null,1.9331193978475737E-3,1.120708010747182E-3,2.864105883780675E-3,1.858099532734475E-3,0,0,7.7760328251099053E-3]
[2004,7,14,15,2.2675716097516653E-3,1.3777384145650148E-3,2.7959779541387414E-3,5.7119677591278874E-3,0,0,1.2153255737583309E-2,null,1.8978998574164868E-3,1.1262940039048802E-3,2.8340221984043397E-3,2.1641758928244176E-3,0,0,8.0223919525501241E-3]
[2004,7,14,16,2.4292101282751971E-3,1.4565005475055831E-3,2.5922495200507174E-3,4.6545468953170209E-3,0,0,1.1132507091148519E-2,null,2.0331871929694396E-3,1.1906816388346422E-3,2.6275216772550358E-3,1.7635355463567666E-3,0,0,7.6149260554158838E-3]
[2004,7,14,19,2.189813787282671E-3,1.4448173232652522E-3,2.257295333482972E-3,4.6318247484544387E-3,0,0,1.0523751192485335E-2,null,1.8328185344971711E-3,1.1811306636502017E-3,2.2880098442749838E-3,1.7549264777228209E-3,0,0,7.0568855201451775E-3]
[2004,7,14,23,2.7172837702993699E-3,1.267135251450704E-3,1.9440726491592056E-3,4.2281693808105918E-3,1.5597601540512758E-5,2.6479431570797181E-4,1.0437052968968356E-2,null,2.2742975163532299E-3,1.0358764920523913E-3,1.9705252092107614E-3,1.601987726577389E-3,2.2621693809447895E-6,1.0617716443458336E-4,6.9911262780092999E-3]
[2004,7,15,3,1.6470193972320808E-3,1.2994993046986656E-3,1.6712136750712426E-3,4.2545799137585338E-3,1.5597601540512758E-5,2.6479431570797181E-4,9.1527042080090087E-3,null,1.3785134130830325E-3,1.0623339376239775E-3,1.6939535043250121E-3,1.6119942674286119E-3,2.2621693809447895E-6,1.0617716443458336E-4,5.8552344562761609E-3]
[2004,7,15,6,1.5993572005641749E-3,1.3061528081676726E-3,1.831488409701201E-3,3.4035224987092895E-3,1.0403600539705055E-5,1.7661781387702538E-4,8.3275423315590687E-3,null,1.3386213647476409E-3,1.067773142180431E-3,1.8564090612840022E-3,1.2895418274414061E-3,1.5088670223670671E-6,7.082017080298298E-5,5.6246744334788297E-3]
[2004,7,15,10,1.9171647280144869E-3,1.4426867063568991E-3,2.8438613223021533E-3,3.7888129276680538E-3,0,0,9.9925256843415924E-3,null,1.6046181952071162E-3,1.1793888953848129E-3,2.8825571048075194E-3,1.4355223884759186E-3,0,0,7.1020865838753678E-3]
[2004,7,15,13,2.0580220070227397E-3,1.3851062948297703E-3,2.9023667497440875E-3,5.0980684805570437E-3,0,0,1.1443563532153641E-2,null,1.7225121609792111E-3,1.1323172077844811E-3,2.9418586024649463E-3,1.9315789883369574E-3,0,0,7.7282669595655955E-3]
[2004,7,15,16,2.3956789717857353E-3,1.4565005475055831E-3,2.5765408361870957E-3,4.7881620636820287E-3,0,0,1.1216882419160443E-2,null,2.0051224664370199E-3,1.1906816388346422E-3,2.6115992488570145E-3,1.8141602589751332E-3,0,0,7.6215636131038104E-3]
[2004,7,15,18,2.3795901426541905E-3,1.4653323317146427E-3,2.3139711541485244E-3,3.6978681407448389E-3,0,0,9.856761769262196E-3,null,1.9916565249940058E-3,1.1979015765915394E-3,2.3454568401074082E-3,1.4010648208324825E-3,0,0,6.9360797625254355E-3]
[2004,7,15,21,2.4773454494925891E-3,1.4454807879358386E-3,2.0848249762982392E-3,4.7387444861297428E-3,0,0,1.074639569985641E-2,null,2.0734752345388037E-3,1.1816730425752461E-3,2.1131927216632923E-3,1.7954367061592878E-3,0,0,7.1637777049366295E-3]
[2004,7,16,1,2.2738512231187274E-3,1.1015665671648361E-3,1.7610018847089277E-3,4.482822611655485E-3,1.5597601540512758E-5,2.6479431570797181E-4,9.8996342038964614E-3,null,1.9031557343478808E-3,9.0052495189484321E-4,1.7849634419718793E-3,1.6984718816820238E-3,2.2621693809447895E-6,1.0617716443458336E-4,6.3955553437121549E-3]
[2004,7,16,4,1.6142145735260323E-3,1.2138277733836729E-3,1.6158768855985724E-3,3.3728446056341776E-3,1.5597601540512758E-5,2.6479431570797181E-4,8.0971557553909407E-3,null,1.3510566086467213E-3,9.9229790538059239E-4,1.6378637595822704E-3,1.2779184500983345E-3,2.2621693809447895E-6,1.0617716443458336E-4,5.3675760575234458E-3]
[2004,7,16,7,1.7268488391064519E-3,1.3497040625991344E-3,2.3229662502300169E-3,3.7400854154938227E-3,0,0,9.1396045674294255E-3,null,1.4453286288404739E-3,1.1033760666616925E-3,2.3545743304416917E-3,1.4170602907170055E-3,0,0,6.3203393166608637E-3]
[2004,7,16,9,2.3647706870447353E-3,1.2269465885100959E-3,2.7715123328312208E-3,5.1623209829850403E-3,0,0,{"$f":"SUM(E4739:J4739)","v":1.1525550591371092E-2},null,1.9792530169560588E-3,1.0030224686641764E-3,2.809223678880739E-3,1.955923263842732E-3,0,0,{"$f":"SUM(M4739:R4739)","v":7.7474224283437063E-3}]
[2004,7,16,15,1.8760071464225976E-3,1.4342752312854657E-3,2.6832981025958378E-3,4.9084113770402693E-3,0,0,1.0901991857344171E-2,null,1.5701703445200948E-3,1.172512558166661E-3,2.7198091374205091E-3,1.8597208566663093E-3,0,0,7.3222128967735745E-3]
[2004,7,16,18,2.13537733123202E-3,1.4110483562696507E-3,2.2894339910124184E-3,2.8011746228188911E-3,0,0,8.6370343013329812E-3,null,1.787256603075696E-3,1.1535247083809528E-3,2.3205858053016231E-3,1.0613215700681347E-3,0,0,6.3226886868264064E-3]
[2004,7,16,19,2.1369367935684331E-3,1.3548387440363231E-3,2.2003924926880395E-3,2.8850964300171306E-3,0,0,8.5772644603099267E-3,null,1.7885618334521904E-3,1.1075736420893133E-3,2.2303327393012498E-3,1.0931182397412875E-3,0,0,6.2195864545840406E-3]
[2004,7,16,22,2.4876876037909839E-3,1.22371841542692E-3,1.8670729242330829E-3,2.7148536836459829E-3,7.7988007702563789E-6,1.323971578539859E-4,8.4335285857212137E-3,null,2.0821313550705178E-3,1.0003834539218197E-3,1.892477766315641E-3,1.028615906541684E-3,1.1310846904723947E-6,5.3088582217291682E-5,6.057828148757426E-3]
[2004,7,17,2,2.1196354002354255E-3,8.2281703219730731E-4,1.5982655423625414E-3,2.3508185597334165E-3,1.5597601540512758E-5,2.6479431570797181E-4,7.1719284517771749E-3,null,1.7740810065629273E-3,6.7264865367583457E-4,1.620012782752947E-3,8.9068865055289784E-4,2.2621693809447895E-6,1.0617716443458336E-4,5.0658704273601344E-3]
[2004,7,17,5,1.5535488006840226E-3,8.3246458345261965E-4,1.5799496159132924E-3,2.3966134444832563E-3,1.5597601540512758E-5,2.6479431570797181E-4,6.6429683617816758E-3,null,1.3002808972505462E-3,6.8053547675948499E-4,1.601447635604817E-3,9.0803962131632665E-4,2.2621693809447895E-6,1.0617716443458336E-4,4.5987429647467021E-3]
[2004,7,17,10,1.9257013881861075E-3,9.9994160486191691E-4,2.2499199296331083E-3,1.8944380181133667E-3,0,0,7.0700009407944995E-3,null,1.611763163001234E-3,8.1744707261180449E-4,2.2805340849608698E-3,7.1777314966445021E-4,0,0,5.4275174702383584E-3]
[2004,7,17,13,2.2222635830209357E-3,9.1510966563347217E-4,2.2568699999963092E-3,1.86005060842126E-3,0,0,7.254293857071977E-3,null,1.8599781895395939E-3,7.4809740254197011E-4,2.2875787233710642E-3,7.0474429407376381E-4,0,0,5.6003986095263924E-3]
[2004,7,17,16,2.1523268721720707E-3,9.09204087880644E-4,2.1543270474916418E-3,1.3480390279033418E-3,0,0,6.5638970354476977E-3,null,1.8014429384465643E-3,7.4326962337700839E-4,2.1836404919347344E-3,5.1075105634355107E-4,0,0,5.2391041101018578E-3]
[2004,7,17,19,2.0573163329364926E-3,8.6972319727948754E-4,1.8812379136962931E-3,1.3601362438829603E-3,0,0,6.1684136877952333E-3,null,1.7219215296880488E-3,7.1099420020319317E-4,1.9068354956101364E-3,5.1533450364182117E-4,0,0,4.8550857291431992E-3]
[2004,7,17,20,2.4640260114085241E-3,8.2305315881150227E-4,1.7956422468831811E-3,1.3604631150495486E-3,0,0,6.443184532152757E-3,null,2.0623272030799943E-3,6.7284168595752069E-4,1.8200751477767416E-3,5.1545835005143358E-4,0,0,5.0707023868656904E-3]
[2004,7,17,23,2.4905045628551177E-3,7.6397989841242705E-4,1.60967203467764E-3,1.4192368786067012E-3,1.5597601540512758E-5,2.6479431570797181E-4,6.5637852918003703E-3,null,2.0844890782767776E-3,6.2454960215175973E-4,1.6315744806479776E-3,5.3772681646875326E-4,2.2621693809447895E-6,1.0617716443458336E-4,4.9867793113607959E-3]
[2004,7,18,3,1.7679615952033191E-3,7.6607667411354523E-4,1.4851119614349914E-3,1.4175755347624892E-3,1.5597601540512758E-5,2.6479431570797181E-4,5.7171176827628296E-3,null,1.4797389617264057E-3,6.2626370540585846E-4,1.5053195464550953E-3,5.3709735908227015E-4,2.2621693809447895E-6,1.0617716443458336E-4,4.2568589064851574E-3]
[2004,7,18,7,1.6035657139117489E-3,8.3597838203736466E-4,1.8134117419256195E-3,1.3487827333422285E-3,0,0,5.6017385712169611E-3,null,1.3421437835537092E-3,6.8340798886707343E-4,1.8380864283485936E-3,5.1103283478665042E-4,0,0,4.374671035556027E-3]
[2004,7,18,10,1.9588898670624194E-3,8.9257144210929523E-4,2.1953147987862518E-3,1.331143709051916E-3,0,0,6.3779198170098826E-3,null,1.6395410770729845E-3,7.2967252177680471E-4,2.2251859543585902E-3,5.0434968236846053E-4,0,0,5.0987492355768398E-3]
[2004,7,18,14,2.5096498408612791E-3,8.6183863333762114E-4,2.2589199378217966E-3,1.3306309115256058E-3,0,0,6.9610393235463031E-3,null,2.1005131898161138E-3,7.0454861009896976E-4,2.2896565542402888E-3,5.0415539134807314E-4,0,0,5.5988737455034453E-3]
[2004,7,18,17,2.1794571486454038E-3,9.8655378059699312E-4,2.0038857620501322E-3,1.3428330852289215E-3,0,0,6.5127297765214497E-3,null,1.8241502909416185E-3,8.0650259575356384E-4,2.0311521856994823E-3,5.0877860549814803E-4,0,0,5.1705836778928125E-3]
[2004,7,18,18,2.3308228414402727E-3,9.0564263929078005E-4,1.9258494183375828E-3,1.34418854807062E-3,0,0,6.5065034471392547E-3,null,1.9508395322152781E-3,7.4035815763752271E-4,1.952054018978851E-3,5.0929216932226731E-4,0,0,5.1525438781539201E-3]
[2004,7,18,24,2.846904020854025E-3,9.3654556311054289E-4,1.7131044631484259E-3,1.4552916184846776E-3,1.5597601540512758E-5,2.6479431570797181E-4,7.2322375828461558E-3,null,2.3827863746490483E-3,7.6562113748432999E-4,1.7364142909501909E-3,5.5138739757782534E-4,2.2621693809447895E-6,1.0617716443458336E-4,5.544648534476922E-3]
[2004,7,19,1,2.4972762061275132E-3,9.9709250894509244E-4,1.7143871452108576E-3,1.4574447673900174E-3,1.5597601540512758E-5,2.6479431570797181E-4,{"$f":"SUM(E4803:J4803)","v":6.9465925449219649E-3},null,2.0901567717449289E-3,8.1511795148565629E-4,1.737714426179457E-3,5.5220319226559323E-4,2.2621693809447895E-6,1.0617716443458336E-4,{"$f":"SUM(M4803:R4803)","v":5.3036316754911626E-3}]
[2004,7,19,5,1.6051270732267519E-3,1.0761208487334059E-3,1.6686507924812497E-3,1.4521128722256099E-3,1.5597601540512758E-5,2.6479431570797181E-4,6.0824035039155015E-3,null,1.3434506016531142E-3,8.7972320913192533E-4,1.6913557491670386E-3,5.5018301997742899E-4,2.2621693809447895E-6,1.0617716443458336E-4,4.5731519137450338E-3]
[2004,7,19,8,1.8436340638378838E-3,1.1755225976925669E-3,2.648754568423714E-3,2.9321205558890959E-3,0,0,8.6000317858432596E-3,null,1.5430748964392338E-3,9.6098362304417604E-4,2.6847955771346615E-3,1.1109349508791645E-3,0,0,6.2997890474972354E-3]
[2004,7,19,11,2.0917147469688277E-3,1.2797680664931612E-3,2.835903120125086E-3,3.2793262475261857E-3,0,0,9.4867121811132611E-3,null,1.750712128761774E-3,1.046203752789511E-3,2.8744906171602139E-3,1.2424857962934507E-3,0,0,6.9138922950049489E-3]
[2004,7,19,15,2.1333194225169336E-3,1.3040632538959709E-3,2.75797523284412E-3,3.1737709901733398E-3,0,0,9.3691288994303644E-3,null,1.7855341857371907E-3,1.0660649424074032E-3,2.7955023826134796E-3,1.2024925482645463E-3,0,0,6.8495940590226189E-3]
[2004,7,19,18,2.0679242425640262E-3,1.3815637592387016E-3,2.2725180552947565E-3,1.4052953867445313E-3,0,0,7.127301443842016E-3,null,1.7308000806819854E-3,1.1294212033233586E-3,2.3034396982446375E-3,5.3244460167510348E-4,0,0,5.6961055839250853E-3]
[2004,7,19,21,2.6644788602169425E-3,1.2674677855267944E-3,2.0010200741544257E-3,1.4665311722298125E-3,0,0,7.3994978921279753E-3,null,2.2301011474776711E-3,1.0361483369338545E-3,2.0282475050319867E-3,5.5564588997257926E-4,0,0,5.850142879416092E-3]
[2004,7,19,23,2.9156691673123802E-3,1.1265891063224408E-3,1.7987906053449324E-3,1.5218682913029436E-3,1.5597601540512758E-5,2.6479431570797181E-4,7.6433090875311811E-3,null,2.4403410560964972E-3,9.2098074779756764E-4,1.8232663452452085E-3,5.7661226515651578E-4,2.2621693809447895E-6,1.0617716443458336E-4,5.8696397481113162E-3]
[2004,7,20,2,1.8858246329200655E-3,1.2608985522235005E-3,1.7003341739443641E-3,1.4969811287026547E-3,1.5597601540512758E-5,2.6479431570797181E-4,6.6244304050390689E-3,null,1.5783873314252066E-3,1.0307780228005375E-3,1.7234702392881303E-3,5.6718290567627774E-4,2.2621693809447895E-6,1.0617716443458336E-4,5.0082578330056804E-3]
[2004,7,20,6,1.6214693168824176E-3,1.3061528081676726E-3,1.7966119881308836E-3,1.4900058809345124E-3,1.1698201155384569E-5,1.985957367809789E-4,6.4245339320518503E-3,null,1.3571286446179183E-3,1.067773142180431E-3,1.821058084075874E-3,5.6454009260329297E-4,1.6966270357085923E-6,7.963287332593754E-5,4.8918294638391618E-3]
[2004,7,20,9,1.8847474374871366E-3,1.3844036715646318E-3,2.7253554010361132E-3,3.2374238137327866E-3,0,0,9.2319303238206675E-3,null,1.5774857462008309E-3,1.1317428169116104E-3,2.7624387000779057E-3,1.2266096147583868E-3,0,0,6.6982768779487341E-3]
[2004,7,20,13,2.0375138354607981E-3,1.3851062948297703E-3,2.8201793990738308E-3,3.2956367946849617E-3,0,0,9.5384363240493611E-3,null,1.7053473421413425E-3,1.1323172077844811E-3,2.8585529469669232E-3,1.2486656093540882E-3,0,0,6.9448831062468358E-3]
[2004,7,20,14,1.980763975769571E-3,1.4297315827962263E-3,2.7792994974691855E-3,2.8942875279532512E-3,0,0,9.084082583988233E-3,null,1.6578491506164534E-3,1.1687981491067252E-3,2.8171168017195485E-3,1.0966006040368762E-3,0,0,6.7403647054796022E-3]
[2004,7,20,20,2.3404387806457232E-3,1.3792047341420113E-3,2.0651040584755598E-3,1.0926600207301349E-3,0,0,6.8774075939934294E-3,null,1.9588878291548172E-3,1.1274927125493662E-3,2.0932034657395642E-3,4.1399191585742316E-4,0,0,5.5935759233011716E-3]
[2004,7,20,21,2.4828163805487129E-3,1.4454807879358386E-3,2.0215502767889091E-3,1.1143744372196583E-3,0,0,7.0642218824931192E-3,null,2.078054264910634E-3,1.1816730425752461E-3,2.0490570575242514E-3,4.2221917110029072E-4,0,0,5.7310035361104227E-3]
[2004,7,20,24,2.6976193948707425E-3,1.1107657097500397E-3,1.7873286435296134E-3,1.159845465834261E-3,1.5597601540512758E-5,2.6479431570797181E-4,7.0359511312331402E-3,null,2.2578389334526158E-3,9.0804520321777086E-4,1.8116484230889221E-3,4.39447437802671E-4,2.2621693809447895E-6,1.0617716443458336E-4,5.5254193313775072E-3]
[2004,7,21,3,1.6538889606093669E-3,1.2994993046986656E-3,1.6794485797283923E-3,1.1356480303492116E-3,1.5597601540512758E-5,2.6479431570797181E-4,6.0488767926341206E-3,null,1.3842630631925134E-3,1.0623339376239775E-3,1.7023004594809209E-3,4.3027940521683691E-4,2.2621693809447895E-6,1.0617716443458336E-4,4.6876161993297761E-3]
[2004,7,21,7,1.6867697633623628E-3,1.4371075202734456E-3,2.3941343176285103E-3,1.4623568155518842E-3,0,0,6.9803684168162029E-3,null,1.4117834601618002E-3,1.1748279397157011E-3,2.4267107657545356E-3,5.5406429104356105E-4,0,0,5.5673864566755972E-3]
[2004,7,21,11,2.2557770447380913E-3,1.398145018572474E-3,2.929268774392796E-3,2.9584471488907052E-3,0,0,9.5416379865940672E-3,null,1.8880281059969128E-3,1.142976296777522E-3,2.9691266769229746E-3,1.1209096881880779E-3,0,0,7.1210407678854865E-3]
[2004,7,21,15,2.2512314599966235E-3,1.3777384145650148E-3,2.786419246868994E-3,2.8793654248924234E-3,0,0,9.2947545463230551E-3,null,1.8842235669933349E-3,1.1262940039048802E-3,2.8243334279509057E-3,1.0909468508862429E-3,0,0,6.9257978497353637E-3]
[2004,7,21,18,2.3968854577313364E-3,1.4653323317146427E-3,2.3244875715486028E-3,1.2012290858452943E-3,0,0,7.3879344468398764E-3,null,{"$f":"E4868*V$5","v":2.0061322645374565E-3},{"$f":"F4868*W$5","v":1.1979015765915394E-3},{"$f":"G4868*X$5","v":2.3561163520378907E-3},{"$f":"H4868*Y$5","v":4.5512704885134375E-4},{"$f":"I4868*Z$5","v":0},{"$f":"J4868*AA$5","v":0},6.0152772420182304E-3]
[2004,7,21,21,2.4897322612306987E-3,1.4454807879358386E-3,2.1240390427676018E-3,1.1858151892288767E-3,0,0,7.2450672811630156E-3,null,2.0838426814280236E-3,1.1816730425752461E-3,2.1529403651307137E-3,4.4928696275869538E-4,0,0,5.8677430518926793E-3]
[2004,7,21,22,2.7430945520459252E-3,1.3774784168859076E-3,2.0870496049708795E-3,1.2112931144656874E-3,9.0934020103019828E-6,1.5437509135755574E-4,7.5823841817362573E-3,null,2.2959004852676095E-3,1.1260814571515112E-3,2.115447620358805E-3,4.5894015302899678E-4,1.3188447943677047E-6,6.1901288990477981E-5,6.0595898495917682E-3]
[2004,7,22,1,2.3446827596671099E-3,1.1988036292300368E-3,1.8213414828370459E-3,1.1959961574607109E-3,1.5597601540512758E-5,2.6479431570797181E-4,6.8412159464433875E-3,null,1.962439931829295E-3,9.8001574550528304E-4,1.8461240674642069E-3,4.5314437353937369E-4,2.2621693809447895E-6,1.0617716443458336E-4,5.3501634521536867E-3]
[2004,7,22,4,1.5979307936459563E-3,1.2915562037647801E-3,1.6969004561067868E-3,1.2163281161939434E-3,1.5597601540512758E-5,2.6479431570797181E-4,6.0831074869599506E-3,null,1.337427498377528E-3,1.0558404938325659E-3,1.7199897996228797E-3,4.6084783700413962E-4,2.2621693809447895E-6,1.0617716443458336E-4,4.6825449626526411E-3]
[2004,7,22,9,1.9104168114334487E-3,1.3844036715646318E-3,2.8136135304390655E-3,3.1002490726295515E-3,0,0,9.2086830860666977E-3,null,1.5989703603771445E-3,1.1317428169116104E-3,2.8518977380318214E-3,1.1746362352998553E-3,0,0,6.757247150620432E-3]
[2004,7,22,12,2.3117972093975305E-3,1.3709053520341162E-3,2.8006360117249552E-3,2.5090088852880868E-3,0,0,8.9923474584446897E-3,null,1.9349155613091805E-3,1.120708010747182E-3,2.8387436371342966E-3,9.5062450864600006E-4,0,0,6.844991717836659E-3]
[2004,7,22,16,2.4321775203851722E-3,1.4565005475055831E-3,2.5570092416313181E-3,2.1552327913640854E-3,0,0,8.6009201008861585E-3,null,2.0356708248151557E-3,1.1906816388346422E-3,2.5918018922793736E-3,8.1658423982543357E-4,0,0,6.6347385957546048E-3]
[2004,7,22,19,2.1929024501958793E-3,1.4448173232652522E-3,2.2675467572735235E-3,1.0037691421006321E-3,0,0,6.9090356728352875E-3,null,1.8354036669257904E-3,1.1811306636502017E-3,2.2984007568873912E-3,3.8031254217494226E-4,0,0,5.6952476296383255E-3]
[2004,7,22,22,2.7637133668631493E-3,1.3774784168859076E-3,2.0386899839986358E-3,1.11706435433012E-3,9.0934020103019828E-6,1.5437509135755574E-4,7.4604146154456704E-3,null,2.3131579097006101E-3,1.1260814571515112E-3,2.0664299808817528E-3,4.2323833892644912E-4,1.3188447943677047E-6,6.1901288990477981E-5,5.9921278204451683E-3]
[2004,7,22,23,2.7195254257329836E-3,1.267135251450704E-3,1.9562850084873101E-3,1.1686139870738293E-3,1.5597601540512758E-5,2.6479431570797181E-4,7.3919515899933111E-3,null,2.2761737250293025E-3,1.0358764920523913E-3,1.98290373937031E-3,4.4276969434938688E-4,2.2621693809447895E-6,1.0617716443458336E-4,5.8461629846169186E-3]
[2004,7,23,5,1.6552990321292414E-3,1.177042412037903E-3,1.7065615747819428E-3,1.188103275889458E-3,1.5597601540512758E-5,2.6479431570797181E-4,6.00739821208703E-3,null,1.3854432572490134E-3,9.6222606338415974E-4,1.7297823749707225E-3,4.5015388326671298E-4,2.2621693809447895E-6,1.0617716443458336E-4,4.6360449126861356E-3]
[2004,7,23,7,1.7468071371758253E-3,1.3497040625991344E-3,2.3551857215521185E-3,1.4640901312613286E-3,0,0,6.9157870525884063E-3,null,1.4620332175278796E-3,1.1033760666616925E-3,2.3872322048761182E-3,5.5472101745225599E-4,0,0,5.5073625065179465E-3]
[2004,7,23,10,2.5562199554393828E-3,1.2876493419574295E-3,2.8557027112293318E-3,2.4977843238598316E-3,0,0,9.1973563324859765E-3,null,2.1394911931733405E-3,1.0526466545803641E-3,2.8945596168551868E-3,9.463716966073226E-4,0,0,7.0330691612162143E-3]
[2004,7,23,13,2.1370794134536078E-3,1.4023211762499842E-3,2.833880594040804E-3,2.8977991294194569E-3,0,0,9.2710803131638535E-3,null,1.7886812026745664E-3,1.1463902840060235E-3,2.872440571017603E-3,1.0979310953069337E-3,0,0,6.9054431530051266E-3]
[2004,7,23,17,2.176731187331942E-3,1.4509720866647635E-3,2.3644331491786356E-3,1.1721345853108276E-3,0,0,7.1642710084861682E-3,null,1.8218687305419853E-3,1.1861621507881367E-3,2.3966054601741059E-3,4.441035943562026E-4,0,0,5.8487399358604303E-3]
[2004,7,23,20,2.2817178746172232E-3,1.339932958568896E-3,2.1350133804564578E-3,1.1282289510930708E-3,0,0,6.8848931647356483E-3,null,1.9097399218959757E-3,1.0953882398257375E-3,2.1640640281685307E-3,4.2746843128452867E-4,0,0,5.596660621174772E-3]
[2004,7,23,22,2.5477240286359069E-3,1.22371841542692E-3,1.9306532646499929E-3,1.192976351851203E-3,1.0403600539705055E-5,1.7661781387702538E-4,7.0820934749807529E-3,null,2.1323803181740263E-3,1.0003834539218197E-3,1.9569232301494687E-3,4.5200021608318545E-4,1.5088670223670671E-6,7.082017080298298E-5,5.6140162561538493E-3]
[2004,7,24,1,2.525766078119458E-3,7.9742060557508852E-4,1.6977880787647736E-3,1.1609040329387003E-3,1.5597601540512758E-5,2.6479431570797181E-4,6.4622707126465043E-3,null,2.1140020711651521E-3,6.5188720671113896E-4,1.7208894999630835E-3,4.3984851244191481E-4,2.2621693809447895E-6,1.0617716443458336E-4,5.0350666240968171E-3]
[2004,7,24,4,1.6378193063494926E-3,8.3756481415738274E-4,1.6415127477903894E-3,1.202485586509383E-3,1.5597601540512758E-5,2.6479431570797181E-4,5.5997743720551324E-3,null,1.3708131706301843E-3,6.8470488889213563E-4,1.6638484431951367E-3,4.5560311744297636E-4,2.2621693809447895E-6,1.0617716443458336E-4,4.2834089539759606E-3]
[2004,7,24,8,1.7589942621896359E-3,9.7718839648412562E-4,2.2429008051967087E-3,9.2888571784579892E-4,0,0,5.9079691817162695E-3,null,1.4722335316994621E-3,7.9884644284450898E-4,2.2734194528742065E-3,3.5194037545788133E-4,0,0,4.8964398028760589E-3]
[2004,7,24,11,1.9956162591567676E-3,1.0203968862037862E-3,2.406155371255918E-3,6.6690625011647765E-4,0,0,6.0890747667329496E-3,null,1.6702801346707814E-3,8.3416915895270728E-4,2.4388953871596697E-3,2.5268042295399407E-4,0,0,5.1960251037371516E-3]
[2004,7,24,14,2.3434491523650789E-3,8.6800914610489694E-4,2.3846474438690697E-3,1.6426005763301569E-3,0,0,7.2387063186692014E-3,null,1.9614074338422131E-3,7.0959297226331824E-4,2.4170948062338547E-3,6.2235585331384721E-4,0,0,5.7104510656532338E-3]
[2004,7,24,19,2.2486481844328199E-3,8.6972319727948754E-4,1.9795566683609182E-3,2.3107213490836812E-3,0,0,7.408649399156907E-3,null,1.8820614309429779E-3,7.1099420020319317E-4,2.006492051494837E-3,8.7549644003683067E-4,0,0,5.4750441226778393E-3]
[2004,7,24,22,2.6872386248669483E-3,8.6375242648605109E-4,1.6931904975632634E-3,2.0800915770363545E-3,1.0403600539705055E-5,1.7661781387702538E-4,7.5112945403693473E-3,null,2.2491504925560429E-3,7.061131260658642E-4,1.7162293605064189E-3,7.8811440045252067E-4,1.5088670223670671E-6,7.082017080298298E-5,5.5319364174061967E-3]
[2004,7,25,1,2.5217009536512487E-3,6.7920751136580769E-4,1.6070309819567301E-3,2.2618317017421485E-3,1.5597601540512758E-5,2.6479431570797181E-4,7.3501630659644195E-3,null,2.1105996652100696E-3,5.5524861568151157E-4,1.6288974917156667E-3,8.5697291178053899E-4,2.2621693809447895E-6,1.0617716443458336E-4,5.2601580182033147E-3]
[2004,7,25,2,2.117765393846669E-3,6.9362446202137602E-4,1.5837764307250252E-3,2.2607821176018564E-3,1.5597601540512758E-5,2.6479431570797181E-4,6.936340321443411E-3,null,1.7725158587001979E-3,5.6703439802328198E-4,1.6053265210264919E-3,8.5657524064692984E-4,2.2621693809447895E-6,1.0617716443458336E-4,4.9098913522124289E-3]
[2004,7,25,5,1.6863737362357912E-3,7.9614104805131802E-4,1.6113552112714557E-3,2.4970256859328621E-3,1.5597601540512758E-5,2.6479431570797181E-4,6.8712875987399112E-3,null,1.4114519955130893E-3,6.5084117507593258E-4,1.6332805598477966E-3,9.4608426047634896E-4,2.2621693809447895E-6,1.0617716443458336E-4,4.7500973247286945E-3]
[2004,7,25,9,1.9641623620134255E-3,8.756884510677346E-4,2.2522179193669245E-3,3.1233999574145194E-3,0,0,8.2154686898626046E-3,null,1.6439540214636754E-3,7.1587076421741121E-4,2.2828633429250464E-3,1.1834077460754751E-3,0,0,5.8260958746816083E-3]
[2004,7,25,12,2.4048210397481502E-3,8.7831191027525676E-4,2.367205035815207E-3,3.932599934029864E-3,0,0,9.582937919868478E-3,null,2.012774145179046E-3,7.180154285046839E-4,2.3994150632497937E-3,1.4900010525706775E-3,0,0,6.6202056895042008E-3]
[2004,7,25,16,2.2924504294136918E-3,9.5081097481485792E-4,2.302497740782174E-3,3.3110837346875333E-3,0,0,8.8568428796982571E-3,null,1.9187227977312236E-3,7.772830375198874E-4,2.3338273105814066E-3,1.2545182150726776E-3,0,0,6.2843513609051951E-3]
[2004,7,25,20,2.8757729856445009E-3,9.5998149940647239E-4,1.8003281074553869E-3,4.0250653685100441E-3,0,0,9.6611479610164037E-3,null,2.4069489651154224E-3,7.8477989378157381E-4,1.8248247678016782E-3,1.5250347699619841E-3,0,0,6.5415883966606584E-3]
[2004,7,25,23,3.2366512347832815E-3,9.6009368343517225E-4,1.7865991917158355E-3,3.639168989003733E-3,1.5597601540512758E-5,2.6479431570797181E-4,9.9029050161865088E-3,null,2.7089948959428114E-3,7.8487160364283833E-4,1.8109090457880915E-3,1.3788246236737473E-3,2.2621693809447895E-6,1.0617716443458336E-4,6.7920395028630157E-3]
[2004,7,25,24,2.9721694488561547E-3,9.3654556311054289E-4,1.7319997048668183E-3,3.6913063693526133E-3,1.5597601540512758E-5,2.6479431570797181E-4,9.6124130034346139E-3,null,2.4876303570494514E-3,7.6562113748432999E-4,1.7555666359802629E-3,1.3985786675381846E-3,2.2621693809447895E-6,1.0617716443458336E-4,6.515836131867756E-3]
[2004,7,26,3,1.7136819051117446E-3,1.0909425420498554E-3,1.5821343069046742E-3,3.5090204612620445E-3,1.5597601540512758E-5,2.6479431570797181E-4,8.1761711325768031E-3,null,1.4343082394319543E-3,8.9183986649848696E-4,1.6036620531960093E-3,1.3295133673601862E-3,2.2621693809447895E-6,1.0617716443458336E-4,5.3677628603021645E-3]
[2004,7,26,6,1.5715630157554551E-3,1.119340796597388E-3,1.8100424718038328E-3,4.184668263015682E-3,1.4303000924833245E-5,2.4281639280401834E-4,8.942733940901209E-3,null,1.3153583378343458E-3,9.1505529221364262E-4,1.8346713133247324E-3,1.5855058284973071E-3,2.0744093676032647E-6,9.7364461911628817E-5,5.7500296431492598E-3]
[2004,7,26,9,2.2577098381887507E-3,1.1445890720692142E-3,2.7685799708782157E-3,5.519341442815579E-3,0,0,1.1690220323951759E-2,null,1.8896458050361171E-3,9.356956263817472E-4,2.8062514169370167E-3,2.0911927725292289E-3,0,0,7.7227856208841091E-3]
[2004,7,26,14,2.0958913669477945E-3,1.2429866566078206E-3,2.8805665137302972E-3,5.6328015705307448E-3,0,0,1.1852246107816657E-2,null,1.7542078536281797E-3,1.0161351410914723E-3,2.9197617355343317E-3,2.1341810531975767E-3,0,0,7.8242857834515608E-3]
[2004,7,26,17,2.3967199560827809E-3,1.4260507557587161E-3,2.4385126050594152E-3,4.4622475146023129E-3,0,0,1.0723530831503226E-2,null,2.0059937438601625E-3,1.1657890921058232E-3,2.4716928985786457E-3,1.6906762968831005E-3,0,0,7.334152031427732E-3]
[2004,7,26,21,2.6999743829216444E-3,1.2674677855267944E-3,2.0567802650977044E-3,4.577408002082858E-3,0,0,1.0601630435629002E-2,null,2.2598099986515289E-3,1.0361483369338545E-3,2.0847664123740846E-3,1.7343088174646517E-3,0,0,7.1150335654241196E-3]
[2004,7,26,24,2.7725264768469959E-3,1.0378334520392818E-3,1.8171190464765377E-3,5.1802417081982651E-3,1.5597601540512758E-5,2.6479431570797181E-4,1.1088112600809566E-2,null,2.3205342589677322E-3,8.4842346103327455E-4,1.8418441773601678E-3,1.9627131483665751E-3,2.2621693809447895E-6,1.0617716443458336E-4,7.0819543795432767E-3]
[2004,7,27,1,2.2832991659588377E-3,1.1988036292300368E-3,1.7318121575150699E-3,5.0967367329712151E-3,1.5597601540512758E-5,2.6479431570797181E-4,{"$f":"SUM(E4995:J4995)","v":1.0591043602923645E-2},null,1.9110634225955249E-3,9.8001574550528304E-4,1.7553765367138076E-3,1.9310744098550547E-3,2.2621693809447895E-6,1.0617716443458336E-4,{"$f":"SUM(M4995:R4995)","v":6.6859694484851977E-3}]
[2004,7,27,6,1.5921752893910093E-3,1.3061528081676726E-3,1.7813522573575677E-3,5.3836663406963726E-3,1.4303000924833245E-5,2.4281639280401834E-4,1.0320466089341474E-2,null,1.3326102874643873E-3,1.067773142180431E-3,1.805590717572059E-3,2.0397875829964878E-3,2.0744093676032647E-6,9.7364461911628817E-5,6.3452006014925967E-3]
[2004,7,27,8,1.7425763296446681E-3,1.3755955713392024E-3,2.6459823451975518E-3,7.5502497196141428E-3,0,0,1.3314403965795564E-2,null,1.4584921390562633E-3,1.1245422406884189E-3,2.6819856328894839E-3,2.8606723842026856E-3,0,0,8.1256923968368519E-3]
[2004,7,27,12,2.222032238318794E-3,1.3709053520341162E-3,2.7686345435242506E-3,6.6082501299792084E-3,0,0,1.296982226385637E-2,null,1.8597845598983863E-3,1.120708010747182E-3,2.8063067321407935E-3,2.5037633663461695E-3,0,0,8.290562669132532E-3]
[2004,7,27,15,2.1654653947623345E-3,1.3777384145650148E-3,2.7373066335412101E-3,7.2910922136778748E-3,0,0,1.3571602656546434E-2,null,1.8124395482310093E-3,1.1262940039048802E-3,2.7745525503203939E-3,2.7624816292049011E-3,0,0,8.4757677316611851E-3]
[2004,7,27,19,2.0858608605094147E-3,1.4448173232652522E-3,2.2123404649968771E-3,5.1438121949149056E-3,0,0,1.0886830843686451E-2,null,1.745812574441693E-3,1.1811306636502017E-3,2.2424432849867202E-3,1.9489105714334007E-3,0,0,7.1182970945120154E-3]
[2004,7,27,22,2.7336241564091491E-3,1.3774784168859076E-3,1.9854599720371844E-3,5.4808129660502093E-3,1.1698201155384569E-5,1.985957367809789E-4,1.1787669449318815E-2,null,2.2879740045992952E-3,1.1260814571515112E-3,2.012475680098809E-3,2.0765949309238365E-3,1.6966270357085923E-6,7.963287332593754E-5,7.5844555731350979E-3]
[2004,7,27,23,2.7034163789056219E-3,1.267135251450704E-3,1.8892290380460911E-3,5.6296351168089462E-3,1.5597601540512758E-5,2.6479431570797181E-4,1.1769807702459849E-2,null,2.2626908618882734E-3,1.0358764920523913E-3,1.9149353533947852E-3,2.1329813330486823E-3,2.2621693809447895E-6,1.0617716443458336E-4,7.4549233741996596E-3]
[2004,7,28,3,1.6556399936349152E-3,1.2994993046986656E-3,1.7334947273803204E-3,5.2701102106083655E-3,1.5597601540512758E-5,2.6479431570797181E-4,1.0239136153570751E-2,null,1.3857286333713022E-3,1.0623339376239775E-3,1.7570820009294419E-3,1.9967629285197229E-3,2.2621693809447895E-6,1.0617716443458336E-4,6.3103468342599724E-3]
[2004,7,28,6,1.606527518153759E-3,1.3061528081676726E-3,1.8372477314295031E-3,5.2192113718986027E-3,1.4303000924833245E-5,2.4281639280401834E-4,1.0226258823378388E-2,null,1.34462273849583E-3,1.067773142180431E-3,1.8622467488099714E-3,1.9774781488512104E-3,2.0744093676032647E-6,9.7364461911628817E-5,6.3515596496166752E-3]
[2004,7,28,9,1.9013766792812094E-3,1.3844036715646318E-3,2.8285858283080669E-3,7.9333632337873286E-3,0,0,1.4047729412941237E-2,null,1.5914039993198015E-3,1.1317428169116104E-3,2.8670737605963276E-3,3.0058281460264265E-3,0,0,8.5960487228541674E-3]
[2004,7,28,13,2.0729317593400388E-3,1.3851062948297703E-3,2.9214949282557082E-3,7.5870121249223613E-3,0,0,1.3966545107347879E-2,null,1.7349912450687391E-3,1.1323172077844811E-3,2.9612470538068927E-3,2.8746010887551838E-3,0,0,8.703156595415297E-3]
[2004,7,28,16,2.4146700358309812E-3,1.4565005475055831E-3,2.5865581615383639E-3,6.4557154774865242E-3,0,0,1.2913444222361452E-2,null,2.0210175048069909E-3,1.1906816388346422E-3,2.6217528777052351E-3,2.4459703549592465E-3,0,0,8.2794223763061146E-3]
[2004,7,28,20,2.4452486507696362E-3,1.3792047341420113E-3,2.2331769271448005E-3,4.7778308593307639E-3,0,0,1.0835461171387211E-2,null,2.0466110290346218E-3,1.1274927125493662E-3,2.2635632641968629E-3,1.8102459260615554E-3,0,0,7.2479129318424058E-3]
[2004,7,28,24,2.7210807300362028E-3,1.1107657097500397E-3,1.946939733240658E-3,6.0486954671382879E-3,1.5597601540512758E-5,2.6479431570797181E-4,1.2107873557413674E-2,null,2.2774754752375981E-3,9.0804520321777086E-4,1.9734313050615892E-3,2.2917567929367447E-3,2.2621693809447895E-6,1.0617716443458336E-4,7.5591481102692303E-3]
[2004,7,29,3,1.6672239688804329E-3,1.2994993046986656E-3,1.730303332244672E-3,5.8047838766770443E-3,1.5597601540512758E-5,2.6479431570797181E-4,1.0782202399749299E-2,null,1.3954241265024725E-3,1.0623339376239775E-3,1.7538471811967187E-3,2.1993424785854182E-3,2.2621693809447895E-6,1.0617716443458336E-4,6.5193870577241134E-3]
[2004,7,29,4,1.6012110048168997E-3,1.2915562037647801E-3,1.690519341823307E-3,6.0252296815689393E-3,1.5597601540512758E-5,2.6479431570797181E-4,1.0888908149222411E-2,null,1.3401729518339291E-3,1.0558404938325659E-3,1.71352185895004E-3,2.2828659711434641E-3,2.2621693809447895E-6,1.0617716443458336E-4,6.5008406095755263E-3]
[2004,7,29,7,1.6983773750760196E-3,1.4371075202734456E-3,2.4362441381983041E-3,6.538869670696972E-3,0,0,1.2110598704244743E-2,null,1.4214987364166074E-3,1.1748279397157011E-3,2.4693935651982743E-3,2.4774761876113537E-3,0,0,7.5431964289419369E-3]
[2004,7,29,10,1.9437101251895104E-3,1.4426867063568991E-3,2.9029865453209236E-3,7.9739731959412238E-3,0,0,1.4263356572808557E-2,null,1.6268360185811965E-3,1.1793888953848129E-3,2.9424868314610391E-3,3.021214630125803E-3,0,0,8.7699263755528518E-3]
[2004,7,29,14,2.1076827504418875E-3,1.4297315827962263E-3,2.8964248416262287E-3,7.7586853394406513E-3,0,0,1.4192524514304992E-2,null,1.7640769421967356E-3,1.1687981491067252E-3,2.9358358441374122E-3,2.9396454041245136E-3,0,0,8.8083563395653861E-3]
[2004,7,29,17,2.3648350969065995E-3,1.5474898780153713E-3,2.4485282719531325E-3,6.4021208664877755E-3,0,0,{"$f":"SUM(E5059:J5059)","v":1.2762974113362878E-2},null,1.979306926374894E-3,1.2650649443221714E-3,2.4818448464030561E-3,2.4256641890283478E-3,0,0,{"$f":"SUM(M5059:R5059)","v":8.1518809061284694E-3}]
[2004,7,29,22,2.771445414712902E-3,1.3774784168859076E-3,2.0858966785780378E-3,5.7836932800168434E-3,1.1698201155384569E-5,1.985957367809789E-4,1.2228807728130054E-2,null,2.3196294374126679E-3,1.1260814571515112E-3,2.1142790063553925E-3,2.1913515789896794E-3,1.6966270357085923E-6,7.963287332593754E-5,7.8326709802708974E-3]
[2004,7,30,1,2.2851213677980791E-3,1.1015665671648361E-3,1.8774869497271902E-3,5.6951082018510879E-3,1.5597601540512758E-5,2.6479431570797181E-4,1.123967500378968E-2,null,1.9125885592642005E-3,9.0052495189484321E-4,1.9030334931164768E-3,2.1577880683546742E-3,2.2621693809447895E-6,1.0617716443458336E-4,6.9823744064457221E-3]
[2004,7,30,4,1.622821049316298E-3,1.2138277733836729E-3,1.6322858728683824E-3,5.9531742100510324E-3,1.5597601540512758E-5,2.6479431570797181E-4,1.0702500822867871E-2,null,1.3582600103408326E-3,9.9229790538059239E-4,1.6544960202576951E-3,2.2555652718081161E-3,2.2621693809447895E-6,1.0617716443458336E-4,6.3690585416027639E-3]
[2004,7,30,5,1.6402597493462611E-3,1.177042412037903E-3,1.6922438906930436E-3,5.9574235306144689E-3,1.5597601540512758E-5,2.6479431570797181E-4,1.0747361499940161E-2,null,1.3728557594488489E-3,9.6222606338415974E-4,1.7152698733690493E-3,2.2571752733893712E-3,2.2621693809447895E-6,1.0617716443458336E-4,6.4159663034069562E-3]
[2004,7,30,8,2.054758762665791E-3,1.2525379506940499E-3,2.7006321250599807E-3,7.515640380371392E-3,0,0,1.3523569218791213E-2,null,1.7197809083152893E-3,1.0239432744389399E-3,2.7373790200364658E-3,2.8475594429512143E-3,0,0,8.3286626457419084E-3]
[2004,7,30,14,2.014693618126521E-3,1.4090656888674504E-3,2.833762081315425E-3,7.1971721977030735E-3,0,0,1.345469358601247E-2,null,1.6862473997012971E-3,1.1519038880690353E-3,2.8723204457161782E-3,2.7268967934709221E-3,0,0,8.4373685269574332E-3]
[2004,7,30,16,1.9868689732424473E-3,1.512580121314023E-3,2.5080173298457319E-3,6.060510715266516E-3,0,0,1.2067977139668718E-2,null,1.6629588784783968E-3,1.2365263993887919E-3,2.5421433585498445E-3,2.2962334069943063E-3,0,0,7.7378620434113395E-3]
[2004,7,30,19,2.1593683046947712E-3,1.3548387440363231E-3,2.2247769293677598E-3,5.8314583609237148E-3,0,0,1.1570442339022569E-2,null,1.807336438666522E-3,1.1075736420893133E-3,2.2550489695360473E-3,2.2094490264852936E-3,0,0,7.3794080767771763E-3]
[2004,7,30,23,2.5576838142224475E-3,9.743652485434748E-4,1.8630970185287284E-3,5.8392072711512134E-3,1.5597601540512758E-5,2.6479431570797181E-4,1.1514745269694348E-2,null,2.1407164058033223E-3,7.9653853405422137E-4,1.8884477613550425E-3,2.2123849682512838E-3,2.2621693809447895E-6,1.0617716443458336E-4,7.1465270032793973E-3]
[2004,7,31,2,2.1445955552889307E-3,8.2281703219730731E-4,1.7220176738859555E-3,5.4778470145045392E-3,1.5597601540512758E-5,2.6479431570797181E-4,1.0447669193125219E-2,null,1.7949720225350003E-3,6.7264865367583457E-4,1.7454487817450213E-3,2.075471177936231E-3,2.2621693809447895E-6,1.0617716443458336E-4,6.3969799697076151E-3]
[2004,7,31,5,1.5718793965336676E-3,8.3246458345261965E-4,1.6475549998607054E-3,5.7181571186315262E-3,1.5597601540512758E-5,2.6479431570797181E-4,1.0050448015727005E-2,null,1.3156231405119223E-3,6.8053547675948499E-4,1.6699729108327595E-3,2.1665209450366595E-3,2.2621693809447895E-6,1.0617716443458336E-4,5.9410918069563532E-3]
[2004,7,31,6,1.5492551151776569E-3,8.2388402631169695E-4,1.7278126968064363E-3,5.4499761760465814E-3,1.5597601540512758E-5,2.6479431570797181E-4,9.8313199315908564E-3,null,1.2966871915103268E-3,6.735209158270052E-4,1.7513226562412755E-3,2.0649113500017815E-3,2.2621693809447895E-6,1.0617716443458336E-4,5.8948814473959166E-3]
[2004,7,31,11,1.9593232214401555E-3,1.0203968862037862E-3,2.3353220877149546E-3,4.8155227882855332E-3,0,0,1.013056498364443E-2,null,1.6399037836830775E-3,8.3416915895270728E-4,2.3670982910331392E-3,1.8245268126907924E-3,0,0,6.6656980463597167E-3]
[2004,7,31,14,2.3006567429069971E-3,8.6800914610489694E-4,2.3104430946148374E-3,4.6134297054780029E-3,0,0,1.0092538689104733E-2,null,1.925591273744012E-3,7.0959297226331824E-4,2.3418807750597704E-3,1.7479568815633444E-3,0,0,6.7250219026304446E-3]
[2004,7,31,17,2.2353623503674055E-3,9.2938808949286186E-4,2.1133874876588161E-3,4.3041920140486139E-3,0,0,9.5823299415676959E-3,null,1.8709415251944796E-3,7.5976993994677231E-4,2.142143876703063E-3,1.630791521889406E-3,0,0,6.4036468637337206E-3]
[2004,7,31,20,2.5565501971940401E-3,8.2305315881150227E-4,1.8384111848978788E-3,4.1628638926248795E-3,0,0,9.3808784335283005E-3,null,2.1397675971362327E-3,6.7284168595752069E-4,1.8634260331284712E-3,1.5772444911179809E-3,0,0,6.2532798073402056E-3]
[2004,7,31,24,2.7169978552008447E-3,6.9410838200167826E-4,1.5953578186802156E-3,4.0250564016536504E-3,1.5597601540512758E-5,2.6479431570797181E-4,9.3119123747848736E-3,null,2.2740582126759431E-3,5.6743000009579615E-4,1.6170654943273215E-3,1.5250313725593272E-3,2.2621693809447895E-6,1.0617716443458336E-4,6.0920244134739145E-3]
[2004,8,1,3,1.7673713299626479E-3,1.036471135203433E-3,1.5148983986465647E-3,3.6958093451611601E-3,1.5494307790317184E-5,2.6413648564822193E-4,8.2941810024123441E-3,null,1.4792449247084392E-3,8.4730977408993731E-4,1.5355112810301194E-3,1.4002847751532451E-3,2.2471883623357128E-6,1.0591338788697384E-4,5.3705113312310501E-3]
[2004,8,1,4,1.6544704931209392E-3,1.0128052147558135E-3,1.5171382534222293E-3,3.5944579866323454E-3,1.5494307790317184E-5,2.6413648564822193E-4,8.0585027413698652E-3,null,1.3847497911379726E-3,8.2796300694222785E-4,1.5377816130068215E-3,1.3618843191138094E-3,2.2471883623357128E-6,1.0591338788697384E-4,5.2205393064501402E-3]
[2004,8,1,8,1.7481919332162799E-3,1.2935399218616144E-3,2.0272312779555986E-3,3.6196209733869965E-3,0,0,8.6885841064204897E-3,null,1.4631922566499197E-3,1.0574621730818938E-3,2.0548153587983107E-3,1.3714181840833468E-3,0,0,5.9468879726134703E-3]
[2004,8,1,11,2.3690186018007625E-3,1.4795441269348413E-3,2.2675318903857822E-3,3.5795569847729761E-3,0,0,9.6956516038943612E-3,null,1.9828084137404915E-3,1.2095196454295831E-3,2.2983856877092463E-3,1.3562385608807653E-3,0,0,6.8469523077600864E-3]
[2004,8,1,15,2.313639698481894E-3,1.4846975389543882E-3,2.2507102726605031E-3,3.4722399160138293E-3,0,0,9.5212874261106153E-3,null,1.9364576778868737E-3,1.2137325330110764E-3,2.2813351820083895E-3,1.3155777898660867E-3,0,0,6.7471031827724256E-3]
[2004,8,1,18,2.2974474889260752E-3,1.4995114178844376E-3,1.9953408702352926E-3,3.6013427384285939E-3,0,0,9.3936425154743999E-3,null,1.9229052096538587E-3,1.22584280215731E-3,2.0224910254602276E-3,1.3644928446681964E-3,0,0,6.5357318819395929E-3]
[2004,8,1,21,2.7745953493896573E-3,1.3317921501030698E-3,1.8236663244052711E-3,3.3567445218378174E-3,0,0,9.2867983457358156E-3,null,2.3222658527515157E-3,1.0887331711530003E-3,1.8484805426296747E-3,1.2718183783378006E-3,0,0,6.5312979448719907E-3]
[2004,8,2,1,2.4713407692853423E-3,9.2938591965020312E-4,1.6788643636058826E-3,3.3775156060787482E-3,1.5494307790317184E-5,2.6413648564822193E-4,8.7367374520587147E-3,null,2.068449469680858E-3,7.5976816611165955E-4,1.701708294060801E-3,1.2796882196390252E-3,2.2471883623357128E-6,1.0591338788697384E-4,5.9177747257416523E-3]
[2004,8,2,5,1.5955181213134293E-3,9.7950825049186816E-4,1.7169880210865865E-3,3.408360391618126E-3,1.5494307790317184E-5,2.6413648564822193E-4,7.9800055779485485E-3,null,1.3354081528996592E-3,8.0074291145657136E-4,1.7403506915892751E-3,1.2913748299454274E-3,2.2471883623357128E-6,1.0591338788697384E-4,5.2760371621402421E-3]
[2004,8,2,6,1.5430336813263719E-3,1.0247617130094181E-3,1.8477232878552532E-3,3.382027571497579E-3,1.5494307790317184E-5,2.6413648564822193E-4,8.0771770471271612E-3,null,1.2914800093562987E-3,8.3773738221431875E-4,1.8728648437800221E-3,1.2813977332778385E-3,2.2471883623357128E-6,1.0591338788697384E-4,5.3916405448777875E-3]
[2004,8,2,9,2.2159375686860118E-3,1.2999143429301594E-3,2.7288414174054822E-3,2.966868231062091E-3,0,0,9.2115615600837433E-3,null,1.854683476176349E-3,1.0626732292243139E-3,2.7659721498893282E-3,1.1241003054666301E-3,0,0,6.8074291607566218E-3]
[2004,8,2,12,2.4816649819557686E-3,1.353315149589112E-3,2.6783047587823077E-3,3.4159366796910583E-3,0,0,9.9292215700182464E-3,null,2.0770905735255502E-3,1.1063281115356643E-3,2.7147478502988201E-3,1.2942453678573985E-3,0,0,7.1924119032174333E-3]
[2004,8,2,16,2.1672675213199885E-3,1.5518055119952019E-3,2.5694980056245216E-3,3.3913535117074426E-3,0,0,9.6799245506471558E-3,null,1.8139478823987636E-3,1.2685929527039847E-3,2.6044605880802402E-3,1.2849311872172198E-3,0,0,6.9719326104002079E-3]
[2004,8,2,18,1.9861760869876047E-3,1.4995114178844376E-3,2.2718600249302364E-3,3.4078717677289818E-3,0,0,9.1654192975312611E-3,null,1.6623789502774014E-3,1.22584280215731E-3,2.302772714208689E-3,1.2911896979408122E-3,0,0,6.4821841645842128E-3]
[2004,8,2,23,2.8591553852114556E-3,1.0833398757721072E-3,1.8517371168984061E-3,4.9930834330273914E-3,1.5494307790317184E-5,2.6413648564822193E-4,1.1066946604347897E-2,null,2.3930404555200253E-3,8.8562472627172538E-4,1.8769332880937753E-3,1.8918017839562747E-3,2.2471883623357128E-6,1.0591338788697384E-4,7.1555608300911096E-3]
[2004,8,3,3,1.6172690768131073E-3,1.1350380559227639E-3,1.6622607371119726E-3,6.2251529488124473E-3,1.5494307790317184E-5,2.6413648564822193E-4,1.0919351612098829E-2,null,1.3536131503356749E-3,9.2788772024860659E-4,1.6848787457490549E-3,2.3586137928449566E-3,2.2471883623357128E-6,1.0591338788697384E-4,6.433153985427602E-3]
[2004,8,3,6,1.5900737940383173E-3,1.1669145759782976E-3,1.8086419531134366E-3,7.0504612878483077E-3,1.5494307790317184E-5,2.6413648564822193E-4,1.1895722404416898E-2,null,1.3308513892169921E-3,9.5394660996551734E-4,1.8332517380909622E-3,2.6713103077428413E-3,2.2471883623357128E-6,1.0591338788697384E-4,6.8975206212656221E-3]
[2004,8,3,7,1.6699644278016196E-3,1.3363542702399677E-3,2.3850554674241958E-3,6.5756414263419818E-3,1.2860278553278263E-6,2.1923333571848342E-5,1.199022495323494E-2,null,1.3977178210316369E-3,1.0924626806890353E-3,2.4175083816738853E-3,2.4914084348612768E-3,1.8651667885016803E-7,8.7908133049937837E-6,7.4080746482396778E-3]
[2004,8,3,10,1.8714642570224083E-3,1.4453516178649845E-3,2.8489170787985227E-3,6.9976474957952756E-3,0,0,1.3163380449481191E-2,null,1.5663680614487249E-3,1.1815674467126724E-3,2.8876816538474103E-3,2.6512999819865092E-3,0,0,8.286917143995317E-3]
[2004,8,3,13,1.990950097516818E-3,1.3854219928701762E-3,2.9045364757524722E-3,7.7257641013701028E-3,0,0,1.400667266750957E-2,null,1.6663746758649566E-3,1.1325752892941457E-3,2.9440578514479776E-3,2.9271720581956332E-3,0,0,8.670179874802713E-3]
[2004,8,3,19,2.0768134561143024E-3,1.3179242269566918E-3,2.2452118414479508E-3,6.5714210393885602E-3,0,0,1.2211370563907505E-2,null,1.7382401267017279E-3,1.0773962159507239E-3,2.2757619348768424E-3,2.4898093957755976E-3,0,0,7.5812076733048923E-3]
[2004,8,3,21,2.4414349589746841E-3,1.3174580547027229E-3,1.9846635202487818E-3,6.8005375487555546E-3,0,0,1.2544094082681742E-2,null,2.0434190658424811E-3,1.0770151225523825E-3,2.0116683911697419E-3,2.5766180836271262E-3,0,0,7.7087206631917321E-3]
[2004,8,4,1,2.2825868994692912E-3,1.0394717002390572E-3,1.7492019948577909E-3,6.6288521772363317E-3,1.5494307790317184E-5,2.6413648564822193E-4,{"$f":"SUM(E5187:J5187)","v":1.197974356524101E-2},null,1.9104672736302002E-3,8.4976272043463014E-4,1.7730029936688636E-3,2.5115691621589078E-3,2.2471883623357128E-6,1.0591338788697384E-4,{"$f":"SUM(M5187:R5187)","v":7.152962726141911E-3}]
[2004,8,4,4,1.5579928038832653E-3,1.1754073434902556E-3,1.6508861274804384E-3,5.6569131748267698E-3,1.5494307790317184E-5,2.6413648564822193E-4,1.0320830243119267E-2,null,1.3040004150827193E-3,9.6088940333191738E-4,1.6733493643581055E-3,2.1433165656786109E-3,2.2471883623357128E-6,1.0591338788697384E-4,6.1897163247006627E-3]
[2004,8,4,7,1.6710432150147563E-3,1.3363542702399677E-3,2.4120803460595474E-3,5.9816686530962488E-3,1.2860278553278263E-6,2.1923333571848342E-5,1.1424355845837696E-2,null,1.3986207385356265E-3,1.0924626806890353E-3,2.4449009817651694E-3,2.2663613738378185E-3,1.8651667885016803E-7,8.7908133049937837E-6,7.2113231048114923E-3]
[2004,8,4,8,1.7397014056358755E-3,1.3524175991821885E-3,2.730265684512912E-3,7.7646056050490802E-3,0,0,1.3586990294380055E-2,null,1.456085900663215E-3,1.1055943687359911E-3,2.7674157966795102E-3,2.9418885008381467E-3,0,0,8.2709845669168627E-3]
[2004,8,4,12,2.2189497564998701E-3,1.3791093996373225E-3,2.830328228898467E-3,6.6151154775987552E-3,0,0,1.3043502862634414E-2,null,1.8572046008887278E-3,1.1274147770865375E-3,2.8688398696403556E-3,2.5063645399592978E-3,0,0,8.3598237875749191E-3]
[2004,8,4,15,2.1616802806480057E-3,1.3964553008848622E-3,2.779597707070446E-3,7.8072584099842272E-3,0,0,1.4144991698587541E-2,null,1.8092715038318839E-3,1.1415949613369696E-3,2.8174190689918993E-3,2.9580489863476243E-3,0,0,8.7263345205083765E-3]
[2004,8,4,19,2.0792051301283024E-3,1.3179242269566918E-3,2.1793262952040223E-3,7.0830534821719289E-3,0,0,1.2659509134460945E-2,null,1.7402418971201952E-3,1.0773962159507239E-3,2.2089798987978758E-3,2.6836589841051531E-3,0,0,7.7102769959739477E-3]
[2004,8,4,22,2.7264924763917269E-3,1.2158290309873079E-3,1.9085066583804321E-3,7.1233181666900515E-3,1.4208280552452359E-5,2.4221316260246545E-4,1.3230567775604437E-2,null,2.2820049695178903E-3,9.9393392308570576E-4,1.9344752799807809E-3,2.6989146478695446E-3,2.0606717730381525E-6,9.712257880272997E-5,8.0085120710296897E-3]
[2004,8,5,2,1.8775313310400565E-3,1.0549544697850217E-3,1.7553236943348692E-3,6.9924027406385219E-3,1.5494307790317184E-5,2.6413648564822193E-4,1.1959843029237008E-2,null,1.5714460483416241E-3,8.6241980418805557E-4,1.779207989736275E-3,2.649312825694201E-3,2.2471883623357128E-6,1.0591338788697384E-4,6.9705472442094648E-3]
[2004,8,5,5,1.5339977932730688E-3,1.1365031457308229E-3,1.7132422926963901E-3,5.7626172141769074E-3,1.5494307790317184E-5,2.6413648564822193E-4,1.0425991239315728E-2,null,1.283917200501996E-3,9.2908542356336815E-4,1.7365539959138688E-3,2.1833661848961149E-3,2.2471883623357128E-6,1.0591338788697384E-4,6.2410833811246567E-3]
[2004,8,5,9,1.8744464647454564E-3,1.3611652003750056E-3,2.812268509564357E-3,8.0758144438346936E-3,0,0,1.4123694618519513E-2,null,1.5688640935863731E-3,1.1127454873139917E-3,2.8505344157600566E-3,3.0598006976388756E-3,0,0,8.5919446942992975E-3]
[2004,8,5,10,1.8938958274283132E-3,1.4453516178649845E-3,2.8631805966434173E-3,7.5979504733475678E-3,0,0,1.3800378515284283E-2,null,1.5851427162785483E-3,1.1815674467126724E-3,2.9021392521771578E-3,2.8787454591311049E-3,0,0,8.5475948742994839E-3]
[2004,8,5,13,2.0243639902173191E-3,1.3854219928701762E-3,2.9400534583796881E-3,8.2971247620116078E-3,0,0,1.4646964203478791E-2,null,1.6943412555836699E-3,1.1325752892941457E-3,2.9800581056834857E-3,3.1436517408571073E-3,0,0,8.9506263914184078E-3]
[2004,8,5,16,2.2852890145176785E-3,1.465937800295185E-3,2.5941305269576013E-3,7.4215221082458991E-3,0,0,1.3766879450016364E-2,null,1.9127288753114891E-3,1.198396544013953E-3,2.6294282786005754E-3,2.8118994910401097E-3,0,0,8.5524531889661273E-3]
[2004,8,5,20,2.3247712069594069E-3,1.231493890514799E-3,2.2673872628606526E-3,7.3671949614114406E-3,0,0,1.3190847321746298E-2,null,1.9457744678226128E-3,1.0067398644540431E-3,2.2982390922698542E-3,2.791315778655322E-3,0,0,8.042069203201831E-3]
[2004,8,5,23,2.6778278321527428E-3,1.1540546122877574E-3,1.8834651769802405E-3,7.3479511084954992E-3,1.5494307790317184E-5,2.6413648564822193E-4,1.3342929523354778E-2,null,2.2412738980204364E-3,9.4343365638741537E-4,1.9090930647655206E-3,2.784024581589445E-3,2.2471883623357128E-6,1.0591338788697384E-4,7.9859857770121275E-3]
[2004,8,6,3,1.8181333099614749E-3,1.0703885890207029E-3,1.7519336794001514E-3,6.3529503327028752E-3,1.5494307790317184E-5,2.6413648564822193E-4,1.1273036704523743E-2,null,1.5217314129796972E-3,8.7503711656530315E-4,1.7757718476294709E-3,2.407034237260056E-3,2.2471883623357128E-6,1.0591338788697384E-4,6.6877351906838361E-3]
[2004,8,6,6,1.6533280082381525E-3,1.1562684595219333E-3,1.8930343958620071E-3,5.6039975252722115E-3,1.5494307790317184E-5,2.6413648564822193E-4,1.0586259182332842E-2,null,1.3837935603019469E-3,9.4524346501222666E-4,1.9187924898601187E-3,2.1232676476965169E-3,2.2471883623357128E-6,1.0591338788697384E-4,6.479257739120118E-3]
[2004,8,6,10,2.557507364124498E-3,1.284078386277287E-3,3.0118921112473238E-3,7.7334443391921448E-3,0,0,1.4586922200841252E-2,null,2.140568721551897E-3,1.0497274168439143E-3,3.0528742509713896E-3,2.9300819810534886E-3,0,0,9.1732523704206904E-3]
[2004,8,6,11,2.2795097006682269E-3,1.3341936810237749E-3,3.0336486618865281E-3,7.8755224586953086E-3,0,0,1.4522874502273839E-2,null,1.9078917363723397E-3,1.0906964102175339E-3,3.0749268381103346E-3,2.9839131744518075E-3,0,0,9.0574281591520173E-3]
[2004,8,6,14,2.0513004925183007E-3,1.3913741858777697E-3,2.9705342676866623E-3,7.5857331600408268E-3,0,0,1.399894210612356E-2,null,1.7168864240169309E-3,1.1374411761879604E-3,3.0109536605191114E-3,2.8741165088203686E-3,0,0,8.7393977695443721E-3]
[2004,8,6,18,2.2140998133519307E-3,1.3806981452025751E-3,2.4393246608251456E-3,6.5535812551858075E-3,0,0,1.2587703874565459E-2,null,{"$f":"E5252*V$5","v":1.8531453216274389E-3},{"$f":"F5252*W$5","v":1.1287135683410727E-3},{"$f":"G5252*X$5","v":2.4725160038048567E-3},{"$f":"H5252*Y$5","v":2.4830501785438317E-3},{"$f":"I5252*Z$5","v":0},{"$f":"J5252*AA$5","v":0},7.9374250723172005E-3]
[2004,8,6,21,2.2752517729170054E-3,1.2915638344989551E-3,2.0965853491470166E-3,6.7629662012103397E-3,0,0,1.2426367157773316E-2,null,1.9043279589651876E-3,1.0558467319181529E-3,2.12511311526497E-3,2.5623828834216728E-3,0,0,7.6476706895699832E-3]
[2004,8,6,23,2.5983250877409645E-3,9.422429550706901E-4,1.9171521730892761E-3,6.0142215753591051E-3,1.5494307790317184E-5,2.6413648564822193E-4,1.1751572584698574E-2,null,2.1747321197434282E-3,7.7027872584418977E-4,1.9432384322671666E-3,2.2786951706260934E-3,2.2471883623357128E-6,1.0591338788697384E-4,7.2751050247301862E-3]
[2004,8,7,5,1.5972126469889589E-3,7.7468737131495267E-4,1.7558379067755402E-3,5.3758276493427806E-3,1.5494307790317184E-5,2.6413648564822193E-4,9.7831963678607706E-3,null,1.3368264278613609E-3,6.3330290568136777E-4,1.7797291989501748E-3,2.0368176245558738E-3,2.2471883623357128E-6,1.0591338788697384E-4,5.8948367332980868E-3]
[2004,8,7,8,1.7586116533079837E-3,8.9613160301528797E-4,2.3389081490349855E-3,4.5141840891573448E-3,0,0,9.5078354945156013E-3,null,1.4719132977810219E-3,7.3258293484140824E-4,2.3707331470844053E-3,1.7103542585502091E-3,0,0,6.2855836382570444E-3]
[2004,8,7,11,1.9945894741163457E-3,9.8280987949854568E-4,2.5162103345982875E-3,4.6815027253373307E-3,0,0,1.017511241355051E-2,null,1.6694207416648743E-3,8.0344197603517879E-4,2.5504478436785649E-3,1.7737486918017497E-3,0,0,6.7970592531803684E-3]
[2004,8,7,12,2.3111468640733251E-3,9.0616637176409078E-4,2.5272104840086346E-3,4.7269929487793903E-3,0,0,1.047151666862544E-2,null,1.9343712387868959E-3,7.4078630621645769E-4,2.5615976696521715E-3,1.7909842311262106E-3,0,0,7.027739445781736E-3]
[2004,8,7,15,2.279174574767296E-3,8.4836452832577711E-4,2.4390268146612885E-3,4.5795027027045951E-3,0,0,1.0146068620458956E-2,null,1.9076112445030387E-3,6.9353359917789011E-4,2.4722141049151208E-3,1.735102467005303E-3,0,0,6.808461415601352E-3]
[2004,8,7,20,2.6088359853217989E-3,7.6664999090486434E-4,1.8818395650159595E-3,4.4978979527363922E-3,0,0,9.7552234939790143E-3,null,2.1835294741176831E-3,6.2673238890743931E-4,1.9074453334642261E-3,1.7041836943391014E-3,0,0,6.4218908908284505E-3]
[2004,8,7,23,2.6099999642071594E-3,7.0650542614386028E-4,1.8079313134718397E-3,4.8515194437776859E-3,1.5494307790317184E-5,2.6413648564822193E-4,1.0255586941039082E-2,null,2.1845036948880707E-3,5.7756451934551313E-4,1.8325314289353157E-3,1.8381653865279664E-3,2.2471883623357128E-6,1.0591338788697384E-4,6.5409256059461756E-3]
[2004,8,8,2,2.075750455391817E-3,8.2113061955186011E-4,1.6546818203546805E-3,5.1961571122670957E-3,1.5494307790317184E-5,2.6413648564822193E-4,1.0027350801003991E-2,null,1.7373504220895505E-3,6.7127002009009958E-4,1.6771967043730739E-3,1.9687432478459146E-3,2.2471883623357128E-6,1.0591338788697384E-4,6.1627209706479466E-3]
[2004,8,8,6,1.5505557469569213E-3,8.0346049208878658E-4,1.6743138793225893E-3,5.1206299747494737E-3,1.5494307790317184E-5,2.6413648564822193E-4,9.4285908865563098E-3,null,1.2977757872829154E-3,6.5682478259109433E-4,1.6970958923595452E-3,1.9401271881686751E-3,2.2471883623357128E-6,1.0591338788697384E-4,5.6999842266515395E-3]
[2004,8,8,9,1.9167733877599692E-3,1.0052242912482316E-3,2.3253799718779204E-3,4.9432047527083797E-3,0,0,1.0190582403594502E-2,null,1.6042906533513016E-3,8.2176564131723957E-4,2.3570208950581266E-3,1.8729035264617713E-3,0,0,6.655980716188439E-3]
[2004,8,8,10,2.0070256465940621E-3,1.028345159145017E-3,2.3595834657639102E-3,5.0443533029565146E-3,0,0,1.0439307574459503E-2,null,1.6798295022397386E-3,8.4066683083328271E-4,2.3916897882060133E-3,1.911227141592711E-3,0,0,6.8234132628717456E-3]
[2004,8,8,13,2.2743944578499332E-3,1.1001262086950271E-3,2.437203447356596E-3,4.4986144983422093E-3,0,0,1.0310338612243765E-2,null,1.9036104080236605E-3,8.9934746632075349E-4,2.470365927460898E-3,1.704455182343168E-3,0,0,6.9777789841484793E-3]
[2004,8,8,17,2.2766029185317792E-3,1.1539305680599104E-3,2.1423595713585294E-3,4.7819489154736668E-3,0,0,1.0354841973423887E-2,null,1.9054588335354107E-3,9.433322508748984E-4,2.171510177040831E-3,1.8118061935920445E-3,0,0,6.8321074550431841E-3]
[2004,8,8,21,2.8493422093439969E-3,1.1213060944929641E-3,1.8979547569693582E-3,5.1132808259066985E-3,0,0,1.0981883886713017E-2,null,2.3848270765027724E-3,9.1666191304403668E-4,1.923779801216332E-3,1.9373427097841647E-3,0,0,7.1626115005473051E-3]
[2004,8,8,24,2.9036569182664283E-3,9.4437212085108464E-4,1.7965489483325282E-3,7.5063920883561511E-3,1.5494307790317184E-5,2.6413648564822193E-4,1.3430600869244731E-2,null,2.4302871086694256E-3,7.7201930782000341E-4,1.8209941865091361E-3,2.8440554087071131E-3,2.2471883623357128E-6,1.0591338788697384E-4,7.9755165879549887E-3]
[2004,8,9,3,1.6977068294923554E-3,1.036471135203433E-3,1.5929270496497941E-3,6.5359938546253118E-3,1.5494307790317184E-5,2.6413648564822193E-4,1.1142729662409432E-2,null,1.4209375067900966E-3,8.4730977408993731E-4,1.6146016503684622E-3,2.4763865855552953E-3,2.2471883623357128E-6,1.0591338788697384E-4,6.4673960930531011E-3]
[2004,8,9,7,1.7029945961833117E-3,1.2062653839587103E-3,2.3412770073585817E-3,7.041075757797513E-3,2.5875497097144693E-6,4.4110798366298977E-5,1.2338311093374131E-2,null,1.4253632332393339E-3,9.8611569127195989E-4,2.3731342379313515E-3,2.6677542761379971E-3,3.7528050128636784E-7,1.7687537887499585E-5,7.4704302569694285E-3]
[2004,8,9,10,1.9559316066989885E-3,1.4117866126378931E-3,2.8530503365080942E-3,7.8119142218540964E-3,0,0,1.4032682777699073E-2,null,{"$f":"E5316*V$5","v":1.6370650882672456E-3},{"$f":"F5316*W$5","v":1.154128229130687E-3},{"$f":"G5316*X$5","v":2.8918711518666315E-3},{"$f":"H5316*Y$5","v":2.9598130011731973E-3},{"$f":"I5316*Z$5","v":0},{"$f":"J5316*AA$5","v":0},8.6428774704377619E-3]
[2004,8,9,14,1.9902052403037223E-3,1.4767983356691837E-3,2.8587426980081244E-3,7.7929183464827802E-3,0,0,1.4118664620463812E-2,null,1.6657512492915904E-3,1.2072749753196472E-3,2.8976409680515369E-3,2.9526157589485707E-3,0,0,8.7232829516113459E-3]
[2004,8,9,15,2.0615200003366624E-3,1.4846975389543882E-3,2.7643874783263344E-3,8.2091081068000043E-3,0,0,1.451971312441739E-2,null,1.725439892559192E-3,1.2137325330110764E-3,2.8020018780802853E-3,3.1103035968533897E-3,0,0,8.8514779005039439E-3]
[2004,8,9,18,1.9297620616906196E-3,1.4995114178844376E-3,2.2647277361714032E-3,6.2371133414031894E-3,0,0,1.1931114557149649E-2,null,1.6151618436127243E-3,1.22584280215731E-3,2.2955433779980644E-3,2.3631453998856715E-3,0,0,7.49969342365377E-3]
[2004,8,9,22,2.7869067288417929E-3,1.2274685806369962E-3,1.8987820769943756E-3,7.0219965124094638E-3,1.5494307790317184E-5,2.6413648564822193E-4,1.3214784692321168E-2,null,2.3325701647328107E-3,1.0034491945189526E-3,1.9246183783991791E-3,2.660525446308537E-3,2.2471883623357128E-6,1.0591338788697384E-4,8.0293237602087897E-3]
[2004,8,10,1,2.2725915411598401E-3,1.0394717002390572E-3,1.7314356845719015E-3,7.3110300437657294E-3,1.5494307790317184E-5,2.6413648564822193E-4,1.2634159763175066E-2,null,1.9021014125351183E-3,8.4976272043463014E-4,1.7549949411878277E-3,2.7700357634456644E-3,2.2471883623357128E-6,1.0591338788697384E-4,7.3850554138525501E-3]
[2004,8,10,4,1.5514767274590455E-3,1.1754073434902556E-3,1.6353653811861757E-3,5.8148382243779643E-3,1.5494307790317184E-5,2.6413648564822193E-4,1.0456718469951979E-2,null,1.2985466245769386E-3,9.6088940333191738E-4,1.6576174307537535E-3,2.2031519148130009E-3,2.2471883623357128E-6,1.0591338788697384E-4,6.2283659497249198E-3]
[2004,8,10,7,1.6612970809437764E-3,1.3363542702399677E-3,2.3967263709372272E-3,6.5210063225637754E-3,3.873576947579296E-6,6.6034121412055484E-5,1.1985291743044382E-2,null,1.3904634717996488E-3,1.0924626806890353E-3,2.429338088550653E-3,2.4707080423722254E-3,5.617970905839282E-7,2.6478346971743461E-5,7.410012427473891E-3]
[2004,8,10,12,2.1989688803819019E-3,1.3791093996373225E-3,2.7763567649863267E-3,7.4880220305045707E-3,0,0,1.3842457075510121E-2,null,1.8404811149479677E-3,1.1274147770865375E-3,2.8141340281365012E-3,2.8370952790234944E-3,0,0,8.6191251991945012E-3]
[2004,8,10,13,1.9579652924216736E-3,1.3854219928701762E-3,2.8594086144187432E-3,8.6019643326436159E-3,0,0,1.4804760232354209E-2,null,1.6387672315762E-3,1.1325752892941457E-3,2.8983159454372426E-3,3.2591507208516069E-3,0,0,8.9288091871591955E-3]
[2004,8,10,16,2.2217454220402571E-3,1.465937800295185E-3,2.533820419909385E-3,6.8226507106707041E-3,0,0,1.3044154352915532E-2,null,1.8595445019563134E-3,1.198396544013953E-3,2.5682975454666525E-3,2.5849964173203467E-3,0,0,8.2112350087572665E-3]
[2004,8,10,19,1.9768184801918715E-3,1.3179242269566918E-3,2.2182749983377329E-3,7.185942660777881E-3,0,0,1.2698960366264177E-2,null,1.6545468710050177E-3,1.0773962159507239E-3,2.2484585681903165E-3,2.7226420962937108E-3,0,0,7.7030437514397686E-3]
[2004,8,10,23,2.6060784720686112E-3,1.1540546122877574E-3,1.804945326354944E-3,7.5997381717620603E-3,1.5494307790317184E-5,2.6413648564822193E-4,1.3444447375911913E-2,null,2.1812215055456909E-3,9.4343365638741537E-4,1.8295048121621379E-3,2.8794227903023292E-3,2.2471883623357128E-6,1.0591338788697384E-4,7.9417433406468833E-3]
[2004,8,11,4,1.5514767274590455E-3,1.1754073434902556E-3,1.6438694027816453E-3,6.0792562774607513E-3,1.5494307790317184E-5,2.6413648564822193E-4,1.0729640544630237E-2,null,1.2985466245769386E-3,9.6088940333191738E-4,1.6662371646617394E-3,2.3033358094428102E-3,2.2471883623357128E-6,1.0591338788697384E-4,6.3371695782627148E-3]
[2004,8,11,7,1.6612970809437764E-3,1.3363542702399677E-3,2.4068849096017309E-3,6.7373671111595852E-3,3.873576947579296E-6,6.6034121412055484E-5,1.2211811070304696E-2,null,1.3904634717996488E-3,1.0924626806890353E-3,2.4396348521699574E-3,2.5526837856847235E-3,5.617970905839282E-7,2.6478346971743461E-5,7.5022849344056923E-3]
[2004,8,11,10,1.852758343190662E-3,1.4453516178649845E-3,2.832319590918769E-3,7.9289132485237685E-3,0,0,1.4059342800498184E-2,null,1.5507116865666965E-3,1.1815674467126724E-3,2.8708583276765647E-3,3.0041421157060645E-3,0,0,8.6072795766619983E-3]
[2004,8,11,13,1.9579652924216736E-3,1.3854219928701762E-3,2.8670842208568924E-3,8.4166169234151395E-3,0,0,1.4627088429563881E-2,null,1.6387672315762E-3,1.1325752892941457E-3,2.9060959921288591E-3,3.1889254654291262E-3,0,0,8.86636397842833E-3]
[2004,8,11,14,1.9262347389165935E-3,1.438536032911941E-3,2.809695616191217E-3,7.7793805460634287E-3,0,0,1.3953846934083181E-2,null,1.6122095640193933E-3,1.1759957413841678E-3,2.8479265136044573E-3,2.9474864965743897E-3,0,0,8.5836183155824086E-3]
[2004,8,11,17,2.1406471786103083E-3,1.5338887229067808E-3,2.3706192068628719E-3,6.6328468824556428E-3,0,0,1.2678001990835604E-2,null,1.7916673315152513E-3,1.2539460706063492E-3,2.4028756901563501E-3,2.5130826939397479E-3,0,0,7.9615717862176992E-3]
[2004,8,11,20,2.2692665613057977E-3,1.231493890514799E-3,2.0947834860504952E-3,7.5164493070693991E-3,0,0,1.311199324494049E-2,null,1.8993184888277646E-3,1.0067398644540431E-3,2.1232867346218506E-3,2.8478659327166879E-3,0,0,7.877211020620346E-3]
[2004,8,12,1,2.2725915411598401E-3,1.0394717002390572E-3,1.7437645127089431E-3,7.3696877065871072E-3,1.5494307790317184E-5,2.6413648564822193E-4,{"$f":"SUM(E5379:J5379)","v":1.2705146254133486E-2},null,1.9021014125351183E-3,8.4976272043463014E-4,1.7674915249212466E-3,2.7922602410969232E-3,2.2471883623357128E-6,1.0591338788697384E-4,{"$f":"SUM(M5379:R5379)","v":7.4197764752372275E-3}]
[2004,8,12,4,1.5514767274590455E-3,1.1754073434902556E-3,1.6413578174430082E-3,6.2048571358215262E-3,1.5494307790317184E-5,2.6413648564822193E-4,1.0852729817652373E-2,null,1.2985466245769386E-3,9.6088940333191738E-4,1.6636914047453038E-3,2.3509240244407089E-3,2.2471883623357128E-6,1.0591338788697384E-4,6.3822120333441772E-3]
[2004,8,12,8,1.7277358253887285E-3,1.3524175991821885E-3,2.7201339005658979E-3,8.3427245637134901E-3,0,0,1.4143011888850305E-2,null,1.4460710138356925E-3,1.1055943687359911E-3,2.7571461518231298E-3,3.160928797682767E-3,0,0,8.4697403320775806E-3]
[2004,8,12,11,2.1589245850064101E-3,1.4143138688200165E-3,2.856443352549737E-3,8.2316258710771577E-3,0,0,1.4661307677453321E-2,null,1.8069650565546399E-3,1.1561942479439578E-3,2.8953103359157491E-3,3.1188352280992139E-3,0,0,8.9773048685135599E-3]
[2004,8,12,14,1.9262347389165935E-3,1.438536032911941E-3,2.8448212564709842E-3,7.9252238874663195E-3,0,0,1.4134815915765838E-2,null,1.6122095640193933E-3,1.1759957413841678E-3,2.8835301005850598E-3,3.0027442740870013E-3,0,0,8.6744796800756231E-3]
[2004,8,12,15,2.0920150701585036E-3,1.3964553008848622E-3,2.7856374603306279E-3,8.1142062061270968E-3,0,0,1.438831403750109E-2,null,1.7509634916454922E-3,1.1415949613369696E-3,2.8235410038186396E-3,3.0743467402532601E-3,0,0,8.790446197054361E-3]
[2004,8,12,18,2.1702492346230944E-3,1.4346760530365762E-3,2.3115389412085214E-3,6.2255210396305466E-3,0,0,1.2141985268498738E-2,null,1.816443500719475E-3,1.172840227868063E-3,2.3429915325920139E-3,2.358753256740499E-3,0,0,7.6910285179200514E-3]
[2004,8,12,22,2.6012599648340693E-3,1.2158290309873079E-3,1.9955727899437295E-3,7.7159818509310828E-3,1.5494307790317184E-5,2.6413648564822193E-4,1.3808274430134727E-2,null,2.1771885373456706E-3,9.9393392308570576E-4,2.0227261008480663E-3,2.9234657153956642E-3,2.2471883623357128E-6,1.0591338788697384E-4,8.2254748529244168E-3]
[2004,8,13,2,1.9908583204548444E-3,9.4590370796238988E-4,1.7519418137817426E-3,7.2459899986047063E-3,1.5494307790317184E-5,2.6413648564822193E-4,1.2214324634242222E-2,null,1.6662978607945595E-3,7.7327137233507007E-4,1.7757800926937661E-3,2.7453931002267128E-3,2.2471883623357128E-6,1.0591338788697384E-4,7.0689030022994181E-3]
[2004,8,13,5,1.6188204662112794E-3,1.124379073680386E-3,1.7153820153334417E-3,5.2209670802910411E-3,1.5494307790317184E-5,2.6413648564822193E-4,9.9591794289546863E-3,null,1.3549116238678563E-3,9.1917405758201894E-4,1.7387228332764295E-3,1.9781433594997953E-3,2.2471883623357128E-6,1.0591338788697384E-4,6.099112450475409E-3]
[2004,8,13,9,2.3339448874980526E-3,1.1888831662444617E-3,2.84043904981805E-3,6.6454223057106285E-3,0,0,1.3008689409271194E-2,null,1.953452605488213E-3,9.7190581849846357E-4,2.8790882662300976E-3,2.517847326549414E-3,0,0,8.3222940167661883E-3]
[2004,8,13,12,2.1684681312368458E-3,1.3482308554662536E-3,2.8478736585032193E-3,6.0340610277525028E-3,0,0,1.2398633672958822E-2,null,1.8149527624123504E-3,1.1021717274760151E-3,2.8866240359664186E-3,2.2862120310859616E-3,0,0,8.0899605569407455E-3]
[2004,8,13,15,1.815340655386855E-3,1.3721673886791072E-3,2.7461709206894184E-3,6.4689162562115588E-3,0,0,1.240259522096694E-2,null,1.519394032014002E-3,1.1217397191549136E-3,2.7835374518336074E-3,2.450971925046468E-3,0,0,7.8756431280489914E-3]
[2004,8,13,17,2.0015665632308007E-3,1.373842323416813E-3,2.4188198016066014E-3,5.1236736438037096E-3,0,0,1.0917902332057925E-2,null,1.6752603880859883E-3,1.1231089696106364E-3,2.4517321395707017E-3,1.9412803871135373E-3,0,0,7.1913818843808638E-3]
[2004,8,13,20,2.128802702402937E-3,1.345435428814963E-3,2.172639261059301E-3,4.2011925826960349E-3,0,0,9.8480699749732351E-3,null,1.7817538056938528E-3,1.0998864806959154E-3,2.2022018756809284E-3,1.5917666366470724E-3,0,0,6.6756087987177694E-3]
[2004,8,13,24,2.5728764184088492E-3,7.823604258735265E-4,1.7423074494342028E-3,5.095776560279968E-3,1.5494307790317184E-5,2.6413648564822193E-4,1.0472951647435084E-2,null,2.1534322297248943E-3,6.3957558796241256E-4,1.7660146357136686E-3,1.9307106153311755E-3,2.2471883623357128E-6,1.0591338788697384E-4,6.5978936449814602E-3]
[2004,8,14,3,1.7315253065246935E-3,7.5604738373022948E-4,1.6836791968618081E-3,5.0101780420541992E-3,1.5494307790317184E-5,2.6413648564822193E-4,9.4610607226094691E-3,null,1.4492427133210367E-3,6.1806481256616386E-4,1.7065886416718077E-3,1.8982786658843906E-3,2.2471883623357128E-6,1.0591338788697384E-4,5.7803354096927079E-3]
[2004,8,14,6,1.5423842687483276E-3,6.9335752919971153E-4,1.7737098942061263E-3,5.1181645594932405E-3,1.5494307790317184E-5,2.6413648564822193E-4,9.4072470450859442E-3,null,1.290936467518866E-3,5.668161818268635E-4,1.7978443665010884E-3,1.9391930806091893E-3,2.2471883623357128E-6,1.0591338788697384E-4,5.702950672705316E-3]
[2004,8,14,10,1.9248982274834613E-3,9.7614399173073156E-4,2.4310304602145642E-3,4.8374699680414105E-3,0,0,1.0169542647470168E-2,null,1.6110909378876017E-3,7.9799264737872102E-4,2.4641089458687913E-3,1.8328422583211098E-3,0,0,6.7060347894562231E-3]
[2004,8,14,12,2.1984489430220545E-3,9.0616637176409078E-4,2.4553976257033227E-3,4.897027452825763E-3,0,0,1.0457040393315232E-2,null,1.8400459405804304E-3,7.4078630621645769E-4,2.4888076699074095E-3,1.8554076645423859E-3,0,0,6.9250475812466829E-3]
[2004,8,14,17,2.1335551669033159E-3,8.5279945450962092E-4,2.1906862281799314E-3,4.8190943320474845E-3,0,0,{"$f":"SUM(E5443:J5443)","v":9.9961351816403518E-3},null,1.7857314978023875E-3,6.9715912831739733E-4,2.2204944038312418E-3,1.8258800151659694E-3,0,0,{"$f":"SUM(M5443:R5443)","v":6.5292650451169963E-3}]
[2004,8,14,18,2.0564152506488661E-3,8.5714450112462661E-4,2.0138858761685049E-3,4.750262436946073E-3,0,0,9.6777080648880708E-3,null,{"$f":"E5444*V$5","v":1.7211673466942892E-3},{"$f":"F5444*W$5","v":7.0071118137582443E-4},{"$f":"G5444*X$5","v":2.041288369125426E-3},{"$f":"H5444*Y$5","v":1.7998006788815786E-3},{"$f":"I5444*Z$5","v":0},{"$f":"J5444*AA$5","v":0},6.2629675760771178E-3]
[2004,8,14,21,2.2854747226666262E-3,8.1374321458541868E-4,1.7961327905976453E-3,4.6751796943855202E-3,3.873576947579296E-6,6.6034121412055484E-5,9.6404381205948443E-3,null,1.9128843083165122E-3,6.6523085486819712E-4,1.8205723662093908E-3,1.7713529935533443E-3,5.617970905839282E-7,2.6478346971743461E-5,6.1970806670097718E-3]
[2004,8,15,1,2.4287476153100618E-3,8.1156242905289504E-4,1.5179140834340956E-3,4.5868086401847797E-3,1.5494307790317184E-5,2.6413648564822193E-4,9.6246635614203706E-3,null,2.032800081362111E-3,6.6344807401290732E-4,1.5385679995634689E-3,1.7378705732754814E-3,2.2471883623357128E-6,1.0591338788697384E-4,6.0808473044632778E-3]
[2004,8,15,4,1.6544704931209392E-3,8.5200032315370313E-4,1.4871829417772832E-3,4.7951870539803612E-3,1.5494307790317184E-5,2.6413648564822193E-4,9.0684716054708261E-3,null,1.3847497911379726E-3,6.9650584258115929E-4,1.5074187061619255E-3,1.8168219187204428E-3,2.2471883623357128E-6,1.0591338788697384E-4,5.5136568348508096E-3]
[2004,8,15,9,1.8772041220552448E-3,1.0052242912482316E-3,2.1482328810248441E-3,4.4592139873374159E-3,0,0,9.4898752816657377E-3,null,1.5711721827300824E-3,8.2176564131723957E-4,2.1774634035130924E-3,1.6895269405047448E-3,0,0,6.2599281680651596E-3]
[2004,8,15,12,2.2663438889006038E-3,1.0361970332343809E-3,2.2303726165662564E-3,4.5789301076566763E-3,0,0,1.0111843646357917E-2,null,1.896872286239393E-3,8.4708569715273487E-4,2.2607207959939035E-3,1.7348855196324688E-3,0,0,6.7395642990185009E-3]
[2004,8,15,15,2.313639698481894E-3,1.0574140719749319E-3,2.2038669588284208E-3,4.3927340940374494E-3,0,0,9.9676548233226959E-3,null,1.9364576778868737E-3,8.6443051621379352E-4,2.2338544817223117E-3,1.6643387411828191E-3,0,0,6.6990814170057988E-3]
[2004,8,15,16,2.1027509419608297E-3,1.1000412971953603E-3,2.1547844786988834E-3,4.523154821022308E-3,0,0,9.8807315388773805E-3,null,1.759949143730415E-3,8.9927805161043814E-4,2.1841041473057098E-3,1.7137531295631136E-3,0,0,6.5570844722096771E-3]
[2004,8,15,19,2.2905433190081852E-3,1.1120968880629683E-3,1.8192385107290703E-3,4.6030926373599049E-3,0,0,9.8249713551601288E-3,null,1.9171265947486485E-3,9.0913343458021937E-4,1.84399248068692E-3,1.7440403269595615E-3,0,0,6.4142928369753495E-3]
[2004,8,15,22,3.0263975055765334E-3,1.1076558644627591E-3,1.7188117807466956E-3,5.2675831969883832E-3,1.5494307790317184E-5,2.6413648564822193E-4,1.140007914121291E-2,null,2.5330178635233269E-3,9.055029208344769E-4,1.7421992667376064E-3,1.9958054822966651E-3,2.2471883623357128E-6,1.0591338788697384E-4,7.2846861096413848E-3]
[2004,8,16,2,2.1260584418623368E-3,9.4285580302612675E-4,1.656072382101266E-3,6.4557627941125399E-3,1.5494307790317184E-5,2.6413648564822193E-4,1.1460380214540808E-2,null,1.779456929305773E-3,7.7077972586728314E-4,1.6786061871811345E-3,2.4459882824941471E-3,2.2471883623357128E-6,1.0591338788697384E-4,6.7829917010976465E-3]
[2004,8,16,6,1.5430336813263719E-3,1.0247617130094181E-3,1.8747671542784015E-3,6.6817426663566548E-3,1.5494307790317184E-5,2.6413648564822193E-4,1.1403936008409384E-2,null,1.2914800093562987E-3,8.3773738221431875E-4,1.9002766900216683E-3,2.5316085472431422E-3,2.2471883623357128E-6,1.0591338788697384E-4,6.6692632050847364E-3]
[2004,8,16,9,2.2159375686860118E-3,1.2999143429301594E-3,2.8601992291511506E-3,6.2391062022981595E-3,0,0,1.2615157343065481E-2,null,1.854683476176349E-3,1.0626732292243139E-3,2.8991173178868042E-3,2.3639004639351411E-3,0,0,8.1803744872226084E-3]
[2004,8,16,13,1.985930680875575E-3,1.4404695616711987E-3,2.9176971703235421E-3,6.3069135444816385E-3,0,0,1.2651010957351955E-2,null,1.6621735515931757E-3,1.1775763911104928E-3,2.9573976206352208E-3,2.3895916130274087E-3,0,0,8.1867391763662985E-3]
[2004,8,16,16,2.1408894403800766E-3,1.5518055119952019E-3,2.628257725978383E-3,5.7227485549084861E-3,0,0,1.2043701233262146E-2,null,1.7918700984648477E-3,1.2685929527039847E-3,2.6640198387561527E-3,2.1682605689496547E-3,0,0,7.8927434588746403E-3]
[2004,8,16,17,2.2329165967628246E-3,1.5650083594089339E-3,2.4443379026574423E-3,5.0169978340808934E-3,0,0,1.1259260692910094E-2,null,1.868894491531927E-3,1.2793862119463441E-3,2.4775974596931861E-3,1.9008625791907398E-3,0,0,7.5267407423621965E-3]
[2004,8,16,23,2.8303125760676864E-3,1.0833398757721072E-3,1.8594242665956003E-3,6.5548618959648565E-3,1.5494307790317184E-5,2.6413648564822193E-4,1.2607569407838788E-2,null,2.3688997566657802E-3,8.8562472627172538E-4,1.8847250351109711E-3,2.4835353934501933E-3,2.2471883623357128E-6,1.0591338788697384E-4,7.7309454877479795E-3]
[2004,8,16,24,2.6814929101539649E-3,9.1656250299657137E-4,1.8200101850692949E-3,7.0089384195771267E-3,1.5494307790317184E-5,2.6413648564822193E-4,1.2706634811235495E-2,null,2.244341475240942E-3,7.4928508954656323E-4,1.8447746550266347E-3,2.6555779376905399E-3,2.2471883623357128E-6,1.0591338788697384E-4,7.6021397337539889E-3]
[2004,8,17,4,1.5514767274590455E-3,1.1754073434902556E-3,1.6580666889251107E-3,5.1123770915111437E-3,1.5494307790317184E-5,2.6413648564822193E-4,9.7769586448240939E-3,null,1.2985466245769386E-3,9.6088940333191738E-4,1.680627630090167E-3,1.9370002988541922E-3,2.2471883623357128E-6,1.0591338788697384E-4,5.9852245331025239E-3]
[2004,8,17,7,1.6612970809437764E-3,1.3363542702399677E-3,2.4247433026344622E-3,6.2602083150396148E-3,6.4611266572937649E-6,1.1014491977835445E-4,1.1799209015293468E-2,null,1.3904634717996488E-3,1.0924626806890353E-3,2.4577362403470971E-3,2.3718957267952544E-3,9.3707759187029599E-7,4.4165884859243042E-5,7.357661082082149E-3]
[2004,8,17,10,1.852758343190662E-3,1.4453516178649845E-3,2.8823097580963552E-3,7.9250489565086228E-3,0,0,1.4105468675660624E-2,null,{"$f":"E5508*V$5","v":1.5507116865666965E-3},{"$f":"F5508*W$5","v":1.1815674467126724E-3},{"$f":"G5508*X$5","v":2.9215286998350832E-3},{"$f":"H5508*Y$5","v":3.0026779954633255E-3},{"$f":"I5508*Z$5","v":0},{"$f":"J5508*AA$5","v":0},8.6564858285777778E-3]
[2004,8,17,14,1.9262347389165935E-3,1.438536032911941E-3,2.8764488042181575E-3,8.0584648216248684E-3,0,0,1.4299684397671561E-2,null,1.6122095640193933E-3,1.1759957413841678E-3,2.9155879972733736E-3,3.0532271951753658E-3,0,0,8.7570204978523001E-3]
[2004,8,17,17,2.1406471786103083E-3,1.5338887229067808E-3,2.4063665194106057E-3,6.9123582375340718E-3,0,0,1.2993260658461767E-2,null,1.7916673315152513E-3,1.2539460706063492E-3,2.4391094083598911E-3,2.6189852063383439E-3,0,0,8.1037080168198349E-3]
[2004,8,17,20,2.2692665613057977E-3,1.231493890514799E-3,2.1313680982857179E-3,7.4060601445294855E-3,0,0,1.3038188694635799E-2,null,1.8993184888277646E-3,1.0067398644540431E-3,2.1603691454617365E-3,2.8060411930696224E-3,0,0,7.8724686918131663E-3]
[2004,8,17,22,2.6012599648340693E-3,1.2158290309873079E-3,1.928736061130192E-3,7.7111946317866891E-3,1.5494307790317184E-5,2.6413648564822193E-4,1.3736650482176796E-2,null,2.1771885373456706E-3,9.9393392308570576E-4,1.9549799396718264E-3,2.9216519123941662E-3,2.2471883623357128E-6,1.0591338788697384E-4,8.1559148887466789E-3]
[2004,8,18,1,2.2725915411598401E-3,1.0394717002390572E-3,1.7904153891351937E-3,6.9855574724868846E-3,1.5494307790317184E-5,2.6413648564822193E-4,1.2367666896459514E-2,null,1.9021014125351183E-3,8.4976272043463014E-4,1.8147771693489178E-3,2.6467192598796851E-3,2.2471883623357128E-6,1.0591338788697384E-4,7.3215211384476606E-3]
[2004,8,18,5,1.5217520891290613E-3,1.1365031457308229E-3,1.7188103099189612E-3,5.8592938031851258E-3,1.5494307790317184E-5,2.6413648564822193E-4,1.0515990141402509E-2,null,1.2736678570859255E-3,9.2908542356336815E-4,1.7421977758966495E-3,2.2199954433504772E-3,2.2471883623357128E-6,1.0591338788697384E-4,6.2731070761457295E-3]
[2004,8,18,8,1.7277358253887285E-3,1.3524175991821885E-3,2.7343704908445012E-3,8.1177454104730141E-3,0,0,1.3932269325888431E-2,null,1.4460710138356925E-3,1.1055943687359911E-3,2.7715764561892374E-3,3.0756876898258437E-3,0,0,8.3989295285867641E-3]
[2004,8,18,12,2.1989688803819019E-3,1.3791093996373225E-3,2.8459427067864425E-3,6.9213237808148868E-3,0,0,1.3345344767620552E-2,null,1.8404811149479677E-3,1.1274147770865375E-3,2.8846668102231712E-3,2.6223821114772787E-3,0,0,8.4749448137349543E-3]
[2004,8,18,13,1.9579652924216736E-3,1.3854219928701762E-3,2.93192321255706E-3,8.0772426587827593E-3,0,0,1.435255315663167E-2,null,1.6387672315762E-3,1.1325752892941457E-3,2.9718172334313618E-3,3.0603418261064578E-3,0,0,8.8035015804081643E-3]
[2004,8,18,19,1.9768184801918715E-3,1.3179242269566918E-3,2.2646142770928043E-3,7.5686049914418276E-3,0,0,1.3127961975683194E-2,null,1.6545468710050177E-3,1.0773962159507239E-3,2.2954283751072569E-3,2.8676269116914366E-3,0,0,7.8949983737544339E-3]
[2004,8,18,20,2.2692665613057977E-3,1.231493890514799E-3,2.2315592660210109E-3,7.2559895047706376E-3,0,0,1.2988309222612245E-2,null,1.8993184888277646E-3,1.0067398644540431E-3,2.2619235919213612E-3,2.7491817578482259E-3,0,0,7.9171637030513962E-3]
[2004,8,18,23,2.6060784720686112E-3,1.1540546122877574E-3,1.8819010139167669E-3,6.8631328356303384E-3,1.5494307790317184E-5,2.6413648564822193E-4,1.2784797727342012E-2,null,2.1812215055456909E-3,9.4343365638741537E-4,1.9075076184864302E-3,2.6003344658917767E-3,2.2471883623357128E-6,1.0591338788697384E-4,7.7406578225606218E-3]
[2004,8,19,2,1.8489140042550916E-3,1.0549544697850217E-3,1.7069401438204242E-3,7.7087198804307588E-3,1.5494307790317184E-5,2.6413648564822193E-4,1.2599159291729835E-2,null,1.5474940724960746E-3,8.6241980418805557E-4,1.7301660951131136E-3,2.9207142675314692E-3,2.2471883623357128E-6,1.0591338788697384E-4,7.1689548155780226E-3]
[2004,8,19,6,1.5900737940383173E-3,1.1669145759782976E-3,1.8314815118394487E-3,5.9308483197101046E-3,1.5494307790317184E-5,2.6413648564822193E-4,1.0798948995004706E-2,null,1.3308513892169921E-3,9.5394660996551734E-4,1.8564020695645937E-3,2.2471063386174544E-3,2.2471883623357128E-6,1.0591338788697384E-4,6.4964669836138659E-3]
[2004,8,19,10,1.852758343190662E-3,1.4453516178649845E-3,2.8257924085130343E-3,6.1745975389818084E-3,0,0,1.2298499908550489E-2,null,1.5507116865666965E-3,1.1815674467126724E-3,2.8642423313653262E-3,2.339459133046241E-3,0,0,7.9359805976909371E-3]
[2004,8,19,14,1.9262347389165935E-3,1.438536032911941E-3,2.8170866656541463E-3,5.8620947873857495E-3,0,0,1.204395222486843E-2,null,1.6122095640193933E-3,1.1759957413841678E-3,2.8554181314179813E-3,2.2210566927725324E-3,0,0,7.8646801295940757E-3]
[2004,8,19,17,2.1406471786103083E-3,1.5338887229067808E-3,2.3599458147735642E-3,4.6343240482004189E-3,0,0,1.0668805764491071E-2,null,1.7916673315152513E-3,1.2539460706063492E-3,2.3920570676172863E-3,1.7558734235893394E-3,0,0,7.1935438933282267E-3]
[2004,8,19,20,2.2692665613057977E-3,1.231493890514799E-3,2.1895588863439048E-3,6.5722572583412917E-3,0,0,1.2262576596505793E-2,null,1.8993184888277646E-3,1.0067398644540431E-3,2.219351722507965E-3,2.4901262261526128E-3,0,0,7.6155363019423852E-3]
[2004,8,19,21,2.3817936431300229E-3,1.3174580547027229E-3,2.0171065267124114E-3,6.4374849453422084E-3,5.1596048029071214E-6,8.7957454983903809E-5,1.2246960229674177E-2,null,1.9935007989392759E-3,1.0770151225523825E-3,2.0445528423381791E-3,2.4390630893996604E-3,7.483137694340961E-7,3.5269160276737239E-5,7.5901493272756693E-3]
[2004,8,19,24,2.6399292683158947E-3,9.4718951869379319E-4,1.7778230529512885E-3,7.04898688943694E-3,1.5494307790317184E-5,2.6413648564822193E-4,1.2693559522836455E-2,null,2.2095537624388655E-3,7.7432251593506423E-4,1.8020134920738048E-3,2.6707516810781156E-3,2.2471883623357128E-6,1.0591338788697384E-4,7.5648020277751596E-3]
[2004,8,20,4,1.6067512493953748E-3,1.1479383297114613E-3,1.6194855134227277E-3,5.7060167943771356E-3,1.5494307790317184E-5,2.6413648564822193E-4,1.0359822680345238E-2,null,1.3448099958639043E-3,9.3843362712275609E-4,1.6415214891950156E-3,2.1619211646824311E-3,2.2471883623357128E-6,1.0591338788697384E-4,6.1948468531134162E-3]
[2004,8,20,7,1.7249959100107451E-3,1.3009925200511822E-3,2.3360887056990982E-3,5.6830027156919132E-3,7.7471538951585919E-6,1.3206824282411097E-4,1.1184895248172209E-2,null,1.4437777742383872E-3,1.0635546334253709E-3,2.3678753402160712E-3,2.1532014876137835E-3,1.1235941811678564E-6,5.2956693943486922E-5,7.0824895236182668E-3]
[2004,8,20,11,2.2035912746826147E-3,1.3341936810237749E-3,2.863034739998294E-3,7.5430093470278447E-3,0,0,1.3943829042732527E-2,null,1.8443499416022258E-3,1.0906964102175339E-3,2.9019914108934122E-3,2.8579291194527593E-3,0,0,8.6949668821659307E-3]
[2004,8,20,15,1.815340655386855E-3,1.3721673886791072E-3,2.6533367150868578E-3,7.5999081525886993E-3,0,0,1.3440752911741519E-2,null,1.519394032014002E-3,1.1217397191549136E-3,2.6894400720386615E-3,2.8794871933982089E-3,0,0,8.2100610166057856E-3]
[2004,8,20,18,2.0106989063951304E-3,1.3806981452025751E-3,2.2632719786879188E-3,5.5873642673237326E-3,0,0,1.1242033297609356E-2,null,1.6829039274189569E-3,1.1287135683410727E-3,2.2940678123493509E-3,2.1169655645284697E-3,0,0,7.2226508726378497E-3]
[2004,8,20,21,2.1249523927824518E-3,1.2915638344989551E-3,1.991680669148373E-3,5.3147383424212054E-3,6.4611266572937649E-6,1.1014491977835445E-4,1.0839541285286632E-2,null,1.7785311943115695E-3,1.0558467319181529E-3,2.0187810208389112E-3,2.0136718347117783E-3,9.3707759187029599E-7,4.4165884859243042E-5,6.9119337442315248E-3]
[2004,8,20,22,2.387422975125922E-3,1.2015268651789962E-3,1.8729468910525465E-3,5.1556627832139166E-3,1.5494307790317184E-5,2.6413648564822193E-4,1.0897190308009919E-2,null,1.9982124068754579E-3,9.8224197676087272E-4,1.8984316588827868E-3,1.9534005753329363E-3,2.2471883623357128E-6,1.0591338788697384E-4,6.9404471941013632E-3]
[2004,8,21,4,1.6006553360182786E-3,7.9484046340406219E-4,1.6257791780267975E-3,5.1032915121944659E-3,1.5494307790317184E-5,2.6413648564822193E-4,9.4041972830821424E-3,null,1.3397078711594585E-3,6.4977795387640076E-4,1.6479007902802916E-3,1.9335579139250973E-3,2.2471883623357128E-6,1.0591338788697384E-4,5.6791051054905567E-3]
[2004,8,21,6,1.5415332199071119E-3,6.9335752919971153E-4,1.7386458720168988E-3,5.3026045569765498E-3,1.5494307790317184E-5,2.6413648564822193E-4,9.5557719715388106E-3,null,1.2902241612492639E-3,5.668161818268635E-4,1.7623032360345491E-3,2.0090745318110284E-3,2.2471883623357128E-6,1.0591338788697384E-4,5.7365786871710145E-3]
[2004,8,21,9,1.7833709832591057E-3,9.4179441719061824E-4,2.3171741323947453E-3,4.9054939144413928E-3,0,0,9.9478334472858625E-3,null,1.4926362282419077E-3,7.6991204845499282E-4,2.348703400559489E-3,1.8586154753877445E-3,0,0,6.4698671526441341E-3]
[2004,8,21,12,2.1943222019618312E-3,9.0616637176409078E-4,2.3766824936764931E-3,4.6823961060637057E-3,0,0,1.0159567173466121E-2,null,1.8365919631024488E-3,7.4078630621645769E-4,2.4090214787523081E-3,1.7740871798872339E-3,0,0,6.7604869279584492E-3]
[2004,8,21,16,2.1489343807560325E-3,8.4732536937466487E-4,2.217207419236064E-3,4.9451612296654308E-3,0,0,1.0158628399032192E-2,null,1.7986035092761264E-3,6.9268409212824356E-4,2.2473764627795054E-3,1.8736448052021056E-3,0,0,6.6123088693859806E-3]
[2004,8,21,19,2.0431453999353926E-3,8.3650531236200754E-4,1.8769909479570584E-3,4.9545585977506948E-3,0,0,9.7112002580051534E-3,null,1.7100608186055037E-3,6.838387516728767E-4,1.9025307423616218E-3,1.877205322054398E-3,0,0,6.1736356346944006E-3]
[2004,8,21,21,2.2809320958185725E-3,8.1374321458541868E-4,1.7358851203070811E-3,5.0939570452406676E-3,6.4611266572937649E-6,1.1014491977835445E-4,1.0041123522387388E-2,null,1.9090822449946128E-3,6.6523085486819712E-4,1.7595049193960632E-3,1.9300212293348359E-3,9.3707759187029599E-7,4.4165884859243042E-5,6.3089422110448211E-3]
[2004,8,21,24,2.663809337657213E-3,6.0975531874756016E-4,1.6131635795845014E-3,5.0278133757656268E-3,1.5494307790317184E-5,2.6413648564822193E-4,1.0194172405193441E-2,null,2.2295407740962163E-3,4.9847180864976749E-4,1.6351135342224609E-3,1.9049604199995456E-3,2.2471883623357128E-6,1.0591338788697384E-4,6.3762471132172991E-3]
[2004,8,22,3,1.7673713299626479E-3,8.311742798092584E-4,1.5543331549817438E-3,5.134415124702159E-3,1.5494307790317184E-5,2.6413648564822193E-4,9.5669246828943479E-3,null,1.4792449247084392E-3,6.7948066022728191E-4,1.5754826172408119E-3,1.9453501674403801E-3,2.2471883623357128E-6,1.0591338788697384E-4,5.787718945866222E-3]
[2004,8,22,7,1.6020184007314727E-3,8.4653074769761407E-4,1.9135623284597949E-3,5.0951041126301175E-3,7.7471538951585919E-6,1.3206824282411097E-4,9.5970309862382693E-3,null,1.3408487217124003E-3,6.920344930310755E-4,1.9395997414278082E-3,1.930455835357905E-3,1.1235941811678564E-6,5.2956693943486922E-5,5.9570190796538443E-3]
[2004,8,22,10,1.9561411973478553E-3,1.028345159145017E-3,2.2552363430469627E-3,4.9689008777355839E-3,0,0,1.0208623577275418E-2,null,1.637240510318258E-3,8.4066683083328271E-4,2.2859228376183988E-3,1.8826393892446118E-3,0,0,6.6464695680145515E-3]
[2004,8,22,13,2.1968410083581988E-3,1.1001262086950271E-3,2.307400224729984E-3,5.247314347857821E-3,0,0,1.0851681789641032E-2,null,1.8387001400967133E-3,8.9934746632075349E-4,2.3387965015275827E-3,1.9881259300804327E-3,0,0,7.0649700380254823E-3]
[2004,8,22,18,2.2974474889260752E-3,1.0638355547734314E-3,1.899349757936978E-3,5.0470377471264127E-3,0,0,1.0307670548762898E-2,null,{"$f":"E5636*V$5","v":1.9229052096538587E-3},{"$f":"F5636*W$5","v":8.696800450762168E-4},{"$f":"G5636*X$5","v":1.9251937836489111E-3},{"$f":"H5636*Y$5","v":1.9122442358066693E-3},{"$f":"I5636*Z$5","v":0},{"$f":"J5636*AA$5","v":0},6.6300232741856556E-3]
[2004,8,22,21,2.7745953493896573E-3,1.1213060944929641E-3,1.7966279491202872E-3,5.1145646201309304E-3,7.7471538951585919E-6,1.3206824282411097E-4,1.0946909409853109E-2,null,2.3222658527515157E-3,9.1666191304403668E-4,1.8210742622428769E-3,1.9378291194819418E-3,1.1235941811678564E-6,5.2956693943486922E-5,7.0519114356450262E-3]
[2004,8,22,22,3.0263975055765334E-3,1.1076558644627591E-3,1.7460492480092819E-3,5.4206948963897075E-3,1.5494307790317184E-5,2.6413648564822193E-4,1.158042830787682E-2,null,2.5330178635233269E-3,9.055029208344769E-4,1.7698073481018455E-3,2.0538171277973247E-3,2.2471883623357128E-6,1.0591338788697384E-4,7.3703058365062824E-3]
[2004,8,23,1,2.4713407692853423E-3,9.2938591965020312E-4,1.6877977238986428E-3,6.5689984996752156E-3,1.5494307790317184E-5,2.6413648564822193E-4,1.1937153705947943E-2,null,2.068449469680858E-3,7.5976816611165955E-4,1.7107632085813359E-3,2.4888915330935732E-3,2.2471883623357128E-6,1.0591338788697384E-4,7.1360329537167354E-3]
[2004,8,23,4,1.6055092557091676E-3,1.0128052147558135E-3,1.6500070221120487E-3,7.8588312799857899E-3,1.5494307790317184E-5,2.6413648564822193E-4,1.2406783566001358E-2,null,1.3437704786862206E-3,8.2796300694222785E-4,1.6724582972003459E-3,2.9775891460067519E-3,2.2471883623357128E-6,1.0591338788697384E-4,6.9299415050848552E-3]
[2004,8,23,8,1.8270495723054724E-3,1.2935399218616144E-3,2.7084772071633702E-3,8.4592753871003748E-3,0,0,1.4288342088430831E-2,null,1.5291940981529404E-3,1.0574621730818938E-3,2.7453308484106488E-3,3.2050880949511472E-3,0,0,8.5370752145966303E-3]
[2004,8,23,11,2.0442209886182457E-3,1.4795441269348413E-3,2.8884512551441942E-3,8.3039947003025489E-3,0,0,1.4716211070999831E-2,null,1.7109610590208657E-3,1.2095196454295831E-3,2.927753762854356E-3,3.1462546538043464E-3,0,0,8.9944891211091518E-3]
[2004,8,23,15,2.0615200003366624E-3,1.4846975389543882E-3,2.8117492551571802E-3,7.642805358455595E-3,0,0,1.4000772152903827E-2,null,1.725439892559192E-3,1.2137325330110764E-3,2.8500080959747449E-3,2.8957402786258532E-3,0,0,8.6849208001708658E-3]
[2004,8,23,19,2.2076060151493479E-3,1.2803179232895583E-3,2.2528638027048578E-3,7.0412782806268592E-3,0,0,1.2782066021770622E-2,null,1.8477101774274623E-3,1.0466532578669926E-3,2.2835180146525444E-3,2.6678310088934154E-3,0,0,7.8457124588404148E-3]
[2004,8,23,22,2.7869067288417929E-3,1.2274685806369962E-3,1.9507200413308421E-3,7.9444843002050743E-3,1.5494307790317184E-5,2.6413648564822193E-4,1.4189210444453244E-2,null,2.3325701647328107E-3,1.0034491945189526E-3,1.977263050955197E-3,3.0100417454126142E-3,2.2471883623357128E-6,1.0591338788697384E-4,8.4314847318688844E-3]
[2004,8,23,23,2.8303125760676864E-3,1.0833398757721072E-3,1.8594412555493572E-3,7.5277597291652796E-3,1.5494307790317184E-5,2.6413648564822193E-4,1.3580484229992968E-2,null,2.3688997566657802E-3,8.8562472627172538E-4,1.8847422552296072E-3,2.8521512760291494E-3,2.2471883623357128E-6,1.0591338788697384E-4,8.0995785904455723E-3]
[2004,8,24,2,1.8489140042550916E-3,1.0549544697850217E-3,1.7228389070919798E-3,7.3840463381810882E-3,1.5494307790317184E-5,2.6413648564822193E-4,1.2290384512751719E-2,null,1.5474940724960746E-3,8.6241980418805557E-4,1.7462811892868958E-3,2.7977005036579263E-3,2.2471883623357128E-6,1.0591338788697384E-4,7.0620561458782614E-3]
[2004,8,24,5,1.5217520891290613E-3,1.1365031457308229E-3,1.6934324344692175E-3,5.1965671349260903E-3,1.5494307790317184E-5,2.6413648564822193E-4,9.8278855976937311E-3,null,1.2736678570859255E-3,9.2908542356336815E-4,1.7164745893935324E-3,1.9688985990648864E-3,2.2471883623357128E-6,1.0591338788697384E-4,5.9962870453570214E-3]
[2004,8,24,8,1.7277358253887285E-3,1.3524175991821885E-3,2.7213274421468642E-3,7.2667003444591167E-3,0,0,1.3068181211176897E-2,null,1.4460710138356925E-3,1.1055943687359911E-3,2.7583559336564127E-3,2.7532399286963843E-3,0,0,8.0632612449244804E-3]
[2004,8,24,13,1.9579652924216736E-3,1.3854219928701762E-3,2.9150389152805857E-3,7.9952840572289682E-3,0,0,1.4253710257801405E-2,null,1.6387672315762E-3,1.1325752892941457E-3,2.9547031953127295E-3,3.029288984568816E-3,0,0,8.7553347007518906E-3]
[2004,8,24,16,2.2217454220402571E-3,1.465937800295185E-3,2.5786634942328748E-3,6.8159290517976825E-3,0,0,1.3082275768366E-2,null,1.8595445019563134E-3,1.198396544013953E-3,2.6137507894342408E-3,2.582449685142187E-3,0,0,8.2541415205466939E-3]
[2004,8,24,20,2.2692665613057977E-3,1.231493890514799E-3,2.1718398138266125E-3,7.459956927425666E-3,0,0,1.3132557193072875E-2,null,1.8993184888277646E-3,1.0067398644540431E-3,2.2013915505492373E-3,2.8264618472405617E-3,0,0,7.933911751071606E-3]
[2004,8,24,23,2.6060784720686112E-3,1.1540546122877574E-3,1.8380489213251415E-3,7.1257601107209368E-3,1.5494307790317184E-5,2.6413648564822193E-4,1.3003572909840985E-2,null,2.1812215055456909E-3,9.4343365638741537E-4,1.8630588403166356E-3,2.6998398625461897E-3,2.2471883623357128E-6,1.0591338788697384E-4,7.7957144410452407E-3]
[2004,8,24,24,2.6399292683158947E-3,9.4718951869379319E-4,1.8161546761180144E-3,7.5967980863978594E-3,1.5494307790317184E-5,2.6413648564822193E-4,1.3279702342964101E-2,null,2.2095537624388655E-3,7.7432251593506423E-4,1.8408666850306976E-3,2.8783088376092519E-3,2.2471883623357128E-6,1.0591338788697384E-4,7.8112123772631882E-3]
[2004,8,25,5,1.5217520891290613E-3,1.1365031457308229E-3,1.7064713730313577E-3,6.0193213657586024E-3,1.5494307790317184E-5,2.6413648564822193E-4,1.0663678767088383E-2,null,1.2736678570859255E-3,9.2908542356336815E-4,1.7296909458651693E-3,2.2806274020227804E-3,2.2471883623357128E-6,1.0591338788697384E-4,6.3212322047865527E-3]
[2004,8,25,7,1.6612970809437764E-3,1.3363542702399677E-3,2.4266914268346713E-3,6.1482538715270253E-3,9.0331817504864174E-6,1.5399157639595928E-4,1.1735621407691887E-2,null,1.3904634717996488E-3,1.0924626806890353E-3,2.4597108722359028E-3,2.329477926492139E-3,1.3101108600180242E-6,6.174750724848069E-5,7.335172569325225E-3]
[2004,8,25,11,2.1589245850064101E-3,1.4143138688200165E-3,2.9315922429058792E-3,8.0246862072432916E-3,0,0,1.4529516903975597E-2,null,1.8069650565546399E-3,1.1561942479439578E-3,2.9714817603504473E-3,3.040429002674927E-3,0,0,8.9750700675239724E-3]
[2004,8,25,14,1.9262347389165935E-3,1.438536032911941E-3,2.8757072540973785E-3,7.7903217590349887E-3,0,0,1.4030799784960902E-2,null,1.6122095640193933E-3,1.1759957413841678E-3,2.9148363570465946E-3,2.9516319522824457E-3,0,0,8.6546736147326015E-3]
[2004,8,25,18,2.1702492346230944E-3,1.4346760530365762E-3,2.3306560914356134E-3,5.9800646474663559E-3,0,0,1.191564602656164E-2,null,1.816443500719475E-3,1.172840227868063E-3,2.3623688055900401E-3,2.2657536410104367E-3,0,0,7.6174061751880153E-3]
[2004,8,25,21,2.3817936431300229E-3,1.3174580547027229E-3,2.0130966585945134E-3,7.4132586396255494E-3,9.0331817504864174E-6,1.5399157639595928E-4,1.3288631754199254E-2,null,1.9935007989392759E-3,1.0770151225523825E-3,2.040488412845101E-3,2.808768591088741E-3,1.3101108600180242E-6,6.174750724848069E-5,7.9828305435339988E-3]
[2004,8,25,24,2.6399292683158947E-3,9.4718951869379319E-4,1.8513853587460456E-3,7.9960951896149522E-3,1.5494307790317184E-5,2.6413648564822193E-4,1.3714230128809223E-2,null,2.2095537624388655E-3,7.7432251593506423E-4,1.8765767436472128E-3,3.0295963100352161E-3,2.2471883623357128E-6,1.0591338788697384E-4,7.9982099083056677E-3]
[2004,8,26,2,1.8489140042550916E-3,1.0549544697850217E-3,1.7671497067121848E-3,7.8415437495516702E-3,1.5494307790317184E-5,2.6413648564822193E-4,1.2792192723742506E-2,null,1.5474940724960746E-3,8.6241980418805557E-4,1.7911949160088184E-3,2.9710391691529429E-3,2.2471883623357128E-6,1.0591338788697384E-4,7.2803085380952004E-3]
[2004,8,26,5,1.5217520891290613E-3,1.1365031457308229E-3,1.7461718019316263E-3,5.7562136039645984E-3,1.5494307790317184E-5,2.6413648564822193E-4,1.0440271434194648E-2,null,1.2736678570859255E-3,9.2908542356336815E-4,1.7699315695878953E-3,2.1809399564170803E-3,2.2471883623357128E-6,1.0591338788697384E-4,6.2617853829035784E-3]
[2004,8,26,8,1.7277358253887285E-3,1.3524175991821885E-3,2.7883662390482608E-3,6.5673087966980374E-3,0,0,1.2435828460317214E-2,null,1.4460710138356925E-3,1.1055943687359911E-3,2.8263069124156146E-3,2.4882513308719482E-3,0,0,7.8662236258592467E-3]
[2004,8,26,12,2.1989688803819019E-3,1.3791093996373225E-3,2.85716971491403E-3,5.236685232605307E-3,0,0,1.167193322753856E-2,null,1.8404811149479677E-3,1.1274147770865375E-3,2.8960465817296495E-3,1.9840987233521062E-3,0,0,7.8480411971162609E-3]
[2004,8,26,15,2.0920150701585036E-3,1.3964553008848622E-3,2.8003795068208661E-3,6.0097427530850208E-3,0,0,1.2298592630949252E-2,null,1.7509634916454922E-3,1.1415949613369696E-3,2.8384836420255683E-3,2.2769982144102028E-3,0,0,8.0080403094182316E-3]
[2004,8,26,19,1.9768184801918715E-3,1.3179242269566918E-3,2.3042696227022767E-3,6.474960665038651E-3,0,0,1.2073972994889491E-2,null,1.6545468710050177E-3,1.0773962159507239E-3,2.3356233021009712E-3,2.4532620576980511E-3,0,0,7.5208284467547636E-3]
[2004,8,26,23,2.6060784720686112E-3,1.1540546122877574E-3,1.921084438627704E-3,7.245790105316118E-3,1.5494307790317184E-5,2.6413648564822193E-4,1.3206638421738729E-2,null,2.1812215055456909E-3,9.4343365638741537E-4,1.9472242032598989E-3,2.7453173637634583E-3,2.2471883623357128E-6,1.0591338788697384E-4,7.925357305205773E-3]
[2004,8,27,2,2.1065246700339578E-3,9.4590370796238988E-4,1.8037459411429368E-3,7.6557004927109359E-3,1.5494307790317184E-5,2.6413648564822193E-4,1.2791505605288758E-2,null,1.7631076583021787E-3,7.7327137233507007E-4,1.8282891071848386E-3,2.900626044769324E-3,2.2471883623357128E-6,1.0591338788697384E-4,7.3734547588407201E-3]
[2004,8,27,3,1.8697261487820374E-3,1.0703885890207029E-3,1.7412969210339111E-3,6.7311348855314708E-3,1.5494307790317184E-5,2.6413648564822193E-4,1.1692177337806661E-2,null,1.5649133089869335E-3,8.7503711656530315E-4,1.764990357280319E-3,2.5503224921635103E-3,2.2471883623357128E-6,1.0591338788697384E-4,6.863423851245375E-3]
[2004,8,27,6,1.7796304308636917E-3,1.1562684595219333E-3,1.8953205055534709E-3,5.8359344500266185E-3,1.5494307790317184E-5,2.6413648564822193E-4,1.0946784639404251E-2,null,1.4895054808699679E-3,9.4524346501222666E-4,1.9211097061328742E-3,2.2111449471450624E-3,2.2471883623357128E-6,1.0591338788697384E-4,6.6751641754094404E-3]
[2004,8,27,10,2.683091660289451E-3,1.284078386277287E-3,2.958419158034944E-3,6.4779947394111026E-3,0,0,1.3403583944012785E-2,null,2.2456795885076345E-3,1.0497274168439143E-3,2.9986737032904613E-3,2.4544116213669641E-3,0,0,8.7484923300089751E-3]
[2004,8,27,13,2.1875722955314531E-3,1.3288304709600381E-3,2.9364612943896485E-3,7.1479159668345008E-3,0,0,1.360078002771564E-2,null,1.8309424628191072E-3,1.0863120138236973E-3,2.9764170639245508E-3,2.7082343724082665E-3,0,0,8.6019059129756222E-3]
[2004,8,27,16,2.0391617904378062E-3,1.4346870116096742E-3,2.5650436776256994E-3,6.3189294028968852E-3,0,0,1.2357821882570065E-2,null,1.706726638610941E-3,1.1728491864446992E-3,2.5999456510404292E-3,2.3941442352077972E-3,0,0,7.8736657113038667E-3]
[2004,8,27,21,2.3636754343990545E-3,1.2915638344989551E-3,2.0519723467671692E-3,5.483200811937719E-3,9.0331817504864174E-6,1.5399157639595928E-4,1.1353437185749344E-2,null,1.9783363183031328E-3,1.0558467319181529E-3,2.0798930737783057E-3,2.0774996486539513E-3,1.3101108600180242E-6,6.174750724848069E-5,7.2546333907620416E-3]
[2004,8,27,24,2.7519114322888238E-3,7.823604258735265E-4,1.7444387653789695E-3,5.3310169159292127E-3,1.5494307790317184E-5,2.6413648564822193E-4,1.0889358332909072E-2,null,2.3032799901458209E-3,6.3957558796241256E-4,1.7681749519959699E-3,2.0198395334526022E-3,2.2471883623357128E-6,1.0591338788697384E-4,6.8390306398061146E-3]
[2004,8,28,3,1.7993669232133547E-3,7.5604738373022948E-4,1.6658654473726223E-3,5.2194795643235063E-3,1.5494307790317184E-5,2.6413648564822193E-4,9.7203901120782501E-3,null,1.5060244238022395E-3,6.1806481256616386E-4,1.6885325044928873E-3,1.9775797627967174E-3,2.2471883623357128E-6,1.0591338788697384E-4,5.8983620799073168E-3]
[2004,8,28,4,1.6911326435819617E-3,7.9484046340406219E-4,1.6581549547729181E-3,5.0351398358695698E-3,1.5494307790317184E-5,2.6413648564822193E-4,9.4588986910670494E-3,null,1.4154350801199496E-3,6.4977795387640076E-4,1.6807170969515481E-3,1.9077363019732061E-3,2.2471883623357128E-6,1.0591338788697384E-4,5.7618270091704133E-3]
[2004,8,28,7,1.8047759103288416E-3,7.6405692221715479E-4,2.0986952315914498E-3,5.2033257486397031E-3,1.0334703604873061E-5,1.7617904119040994E-4,1.0057367557572434E-2,null,1.5105516086686855E-3,6.2461256871239681E-4,2.1272517064061113E-3,1.9714593328583395E-3,1.4988746824542242E-6,7.0644231830986493E-5,6.3060183231589736E-3]
[2004,8,28,13,2.3259054723930579E-3,8.8666645535161745E-4,2.3451190709760867E-3,4.752902077911101E-3,0,0,1.0310593076631864E-2,null,1.946723819188427E-3,7.2484522574731136E-4,2.3770285796458749E-3,1.8008007978568821E-3,0,0,6.8493984224384952E-3]
[2004,8,28,15,2.2347907357759267E-3,8.4836452832577711E-4,2.3123255290175087E-3,4.9870007394696454E-3,0,0,1.0382481532588857E-2,null,1.8704630982962949E-3,6.9353359917789011E-4,2.3437888233247125E-3,1.8894971458147034E-3,0,0,6.7972826666136011E-3]
[2004,8,28,18,2.2121143018157285E-3,8.5714450112462661E-4,1.9759672456389535E-3,5.1027792626047461E-3,0,0,1.0148005311184056E-2,null,1.8514834988892941E-3,7.0071118137582443E-4,2.0028537883037961E-3,1.9333638305093761E-3,0,0,6.4884122990782906E-3]
[2004,8,28,22,2.6661758448190188E-3,8.0068713721828221E-4,1.7875521252926198E-3,4.9514448307111224E-3,1.5494307790317184E-5,2.6413648564822193E-4,1.0485490731479582E-2,null,2.2315214804984533E-3,6.5455757937724209E-4,1.8118749457181013E-3,1.8760255640713204E-3,2.2471883623357128E-6,1.0591338788697384E-4,6.6821401459144269E-3]
[2004,8,29,1,2.5426307272353541E-3,8.1156242905289504E-4,1.6010663745661975E-3,5.1144163407130109E-3,1.5494307790317184E-5,2.6413648564822193E-4,1.0349306665005996E-2,null,2.1281173542348425E-3,6.6344807401290732E-4,1.622851725251552E-3,1.9377729387128626E-3,2.2471883623357128E-6,1.0591338788697384E-4,6.4603506684614738E-3]
[2004,8,29,4,1.7364027216369411E-3,8.5200032315370313E-4,1.5678150804801676E-3,4.8883808179297919E-3,1.5494307790317184E-5,2.6413648564822193E-4,9.3242297366391419E-3,null,1.4533249859188619E-3,6.9650584258115929E-4,1.5891479882725146E-3,1.8521315888387002E-3,2.2471883623357128E-6,1.0591338788697384E-4,5.6992709818605453E-3]
[2004,8,29,5,1.7169631516427879E-3,8.2444238726567633E-4,1.6129724271906167E-3,4.8631944136882863E-3,1.5494307790317184E-5,2.6413648564822193E-4,9.2972031732259045E-3,null,1.4370545594584682E-3,6.7397737300917647E-4,1.6349197808608702E-3,1.8425888513470027E-3,2.2471883623357128E-6,1.0591338788697384E-4,5.6967011409248267E-3]
[2004,8,29,10,2.0834527700738592E-3,1.028345159145017E-3,2.2822264851011321E-3,4.494962612659653E-3,0,0,9.88898702697966E-3,null,1.7437970638952422E-3,8.4066683083328271E-4,2.3132802284756399E-3,1.7030715395617623E-3,0,0,6.6008156627659267E-3]
[2004,8,29,13,2.2938537073216095E-3,1.1001262086950271E-3,2.3219437770958442E-3,4.7400020170238234E-3,0,0,1.0455925710136305E-2,null,1.9198973057070244E-3,8.9934746632075349E-4,2.3535379447451495E-3,1.7959131650890675E-3,0,0,6.9686958818619953E-3]
[2004,8,29,16,2.2047656059787095E-3,1.1000412971953603E-3,2.234793283224997E-3,4.8199969178974482E-3,0,0,1.0359597104296514E-2,null,1.8453328270775216E-3,8.9927805161043814E-4,2.2652016136713361E-3,1.826221990929851E-3,0,0,6.8360344832891478E-3]
[2004,8,29,19,2.4902782390561267E-3,1.1120968880629683E-3,1.8258651195942114E-3,4.9685106993206931E-3,0,0,1.0396750946034001E-2,null,2.0842996510040124E-3,9.0913343458021937E-4,1.8507092563310747E-3,1.8824915567016045E-3,0,0,6.726633898616911E-3]
[2004,8,29,23,3.1860735754974225E-3,9.8804072697004442E-4,1.7660403755684301E-3,6.7817208055959734E-3,1.5494307790317184E-5,2.6413648564822193E-4,1.3001506277070409E-2,null,2.6666626794278922E-3,8.0771816669677847E-4,1.7900704904452588E-3,2.5694887118160969E-3,2.2471883623357128E-6,1.0591338788697384E-4,7.9421006246353371E-3]
[2004,8,30,2,2.1343909400294387E-3,9.4285580302612675E-4,1.7097395190993998E-3,7.3591805382735636E-3,1.5494307790317184E-5,2.6413648564822193E-4,1.2425797593867067E-2,null,1.7864310186863496E-3,7.7077972586728314E-4,1.7330035608629911E-3,2.7882792381702728E-3,2.2471883623357128E-6,1.0591338788697384E-4,7.1866541198362058E-3]
[2004,8,30,3,1.7046373464649173E-3,1.036471135203433E-3,1.6342281396539565E-3,6.9904428214148263E-3,1.5494307790317184E-5,2.6413648564822193E-4,1.1645410236175671E-2,null,1.4267381735110422E-3,8.4730977408993731E-4,1.6564647150313404E-3,2.6485702427324841E-3,2.2471883623357128E-6,1.0591338788697384E-4,6.687243481614113E-3]
[2004,8,30,7,1.707935634362654E-3,1.2062653839587103E-3,2.396476104281212E-3,6.9827074569581062E-3,1.1620730842737888E-5,1.9810236423616642E-4,1.2503107674639585E-2,null,1.429498756728751E-3,9.8611569127195989E-4,2.4290844165724395E-3,2.6456394332487134E-3,1.6853912717517845E-6,7.9435040915230365E-5,7.5714587300088456E-3]
[2004,8,30,10,1.9683013070682324E-3,1.4117866126378931E-3,2.9126955949241918E-3,7.7279166330506523E-3,0,0,1.4020700147680969E-2,null,1.6474182133752301E-3,1.154128229130687E-3,2.9523279899223713E-3,2.9279876190265114E-3,0,0,8.6818620514548007E-3]
[2004,8,30,14,2.01557836452984E-3,1.4767983356691837E-3,2.9719377361704484E-3,7.7258569922011317E-3,0,0,1.4190171428570604E-2,null,1.6869879099747048E-3,1.2072749753196472E-3,3.0123762256834483E-3,2.9272072530891714E-3,0,0,8.8338463640669704E-3]
[2004,8,30,17,2.2638560510635695E-3,1.5650083594089339E-3,2.501478547674069E-3,6.3884024226883969E-3,0,0,{"$f":"SUM(E5827:J5827)","v":1.271874538083497E-2},null,1.8947900291429126E-3,1.2793862119463441E-3,2.5355156046372672E-3,2.4204664836823681E-3,0,0,{"$f":"SUM(M5827:R5827)","v":8.1301583294088927E-3}]
[2004,8,30,20,2.3486365334755587E-3,1.2128121800215157E-3,2.1777028792723968E-3,7.1570767286138039E-3,0,0,1.2896228321383275E-2,null,1.9657491401096606E-3,9.9146766307761907E-4,2.2073343934101599E-3,2.7117052428050738E-3,0,0,7.8762564394025125E-3]
[2004,8,30,24,2.6951778246915121E-3,9.1656250299657137E-4,1.8419037596761438E-3,7.7530691116608945E-3,1.5494307790317184E-5,2.6413648564822193E-4,1.3486343992463659E-2,null,2.2557954012108533E-3,7.4928508954656323E-4,1.866966130587587E-3,2.9375175026232951E-3,2.2471883623357128E-6,1.0591338788697384E-4,7.9177247002176088E-3]
[2004,8,31,4,1.8641260902624397E-3,1.1754073434902556E-3,1.6328455996888788E-3,5.831179776255053E-3,1.5494307790317184E-5,2.6413648564822193E-4,1.0783189603135165E-2,null,1.5602262022070808E-3,9.6088940333191738E-4,1.6550633631553673E-3,2.2093434750799896E-3,2.2471883623357128E-6,1.0591338788697384E-4,6.4936830200236642E-3]
[2004,8,31,5,1.8393712891966545E-3,1.1365031457308229E-3,1.6761897071445699E-3,6.1515907108889495E-3,1.5494307790317184E-5,2.6413648564822193E-4,1.1083285646399535E-2,null,1.5395070623082209E-3,9.2908542356336815E-4,1.6989972441495364E-3,2.3307422031144578E-3,2.2471883623357128E-6,1.0591338788697384E-4,6.6064925093848922E-3]
[2004,8,31,8,2.2379682561749136E-3,1.3524175991821885E-3,2.7092594664886141E-3,8.4410498305803657E-3,0,0,1.4740695152426082E-2,null,1.8731226021841726E-3,1.1055943687359911E-3,2.7461237517628976E-3,3.1981827145783535E-3,0,0,8.923023437261415E-3]
[2004,8,31,11,2.5957641413823537E-3,1.4143138688200165E-3,2.8705384274057655E-3,8.1159138726846405E-3,0,0,1.4996530310292777E-2,null,2.1725886726708171E-3,1.1561942479439578E-3,2.9095971992907001E-3,3.0749937485965604E-3,0,0,9.3133738685020357E-3]
[2004,8,31,15,2.4081793176836579E-3,1.3964553008848622E-3,2.7544170025420893E-3,8.110431570890057E-3,0,0,1.4669483192000666E-2,null,2.0155849385350552E-3,1.1415949613369696E-3,2.7918957362706273E-3,3.0729165895716226E-3,0,0,9.0219922257142749E-3]
[2004,8,31,18,2.7392906111056367E-3,1.4346760530365762E-3,2.2651240806960873E-3,5.809378453476859E-3,0,0,1.2248469198315159E-2,null,2.2927166832932212E-3,1.172840227868063E-3,2.2959451154937081E-3,2.2010832923937593E-3,0,0,7.9625853190487521E-3]
[2004,8,31,21,2.9757365706721307E-3,1.3174580547027229E-3,2.0420254197637167E-3,7.2480140145036991E-3,1.1620730842737888E-5,1.9810236423616642E-4,1.3792957154721173E-2,null,2.490615947430286E-3,1.0770151225523825E-3,2.0698108011724132E-3,2.7461599684234553E-3,1.6853912717517845E-6,7.9435040915230365E-5,8.4647222717655207E-3]
[2004,9,1,2,2.1031182348292977E-3,1.1035212541819883E-3,1.9362798844636733E-3,7.2972183971474766E-3,1.5450732300731166E-5,2.6339167538295868E-4,1.2718980178306125E-2,null,1.7602565585347358E-3,9.0212289838719254E-4,1.9626264101156583E-3,2.764802744998796E-3,2.2408684715470466E-6,1.056147340363578E-4,7.497664214544288E-3]
[2004,9,1,5,1.823808409992717E-3,1.3331043483223312E-3,1.9556454961061538E-3,5.5726657969614552E-3,1.5450732300731166E-5,2.6339167538295868E-4,1.0964066459066347E-2,null,1.5264813275992837E-3,1.0898058863873764E-3,1.9822555252877673E-3,2.1113965423349181E-3,2.2408684715470466E-6,1.056147340363578E-4,6.8177948841172502E-3]
[2004,9,1,6,1.9772464214655493E-3,1.3735669745537724E-3,2.1652277649067716E-3,5.5005297429460195E-3,1.5450732300731166E-5,2.6339167538295868E-4,1.1295413311555801E-2,null,1.6549050469844677E-3,1.1228838733440695E-3,2.1946895329642896E-3,2.0840653115424806E-3,2.2408684715470466E-6,1.056147340363578E-4,7.1643993673432124E-3]
[2004,9,1,9,2.5953872954673049E-3,1.3568320148507251E-3,3.1672401044939009E-3,7.8730665450876276E-3,0,0,1.4992525959899559E-2,null,2.1722732622090862E-3,1.1092031306356774E-3,3.2103360294831527E-3,2.9829826669194237E-3,0,0,9.4747950892473398E-3]
[2004,9,1,12,2.2877394135693923E-3,1.4731590394517716E-3,3.156625680868361E-3,7.0532145335035542E-3,0,0,1.3970738667393078E-2,null,1.9147797970953311E-3,1.2042998695486443E-3,3.1995771777785036E-3,2.672353469771301E-3,0,0,8.9910103141937793E-3]
[2004,9,1,18,2.8108847483402782E-3,1.5320133437575093E-3,2.6445594874066167E-3,6.4504270912232407E-3,0,0,1.3437884670727644E-2,null,2.3526391581844834E-3,1.2524129578844107E-3,2.6805434145920491E-3,2.4439666675181446E-3,0,0,8.7295621981790875E-3]
[2004,9,1,20,3.2952199648271351E-3,1.289705366208792E-3,2.4938886617205556E-3,7.5275802767478207E-3,0,0,1.4606394269504303E-2,null,2.7580154357666753E-3,1.0543274437357741E-3,2.5278224448096747E-3,2.8520832842945753E-3,0,0,9.1922486086066998E-3]
[2004,9,1,24,2.777735697283663E-3,1.0923686001313338E-3,2.0511835659550023E-3,7.6948345088979743E-3,1.5450732300731166E-5,2.6339167538295868E-4,1.3894964779951663E-2,null,2.324894244196637E-3,8.9300566157933059E-4,2.0790935602027255E-3,2.9154533158592295E-3,2.2408684715470466E-6,1.056147340363578E-4,8.3203023843458276E-3]
[2004,9,2,3,1.697202528199419E-3,1.1560562493485691E-3,1.924758048790289E-3,6.7717656135348834E-3,1.5450732300731166E-5,2.6339167538295868E-4,1.1828624847556849E-2,null,1.4205154194135202E-3,9.4506998429680128E-4,1.9509477994111627E-3,2.5657168441208323E-3,2.2408684715470466E-6,1.056147340363578E-4,6.9901056497502214E-3]
[2004,9,2,6,1.8629381346123638E-3,1.3735669745537724E-3,2.1624686601087531E-3,5.6831629879490475E-3,1.5450732300731166E-5,2.6339167538295868E-4,1.1360979164907624E-2,null,1.5592319134934628E-3,1.1228838733440695E-3,2.1918928856467621E-3,2.1532622122834252E-3,2.2408684715470466E-6,1.056147340363578E-4,7.1351264872756247E-3]
[2004,9,2,7,2.2131176035209057E-3,1.425114414589181E-3,2.7248755040585699E-3,5.1091230090218823E-3,1.1588049225548371E-5,1.9754375653721897E-4,1.1681362336953308E-2,null,1.8523232369399086E-3,1.165023638059026E-3,2.7619522732499359E-3,1.9357673775259392E-3,1.6806513536602845E-6,7.9211050527268334E-5,7.7959582276557384E-3]
[2004,9,2,11,2.2846863750032834E-3,1.3474569915155076E-3,3.2070709342930099E-3,6.5372790729249742E-3,0,0,1.3376493373736774E-2,null,1.9122244813406326E-3,1.1015390977123756E-3,3.2507088284404722E-3,2.4768735348131409E-3,0,0,8.7413459423066209E-3]
[2004,9,2,14,1.932312536753003E-3,1.4681332349174314E-3,3.2505805990661134E-3,5.9392375717062205E-3,0,0,1.2590263942442769E-2,null,1.6172965264762884E-3,1.2001913004240673E-3,3.2948105194533003E-3,2.2502848959368316E-3,0,0,8.3625832422904878E-3]
[2004,9,2,18,2.6431179454025084E-3,1.5320133437575093E-3,2.7065667041478439E-3,4.4720520657345513E-3,0,0,1.1353750059042413E-2,null,2.2122226041909874E-3,1.2524129578844107E-3,2.7433943496095385E-3,1.6943910890694616E-3,0,0,7.902421000754398E-3]
[2004,9,2,21,2.8723446340955376E-3,1.2757258051879267E-3,2.4574806604146064E-3,6.9538864880481178E-3,1.2870460314372296E-5,2.1940527084220976E-4,1.3791713318902771E-2,null,2.4040795219243145E-3,1.0428992251504672E-3,2.4909190480043243E-3,2.6347196156388951E-3,1.8666434814490667E-6,8.7977075556710168E-5,8.6624611297561587E-3]
[2004,9,3,1,1.9668962643797014E-3,1.1978749613357402E-3,2.0857305634573299E-3,6.7524855754886783E-3,1.5450732300731166E-5,2.6339167538295868E-4,1.2281829772345139E-2,null,1.6462422283228687E-3,9.7925656432117157E-4,2.1141106309435333E-3,2.5584119370709534E-3,2.2408684715470466E-6,1.056147340363578E-4,7.4058769631664325E-3]
[2004,9,3,4,1.571922232868546E-3,1.4150188412238691E-3,1.9727760711927642E-3,5.7102330217398125E-3,1.5450732300731166E-5,2.6339167538295868E-4,1.0948792574708681E-2,null,1.3156589934364819E-3,1.156770559225536E-3,1.9996191922634038E-3,2.1635186277637643E-3,2.2408684715470466E-6,1.056147340363578E-4,6.7434229751970904E-3]
[2004,9,3,8,2.1671673199643313E-3,1.4629818964219006E-3,3.1752452456770171E-3,6.6817267584819585E-3,0,0,1.3487121220545208E-2,null,1.8138640164084695E-3,1.1959801079376965E-3,3.2184500948250236E-3,2.5316025199964252E-3,0,0,8.7598967391676157E-3]
[2004,9,3,9,2.352069619740554E-3,1.3960736560976955E-3,3.312121103843354E-3,7.4004385783427206E-3,0,0,1.4460702958024325E-2,null,1.9686225461378595E-3,1.1412829687040696E-3,3.3571883920618961E-3,2.8039112689288792E-3,0,0,9.2710051758327049E-3]
[2004,9,3,12,1.8926639813258447E-3,1.5143830544842648E-3,3.3047739417665528E-3,6.1024179052663165E-3,0,0,1.2814238882842978E-2,null,1.5841116923707786E-3,1.2380002878988438E-3,3.3497412588003096E-3,2.3121113905821247E-3,0,0,8.4839646296520563E-3]
[2004,9,3,16,2.1406512969146833E-3,1.5249089597794911E-3,2.9657041220150452E-3,6.5214468336450854E-3,0,0,1.3152711212354305E-2,null,1.791670778431438E-3,1.2466051608517599E-3,3.0060577921398111E-3,2.4708749451810117E-3,0,0,8.5152086766040209E-3]
[2004,9,3,19,2.5726855463458166E-3,1.4653286118713387E-3,2.6784200090372019E-3,5.4949459360328114E-3,0,0,1.2211380103287168E-2,null,2.1532724746549082E-3,1.1978985356389431E-3,2.7148646687380562E-3,2.0819496938041908E-3,0,0,8.1479853728360987E-3]
[2004,9,3,22,2.9129636728620917E-3,1.3645490816852125E-3,2.2779529222717609E-3,5.4623790181994999E-3,1.5450732300731166E-5,2.6339167538295868E-4,1.2296687102702252E-2,null,2.4380766259416297E-3,1.1155117927238725E-3,2.3089485162363548E-3,2.069610594311583E-3,2.2408684715470466E-6,1.056147340363578E-4,8.0400031317213461E-3]
[2004,9,4,2,1.8534042585112167E-3,1.0890279557310375E-3,1.8840653045296021E-3,5.2568226269866193E-3,1.5450732300731166E-5,2.6339167538295868E-4,1.0362162553442163E-2,null,1.5512523012884154E-3,8.9027470211891654E-4,1.909701358115705E-3,1.9917284694049775E-3,2.2408684715470466E-6,1.056147340363578E-4,6.4508124334359193E-3]
[2004,9,4,5,1.6419849799108677E-3,1.0256742902023952E-3,1.9324830044347883E-3,5.2549429854632452E-3,1.5450732300731166E-5,2.6339167538295868E-4,1.0133927667694985E-2,null,1.3742997336230254E-3,8.3848340933360683E-4,1.9587778667927002E-3,1.9910163024174209E-3,2.2408684715470466E-6,1.056147340363578E-4,6.2704329146746583E-3]
[2004,9,4,9,2.0235292788705781E-3,1.1405562106628834E-3,2.7289929444648557E-3,4.7736662130264985E-3,0,0,1.0666744647024816E-2,null,1.6936426233820888E-3,9.3239878311127502E-4,2.7661257387433772E-3,1.8086680062423428E-3,0,0,7.2008351514790837E-3]
[2004,9,4,10,2.1902290986811402E-3,1.1742164154379816E-3,2.7389792991155165E-3,4.8570406396143762E-3,0,0,1.0960465452849014E-2,null,1.8331661395917791E-3,9.5991582582970203E-4,2.776247975479621E-3,1.840257281901541E-3,0,0,7.4095872228026431E-3]
[2004,9,4,13,2.5081821069902867E-3,1.1068311163225859E-3,2.6802023963099848E-3,4.7648323131424843E-3,0,0,1.1060047932765342E-2,null,2.0992847338359355E-3,9.0482869351005254E-4,2.7166713085542762E-3,1.8053209787423964E-3,0,0,7.5261057146426601E-3]
[2004,9,4,17,2.5870945974515759E-3,9.812735478573636E-4,2.4308917584078341E-3,4.8052942175288516E-3,0,0,1.0804554121245626E-2,null,2.1653324845445727E-3,8.0218603289156033E-4,2.4639683567777185E-3,1.8206513660525853E-3,0,0,7.2521382402664369E-3]
[2004,9,4,20,3.1437522187424062E-3,9.8981585469891387E-4,2.2804582770811575E-3,4.8013555060536879E-3,0,0,1.1215381856576164E-2,null,2.6312407784808193E-3,8.0916932440280951E-4,2.3114879608461376E-3,1.8191590494319745E-3,0,0,7.5710571131617412E-3]
[2004,9,4,22,3.117453024032193E-3,8.4422310273554084E-4,2.026088671008985E-3,4.8829868964116009E-3,1.5450732300731166E-5,2.6339167538295868E-4,1.1149594101872008E-2,null,2.6092290203180205E-3,6.9014800525048691E-4,2.0536572046555143E-3,1.8500879157281856E-3,2.2408684715470466E-6,1.056147340363578E-4,7.3109777484601122E-3]
[2004,9,5,4,1.8509158598570493E-3,1.0106954952383968E-3,1.8573772846211954E-3,5.0217899729342735E-3,1.5450732300731166E-5,2.6339167538295868E-4,1.0019621020334603E-2,null,1.5491695748022355E-3,8.2623832218547901E-4,1.8826502003124314E-3,1.902678246193583E-3,2.2408684715470466E-6,1.056147340363578E-4,6.2685919460016334E-3]
[2004,9,5,7,2.2497965699353147E-3,1.029320408824576E-3,2.3043336994222575E-3,4.9641053440932191E-3,1.2870460314372296E-5,2.1940527084220976E-4,1.0779831753431949E-2,null,1.8830226004478662E-3,8.4146409238510227E-4,2.3356882506984943E-3,1.8808224360089339E-3,1.8666434814490667E-6,8.7977075556710168E-5,7.0308410985785563E-3]
[2004,9,5,10,2.412112806449266E-3,1.137210097337478E-3,2.6445436903680987E-3,5.0588200027991579E-3,0,0,1.1252686596954001E-2,null,2.0188771687496567E-3,9.2966335283296614E-4,2.680527402606775E-3,1.9167083495351303E-3,0,0,7.5457762737245289E-3]
[2004,9,5,11,2.405457966510407E-3,1.1773790459907155E-3,2.657040066124554E-3,5.0120968079188514E-3,0,0,1.1251973886544527E-2,null,2.0133072367057143E-3,9.6250125989356613E-4,2.6931938137424467E-3,1.8990056564773643E-3,0,0,7.5680079668190917E-3]
[2004,9,5,14,2.4857787791228024E-3,1.120364153697124E-3,2.6773362870776006E-3,4.9696108777094817E-3,0,0,1.125309009760701E-2,null,2.0805337172936137E-3,9.1589188133179536E-4,2.7137662008170694E-3,1.8829083972103798E-3,0,0,7.5931001966528591E-3]
[2004,9,5,19,3.3081082738222823E-3,1.182621897126129E-3,2.1890623979124537E-3,5.0639597617696576E-3,0,0,1.1743752330630523E-2,null,2.7688026231256261E-3,9.6678726348812117E-4,2.2188484784698989E-3,1.9186557244027683E-3,0,0,7.8730940894864154E-3]
[2004,9,5,22,3.3910499766404813E-3,1.0002151873638636E-3,2.100030875095504E-3,5.0689976611945397E-3,1.5450732300731166E-5,2.6339167538295868E-4,1.1839136107978076E-2,null,2.8382227222640962E-3,8.1767072488734421E-4,2.1286055237114449E-3,1.9205645062701695E-3,2.2408684715470466E-6,1.056147340363578E-4,7.8129190796409603E-3]
[2004,9,6,1,2.268076514249488E-3,1.026354976814707E-3,1.866472810840571E-3,4.8981866224139213E-3,1.5450732300731166E-5,2.6339167538295868E-4,1.0337933332002376E-2,null,1.8983224496602359E-3,8.390398671066356E-4,1.8918694873149354E-3,1.8558468559006316E-3,2.2408684715470466E-6,1.056147340363578E-4,6.5929342624903436E-3]
[2004,9,6,5,1.7644546676395421E-3,1.0481156267499892E-3,1.8938180134884805E-3,5.1578344998826796E-3,1.5450732300731166E-5,2.6339167538295868E-4,1.0143065215444379E-2,null,1.4768037524061624E-3,8.5682908549822669E-4,1.9195867699956968E-3,1.9542234050579591E-3,2.2408684715470466E-6,1.056147340363578E-4,6.3152986154659503E-3]
[2004,9,6,8,2.2295344107747745E-3,1.0565720267958524E-3,2.356560459971842E-3,5.2982540318182248E-3,0,0,1.0940920929360692E-2,null,1.8660636877430316E-3,8.6374214864982923E-4,2.3886256490528611E-3,2.0074261853801987E-3,0,0,7.1258576708259202E-3]
[2004,9,6,9,2.3075199153570285E-3,1.0689141533901407E-3,2.4688179901097276E-3,5.2006733719550955E-3,0,0,1.1045925430811992E-2,null,1.9313355748096642E-3,8.7383177308914678E-4,2.5024106421991359E-3,1.9704543885166381E-3,0,0,7.2780323786145852E-3]
[2004,9,6,12,2.3049047516546109E-3,1.2373984395372293E-3,2.5089930420886825E-3,5.0410377260071129E-3,0,0,1.1092333959287635E-2,null,1.9291467491970157E-3,1.0115668026372433E-3,2.5431323470902168E-3,1.9099709209683502E-3,0,0,7.3938168198928265E-3]
[2004,9,6,16,2.5672382867966575E-3,1.1509583045113381E-3,2.4334961969499961E-3,5.0678308457616757E-3,0,0,1.1219523634019669E-2,null,2.1487132567333221E-3,9.409024408489953E-4,2.4666082333303719E-3,1.9201224180200836E-3,0,0,7.4763463489327733E-3]
[2004,9,6,20,3.4166455351163378E-3,1.1302584804043381E-3,2.1571548382676295E-3,4.9184315962386956E-3,0,0,1.1622490450027001E-2,null,2.8596455547660183E-3,9.2398044206669339E-4,2.1865067598249117E-3,1.8635173621342185E-3,0,0,7.833650118791842E-3]
[2004,9,6,23,3.3350330746867423E-3,8.6370029582309217E-4,1.9380094415636043E-3,7.5051674064857306E-3,1.5450732300731166E-5,2.6339167538295868E-4,1.3920752626242858E-2,null,2.7913379977536506E-3,7.0607050951943602E-4,1.9643795009107257E-3,2.8435913957623434E-3,2.2408684715470466E-6,1.056147340363578E-4,8.4132350064540611E-3]
[2004,9,7,2,1.8278090934171392E-3,1.1035212541819883E-3,1.9713477879292054E-3,7.6922254804765089E-3,1.5450732300731166E-5,2.6339167538295868E-4,1.287374602368853E-2,null,1.5298297980370535E-3,9.0212289838719254E-4,1.9981714746701573E-3,2.9144647955013534E-3,2.2408684715470466E-6,1.056147340363578E-4,7.4524445691036617E-3]
[2004,9,7,6,1.6063276947378656E-3,1.3735669745537724E-3,2.1975950021373343E-3,7.2610014627118007E-3,1.5450732300731166E-5,2.6339167538295868E-4,1.2717333541824461E-2,null,1.3444554913707991E-3,1.1228838733440695E-3,2.2274971839247168E-3,2.7510807108902459E-3,2.2408684715470466E-6,1.056147340363578E-4,7.5537728620377366E-3]
[2004,9,7,9,2.1659056031331364E-3,1.3568320148507251E-3,3.2538381441897992E-3,7.6159003370826345E-3,0,0,1.4392476099256295E-2,null,1.8128079914592565E-3,1.1092031306356774E-3,3.2981123892620963E-3,2.8855463837884326E-3,0,0,9.1056698951454632E-3]
[2004,9,7,13,1.8080429067947623E-3,1.3834478432826279E-3,3.3102578730983228E-3,7.3552987664110966E-3,0,0,1.3857047389586808E-2,null,1.5132860017525406E-3,1.1309614322515015E-3,3.3552998087544518E-3,2.7868084950847978E-3,0,0,8.7863557378432926E-3]
[2004,9,7,14,1.7089765382580131E-3,1.4681332349174314E-3,3.330285987440001E-3,7.1493078871974845E-3,0,0,1.3656703647812931E-2,null,1.4303699668577236E-3,1.2001913004240673E-3,3.3756004411512408E-3,2.7087617494211155E-3,0,0,8.7149234578541481E-3]
[2004,9,7,17,2.1004722485988177E-3,1.5260356808904591E-3,2.8854382819318331E-3,6.3500533759178641E-3,0,0,{"$f":"SUM(E6019:J6019)","v":1.2861999587338973E-2},null,1.7580419352487687E-3,1.2475262495126702E-3,2.9246997927919707E-3,2.4059366253159661E-3,0,0,{"$f":"SUM(M6019:R6019)","v":8.3362046028693758E-3}]
[2004,9,7,21,2.47924421881541E-3,1.2757258051879267E-3,2.374274682999051E-3,7.4429677868712261E-3,1.5450732300731166E-5,2.6339167538295868E-4,1.3851054901557303E-2,null,2.0750644562469744E-3,1.0428992251504672E-3,2.4065809055355825E-3,2.8200249256789913E-3,2.2408684715470466E-6,1.056147340363578E-4,8.4524251151199201E-3]
[2004,9,7,24,2.3515964084294197E-3,1.0923686001313338E-3,2.0997051867184518E-3,7.4926293657873689E-3,1.5450732300731166E-5,2.6339167538295868E-4,1.3315141968750261E-2,null,1.9682264802865904E-3,8.9300566157933059E-4,2.1282754037657702E-3,2.838840926822934E-3,2.2408684715470466E-6,1.056147340363578E-4,7.9362040749625315E-3]
[2004,9,8,4,1.5729984544687206E-3,1.2990971246853653E-3,1.9187815911059147E-3,6.2899571997963154E-3,1.5450732300731166E-5,2.6339167538295868E-4,1.1359676777740005E-2,null,1.3165597635875705E-3,1.0620051575502844E-3,1.9448900214089186E-3,2.3831671173114174E-3,2.2408684715470466E-6,1.056147340363578E-4,6.8144776623660953E-3]
[2004,9,8,6,1.6582329882579346E-3,1.3735669745537724E-3,2.1967724435632183E-3,6.3099844867243382E-3,1.5450732300731166E-5,2.6339167538295868E-4,1.1817399300782952E-2,null,1.3878989040274289E-3,1.1228838733440695E-3,2.2266634329807648E-3,2.3907551453599026E-3,2.2408684715470466E-6,1.056147340363578E-4,7.2360569582200704E-3]
[2004,9,8,11,2.0540460800823673E-3,1.3474569915155076E-3,3.2474268582321068E-3,7.6718165777345656E-3,0,0,1.4320746507564548E-2,null,1.7191844110899552E-3,1.1015390977123756E-3,3.291613866375847E-3,2.9067321791464156E-3,0,0,9.0190695543245925E-3]
[2004,9,8,12,1.9784924461227153E-3,1.4731590394517716E-3,3.2129163977506572E-3,6.8297646519651402E-3,0,0,1.3494332535290284E-2,null,1.6559479379824864E-3,1.2042998695486443E-3,3.2566338298069572E-3,2.5876917792169163E-3,0,0,8.7045734165550042E-3]
[2004,9,8,15,1.7191076172671052E-3,1.4799616822020409E-3,3.1858026236549542E-3,7.3819220422547075E-3,0,0,1.3766793965378808E-2,null,1.4388494227320792E-3,1.2098609946935466E-3,3.2291511246747514E-3,2.7968956409158787E-3,0,0,8.6747571830162549E-3]
[2004,9,8,18,2.3426784156517061E-3,1.5320133437575093E-3,2.7393772907062129E-3,5.7086383131386672E-3,0,0,1.2322707363254096E-2,null,1.9607623467842675E-3,1.2524129578844107E-3,2.7766513824525347E-3,2.1629144174362177E-3,0,0,8.1527411045574302E-3]
[2004,9,8,22,2.8769151693446835E-3,1.1194757588081693E-3,2.246317251807124E-3,7.7094559593619254E-3,1.5450732300731166E-5,2.6339167538295868E-4,1.4231006547005591E-2,null,2.4079049438692564E-3,9.1516562312054758E-4,2.2768823863065848E-3,2.9209931564092122E-3,2.2408684715470466E-6,1.056147340363578E-4,8.6288017122135054E-3]
[2004,9,9,1,1.9799128226949598E-3,1.07632761767101E-3,2.0451408309137965E-3,7.0499915149264828E-3,1.5450732300731166E-5,2.6339167538295868E-4,1.2430215193889938E-2,null,1.657136757106146E-3,8.79892241665355E-4,2.0729686030225361E-3,2.6711323180770401E-3,2.2408684715470466E-6,1.056147340363578E-4,7.3889855223789828E-3]
[2004,9,9,3,1.4505662983016201E-3,1.1560562493485691E-3,1.997139161045353E-3,6.7759955298082424E-3,1.5450732300731166E-5,2.6339167538295868E-4,1.1658599646187474E-2,null,1.2140871577684402E-3,9.4506998429680128E-4,2.024313785209586E-3,2.5673194937178719E-3,2.2408684715470466E-6,1.056147340363578E-4,6.8586460235006055E-3]
[2004,9,9,9,2.0024864686286254E-3,1.3568320148507251E-3,3.3129445343283537E-3,5.9508127559427674E-3,0,0,1.2623075773750471E-2,null,1.6760303255450128E-3,1.1092031306356774E-3,3.3580230267806275E-3,2.2546705535133652E-3,0,0,8.3979270364746839E-3]
[2004,9,9,12,1.7913612830059871E-3,1.4731590394517716E-3,3.3006471358845166E-3,4.9027553618167432E-3,0,0,1.1467922820159019E-2,null,1.4993239062341286E-3,1.2042998695486443E-3,3.3455583003971917E-3,1.8575778803204357E-3,0,0,7.9067599565004008E-3]
[2004,9,9,13,1.6732854381830357E-3,1.3834478432826279E-3,3.3907143180870181E-3,5.91412159248326E-3,0,0,1.2361569192035942E-2,null,1.4004974223911981E-3,1.1309614322515015E-3,3.4368510065259294E-3,2.2407688413911544E-3,0,0,8.2090787025597828E-3]
[2004,9,9,16,1.8116902036608637E-3,1.6120111570527668E-3,3.1509085450478194E-3,5.3305218149190467E-3,0,0,1.1905131720680497E-2,null,1.5163386966144626E-3,1.3178107550913631E-3,3.1937822501744702E-3,2.0196519473674036E-3,0,0,8.0475836492476995E-3]
[2004,9,9,19,2.0938571677924403E-3,1.2138669979212678E-3,2.7509801100255361E-3,5.7401434648487971E-3,0,0,1.179884774058804E-2,null,1.7525052805891185E-3,9.9232997123651408E-4,2.7884120787292567E-3,2.1748512302310519E-3,0,0,7.7080985607859403E-3]
[2004,9,9,24,2.1894490689597229E-3,1.0923686001313338E-3,2.1393787815650695E-3,5.7441597452067544E-3,1.5450732300731166E-5,2.6339167538295868E-4,1.144419860354657E-2,null,1.8325132745220755E-3,8.9300566157933059E-4,2.1684888283099021E-3,2.1763729364969223E-3,2.2408684715470466E-6,1.056147340363578E-4,7.1782363034161353E-3]
[2004,9,10,3,1.5430974590081204E-3,1.2800275471959879E-3,1.9500353231942916E-3,4.6451186036618117E-3,1.5450732300731166E-5,2.6339167538295868E-4,9.6971213407438996E-3,null,1.2915333896564296E-3,1.0464158769174538E-3,1.976569016012696E-3,1.7599633130439796E-3,2.2408684715470466E-6,1.056147340363578E-4,6.1823371981384635E-3]
[2004,9,10,7,1.9132185465565348E-3,1.4864098303314392E-3,2.7856323533526086E-3,4.031762087350412E-3,1.5450732300731166E-5,2.6339167538295868E-4,1.0495865225274683E-2,null,1.6013153415313254E-3,1.2151323223255953E-3,2.8235358273511167E-3,1.5275720527490216E-3,2.2408684715470466E-6,1.056147340363578E-4,7.2754111464649641E-3]
[2004,9,10,10,2.2691497285072678E-3,1.4798695068014964E-3,3.3023424520213455E-3,5.5517257420275223E-3,0,0,1.2603087429357632E-2,null,{"$f":"E6084*V$5","v":1.8992207027421046E-3},{"$f":"F6084*W$5","v":1.209785641781961E-3},{"$f":"G6084*X$5","v":3.34727668432006E-3},{"$f":"H6084*Y$5","v":2.1034626806617639E-3},{"$f":"I6084*Z$5","v":0},{"$f":"J6084*AA$5","v":0},8.5597457095058886E-3]
[2004,9,10,13,1.8034753148838034E-3,1.3441223188412053E-3,3.2903067882775476E-3,6.0906610962822233E-3,0,0,1.2528565518284778E-2,null,1.5094630433069218E-3,1.0988130201069705E-3,3.3350772540019624E-3,2.3076569182088769E-3,0,0,8.2510102356247311E-3]
[2004,9,10,14,1.8492565781765657E-3,1.4373252297306394E-3,3.1929980680871039E-3,5.9552377756593514E-3,0,0,1.2434817651653661E-2,null,1.5477807981694443E-3,1.1750059160671178E-3,3.2364444759037593E-3,2.2563471247756244E-3,0,0,8.2155783149159452E-3]
[2004,9,10,17,2.349801308450342E-3,1.5041625917201035E-3,2.8388867460279496E-3,4.4500305526069791E-3,0,0,1.1142881198805375E-2,null,1.96672402718668E-3,1.2296451126299287E-3,2.8775148405908503E-3,1.6860474796788014E-3,0,0,7.7599314600862602E-3]
[2004,9,10,22,2.8479981028875631E-3,1.3645490816852125E-3,2.3047206781448512E-3,4.1258731279090362E-3,1.5450732300731166E-5,2.6339167538295868E-4,1.0921983398310351E-2,null,2.3837020935293359E-3,1.1155117927238725E-3,2.3360804949536813E-3,1.5632292647317257E-3,2.2408684715470466E-6,1.056147340363578E-4,7.50637924844652E-3]
[2004,9,11,1,1.8957490338425843E-3,1.0807792034106002E-3,1.9837301001521222E-3,3.3166752737897646E-3,1.5450732300731166E-5,2.6339167538295868E-4,8.5557760188787607E-3,null,1.5866938029892314E-3,8.8353138990522747E-4,2.0107222702354E-3,1.2566367624173289E-3,2.2408684715470466E-6,1.056147340363578E-4,5.8454398280550933E-3]
[2004,9,11,4,1.5634941797663914E-3,1.0151695835475154E-3,1.8839521142992122E-3,3.7916369884027751E-3,1.5450732300731166E-5,2.6339167538295868E-4,8.5330952736995831E-3,null,1.3086049270016717E-3,8.2989586615916011E-4,1.9095866277312639E-3,1.4365923812384284E-3,2.2408684715470466E-6,1.056147340363578E-4,5.5925354046384296E-3]
[2004,9,11,8,1.8521205614921504E-3,1.0491178270067112E-3,2.6618066352909883E-3,5.1055276303168138E-3,0,0,1.0668572654106662E-2,null,1.5501778794800923E-3,8.5764837900701243E-4,2.6980252405453329E-3,1.9344051443609062E-3,0,0,7.0402566433933438E-3]
[2004,9,11,11,2.1242710646345933E-3,1.1748649456604424E-3,2.7844884771192021E-3,4.6032088205230793E-3,0,0,1.0686833307937318E-2,null,1.7779609399526273E-3,9.6044599592090855E-4,2.822376386650627E-3,1.7440843469560842E-3,0,0,7.3048676694802478E-3]
[2004,9,11,14,2.2427462559703971E-3,1.0237440122468063E-3,2.7083772408935465E-3,4.3791690733385388E-3,0,0,1.0354036582449289E-2,null,1.8771216666862974E-3,8.3690541712241049E-4,2.745229521922236E-3,1.6591991654673691E-3,0,0,7.1184557711983128E-3]
[2004,9,11,16,2.2135781473251637E-3,9.7161087406654422E-4,2.5723716631545547E-3,5.0129795516467733E-3,0,0,1.0770540236193036E-2,null,1.8527087004095854E-3,7.9428684721361388E-4,2.6073733468230872E-3,1.8993401143692979E-3,0,0,7.1537090088155848E-3]
[2004,9,11,19,2.6079160476894002E-3,1.0053170500302505E-3,2.3094904494570124E-3,5.1727367246353489E-3,0,0,1.1095460271812012E-2,null,2.182759509679139E-3,8.2184147114015295E-4,2.3409151674731723E-3,1.9598696266262864E-3,0,0,7.30538577491875E-3]
[2004,9,11,23,2.7103085552806295E-3,8.3857470237757626E-4,1.8968986550397676E-3,5.3088621178827731E-3,1.5450732300731166E-5,2.6339167538295868E-4,1.1033486438264435E-2,null,2.2684594385026405E-3,6.8553046727116138E-4,1.9227093291449028E-3,2.0114454244757303E-3,2.2408684715470466E-6,1.056147340363578E-4,6.9960002619023406E-3]
[2004,9,12,2,1.8159140113758565E-3,1.0110354124957793E-3,1.7992370565550536E-3,5.3312751542982113E-3,1.5450732300731166E-5,2.6339167538295868E-4,1.0236304042408589E-2,null,1.519873916417694E-3,8.2651620277933218E-4,1.8237188712167081E-3,2.019937375960886E-3,2.2408684715470466E-6,1.056147340363578E-4,6.2979019688825253E-3]
[2004,9,12,5,1.5231841607625696E-3,1.0481156267499892E-3,1.8464242038870938E-3,5.0342423334369286E-3,1.5450732300731166E-5,2.6339167538295868E-4,9.7308087325202689E-3,null,1.274866464678893E-3,8.5682908549822669E-4,1.8715480834679797E-3,1.9073962522372166E-3,2.2408684715470466E-6,1.056147340363578E-4,6.0184954883902211E-3]
[2004,9,12,9,1.9665006470728223E-3,1.0689141533901407E-3,2.5316142208503343E-3,5.0748845859701847E-3,0,0,1.0641913607283483E-2,null,1.6459111066828339E-3,8.7383177308914678E-4,2.566061327152344E-3,1.9227949706599522E-3,0,0,7.0085991775842762E-3]
[2004,9,12,11,2.0243429492621699E-3,1.1773790459907155E-3,2.5940115354037363E-3,4.3895664733719399E-3,0,0,1.0185300004028562E-2,null,1.6943236448384983E-3,9.6250125989356613E-4,2.6293076679553534E-3,1.663138578897072E-3,0,0,6.9492711515844897E-3]
[2004,9,12,16,2.2715304237474264E-3,1.1509583045113381E-3,2.5328486772617266E-3,5.0471422300273506E-3,0,0,1.1002479635547843E-2,null,1.9012132842056483E-3,9.409024408489953E-4,2.5673125805349643E-3,1.9122838227555033E-3,0,0,7.3217121283451116E-3]
[2004,9,12,17,2.3442066122035619E-3,1.1872284077078547E-3,2.3564188432219921E-3,4.9925755213027084E-3,0,0,1.0880429384436117E-2,null,1.9620414084930127E-3,9.7055306198243121E-4,2.388482105355692E-3,1.8916093440902609E-3,0,0,7.2126859199213959E-3]
[2004,9,12,20,2.8171836226151669E-3,1.1302584804043381E-3,2.2129736461242904E-3,5.1854772663254842E-3,2.580272602085342E-6,4.3986415037159312E-5,1.1392459703108523E-2,null,2.3579111560066402E-3,9.2398044206669339E-4,2.2430850816675717E-3,1.964696820047197E-3,3.742250793987338E-7,1.7637662688495886E-5,7.5076853875559969E-3]
[2004,9,12,24,2.3614286236332189E-3,9.3086881299606376E-4,1.8919563629455896E-3,7.4251551721949242E-3,1.5450732300731166E-5,2.6339167538295868E-4,1.2888251379453484E-2,null,1.9764557947448986E-3,7.6098042372617965E-4,1.9176997883918489E-3,2.81327600255893E-3,2.2408684715470466E-6,1.056147340363578E-4,7.5762676119297632E-3]
[2004,9,13,3,1.5450919996512897E-3,1.1700845720352172E-3,1.8859829232573339E-3,6.5318430986556928E-3,1.5450732300731166E-5,2.6339167538295868E-4,1.1411845001283222E-2,null,1.2932027695278317E-3,9.5653806529082878E-4,1.911645069450919E-3,2.4748139285682017E-3,2.2408684715470466E-6,1.056147340363578E-4,6.7440554353456863E-3]
[2004,9,13,8,1.7762783431079254E-3,1.2539558312399503E-3,3.0235305292446598E-3,8.1322995283241682E-3,1.2824110888239242E-6,2.186151430499079E-5,1.4209208157310518E-2,null,1.4866998685372165E-3,1.0251023844268872E-3,3.0646710303093437E-3,3.0812020190943271E-3,1.8599212778878188E-7,8.7660250294418324E-6,8.6666273195250068E-3]
[2004,9,13,11,2.0547530463795515E-3,1.4037494182384106E-3,3.2684670641017956E-3,8.0088480181531793E-3,0,0,1.4735817546872938E-2,null,1.7197761239288593E-3,1.1475578644194635E-3,3.3129403616028322E-3,3.0344281587520879E-3,0,0,9.2147025087032427E-3]
[2004,9,13,14,1.9137921119261945E-3,1.3261762773050609E-3,3.2537026507688926E-3,7.8448509874915959E-3,0,0,1.4338522027491744E-2,null,1.6017954011813117E-3,1.0841422242851317E-3,3.2979750522126325E-3,2.9722922302560951E-3,0,0,8.9562049079351704E-3]
[2004,9,13,15,1.810049945526621E-3,1.3769922239143741E-3,3.1578741943930713E-3,8.4913314301225638E-3,0,0,1.483624779395663E-2,null,1.5149658422068145E-3,1.1256839969204617E-3,3.2008426795464267E-3,3.2172336319102979E-3,0,0,9.0587261505840014E-3]
[2004,9,13,18,2.3768281836900702E-3,1.4768813972630731E-3,2.7635080554140527E-3,6.288723378217783E-3,0,0,1.290594101458498E-2,null,1.9893448354748517E-3,1.2073428777415901E-3,2.8011104890578852E-3,2.3826996414731583E-3,0,0,8.3804978437474857E-3]
[2004,9,13,21,2.4733774167865993E-3,1.2452541303406655E-3,2.4127010747257921E-3,6.936108858999414E-3,1.5450732300731166E-5,2.6339167538295868E-4,1.334628388853616E-2,null,2.0701540919232696E-3,1.0179887891006421E-3,2.4455301565470093E-3,2.6279839480299002E-3,2.2408684715470466E-6,1.056147340363578E-4,8.2695125881087263E-3]
[2004,9,14,1,2.408729884249818E-3,1.07632761767101E-3,1.9979369514088793E-3,6.8778007292117508E-3,1.5450732300731166E-5,2.6339167538295868E-4,1.2639637590225147E-2,null,2.0160457487705158E-3,8.79892241665355E-4,2.025122430927468E-3,2.6058919030178319E-3,2.2408684715470466E-6,1.056147340363578E-4,7.6348079268890763E-3]
[2004,9,14,5,1.7177449396428403E-3,1.3331043483223312E-3,1.9987053535513626E-3,5.8408559880583624E-3,1.5450732300731166E-5,2.6339167538295868E-4,1.1169253037258584E-2,null,1.4377088961627419E-3,1.0898058863873764E-3,2.0259012885453817E-3,2.2130096414873751E-3,2.2408684715470466E-6,1.056147340363578E-4,6.874281315090781E-3]
[2004,9,14,8,2.1701415711515943E-3,1.3924714232913015E-3,3.0881930777958569E-3,8.0069262824844396E-3,1.2824110888239242E-6,2.186151430499079E-5,1.4680876280117007E-2,null,1.8163533891277044E-3,1.1383381620792272E-3,3.1302134276405629E-3,3.0337000429464583E-3,1.8599212778878188E-7,8.7660250294418324E-6,9.1275570389511857E-3]
[2004,9,14,12,2.1622315035636111E-3,1.4731590394517716E-3,3.2272444344453458E-3,6.5373688041020324E-3,0,0,1.340000378156276E-2,null,1.8097328634151637E-3,1.2042998695486443E-3,3.2711568248800019E-3,2.4769075325628506E-3,0,0,8.7620970904066595E-3]
[2004,9,14,15,1.8736694395153158E-3,1.4799616822020409E-3,3.1553920974606896E-3,7.1989542462829494E-3,0,0,1.3707977465460996E-2,null,1.5682137431995756E-3,1.2098609946935466E-3,3.1983268092783696E-3,2.7275719840075363E-3,0,0,8.7039735311790281E-3]
[2004,9,14,16,2.1958176455624391E-3,1.6120111570527668E-3,3.0179412792312324E-3,7.2024923297124011E-3,0,0,1.4028262411558839E-2,null,1.8378436114226881E-3,1.3178107550913631E-3,3.0590057286258888E-3,2.7289125088822757E-3,0,0,8.9435726040222145E-3]
[2004,9,14,19,2.8459418277290193E-3,1.2138669979212678E-3,2.6100160296210245E-3,7.7367659405464867E-3,0,0,1.4406590795817797E-2,null,2.3819810434361761E-3,9.9232997123651408E-4,2.6455299317321075E-3,2.9313404842313388E-3,0,0,8.9511814306361369E-3]
[2004,9,14,22,3.1584326392343097E-3,1.1194757588081693E-3,2.2444743451131965E-3,7.9671339012939626E-3,1.5450732300731166E-5,2.6339167538295868E-4,1.4768359052133325E-2,null,2.6435279176558637E-3,9.1516562312054758E-4,2.2750144035950447E-3,3.0186233275793428E-3,2.2408684715470466E-6,1.056147340363578E-4,8.9601868744587053E-3]
[2004,9,15,3,1.5102363539220554E-3,1.1560562493485691E-3,2.0076310868237146E-3,6.3300108878595884E-3,1.5450732300731166E-5,2.6339167538295868E-4,1.1282776985637616E-2,null,1.2640294791341853E-3,9.4506998429680128E-4,2.034948472266354E-3,2.3983428377952597E-3,2.2408684715470466E-6,1.056147340363578E-4,6.7502463760005056E-3]
[2004,9,15,6,1.5614208677598284E-3,1.3735669745537724E-3,2.2181602376298926E-3,6.0329843049485741E-3,1.5450732300731166E-5,2.6339167538295868E-4,1.1464974792575756E-2,null,1.3068696174993329E-3,1.1228838733440695E-3,2.2483422459592907E-3,2.2858040775340892E-3,2.2408684715470466E-6,1.056147340363578E-4,7.0717554168446871E-3]
[2004,9,15,10,1.9502703813654785E-3,1.4766507478288071E-3,3.2707712155314343E-3,7.8065463922299318E-3,0,0,1.4504238736955652E-2,null,1.6323267864173437E-3,1.2071543230260709E-3,3.3152758651036431E-3,2.9577792138761939E-3,0,0,9.1125361884232519E-3]
[2004,9,15,13,1.7651655304183039E-3,1.3834478432826279E-3,3.2898621234049813E-3,8.2972942103463308E-3,0,0,1.4735769707452244E-2,null,1.4773987265012042E-3,1.1309614322515015E-3,3.3346265386743116E-3,3.1437159422000685E-3,0,0,9.086702639627086E-3]
[2004,9,15,16,1.9083076242611076E-3,1.6120111570527668E-3,3.0642308710006842E-3,7.5710270824041965E-3,0,0,1.4155576734718754E-2,null,1.5972050242720195E-3,1.3178107550913631E-3,3.105925172477552E-3,2.8685446043486842E-3,0,0,8.8894855561896195E-3]
[2004,9,15,19,2.2830248032947812E-3,1.2138669979212678E-3,2.6628131786064365E-3,7.6231401497029814E-3,0,0,1.3782845129525467E-2,null,1.9108337880125402E-3,9.9232997123651408E-4,2.6990454796696839E-3,2.8882894363759554E-3,0,0,8.4904986752946943E-3]
[2004,9,15,21,2.4104516461413879E-3,1.2757258051879267E-3,2.3880234082551246E-3,7.3788214704367024E-3,1.5450732300731166E-5,2.6339167538295868E-4,1.3731864737704829E-2,null,2.0174868197534402E-3,1.0428992251504672E-3,2.420516706609335E-3,2.7957208823973677E-3,2.2408684715470466E-6,1.056147340363578E-4,8.3844792364185152E-3]
[2004,9,15,24,2.3000040731436071E-3,1.0923686001313338E-3,2.1146496582828229E-3,7.0217528016904198E-3,1.5450732300731166E-5,2.6339167538295868E-4,1.2807617540931873E-2,null,1.9250450057251539E-3,8.9300566157933059E-4,2.1434232213993665E-3,2.6604331081012469E-3,2.2408684715470466E-6,1.056147340363578E-4,7.7297625993130031E-3]
[2004,9,16,4,1.4516642171156519E-3,1.2990971246853653E-3,1.9950751478642298E-3,6.0789431764541602E-3,1.5450732300731166E-5,2.6339167538295868E-4,1.1103622073803096E-2,null,1.2150060879365745E-3,1.0620051575502844E-3,2.0222216874645222E-3,2.3032171803330078E-3,2.2408684715470466E-6,1.056147340363578E-4,6.7103057157922941E-3]
[2004,9,16,7,1.6901690478926224E-3,1.425114414589181E-3,2.8246006741640788E-3,5.0967766175473864E-3,1.5450732300731166E-5,2.6339167538295868E-4,1.1315503161876957E-2,null,1.4146285749963455E-3,1.165023638059026E-3,2.863034381354654E-3,1.9310895215016684E-3,2.2408684715470466E-6,1.056147340363578E-4,7.4816317184195989E-3]
[2004,9,16,11,1.8845156068926343E-3,1.3474569915155076E-3,3.2960615506151154E-3,6.5815511363048222E-3,0,0,1.3109585285328081E-2,null,1.5772917098800558E-3,1.1015390977123756E-3,3.3409103200985912E-3,2.4936475322046969E-3,0,0,8.5133886598957199E-3]
[2004,9,16,12,1.8326319020619422E-3,1.4731590394517716E-3,3.2695828029122667E-3,5.4616383547999182E-3,0,0,1.2037012099225898E-2,null,1.5338663664082376E-3,1.2042998695486443E-3,3.3140712820207904E-3,2.0693299684499417E-3,0,0,8.1215674864276131E-3]
[2004,9,16,18,2.1218425219887232E-3,1.5320133437575093E-3,2.7611720519667635E-3,5.741168513559592E-3,0,0,1.2156196431272588E-2,null,1.7759283114254817E-3,1.2524129578844107E-3,2.7987427001361712E-3,2.1752396052713923E-3,0,0,8.0023235747174563E-3]
[2004,9,16,19,2.1775495156207488E-3,1.2138669979212678E-3,2.6935500989939106E-3,7.3267100026950553E-3,0,0,1.3411676615230982E-2,null,1.8225536505400868E-3,9.9232997123651408E-4,2.7302006304317796E-3,2.7759766564174598E-3,0,0,8.3210609086258394E-3]
[2004,9,16,22,2.6534336086323032E-3,1.1194757588081693E-3,2.3678658955839497E-3,7.8685148708274935E-3,1.5450732300731166E-5,2.6339167538295868E-4,1.4288132541535605E-2,null,2.2208565523709647E-3,9.1516562312054758E-4,2.4000849151890324E-3,2.9812581082172092E-3,2.2408684715470466E-6,1.056147340363578E-4,8.62522080140566E-3]
[2004,9,17,1,1.8368130399141268E-3,1.1978749613357402E-3,2.0485375736967711E-3,7.0690022365640795E-3,1.5450732300731166E-5,2.6339167538295868E-4,1.2431070219194406E-2,null,1.5373658726198049E-3,9.7925656432117157E-4,2.0764115645219182E-3,2.6783351853214383E-3,2.2408684715470466E-6,1.056147340363578E-4,7.3792247892922385E-3]
[2004,9,17,5,1.4665115484611528E-3,1.4489666514526565E-3,2.0019092500408548E-3,6.0473110133182958E-3,1.5450732300731166E-5,2.6339167538295868E-4,1.1243540870956649E-2,null,1.2274329272577492E-3,1.1845227179097778E-3,2.0291487797350636E-3,2.2912322448811E-3,2.2408684715470466E-6,1.056147340363578E-4,6.8401922722915957E-3]
[2004,9,17,9,2.2176877694661838E-3,1.3960736560976955E-3,3.2928721676645373E-3,8.1698781417561261E-3,0,0,1.5076511734984543E-2,null,1.8561483497868906E-3,1.1412829687040696E-3,3.3376775399302887E-3,3.0954399722314487E-3,0,0,9.4305488306526981E-3]
[2004,9,17,13,1.7344260334463898E-3,1.3441223188412053E-3,3.2819272892345925E-3,7.9106032796785412E-3,0,0,1.427107892120073E-2,null,1.4516705480969777E-3,1.0988130201069705E-3,3.3265837369969051E-3,2.997204752813936E-3,0,0,8.8742720580147899E-3]
[2004,9,17,16,2.0241248320695404E-3,1.5249089597794911E-3,2.9490630599989208E-3,6.2797929709456392E-3,0,0,1.2777889822793591E-2,null,1.6941410862868693E-3,1.2466051608517599E-3,2.9891902989291046E-3,2.3793160488223435E-3,0,0,8.3092525948900778E-3]
[2004,9,17,19,2.3445379132248116E-3,1.4653286118713387E-3,2.6934354694148543E-3,5.8654363580748249E-3,0,0,1.2368738352585829E-2,null,1.9623186990351451E-3,1.1978985356389431E-3,2.7300844411137781E-3,2.2223227620212444E-3,0,0,8.1126244378091107E-3]
[2004,9,17,20,2.6345206925596568E-3,1.516725028955431E-3,2.6059332419383786E-3,5.7677240390426217E-3,6.4429556772681325E-6,1.0983433388289897E-4,1.2641180292056254E-2,null,2.2050269218696654E-3,1.2399148398749573E-3,2.6413915904741365E-3,2.1853010815428256E-3,9.3444219728549539E-7,4.404134619758533E-5,8.316610222156455E-3]
[2004,9,17,23,2.5844951096632039E-3,1.1349905150988596E-3,2.1224153756338694E-3,5.6522276868581018E-3,1.5450732300731166E-5,2.6339167538295868E-4,1.1772971094937723E-2,null,2.1631567792739252E-3,9.2784885587178577E-4,2.1512946051228405E-3,2.1415413070399909E-3,2.2408684715470466E-6,1.056147340363578E-4,7.4916971498164477E-3]
[2004,9,18,3,1.8690146388227985E-3,1.0837671648811955E-3,1.852935817220342E-3,5.3475101687919663E-3,1.5450732300731166E-5,2.6339167538295868E-4,1.043207019739999E-2,null,1.5643177932182658E-3,8.8597403290091744E-4,1.8781482988618581E-3,2.0260885708675608E-3,2.2408684715470466E-6,1.056147340363578E-4,6.4623842983565077E-3]
[2004,9,18,6,2.0055778561159292E-3,1.0512509810935923E-3,2.0474009023020638E-3,5.5982461714607591E-3,1.5450732300731166E-5,2.6339167538295868E-4,1.0981318318656034E-2,null,1.6786177383729655E-3,8.5939222140268086E-4,2.0752594266947497E-3,2.1210885490400237E-3,2.2408684715470466E-6,1.056147340363578E-4,6.842213538018325E-3]
[2004,9,18,10,2.5351494128058529E-3,1.1742164154379816E-3,2.7290594782548149E-3,4.9167395436076232E-3,0,0,1.1355164850106273E-2,null,{"$f":"E6276*V$5","v":2.1218556840287167E-3},{"$f":"F6276*W$5","v":9.5991582582970203E-4},{"$f":"G6276*X$5","v":2.7661931778436783E-3},{"$f":"H6276*Y$5","v":1.8628762696652169E-3},{"$f":"I6276*Z$5","v":0},{"$f":"J6276*AA$5","v":0},7.710840957367314E-3]
[2004,9,18,14,2.6274932715594935E-3,1.0237440122468063E-3,2.6796383888127418E-3,4.9748282886394506E-3,0,0,1.1305703961258493E-2,null,2.1991451489382801E-3,8.3690541712241049E-4,2.7160996267336498E-3,1.8848851931997396E-3,0,0,7.6370353859940799E-3]
[2004,9,18,17,3.0712130954501163E-3,9.812735478573636E-4,2.3886033361948571E-3,5.1631110794509126E-3,0,0,1.160420105895325E-2,null,2.5705273742551282E-3,8.0218603289156033E-4,2.4211045254983374E-3,1.9562226191256315E-3,0,0,7.7500405517706575E-3]
[2004,9,18,20,3.704041372604887E-3,9.8981585469891387E-4,2.2268220422575961E-3,4.9362577235363778E-3,6.4429556772681325E-6,1.0983433388289897E-4,1.1973214282657942E-2,null,3.1001885729648325E-3,8.0916932440280951E-4,2.2571219098178048E-3,1.8702714049767071E-3,9.3444219728549539E-7,4.404134619758533E-5,8.0817270005570253E-3]
[2004,9,18,21,3.4079507675734283E-3,9.7658385647613139E-4,2.153742645184668E-3,5.1145907580543654E-3,1.5450732300731166E-5,2.6339167538295868E-4,1.193171043497228E-2,null,2.8523682551169168E-3,7.9835223452533427E-4,2.1830481377967804E-3,1.9378390227352813E-3,2.2408684715470466E-6,1.056147340363578E-4,7.8794632526822169E-3]
[2004,9,19,3,1.995803596057126E-3,1.0363501444424971E-3,1.8166283426742267E-3,5.1076517101741915E-3,1.5450732300731166E-5,2.6339167538295868E-4,1.0235276201031729E-2,null,1.6704369308993766E-3,8.472108647707738E-4,1.8413467966613922E-3,1.9352099252377634E-3,2.2408684715470466E-6,1.056147340363578E-4,6.4020601200772114E-3]
[2004,9,19,5,1.9861368759383838E-3,1.0481156267499892E-3,1.8808952089567779E-3,5.2776484693518328E-3,1.5450732300731166E-5,2.6339167538295868E-4,1.0471638588680672E-2,null,1.662346131624881E-3,8.5682908549822669E-4,1.9064881277641751E-3,1.9996190577092504E-3,2.2408684715470466E-6,1.056147340363578E-4,6.5331380051044385E-3]
[2004,9,19,8,2.5856509552982052E-3,1.0565720267958524E-3,2.4477453484185183E-3,4.8742141122549596E-3,2.580272602085342E-6,4.3986415037159312E-5,1.1010749130406779E-2,null,2.164124192720288E-3,8.6374214864982923E-4,2.4810512698036895E-3,1.8467640440283822E-3,3.742250793987338E-7,1.7637662688495886E-5,7.3736935429700836E-3]
[2004,9,19,11,2.6610678660096555E-3,1.1773790459907155E-3,2.6356453982614514E-3,5.0075041160349597E-3,0,0,1.1481596426296783E-2,null,2.2272462319407951E-3,9.6250125989356613E-4,2.6715080334372876E-3,1.8972655568343989E-3,0,0,7.7585210821060468E-3]
[2004,9,19,15,2.8055578708917031E-3,1.0691694442564376E-3,2.6486003113203823E-3,5.1278191151161705E-3,0,0,1.1651146741584694E-2,null,2.34818069702425E-3,8.7404047204747031E-4,2.6846392210895589E-3,1.9428510418260901E-3,0,0,7.8497114319873683E-3]
[2004,9,19,18,3.2086646602377494E-3,1.2508899072809802E-3,2.322007973526843E-3,5.1353288994083028E-3,0,0,1.1916891440453875E-2,null,2.6855708437051144E-3,1.0225960075015501E-3,2.3536030146825712E-3,1.9456963824881364E-3,0,0,8.007466248377372E-3]
[2004,9,19,20,3.9674382626421652E-3,1.1302584804043381E-3,2.3043389171335856E-3,5.2924284380742722E-3,6.4429556772681325E-6,1.0983433388289897E-4,1.2810741387814529E-2,null,3.3206450815469113E-3,9.2398044206669339E-4,2.3356935394060487E-3,2.0052189583660224E-3,9.3444219728549539E-7,4.404134619758533E-5,8.6305138097805458E-3]
[2004,9,19,23,3.7266109733060495E-3,8.6370029582309217E-4,1.9921821364503132E-3,6.0022721259885463E-3,1.5450732300731166E-5,2.6339167538295868E-4,1.2863607939251689E-2,null,3.1190787556468137E-3,7.0607050951943602E-4,2.0192893114938386E-3,2.2741677098015883E-3,2.2408684715470466E-6,1.056147340363578E-4,8.2264618889695811E-3]
[2004,9,20,2,1.8595335410671564E-3,1.1510579045987659E-3,1.9028992194609355E-3,6.8180243733380825E-3,1.5450732300731166E-5,2.6339167538295868E-4,1.2010357446148629E-2,null,1.5563823551482171E-3,9.4098386340357634E-4,1.9287915418988956E-3,2.5832435699392783E-3,2.2408684715470466E-6,1.056147340363578E-4,7.1172569328978724E-3]
[2004,9,20,6,1.8444569342425297E-3,1.1191821479121366E-3,2.1653161676805678E-3,6.8351189513442424E-3,1.5450732300731166E-5,2.6339167538295868E-4,1.2242916608863166E-2,null,1.5437636180729557E-3,9.1492559773678327E-4,2.1947791386147802E-3,2.5897204401141524E-3,2.2408684715470466E-6,1.056147340363578E-4,7.3510443970465772E-3]
[2004,9,20,9,2.2560575284424384E-3,1.2699057497925796E-3,3.1796836447497796E-3,6.6867905481268041E-3,0,0,1.3392437471111601E-2,null,1.8882628637351905E-3,1.0381413600689139E-3,3.2229488861974546E-3,2.5335211112661668E-3,0,0,8.6828742212677265E-3]
[2004,9,20,12,2.4415812215235165E-3,1.4139253735636237E-3,3.2115145461668534E-3,6.0291826141501892E-3,0,0,1.3096203755404183E-2,null,2.0435414838818411E-3,1.1558766550880172E-3,3.255212903543398E-3,2.2843636759203563E-3,0,0,8.7389947184336111E-3]
[2004,9,20,16,2.4867045189212551E-3,1.5084574064365599E-3,3.0104816558223679E-3,5.9580428857437034E-3,0,0,1.2963686466923887E-2,null,2.0813085379978121E-3,1.2331561013719785E-3,3.0514446037961437E-3,2.2574099374309607E-3,0,0,8.6233191805968959E-3]
[2004,9,20,17,2.8522469708407903E-3,1.5853810334239421E-3,2.8181808061769282E-3,5.6934928190004895E-3,0,0,1.2949301629442151E-2,null,2.3872582881156205E-3,1.2960407672262424E-3,2.8565271596651988E-3,2.1571760248750237E-3,0,0,8.6970022398820852E-3]
[2004,9,20,21,2.9647529358867589E-3,1.2452541303406655E-3,2.3749146339223049E-3,6.6699987650265984E-3,1.5450732300731166E-5,2.6339167538295868E-4,1.3533762872860016E-2,null,2.4814229240199448E-3,1.0179887891006421E-3,2.4072295641273667E-3,2.527158965379589E-3,2.2408684715470466E-6,1.056147340363578E-4,8.5416558451354482E-3]
[2004,9,20,24,3.0841397579702218E-3,9.5738446108337518E-4,2.1030848170151151E-3,7.1964904235776363E-3,1.5450732300731166E-5,2.6339167538295868E-4,1.3619941867330036E-2,null,2.5813466625405671E-3,7.8265682843020297E-4,2.1317010199330814E-3,2.7266384798408662E-3,2.2408684715470466E-6,1.056147340363578E-4,8.3301985932526228E-3]
[2004,9,21,3,1.8324546542724056E-3,1.1560562493485691E-3,1.9695684906393751E-3,6.5779997988342246E-3,1.5450732300731166E-5,2.6339167538295868E-4,1.1814921600778263E-2,null,1.5337180145092095E-3,9.4506998429680128E-4,1.9963679668815945E-3,2.492301985579566E-3,2.2408684715470466E-6,1.056147340363578E-4,7.0753135537750759E-3]
[2004,9,21,7,2.5342715605077334E-3,1.425114414589181E-3,2.7530180016466406E-3,6.2802704634599945E-3,1.5450732300731166E-5,2.6339167538295868E-4,1.3271516847887238E-2,null,2.1211209439463007E-3,1.165023638059026E-3,2.7904776994840995E-3,2.3794969633218906E-3,2.2408684715470466E-6,1.056147340363578E-4,8.563974847319222E-3]
[2004,9,21,10,2.6013805506136111E-3,1.4766507478288071E-3,3.234026820582798E-3,8.0520287802416882E-3,0,0,1.5364086899266903E-2,null,2.177289464581139E-3,1.2071543230260709E-3,3.2780314974228371E-3,3.0507886790292552E-3,0,0,9.7132639640593026E-3]
[2004,9,21,14,2.1221481354737446E-3,1.4681332349174314E-3,3.2344790252718273E-3,7.7984676278861145E-3,0,0,1.4623228023549118E-2,null,1.7761841021520688E-3,1.2001913004240673E-3,3.2784898551595403E-3,2.9547182955072557E-3,0,0,9.2095835532429327E-3]
[2004,9,21,18,2.9632443959062118E-3,1.5320133437575093E-3,2.7179245060913937E-3,5.7776068137659143E-3,0,0,1.299078905952103E-2,null,2.4801603143622497E-3,1.2524129578844107E-3,2.7549066946140669E-3,2.1890455114332401E-3,0,0,8.6765254782939678E-3]
[2004,9,21,21,3.2064799870836461E-3,1.2757258051879267E-3,2.3880648318001523E-3,6.7364563839784064E-3,1.5450732300731166E-5,2.6339167538295868E-4,1.3885569415733819E-2,null,2.6837423277500535E-3,1.0428992251504672E-3,2.4205586937952393E-3,2.5523387252968568E-3,2.2408684715470466E-6,1.056147340363578E-4,8.8073945745005214E-3]
[2004,9,21,22,3.5049156790984649E-3,1.1194757588081693E-3,2.2801925820951658E-3,7.7159025441270882E-3,1.5450732300731166E-5,2.6339167538295868E-4,1.4899328971812576E-2,null,2.9335254238547648E-3,9.1516562312054758E-4,2.3112186506081258E-3,2.9234356672790465E-3,2.2408684715470466E-6,1.056147340363578E-4,9.1912009673703905E-3]
[2004,9,22,1,2.7081174058841547E-3,1.07632761767101E-3,2.009126632216144E-3,7.2430194101577045E-3,1.5450732300731166E-5,2.6339167538295868E-4,1.3315433473612701E-2,null,2.2666255020971642E-3,8.79892241665355E-4,2.0364643672091563E-3,2.7442675903891914E-3,2.2408684715470466E-6,1.056147340363578E-4,8.0351053038687711E-3]
[2004,9,22,4,1.9412337562030335E-3,1.2990971246853653E-3,1.9212673572116443E-3,5.0804833787093254E-3,1.5450732300731166E-5,2.6339167538295868E-4,1.0520924024493056E-2,null,1.6247633606214066E-3,1.0620051575502844E-3,1.9474096107759417E-3,1.9249162662949995E-3,2.2408684715470466E-6,1.056147340363578E-4,6.6669499977505377E-3]
[2004,9,22,7,2.584076184853284E-3,1.425114414589181E-3,2.7144180936244404E-3,6.4469375306182549E-3,1.5450732300731166E-5,2.6339167538295868E-4,1.3449388631368849E-2,null,2.1628061498456873E-3,1.165023638059026E-3,2.7513525711799396E-3,2.4426445271881697E-3,2.2408684715470466E-6,1.056147340363578E-4,8.6296824887807273E-3]
[2004,9,22,12,2.4211622368187813E-3,1.4731590394517716E-3,3.1446697093438711E-3,7.3247804540943979E-3,0,0,1.4363771439708822E-2,null,2.0264513121787519E-3,1.2042998695486443E-3,3.1874585240338491E-3,2.7752455804132396E-3,0,0,9.1934552861744848E-3]
[2004,9,22,16,2.4640041827437222E-3,1.6120111570527668E-3,2.9706634949356616E-3,7.4110812931526852E-3,0,0,1.4457760127884835E-2,null,2.0623089330418457E-3,1.3178107550913631E-3,3.0110846461342739E-3,2.8079436283183598E-3,0,0,9.1991479625858422E-3]
[2004,9,22,19,3.3710253250627889E-3,1.2138669979212678E-3,2.648252378269573E-3,7.7030609549576454E-3,0,0,1.4936205656211274E-2,null,2.8214625973751279E-3,9.9232997123651408E-4,2.6842865537918454E-3,2.918570188537215E-3,0,0,9.4166493109407029E-3]
[2004,9,22,22,3.5551557198787677E-3,1.1194757588081693E-3,2.2382635995170132E-3,7.4397426059007229E-3,1.5450732300731166E-5,2.6339167538295868E-4,1.4631480091788362E-2,null,2.9755750622536058E-3,9.1516562312054758E-4,2.2687191497779784E-3,2.818802954687435E-3,2.2408684715470466E-6,1.056147340363578E-4,9.0861183923474729E-3]
[2004,9,22,23,3.3127068729740415E-3,1.1523566076235246E-3,2.1333096994968462E-3,7.4578499872467409E-3,1.5450732300731166E-5,2.6339167538295868E-4,1.4335065575024843E-2,null,2.7726515338444349E-3,9.4204554638648182E-4,2.1623371656046141E-3,2.8256635603217382E-3,2.2408684715470466E-6,1.056147340363578E-4,8.8105534086651734E-3]
[2004,9,23,4,1.8010880091828224E-3,1.2990971246853653E-3,1.9057526811955576E-3,5.8542714203271527E-3,1.5450732300731166E-5,2.6339167538295868E-4,1.1139051643074585E-2,null,1.5074649290555276E-3,1.0620051575502844E-3,1.9316838300466779E-3,2.2180925404693482E-3,2.2408684715470466E-6,1.056147340363578E-4,6.8271020596297437E-3]
[2004,9,23,6,1.9410876776650519E-3,1.3735669745537724E-3,2.1707415450902046E-3,6.1042969991786733E-3,1.5450732300731166E-5,2.6339167538295868E-4,1.1868535604171391E-2,null,1.624641096594456E-3,1.1228838733440695E-3,2.200278337916718E-3,2.3128233500883696E-3,2.2408684715470466E-6,1.056147340363578E-4,7.3684822604515188E-3]
[2004,9,23,10,2.4259973400417236E-3,1.4766507478288071E-3,3.2809146573174568E-3,7.6017290063583086E-3,0,0,1.4785291751546296E-2,null,2.0304981707996452E-3,1.2071543230260709E-3,3.3255573264246302E-3,2.880177086618676E-3,0,0,9.4433869068690224E-3]
[2004,9,23,13,2.1276742579647255E-3,1.3834478432826279E-3,3.2837863232780006E-3,8.2156438814830826E-3,0,0,1.5010552306008437E-2,null,1.7808093263534106E-3,1.1309614322515015E-3,3.3284680664991493E-3,3.1127799003982486E-3,0,0,9.3530187255023104E-3]
[2004,9,23,17,2.68920957455467E-3,1.5260356808904591E-3,2.8350424403682951E-3,6.7760525852040522E-3,0,0,{"$f":"SUM(E6403:J6403)","v":1.3826340281017476E-2},null,2.2508001273967753E-3,1.2475262495126702E-3,2.8736182263272131E-3,2.5673411111214314E-3,0,0,{"$f":"SUM(M6403:R6403)","v":8.93928571435809E-3}]
[2004,9,23,20,3.2216226607180804E-3,1.289705366208792E-3,2.6458311278567512E-3,7.5629602404748341E-3,9.0077772391895064E-6,1.5355735199647011E-4,1.4882684524494118E-2,null,2.6964163610675041E-3,1.0543274437357741E-3,2.6818323579682786E-3,2.8654882031974608E-3,1.3064263635623051E-6,6.1573392047620728E-5,9.3609441843801999E-3]
[2004,9,23,23,3.061219343257331E-3,1.1523566076235246E-3,2.1434573318100617E-3,7.2669545230656168E-3,1.5450732300731166E-5,2.6339167538295868E-4,1.3902830213440224E-2,null,2.5621628574389117E-3,9.4204554638648182E-4,2.1726228744723569E-3,2.7533362330236944E-3,2.2408684715470466E-6,1.056147340363578E-4,8.5380231138293509E-3]
[2004,9,24,1,2.33753540142483E-3,1.1978749613357402E-3,2.0257978242540784E-3,6.6744094846309769E-3,1.5450732300731166E-5,2.6339167538295868E-4,1.2514460079329314E-2,null,1.9564577744717979E-3,9.7925656432117157E-4,2.0533624004141146E-3,2.5288301185513746E-3,2.2408684715470466E-6,1.056147340363578E-4,7.6257624602663636E-3]
[2004,9,24,4,1.8385753824002899E-3,1.4150188412238691E-3,1.9171267116204252E-3,5.4743969000516377E-3,1.5450732300731166E-5,2.6339167538295868E-4,1.092396024297991E-2,null,1.5388409085299495E-3,1.156770559225536E-3,1.9432126243498257E-3,2.074163983140791E-3,2.2408684715470466E-6,1.056147340363578E-4,6.8208436777540075E-3]
[2004,9,24,7,2.4645042160365972E-3,1.4864098303314392E-3,2.7981544523427255E-3,5.3912242208904084E-3,1.5450732300731166E-5,2.6339167538295868E-4,1.2419135127284859E-2,null,2.062727448210747E-3,1.2151323223255953E-3,2.8362283117307156E-3,2.0426511464489683E-3,2.2408684715470466E-6,1.056147340363578E-4,8.2645948312239318E-3]
[2004,9,24,11,2.4731916906465395E-3,1.3924993261111946E-3,3.3169929567894484E-3,6.4977800437008475E-3,0,0,1.3680464017248029E-2,null,2.0699986438601423E-3,1.1383609724896836E-3,3.3621265352171935E-3,2.4619079659511287E-3,0,0,9.0323941175181489E-3]
[2004,9,24,14,2.1751241032533465E-3,1.4373252297306394E-3,3.2255017157829862E-3,6.1688533315724789E-3,0,0,1.3006804380339451E-2,null,1.8205236419765324E-3,1.1750059160671178E-3,3.2693903934360811E-3,2.3372827420505477E-3,0,0,8.6022026935302781E-3]
[2004,9,24,18,2.8433509041400121E-3,1.5243755754269805E-3,2.7182163335146663E-3,5.3449280240353983E-3,0,0,1.2430870837117056E-2,null,2.3798125061829283E-3,1.2461691219116692E-3,2.7552024928675662E-3,2.0251102363128852E-3,0,0,8.406294357275048E-3]
[2004,9,24,22,3.404103381869532E-3,1.3645490816852125E-3,2.2721407654491877E-3,5.1804372875838478E-3,1.5450732300731166E-5,2.6339167538295868E-4,1.2500072924271468E-2,null,2.8491480909785725E-3,1.1155117927238725E-3,2.3030572747008496E-3,1.9627872503589637E-3,2.2408684715470466E-6,1.056147340363578E-4,8.3383600112701631E-3]
[2004,9,25,1,2.2591976408921285E-3,1.0807792034106002E-3,1.9530894620304565E-3,4.9960187706276308E-3,1.5450732300731166E-5,2.6339167538295868E-4,1.0567927484644505E-2,null,1.8908910581193984E-3,8.8353138990522747E-4,1.979664711830286E-3,1.8929139377953064E-3,2.2408684715470466E-6,1.056147340363578E-4,6.7548567001581234E-3]
[2004,9,25,2,1.9702807808088308E-3,1.0890279557310375E-3,1.8768754751878841E-3,4.5562541862448347E-3,1.5450732300731166E-5,2.6339167538295868E-4,9.7712808056562763E-3,null,1.649074982631771E-3,8.9027470211891654E-4,1.9024136983804036E-3,1.7262939651040551E-3,2.2408684715470466E-6,1.056147340363578E-4,6.2759129507430509E-3]
[2004,9,25,5,1.7709810924985557E-3,1.0256742902023952E-3,1.924916308645147E-3,5.1094623493118142E-3,1.5450732300731166E-5,2.6339167538295868E-4,1.0109876448341602E-2,null,1.4822662042890901E-3,8.3848340933360683E-4,1.9511082126723331E-3,1.9358959482927754E-3,2.2408684715470466E-6,1.056147340363578E-4,6.3156093770957104E-3]
[2004,9,25,9,2.2058564124086684E-3,1.1405562106628834E-3,2.7366832628232612E-3,4.8702905621092881E-3,0,0,1.0953386448004102E-2,null,1.84624580436079E-3,9.3239878311127502E-4,2.773920697537046E-3,1.8452774718001022E-3,0,0,7.3978427568092125E-3]
[2004,9,25,12,2.5016364651415293E-3,1.114238748374886E-3,2.7323878287341574E-3,4.8571761683861786E-3,0,0,1.1205439210636752E-2,null,2.0938061978205652E-3,9.1088439426967273E-4,2.7695668164407078E-3,1.840308631648789E-3,0,0,7.6145660401797342E-3]
[2004,9,25,15,2.5525785881990032E-3,9.8742447522734726E-4,2.6772488199146341E-3,5.0112103361660632E-3,0,0,1.1228462219507048E-2,null,2.1364434612575777E-3,8.0721438409526417E-4,2.7136775435080544E-3,1.8986697860946947E-3,0,0,7.556005174955591E-3]
[2004,9,25,20,3.4642566076044179E-3,9.8981585469891387E-4,2.2371054167464248E-3,5.1114046721940001E-3,1.0305638752450923E-5,1.7568225272863864E-4,1.1988570442724845E-2,null,2.8994948134610805E-3,8.0916932440280951E-4,2.2675452078744669E-3,1.936631864273917E-3,1.4946593151722568E-6,7.044502970667479E-5,7.9847808990341218E-3]
[2004,9,25,23,3.1795268993158338E-3,8.3857470237757626E-4,1.9036186114626201E-3,5.1405704102722646E-3,1.5450732300731166E-5,2.6339167538295868E-4,1.1341133031111983E-2,null,2.6611832777022064E-3,6.8553046727116138E-4,1.9295207225060284E-3,1.9476823095682808E-3,2.2408684715470466E-6,1.056147340363578E-4,7.3317723795555826E-3]
[2004,9,26,2,1.9812726466265553E-3,1.0110354124957793E-3,1.8020634014390725E-3,4.9818390149841216E-3,1.5450732300731166E-5,2.6339167538295868E-4,1.0055052883229217E-2,null,1.6582748952071824E-3,8.2651620277933218E-4,1.8265836735409896E-3,1.8875414485544867E-3,2.2408684715470466E-6,1.056147340363578E-4,6.3067718225898965E-3]
[2004,9,26,3,1.7835228527286686E-3,1.0363501444424971E-3,1.7908836051601228E-3,4.8082504881239033E-3,1.5450732300731166E-5,2.6339167538295868E-4,9.6978494981388805E-3,null,1.4927633391315438E-3,8.472108647707738E-4,1.8152517562841737E-3,1.8217714510783197E-3,2.2408684715470466E-6,1.056147340363578E-4,6.0848530137727159E-3]
[2004,9,26,6,1.848083264687931E-3,1.0380910715640812E-3,1.9108288479187082E-3,4.9675264651487441E-3,1.5450732300731166E-5,2.6339167538295868E-4,1.0043372057003152E-2,null,1.5467987645731477E-3,8.4863406365783868E-4,1.9368290670307234E-3,1.8821186456562957E-3,2.2408684715470466E-6,1.056147340363578E-4,6.3222361434259102E-3]
[2004,9,26,10,2.2674216577274588E-3,1.137210097337478E-3,2.6159659591624747E-3,4.780276286749971E-3,0,0,1.0800874000977383E-2,null,{"$f":"E6468*V$5","v":1.8977743513799246E-3},{"$f":"F6468*W$5","v":9.2966335283296614E-4},{"$f":"G6468*X$5","v":2.6515608206289431E-3},{"$f":"H6468*Y$5","v":1.8111724605399482E-3},{"$f":"I6468*Z$5","v":0},{"$f":"J6468*AA$5","v":0},7.2901709853817817E-3]
[2004,9,26,12,2.2353665853000562E-3,1.2373984395372293E-3,2.6260887844366029E-3,4.5882662825608043E-3,0,0,1.0687120091834694E-2,null,1.8709450697255714E-3,1.0115668026372433E-3,2.661821384913787E-3,1.7384228513385902E-3,0,0,7.2827561086151911E-3]
[2004,9,26,17,2.736014379651533E-3,1.1872284077078547E-3,2.4073274469854303E-3,4.9568626646652892E-3,0,0,1.1287432899010108E-2,null,2.289974560758759E-3,9.7055306198243121E-4,2.4400834110604778E-3,1.8780782972325318E-3,0,0,7.5786893310341996E-3]
[2004,9,26,21,3.1090830811530347E-3,1.1049201287435938E-3,2.1360796811501917E-3,5.1518276136978784E-3,1.5450732300731166E-5,2.6339167538295868E-4,1.1780752912428387E-2,null,2.6022235906642782E-3,9.032664710816135E-4,2.1651448377763968E-3,1.9519474891529171E-3,2.2408684715470466E-6,1.056147340363578E-4,7.730437991183111E-3]
[2004,9,26,24,2.6173802090771201E-3,9.3086881299606376E-4,1.9390359015264301E-3,7.2944894073168568E-3,1.5450732300731166E-5,2.6339167538295868E-4,1.3060616738600159E-2,null,2.1906807724392978E-3,7.6098042372617965E-4,1.9654199276838038E-3,2.7637687731256614E-3,2.2408684715470466E-6,1.056147340363578E-4,7.7887054994828482E-3]
[2004,9,27,1,2.2704485187087157E-3,1.1073023093952721E-3,1.930962473928266E-3,7.1382710467473706E-3,1.5450732300731166E-5,2.6339167538295868E-4,1.2725826756463313E-2,null,1.9003077571608236E-3,9.052138914016389E-4,1.9572366467689672E-3,2.704580061946267E-3,2.2408684715470466E-6,1.056147340363578E-4,7.5751939597856026E-3]
[2004,9,27,4,1.7694554912031288E-3,1.0503693017988377E-3,1.9048969133202609E-3,7.8810007098274962E-3,1.5450732300731166E-5,2.6339167538295868E-4,1.2884564823833412E-2,null,1.480989314744075E-3,8.586714531548398E-4,1.9308164179300401E-3,2.9859887987436591E-3,2.2408684715470466E-6,1.056147340363578E-4,7.3643215870805188E-3]
[2004,9,27,9,2.2405259578077118E-3,1.2699057497925796E-3,3.1530268976914426E-3,8.0829282344877448E-3,0,0,1.4746386839779479E-2,null,1.8752633335036711E-3,1.0381413600689139E-3,3.1959294267669002E-3,3.0624960024597634E-3,0,0,9.1718301227992488E-3]
[2004,9,27,12,2.4285781497661611E-3,1.4139253735636237E-3,3.1837784571567829E-3,7.1935633558440487E-3,0,0,1.4219845336330616E-2,null,2.0326582430050676E-3,1.1558766550880172E-3,3.2270994157975077E-3,2.7255294593259006E-3,0,0,9.1411637732164933E-3]
[2004,9,27,15,2.0606778849875653E-3,1.3769922239143741E-3,3.1000380576839213E-3,7.8866975264352285E-3,0,0,1.442440569302109E-2,null,1.724735063395647E-3,1.1256839969204617E-3,3.142219579510515E-3,2.9881472341004751E-3,0,0,8.9807858739270989E-3]
[2004,9,27,18,2.8279154548543801E-3,1.4768813972630731E-3,2.6635687359829285E-3,6.230647524469857E-3,0,0,1.3199013112570239E-2,null,2.366893427079813E-3,1.2073428777415901E-3,2.6998113177457593E-3,2.3606956022459401E-3,0,0,8.6347432248131024E-3]
[2004,9,27,22,2.9738435323428342E-3,1.1497319505861146E-3,2.22079973681276E-3,7.7758488269883807E-3,1.5450732300731166E-5,2.6339167538295868E-4,1.4399066454413778E-2,null,2.4890315224181695E-3,9.3989990287949221E-4,2.2510176602149158E-3,2.9461483830547129E-3,2.2408684715470466E-6,1.056147340363578E-4,8.733953071075197E-3]
[2004,9,28,1,2.6231384150272471E-3,1.07632761767101E-3,1.9733318854444825E-3,7.3759175922688443E-3,1.5450732300731166E-5,2.6339167538295868E-4,1.3327557918095272E-2,null,2.1955002446027009E-3,8.79892241665355E-4,2.0001825693548528E-3,2.7946206480487868E-3,2.2408684715470466E-6,1.056147340363578E-4,7.9780513061796007E-3]
[2004,9,28,2,2.149003091731324E-3,1.1035212541819883E-3,1.9512092561770422E-3,7.663471935976226E-3,1.5450732300731166E-5,2.6339167538295868E-4,1.3146047945750269E-2,null,1.7986610186176827E-3,9.0212289838719254E-4,1.9777589224379702E-3,2.9035705239534573E-3,2.2408684715470466E-6,1.056147340363578E-4,7.6899689659042083E-3]
[2004,9,28,6,2.0390662092534964E-3,1.3735669745537724E-3,2.1353912285146832E-3,6.3000745545306377E-3,1.5450732300731166E-5,2.6339167538295868E-4,1.2126941374536277E-2,null,1.7066466395867458E-3,1.1228838733440695E-3,2.1644470175204494E-3,2.3870004259256305E-3,2.2408684715470466E-6,1.056147340363578E-4,7.4888335588847998E-3]
[2004,9,28,9,2.6669675775229996E-3,1.3568320148507251E-3,3.2086265327731312E-3,8.6827854777715967E-3,0,0,1.5915211602918453E-2,null,2.2321841406673913E-3,1.1092031306356774E-3,3.2522855935998474E-3,3.2897725978110709E-3,0,0,9.883445462713988E-3]
[2004,9,28,13,2.2212248973315436E-3,1.3834478432826279E-3,3.1891929163123363E-3,8.7457189658741892E-3,0,0,1.5539584622800697E-2,null,1.8591088359926893E-3,1.1309614322515015E-3,3.2325875482831297E-3,3.3136171192696055E-3,0,0,9.5362749357969269E-3]
[2004,9,28,16,2.387881366513227E-3,1.6120111570527668E-3,2.9434235719343871E-3,7.485697309422586E-3,0,0,1.4429013404922968E-2,null,1.9985960688268011E-3,1.3178107550913631E-3,2.9834740756166617E-3,2.8362144783020387E-3,0,0,9.1360953778368646E-3]
[2004,9,28,19,3.221984157697309E-3,1.2138669979212678E-3,2.5970823626388943E-3,7.6502825663723956E-3,0,0,1.4683216084629866E-2,null,2.6967189248597052E-3,9.9232997123651408E-4,2.6324202792472342E-3,2.898573276605108E-3,0,0,9.2200424519485614E-3]
[2004,9,28,23,3.202997547929839E-3,1.1523566076235246E-3,2.1285524099554044E-3,7.4667856635997013E-3,1.5450732300731166E-5,2.6339167538295868E-4,1.4229534636792157E-2,null,2.6808276146071263E-3,9.4204554638648182E-4,2.1575151446924941E-3,2.8290491493454602E-3,2.2408684715470466E-6,1.056147340363578E-4,8.7172930575394672E-3]
[2004,9,29,3,1.9275651065643721E-3,1.1560562493485691E-3,1.9247013817928801E-3,6.9377221000727386E-3,1.5450732300731166E-5,2.6339167538295868E-4,1.222488724546225E-2,null,1.613323047958852E-3,9.4506998429680128E-4,1.9508903613586429E-3,2.6285951800233977E-3,2.2408684715470466E-6,1.056147340363578E-4,7.2457341761456E-3]
[2004,9,29,4,2.0376427432471384E-3,1.2990971246853653E-3,1.9056517271629977E-3,5.90953463421453E-3,1.5450732300731166E-5,2.6339167538295868E-4,1.1430768636993721E-2,null,1.7054552346851823E-3,1.0620051575502844E-3,1.9315815023552634E-3,2.2390309141259467E-3,2.2408684715470466E-6,1.056147340363578E-4,7.0459284112245821E-3]
[2004,9,29,7,2.7601097709022138E-3,1.425114414589181E-3,2.7075371889231101E-3,6.590841701609936E-3,1.5450732300731166E-5,2.6339167538295868E-4,1.3762445483708129E-2,null,2.3101417913866246E-3,1.165023638059026E-3,2.7443780395532474E-3,2.4971675831419429E-3,2.2408684715470466E-6,1.056147340363578E-4,8.8245666546487456E-3]
[2004,9,29,10,2.7935713188653047E-3,1.4766507478288071E-3,3.1958355640237714E-3,7.5607104164421663E-3,0,0,1.502676804716005E-2,null,2.3381482573500258E-3,1.2071543230260709E-3,3.2393205810105591E-3,2.8646357798050464E-3,0,0,9.6492589411917018E-3]
[2004,9,29,14,2.2556421527559771E-3,1.4681332349174314E-3,3.22832883292934E-3,7.5011418212908776E-3,0,0,1.4453246041893627E-2,null,1.8879152048331656E-3,1.2001913004240673E-3,3.2722559785306974E-3,2.8420661640382516E-3,0,0,9.2024286478261819E-3]
[2004,9,29,17,3.2051239908539612E-3,1.5260356808904591E-3,2.8128356631119704E-3,6.7064178927228402E-3,0,0,1.425041322757923E-2,null,2.6826073933383203E-3,1.2475262495126702E-3,2.8511092864386542E-3,2.5409576073750638E-3,0,0,9.3222005366647084E-3]
[2004,9,29,20,3.8187104666350877E-3,1.289705366208792E-3,2.5343504789450519E-3,7.8324706623356215E-3,1.2870460314372296E-5,2.1940527084220976E-4,1.5707512705281135E-2,null,3.1961636929011016E-3,1.0543274437357741E-3,2.5688348168966084E-3,2.9676015172868087E-3,1.8666434814490667E-6,8.7977075556710168E-5,9.8767711898584513E-3]
[2004,9,30,1,2.7453774249521839E-3,1.07632761767101E-3,1.9694323045441773E-3,6.86226975900714E-3,1.5450732300731166E-5,2.6339167538295868E-4,1.2932249513858201E-2,null,2.2978111919216603E-3,8.79892241665355E-4,1.996229927732776E-3,2.6000074595604471E-3,2.2408684715470466E-6,1.056147340363578E-4,7.8817964233881439E-3]
[2004,9,30,4,1.9680401574787114E-3,1.2990971246853653E-3,1.9067635463109009E-3,6.4641295942322024E-3,1.5450732300731166E-5,2.6339167538295868E-4,1.1916872830390867E-2,null,1.6471996378001148E-3,1.0620051575502844E-3,1.9327084497766851E-3,2.4491583331461516E-3,2.2408684715470466E-6,1.056147340363578E-4,7.1989271807811409E-3]
[2004,9,30,5,1.9637930803193563E-3,1.3331043483223312E-3,1.9571650672062435E-3,6.1066163638578974E-3,1.5450732300731166E-5,2.6339167538295868E-4,1.1639521267389517E-2,null,1.643644942062828E-3,1.0898058863873764E-3,1.9837957728506398E-3,2.3137021213519896E-3,2.2408684715470466E-6,1.056147340363578E-4,7.1388043251607389E-3]
[2004,9,30,8,2.5654002358704883E-3,1.3924714232913015E-3,3.0304347803523347E-3,6.8183889942606225E-3,6.4429556772681325E-6,1.0983433388289897E-4,1.3922972723334913E-2,null,2.1471748547813399E-3,1.1383381620792272E-3,3.0716692260116898E-3,2.5833817191452712E-3,9.3444219728549539E-7,4.404134619758533E-5,8.9855397504123979E-3]
[2004,9,30,11,2.6060057602349863E-3,1.3474569915155076E-3,3.1926568133466798E-3,6.6316835883273827E-3,0,0,1.3777803153424556E-2,null,2.1811606475873021E-3,1.1015390977123756E-3,3.236098577786701E-3,2.5126419398573E-3,0,0,9.0314402629436789E-3]
[2004,9,30,17,3.0533241228374707E-3,1.5260356808904591E-3,2.8202204046906452E-3,5.4408529578719557E-3,0,0,1.2840433166290532E-2,null,2.5555547584290793E-3,1.2475262495126702E-3,2.858594510537959E-3,2.0614547042938376E-3,0,0,8.7231302227735452E-3]
[2004,9,30,19,3.4363741445999616E-3,1.2138669979212678E-3,2.6539917250936284E-3,7.8546876264383881E-3,0,0,1.5158920494053246E-2,null,2.8761578999395828E-3,9.9232997123651408E-4,2.6901039946195305E-3,2.9760191800171551E-3,0,0,9.5346110458127825E-3]
[2004,9,30,23,3.3608101924164991E-3,1.1523566076235246E-3,2.2211559932406527E-3,7.3166303096670786E-3,1.5450732300731166E-5,2.6339167538295868E-4,1.4329795510631444E-2,null,2.812912790740793E-3,9.4204554638648182E-4,2.2513787641440359E-3,2.7721576172389981E-3,2.2408684715470466E-6,1.056147340363578E-4,8.8863503210182149E-3]
[2004,10,1,2,1.8237421135655425E-3,1.3585597676986729E-3,1.9860664228254442E-3,7.600597939702719E-3,1.552701846517056E-5,2.6469218609405376E-4,1.3049185448351602E-2,null,1.5264258391731894E-3,1.1106155596224147E-3,2.0130903827267838E-3,2.8797485430252191E-3,2.2519324947519149E-6,1.0613621252524336E-4,7.638268469567602E-3]
[2004,10,1,5,1.6624663523144342E-3,1.5871603998493771E-3,1.9827822340876852E-3,5.9145971944676856E-3,1.552701846517056E-5,2.6469218609405376E-4,1.1427225385278406E-2,null,1.3914421222458394E-3,1.2974953900447184E-3,2.00976150677024E-3,2.240949039598266E-3,2.2519324947519149E-6,1.0613621252524336E-4,7.0480362036790586E-3]
[2004,10,1,6,1.8879683527084474E-3,1.6827437155350676E-3,2.1716950982380561E-3,6.0537970920693518E-3,1.552701846517056E-5,2.6469218609405376E-4,1.2076423463110147E-2,null,1.5801815704530786E-3,1.3756342545722998E-3,2.201244865848159E-3,2.2936897194089567E-3,2.2519324947519149E-6,1.0613621252524336E-4,7.5591385553024889E-3]
[2004,10,1,10,2.8461909597777041E-3,1.5686452147574226E-3,3.2232126381932791E-3,7.4656628732003771E-3,0,0,1.5103711685928783E-2,null,2.3821895606347702E-3,1.2823593223196695E-3,3.2670701688815571E-3,2.828623741496995E-3,0,0,9.7602427933329919E-3]
[2004,10,1,13,2.3753244597630018E-3,1.4184917262271462E-3,3.2420678576428304E-3,7.3480453910639313E-3,0,0,1.4383929434696911E-2,null,1.9880862567316256E-3,1.1596096246926024E-3,3.286181947068762E-3,2.7840603037906754E-3,0,0,9.2179381322836651E-3]
[2004,10,1,17,3.0085488116238582E-3,1.5310647064626008E-3,2.7463382592172584E-3,6.7201992743751481E-3,0,0,{"$f":"SUM(E6595:J6595)","v":1.4006151051678864E-2},null,2.5180789599128857E-3,1.2516374518189337E-3,2.7837070672992246E-3,2.5461791588962668E-3,0,0,{"$f":"SUM(M6595:R6595)","v":9.09960263792731E-3}]
[2004,10,1,20,3.1268749869767815E-3,1.5172043532042474E-3,2.5632329163120162E-3,6.332069883257318E-3,1.4238276241944682E-5,2.4272273992236585E-4,1.3796343155914673E-2,null,2.6171149640528148E-3,1.240306684960832E-3,2.5981102511041052E-3,2.3991229591809387E-3,2.0650221425583389E-6,9.7326909000463018E-5,8.9540467904417123E-3]
[2004,10,1,24,2.5130853204004757E-3,1.0847720890868923E-3,1.9662735995845493E-3,5.4784115847769325E-3,1.552701846517056E-5,2.6469218609405376E-4,1.1322761798408073E-2,null,2.1033885989540473E-3,8.8679555322385367E-4,1.9930282429839585E-3,2.0756850848462215E-3,2.2519324947519149E-6,1.0613621252524336E-4,7.1672856250280751E-3]
[2004,10,2,3,1.7190894908674999E-3,1.1409985280446636E-3,1.8512430757607733E-3,5.433113413661244E-3,1.552701846517056E-5,2.6469218609405376E-4,1.0424663712893405E-2,null,1.4388342513958893E-3,9.3276037527540085E-4,1.8764325246493055E-3,2.0585223111661793E-3,2.2519324947519149E-6,1.0613621252524336E-4,6.4149376075067696E-3]
[2004,10,2,6,1.6403723105939761E-3,1.1894743111133452E-3,2.0415714627733165E-3,5.4093955905093307E-3,1.552701846517056E-5,2.6469218609405376E-4,1.0561032879549194E-2,null,1.3729499703549434E-3,9.723890763609314E-4,2.0693506672911674E-3,2.0495359962463136E-3,2.2519324947519149E-6,1.0613621252524336E-4,6.572613855273351E-3]
[2004,10,2,7,1.8553517835834938E-3,1.1815502391590911E-3,2.4232618290609452E-3,5.931372283444411E-3,1.552701846517056E-5,2.6469218609405376E-4,1.1671755339807166E-2,null,1.5528823303208369E-3,9.659111886616145E-4,2.4562346086952872E-3,2.247304860340671E-3,2.2519324947519149E-6,1.0613621252524336E-4,7.3307211330384051E-3]
[2004,10,2,11,2.9362766319476234E-3,1.2627458371885867E-3,2.7004487862084059E-3,5.4012674826205299E-3,0,0,1.2300738737965146E-2,null,2.4575889807153923E-3,1.0322881686727038E-3,2.7371931865343012E-3,2.0464563823743499E-3,0,0,8.2735267182967465E-3]
[2004,10,2,15,3.0006283563695614E-3,1.1660282167978004E-3,2.5967716386396163E-3,4.6222022747444032E-3,0,0,1.1385630486551382E-2,null,2.5114497399874123E-3,9.5322201593536879E-4,2.6321053272962622E-3,1.7512806718445722E-3,0,0,7.8480577550636144E-3]
[2004,10,2,18,2.9940244731586612E-3,1.1872003742160056E-3,2.2887658743955554E-3,5.0042296647812515E-3,0,0,1.1474220386551473E-2,null,2.5059224574308383E-3,9.7053014474832904E-4,2.3199085977719607E-3,1.8960249180975679E-3,0,0,7.6923861180486965E-3]
[2004,10,2,21,3.3022562062246419E-3,1.139921129742169E-3,2.1408530354045854E-3,5.078999782131036E-3,1.552701846517056E-5,2.6469218609405376E-4,1.1942249358061657E-2,null,2.7639045911466626E-3,9.318796077544487E-4,2.1699831419904106E-3,1.9243541545876496E-3,2.2519324947519149E-6,1.0613621252524336E-4,7.8985096404991673E-3]
[2004,10,3,1,2.141902032369975E-3,1.2690187017415904E-3,1.8165024758206212E-3,4.8864015404299745E-3,1.552701846517056E-5,2.6469218609405376E-4,1.0394043954921385E-2,null,1.7927176122478675E-3,1.0374162028907131E-3,1.8412192171657694E-3,1.8513816713267412E-3,2.2519324947519149E-6,1.0613621252524336E-4,6.6311228486510866E-3]
[2004,10,3,4,1.7259802578831287E-3,1.2604573603352146E-3,1.7956270070831049E-3,5.0879196892255774E-3,1.552701846517056E-5,2.6469218609405376E-4,1.015020351908625E-2,null,1.4446016484122438E-3,1.0304173507215022E-3,1.8200597006121273E-3,1.9277337688842098E-3,2.2519324947519149E-6,1.0613621252524336E-4,6.3312006136500782E-3]
[2004,10,3,8,2.0842111772960302E-3,1.2918108881036993E-3,2.3695340814760641E-3,4.7766262345003627E-3,9.0522520745777139E-6,1.5431554976695188E-4,1.0685550183217684E-2,null,1.7444318314821319E-3,1.0560486969579056E-3,2.401775799712038E-3,1.8097895124178185E-3,1.3128766893111995E-6,6.1877414017031735E-5,7.0752361312762368E-3]
[2004,10,3,9,2.516482213570757E-3,1.2669456483468153E-3,2.4976071368227968E-3,4.9155520902416329E-3,0,0,1.1196587088982003E-2,null,2.1062317122810138E-3,1.0357214924989388E-3,2.5315915163677555E-3,1.8624263620227197E-3,0,0,7.5359710831704278E-3]
[2004,10,3,12,2.5762293065904589E-3,1.4187545158542295E-3,2.5344907217867869E-3,4.8409325383200743E-3,0,0,1.137040708255155E-2,null,2.1562385119937516E-3,1.1598244538489526E-3,2.5689769679912034E-3,1.8341541724355267E-3,0,0,7.7191941062694346E-3]
[2004,10,3,16,3.3546331372028022E-3,1.2795059007738481E-3,2.4727279046319758E-3,4.8270569328079478E-3,0,0,1.1933923875416575E-2,null,2.8077427523795291E-3,1.0459894336745251E-3,2.5063737580504294E-3,1.828896920956875E-3,0,0,8.1890028650613584E-3]
[2004,10,3,19,3.8616213947270123E-3,1.2844437882124436E-3,2.1741324474060472E-3,4.9524823547561856E-3,0,0,1.2272679985101689E-2,null,3.2320790500863119E-3,1.050026131029591E-3,2.2037153794790426E-3,1.8764186658221072E-3,0,0,8.3622392264170523E-3]
[2004,10,3,21,3.3676789247535101E-3,1.3256697914793261E-3,2.0082490188987573E-3,4.9619062801033358E-3,1.552701846517056E-5,2.6469218609405376E-4,1.1943723219794153E-2,null,2.8186617452906661E-3,1.0837281747510855E-3,2.0355748124044029E-3,1.8799892448085672E-3,2.2519324947519149E-6,1.0613621252524336E-4,7.9263421222747175E-3]
[2004,10,4,3,1.7407580501971396E-3,1.3469446026996403E-3,1.8661611302568566E-3,5.8912982507690424E-3,1.552701846517056E-5,2.6469218609405376E-4,1.1125381238481903E-2,null,1.4569702853298508E-3,1.1011202225145308E-3,1.8915535657634973E-3,2.2321214315992014E-3,2.2519324947519149E-6,1.0613621252524336E-4,6.7901536502270755E-3]
[2004,10,4,6,1.7898088911930783E-3,1.278503120009667E-3,2.1253755217240989E-3,6.8709588806940333E-3,1.552701846517056E-5,2.6469218609405376E-4,1.2344865618180101E-2,null,1.4980245937062668E-3,1.0451696656039041E-3,2.1542950292563041E-3,2.6032996328495105E-3,2.2519324947519149E-6,1.0613621252524336E-4,7.4091770664359811E-3]
[2004,10,4,7,2.0332534210154556E-3,1.3992473362185202E-3,2.6367647802393707E-3,6.0933229015201987E-3,1.552701846517056E-5,2.6469218609405376E-4,1.2442807643552769E-2,null,1.7017814834343549E-3,1.1438774357325045E-3,2.6726426465944557E-3,2.3086654348830503E-3,2.2519324947519149E-6,1.0613621252524336E-4,7.9353551456643606E-3]
[2004,10,4,10,2.5791371587434095E-3,1.5406088152591731E-3,3.1911784105211564E-3,6.6059941781344122E-3,0,0,1.3916918562658151E-2,null,{"$f":"E6660*V$5","v":2.158672310407323E-3},{"$f":"F6660*W$5","v":1.2594397112293959E-3},{"$f":"G6660*X$5","v":3.2346000586658636E-3},{"$f":"H6660*Y$5","v":2.502908621220888E-3},{"$f":"I6660*Z$5","v":0},{"$f":"J6660*AA$5","v":0},9.155620701523471E-3]
[2004,10,4,13,2.4069130010292991E-3,1.5008597184388182E-3,3.1838675681552468E-3,6.7060259193330116E-3,0,0,1.3797666206956376E-2,null,2.0145250636506564E-3,1.2269450308632867E-3,3.2271897393093205E-3,2.5408090947439239E-3,0,0,9.0094689285671881E-3]
[2004,10,4,18,3.4168311303855972E-3,1.4602839195369242E-3,2.6490143028968134E-3,5.7192632316237987E-3,0,0,1.3245392584443134E-2,null,2.8598008932936084E-3,1.1937745258358268E-3,2.6850588457564203E-3,2.166940034074547E-3,0,0,8.9055742989604027E-3]
[2004,10,4,21,3.279261819930125E-3,1.3021722334840943E-3,2.437589357293921E-3,6.2405244249354253E-3,1.552701846517056E-5,2.6469218609405376E-4,1.3539767040202788E-2,null,2.7446588737095306E-3,1.0645190430344583E-3,2.4707570883880951E-3,2.3644378064713138E-3,2.2519324947519149E-6,1.0613621252524336E-4,8.7527609566233934E-3]
[2004,10,4,24,2.8464808712286979E-3,1.0501145008836401E-3,2.0859830233669915E-3,7.146117622676933E-3,1.552701846517056E-5,2.6469218609405376E-4,1.3408915222715487E-2,null,2.3824322091575948E-3,8.5846315472899747E-4,2.1143665260185034E-3,2.7075530077302901E-3,2.2519324947519149E-6,1.0613621252524336E-4,8.1712030426553811E-3]
[2004,10,5,4,1.424926165969178E-3,1.4764418982802362E-3,1.9301047826470819E-3,6.0148353371395971E-3,1.552701846517056E-5,2.6469218609405376E-4,1.1126527388595318E-2,null,1.1926270180804101E-3,1.2069835896039737E-3,1.9563672850750899E-3,2.2789277154346937E-3,2.2519324947519149E-6,1.0613621252524336E-4,6.7432937532141621E-3]
[2004,10,5,7,1.8796595289021054E-3,1.5180674609618933E-3,2.7336033936893774E-3,6.5199672399624403E-3,1.552701846517056E-5,2.6469218609405376E-4,1.293151682807504E-2,null,1.5732272959113002E-3,1.2410122710734667E-3,2.7707989213153535E-3,2.4703143501086672E-3,2.2519324947519149E-6,1.0613621252524336E-4,8.1637409834287838E-3]
[2004,10,5,8,2.0068069627658907E-3,1.4482378190580857E-3,3.0491543141084759E-3,7.9646627792887177E-3,9.0522520745777139E-6,1.5431554976695188E-4,1.4632229677062698E-2,null,1.6796464694285493E-3,1.1839269012096129E-3,3.0906434722607185E-3,3.0176870578212667E-3,1.3128766893111995E-6,6.1877414017031735E-5,9.0350941914264914E-3]
[2004,10,5,11,2.3110894436593368E-3,1.4468038797591436E-3,3.2245847550736628E-3,7.7160833235053886E-3,0,0,1.4698561401997531E-2,null,1.9343231793584514E-3,1.1827546632743934E-3,3.2684609558482629E-3,2.9235041617784794E-3,0,0,9.3090429602595871E-3]
[2004,10,5,15,2.1800802085436607E-3,1.5293070733888234E-3,3.1145651544788691E-3,7.4202208611009249E-3,0,0,1.4244173297512278E-2,null,1.8246717762552371E-3,1.250200595902649E-3,3.1569443432499103E-3,2.8114064687016589E-3,0,0,9.0432231841094564E-3]
[2004,10,5,19,2.8254739026626922E-3,1.3709193565982101E-3,2.5868609589670953E-3,7.444556752559929E-3,0,0,1.4227810970787926E-2,null,2.3648499098931665E-3,1.1207194594056499E-3,2.6220597952305949E-3,2.8206269601061852E-3,0,0,8.928256124635596E-3]
[2004,10,5,22,3.1521729309496298E-3,1.2446526375336905E-3,2.2894409290063551E-3,8.0172338459358616E-3,1.552701846517056E-5,2.6469218609405376E-4,1.4983719547984761E-2,null,2.6382887007729782E-3,1.0174970718524867E-3,2.3205928376992856E-3,3.0376054186901638E-3,2.2519324947519149E-6,1.0613621252524336E-4,9.1223721740349099E-3]
[2004,10,6,1,1.9479991132150176E-3,1.2828106309267832E-3,2.0642018281703299E-3,7.3371689658054346E-3,1.552701846517056E-5,2.6469218609405376E-4,1.2912399742676788E-2,null,1.6304257926492191E-3,1.0486910334241042E-3,2.092288958989141E-3,2.7799393951411246E-3,2.2519324947519149E-6,1.0613621252524336E-4,7.6597333252235843E-3]
[2004,10,6,5,1.4998662673550726E-3,1.4981300364507566E-3,2.0449836676766772E-3,6.1489708563705397E-3,1.552701846517056E-5,2.6469218609405376E-4,1.1472170032412269E-2,null,1.2553499800029414E-3,1.2247135300041837E-3,2.0728093013005358E-3,2.3297495809165491E-3,2.2519324947519149E-6,1.0613621252524336E-4,6.9910105372442055E-3]
[2004,10,6,8,1.9591779077294718E-3,1.4482378190580857E-3,3.128956259614213E-3,7.6800408429372321E-3,9.0522520745777139E-6,1.5431554976695188E-4,1.437978063118053E-2,null,1.6397821597971542E-3,1.1839269012096129E-3,3.1715312649217226E-3,2.9098482255315449E-3,1.3128766893111995E-6,6.1877414017031735E-5,8.968278842166378E-3]
[2004,10,6,12,2.3423669492250066E-3,1.5476586919963183E-3,3.2744231083357794E-3,6.5979153416090234E-3,0,0,1.3762364091166128E-2,null,1.9605016572941183E-3,1.2652029488755075E-3,3.3189774483934494E-3,2.499847675503473E-3,0,0,9.044529730066548E-3]
[2004,10,6,13,2.0144254888951408E-3,1.4440039930615968E-3,3.3203936207920181E-3,7.5384395745760656E-3,0,0,1.4317262677324822E-2,null,1.6860229823431783E-3,1.1804657704296254E-3,3.3655734712913252E-3,2.8561977036267454E-3,0,0,9.0882599276908733E-3]
[2004,10,6,16,2.3469443568526101E-3,1.7026421652041122E-3,3.1069762673477347E-3,6.2917152305338366E-3,0,0,1.3448278019938293E-2,null,1.96433283124532E-3,1.3919011339104386E-3,3.1492521958354485E-3,2.3838332078604946E-3,0,0,8.8893193688517023E-3]
[2004,10,6,20,3.0739987838658629E-3,1.3767595587470848E-3,2.5989929747121626E-3,7.4714430549044034E-3,1.552701846517056E-5,2.6469218609405376E-4,1.4801413576788738E-2,null,2.5728589247227367E-3,1.1254937943536571E-3,2.6343568885900106E-3,2.8308137625943672E-3,2.2519324947519149E-6,1.0613621252524336E-4,9.2719115152807667E-3]
[2004,10,6,23,2.7542947899325725E-3,1.3696843986373962E-3,2.2502430267705518E-3,7.031715182410218E-3,1.552701846517056E-5,2.6469218609405376E-4,1.3686156602309962E-2,null,2.3052747999735635E-3,1.1197098876817035E-3,2.2808615784085202E-3,2.6642076994676761E-3,2.2519324947519149E-6,1.0613621252524336E-4,8.4784421105514578E-3]
[2004,10,7,3,1.5494124797905649E-3,1.3739745010798434E-3,2.052101686763719E-3,6.5710776289250412E-3,1.552701846517056E-5,2.6469218609405376E-4,1.1826785501118391E-2,null,1.296818901695406E-3,1.1232170241642059E-3,2.0800241736751487E-3,2.4896792828831876E-3,2.2519324947519149E-6,1.0613621252524336E-4,7.0981275274379432E-3]
[2004,10,7,5,1.51221185574007E-3,1.4981300364507566E-3,2.0901713461490873E-3,4.1723793667167025E-3,1.552701846517056E-5,2.6469218609405376E-4,9.5531118096158409E-3,null,1.2656829239923817E-3,1.2247135300041837E-3,2.1186118383683277E-3,1.5808497565022979E-3,2.2519324947519149E-6,1.0613621252524336E-4,6.2982461938871862E-3]
[2004,10,7,10,2.5038346408494797E-3,1.5243407568745276E-3,3.3881636351167236E-3,4.7578345843381767E-3,0,0,1.2174173617178909E-2,null,2.0956460150703287E-3,1.2461406579257356E-3,3.4342656169851406E-3,1.802669647953877E-3,0,0,8.5787219379350813E-3]
[2004,10,7,11,2.2794099683611947E-3,1.4468038797591436E-3,3.4169814780647314E-3,5.636688834796128E-3,0,0,1.2779884160981199E-2,null,1.9078082629638343E-3,1.1827546632743934E-3,3.4634755778519249E-3,2.1356538772692351E-3,0,0,8.6896923813593874E-3]
[2004,10,7,14,2.0247800585439669E-3,1.5440072630316473E-3,3.4412257936699475E-3,5.0069806188636637E-3,0,0,1.2016993734109225E-2,null,1.6946894942079429E-3,1.2622179246465851E-3,3.4880497804162182E-3,1.8970672118846623E-3,0,0,8.3420244111554083E-3]
[2004,10,7,17,2.7937319876483449E-3,1.7225118379352239E-3,2.987959685792014E-3,4.3815785840594455E-3,0,0,1.1885782095435029E-2,null,2.3382827330416032E-3,1.4081444882511603E-3,3.028616182376247E-3,1.6601120916664631E-3,0,0,8.4351554953354738E-3]
[2004,10,7,21,3.0636151989330155E-3,1.403732923751374E-3,2.5041570564399316E-3,5.5897644261174205E-3,1.552701846517056E-5,2.6469218609405376E-4,1.2841488809800966E-2,null,2.564168127802025E-3,1.1475443802619119E-3,2.5382305592705247E-3,2.1178749474275501E-3,2.2519324947519149E-6,1.0613621252524336E-4,8.4762061597820071E-3]
[2004,10,7,24,2.3992343567768321E-3,1.2958913885378867E-3,2.2167310847358746E-3,6.0863876657249833E-3,1.552701846517056E-5,2.6469218609405376E-4,1.22784637003348E-2,null,2.0080982333934611E-3,1.0593844848864201E-3,2.2468936469027191E-3,2.306037781725332E-3,2.2519324947519149E-6,1.0613621252524336E-4,7.7288022919279279E-3]
[2004,10,8,2,1.8526517503522216E-3,1.3585597676986729E-3,1.9983955414371438E-3,6.0039252109322276E-3,1.552701846517056E-5,2.6469218609405376E-4,1.149375147497949E-2,null,1.5506224710676102E-3,1.1106155596224147E-3,2.0255872608872841E-3,2.274794038018898E-3,2.2519324947519149E-6,1.0613621252524336E-4,7.0700074746162028E-3]
[2004,10,8,8,2.5496626239795506E-3,1.495197630121883E-3,3.1102450066936745E-3,5.980349267001259E-3,1.0356521625652041E-5,1.7654969339885241E-4,1.3322360742820871E-2,null,2.1340028732503321E-3,1.2223163030485387E-3,3.1525654121837676E-3,2.2658614789328548E-3,1.5020390188703603E-6,7.0792855869152184E-5,8.8470409623035151E-3]
[2004,10,8,11,2.690304343910507E-3,1.4509336173604143E-3,3.2611306281472873E-3,6.1410087313147335E-3,0,0,1.3543377320732942E-2,null,2.2517164215483743E-3,1.1861307023314739E-3,3.3055041004114764E-3,2.3267328553627517E-3,0,0,9.0700840796540776E-3]
[2004,10,8,12,2.5594844043047398E-3,1.5553458397021096E-3,3.2022721557006433E-3,5.1423453387870639E-3,0,0,1.2459447738494556E-2,null,2.1422234539802145E-3,1.2714871522312638E-3,3.2458447539452269E-3,1.9483548024227925E-3,0,0,8.6079101625794983E-3]
[2004,10,8,15,2.275912663428384E-3,1.5278976805317554E-3,3.0237526842634456E-3,6.2310460381453728E-3,0,0,1.3058609066368958E-2,null,1.9048811075413645E-3,1.249048424556274E-3,3.0648962081415917E-3,2.3608465928897744E-3,0,0,8.5796723331290035E-3]
[2004,10,8,19,3.1482627118576936E-3,1.4088518286520001E-3,2.6195047772188118E-3,6.1711324670638548E-3,1.2887428419924324E-6,2.1969456719924981E-5,1.3371009984354278E-2,null,2.6350159466843582E-3,1.1517290584527678E-3,2.655147790588033E-3,2.3381462710995405E-3,1.8691044193524191E-7,8.8093077544100432E-6,8.7890352850210438E-3]
[2004,10,8,23,3.0017040655460044E-3,1.1253640750218286E-3,2.1679479851962314E-3,5.4876563168915005E-3,1.552701846517056E-5,2.6469218609405376E-4,1.206289164721479E-2,null,2.5123500812528491E-3,9.1997929106682041E-4,2.1974467666804809E-3,2.079187770299233E-3,2.2519324947519149E-6,1.0613621252524336E-4,7.8173520543193785E-3]
[2004,10,9,2,2.1229246575342701E-3,1.1270312794840931E-3,1.8804130526041325E-3,5.1606326872458549E-3,1.552701846517056E-5,2.6469218609405376E-4,1.0571220881427574E-2,null,1.7768340313986752E-3,9.2134222206248755E-4,1.9059994108182937E-3,1.9552835948017325E-3,2.2519324947519149E-6,1.0613621252524336E-4,6.6678474041011841E-3]
[2004,10,9,6,1.8868945317206196E-3,1.1894743111133452E-3,2.0315157042427008E-3,5.1277959931288778E-3,1.552701846517056E-5,2.6469218609405376E-4,1.0515899744764768E-2,null,1.5792828095535661E-3,9.723890763609314E-4,2.0591580823119569E-3,1.9428422812641257E-3,2.2519324947519149E-6,1.0613621252524336E-4,6.6620603945105753E-3]
[2004,10,9,9,2.7179184110399709E-3,1.2959781586751979E-3,2.676940241534362E-3,4.9074547046707162E-3,0,0,1.1598291515920248E-2,null,2.2748286945378205E-3,1.0594554190233639E-3,2.7133647663710445E-3,1.8593583883599696E-3,0,0,7.9070072682921981E-3]
[2004,10,9,12,3.7266041035347234E-3,1.1619969936170851E-3,2.6793627897774412E-3,4.8168731521653491E-3,0,0,1.2384837039094598E-2,null,3.1190730058226566E-3,9.4992651190583545E-4,2.7158202776841537E-3,1.8250384445974272E-3,0,0,8.6098582400100741E-3]
[2004,10,9,13,3.5268021025169011E-3,1.2778500169606443E-3,2.6212433119497578E-3,4.8103356978544268E-3,0,0,1.2236231129281731E-2,null,2.9518438044988742E-3,1.0446357572507147E-3,2.6569099811707248E-3,1.8225615046676578E-3,0,0,8.4759510475879707E-3]
[2004,10,9,16,3.6229535657119616E-3,1.079163714295842E-3,2.5227769459064075E-3,4.8046103218212701E-3,0,0,1.2029504547735482E-2,null,3.0323201376402462E-3,8.8221073593776128E-4,2.557103805392411E-3,1.8203922485879973E-3,0,0,8.2920269275584164E-3]
[2004,10,9,21,3.8326621641575306E-3,1.139921129742169E-3,2.1411138020822383E-3,4.9987218601316302E-3,1.552701846517056E-5,2.6469218609405376E-4,1.2392638160672792E-2,null,3.2078409094550091E-3,9.318796077544487E-4,2.1702474568616988E-3,1.8939380964368452E-3,2.2519324947519149E-6,1.0613621252524336E-4,8.3122942155279978E-3]
[2004,10,9,24,2.8178333883962809E-3,1.0706177043231075E-3,1.8499824018843355E-3,5.0409349068034374E-3,1.552701846517056E-5,2.6469218609405376E-4,1.1059587605966386E-2,null,2.3584549934660736E-3,8.7522441713598707E-4,1.8751546970664789E-3,1.9099319643685764E-3,2.2519324947519149E-6,1.0613621252524336E-4,7.1271542170571111E-3]
[2004,10,10,3,1.8590714831961141E-3,1.2887630805582849E-3,1.8048674104479087E-3,5.0416862806158414E-3,1.552701846517056E-5,2.6469218609405376E-4,1.0274607459377373E-2,null,1.5559956244430883E-3,1.0535571301066322E-3,1.8294258360708495E-3,1.9102166482393328E-3,2.2519324947519149E-6,1.0613621252524336E-4,6.4575833838798986E-3]
[2004,10,10,7,1.9477735355358245E-3,1.3099514422827304E-3,2.2386572576599865E-3,4.9584154798527546E-3,1.552701846517056E-5,2.6469218609405376E-4,1.073501691989052E-2,null,1.6302369898597787E-3,1.0708785058558489E-3,2.2691181643389184E-3,1.8786666347961245E-3,2.2519324947519149E-6,1.0613621252524336E-4,6.9572884398706666E-3]
[2004,10,10,10,2.5111327382213735E-3,1.3282758645985187E-3,2.5718051900533879E-3,4.8388854392819088E-3,0,0,1.1250099232155189E-2,null,2.1017543372516272E-3,1.0858586260013769E-3,2.6067991658496182E-3,1.8333785583957694E-3,0,0,7.6277906874983922E-3]
[2004,10,10,13,2.889213662594078E-3,1.3512102336396955E-3,2.5588163921023378E-3,4.7481528061612075E-3,0,0,1.1547393094497319E-2,null,2.4181984704260734E-3,1.1046073536708266E-3,2.593633632241109E-3,1.799001372533942E-3,0,0,7.9154408288719513E-3]
[2004,10,10,17,3.8416781633848762E-3,1.2832790706236588E-3,2.4022650944881319E-3,4.7777300240099164E-3,0,0,1.2304952352506584E-2,null,3.2153870718670181E-3,1.0490739804452545E-3,2.4349521762693539E-3,1.8102077211241809E-3,0,0,8.5096209497058078E-3]
[2004,10,10,18,3.5678863593070179E-3,1.3933754833692412E-3,2.2408956281068666E-3,4.9221241836430521E-3,0,0,1.2124281654426177E-2,null,2.9862302841887328E-3,1.1390772265011731E-3,2.2713869917899074E-3,1.8649164261660288E-3,0,0,8.2616109286458416E-3]
[2004,10,10,22,3.8289536501528321E-3,1.105984918468209E-3,1.9510160995945579E-3,4.9330787780140634E-3,1.552701846517056E-5,2.6469218609405376E-4,1.2099252650788886E-2,null,3.2047369774025544E-3,9.0413693115558357E-4,1.9775631376172361E-3,1.8690669518785605E-3,2.2519324947519149E-6,1.0613621252524336E-4,8.0638921430739308E-3]
[2004,10,11,1,1.849101142784867E-3,1.2907732647964856E-3,1.9556175590385761E-3,4.9004375336904517E-3,1.552701846517056E-5,2.6469218609405376E-4,1.0276148704869604E-2,null,1.547650702693529E-3,1.0552004452891767E-3,1.9822272080867835E-3,1.8566996912328635E-3,2.2519324947519149E-6,1.0613621252524336E-4,6.5501661923223478E-3]
[2004,10,11,4,1.5054486208199746E-3,1.2615067854412523E-3,1.9633864816933477E-3,5.0380669442946155E-3,1.552701846517056E-5,2.6469218609405376E-4,1.0048628036808413E-2,null,1.2600222681015943E-3,1.0312752502995223E-3,1.9901018407278304E-3,1.9088453379055334E-3,2.2519324947519149E-6,1.0613621252524336E-4,6.2986328420544758E-3]
[2004,10,11,8,1.9901014558054127E-3,1.3908168288914225E-3,2.8861522219385859E-3,5.0649821916593334E-3,1.1645263848877921E-5,1.9851913957054032E-4,1.1542217101714172E-2,null,1.6656643843018823E-3,1.1369855397441182E-3,2.9254234472201007E-3,1.9190431072124495E-3,1.6889493710639363E-6,7.9602159393932529E-5,7.7284075872435477E-3]
[2004,10,11,10,2.3144069090095505E-3,1.5406088152591731E-3,3.0941805834272377E-3,4.8294372123514912E-3,0,0,1.1778633520047453E-2,null,1.9370998136169146E-3,1.2594397112293959E-3,3.1362824039167479E-3,1.8297987719167457E-3,0,0,8.1626207006798047E-3]
[2004,10,11,13,2.176514412365175E-3,1.5008597184388182E-3,3.08665528698457E-3,4.6044318444749422E-3,0,0,1.1368461262263506E-2,null,1.8216872953993202E-3,1.2269450308632867E-3,3.1286547124549737E-3,1.7445477317412554E-3,0,0,7.9218347704588365E-3]
[2004,10,11,16,2.5556796156528025E-3,1.6353437342371802E-3,2.8976259907724914E-3,4.7621453683852778E-3,0,0,1.1850794709047752E-2,null,2.1390389424927017E-3,1.3368850158513416E-3,2.9370533370504247E-3,1.8043029370947341E-3,0,0,8.2172802324892019E-3]
[2004,10,11,19,2.9556535504085837E-3,1.4212176515952014E-3,2.6061865168930916E-3,4.6856095324749039E-3,3.8817546162926401E-6,6.617304652351344E-5,1.1738722052511587E-2,null,2.4738069694334001E-3,1.1618380545343457E-3,2.6416483116842924E-3,1.7753046972587853E-3,5.6298312368797872E-7,2.6534053131310841E-5,8.079695069165822E-3]
[2004,10,11,23,2.7175821499420393E-3,1.2090925304526477E-3,2.1659179595513302E-3,6.5551380468882297E-3,1.552701846517056E-5,2.6469218609405376E-4,1.2927949891393471E-2,null,2.2745472525374558E-3,9.8842686885880797E-4,2.1953891189324132E-3,2.483640022747197E-3,2.2519324947519149E-6,1.0613621252524336E-4,8.0503914080958684E-3]
[2004,10,12,2,1.855153064925684E-3,1.247162305449416E-3,1.9519944510163409E-3,6.7792066249563925E-3,1.552701846517056E-5,2.6469218609405376E-4,1.2113735650907056E-2,null,1.552716007850269E-3,1.0195487123492543E-3,1.9785548012471546E-3,2.5685361278100526E-3,2.2519324947519149E-6,1.0613621252524336E-4,7.227743794276726E-3]
[2004,10,12,7,2.1544336591637356E-3,1.5180674609618933E-3,2.7074072555991618E-3,5.8204748639430204E-3,1.552701846517056E-5,2.6469218609405376E-4,1.2480602444227036E-2,null,1.8032062656614105E-3,1.2410122710734667E-3,2.744246338255733E-3,2.2052875500227307E-3,2.2519324947519149E-6,1.0613621252524336E-4,8.1021405700333355E-3]
[2004,10,12,10,2.9167834024809713E-3,1.5243407568745276E-3,3.17645953896318E-3,6.2637320205773716E-3,0,0,1.388131571889605E-2,null,{"$f":"E6852*V$5","v":2.4412736426390803E-3},{"$f":"F6852*W$5","v":1.2461406579257356E-3},{"$f":"G6852*X$5","v":3.2196809107272969E-3},{"$f":"H6852*Y$5","v":2.3732308041100798E-3},{"$f":"I6852*Z$5","v":0},{"$f":"J6852*AA$5","v":0},9.2803260154021919E-3]
[2004,10,12,13,2.2719042042273234E-3,1.4440039930615968E-3,3.2015220820646511E-3,6.2962493790203354E-3,0,0,1.3213679658373906E-2,null,1.9015261289759969E-3,1.1804657704296254E-3,3.245084474225677E-3,2.3855511263192052E-3,0,0,8.7126274999505034E-3]
[2004,10,12,14,2.2904886731528909E-3,1.5440072630316473E-3,3.2409727310116635E-3,6.1332303236838184E-3,0,0,1.320869899088002E-2,null,1.9170808575553772E-3,1.2622179246465851E-3,3.2850719192954038E-3,2.3237857374886202E-3,0,0,8.7881564389859865E-3]
[2004,10,12,17,3.1853366597004839E-3,1.7225118379352239E-3,2.7712633492645686E-3,4.9673433532432323E-3,0,0,1.2646455200143509E-2,null,2.6660458996181947E-3,1.4081444882511603E-3,2.808971307450597E-3,1.8820492673985204E-3,0,0,8.7652109627184716E-3]
[2004,10,12,20,3.6712059709277825E-3,1.3767595587470848E-3,2.5519294026276709E-3,6.4354113214255678E-3,1.552701846517056E-5,2.6469218609405376E-4,1.4315525458287329E-2,null,3.0727061755432073E-3,1.1254937943536571E-3,2.5866529330469353E-3,2.4382774254953069E-3,2.2519324947519149E-6,1.0613621252524336E-4,9.3315184734591005E-3]
[2004,10,12,24,2.7682003739704928E-3,1.2958913885378867E-3,2.0682126789281158E-3,6.4506275297755745E-3,1.552701846517056E-5,2.6469218609405376E-4,1.2863151175771295E-2,null,2.3169134207118749E-3,1.0593844848864201E-3,2.0963543844926672E-3,2.4440426105733657E-3,2.2519324947519149E-6,1.0613621252524336E-4,8.0250830456843232E-3]
[2004,10,13,4,1.9585012453403241E-3,1.4764418982802362E-3,1.9248079919479252E-3,5.0048166148280223E-3,1.552701846517056E-5,2.6469218609405376E-4,1.0644786954955731E-2,null,1.6392158105597763E-3,1.2069835896039737E-3,1.9509984221341317E-3,1.8962473043565736E-3,2.2519324947519149E-6,1.0613621252524336E-4,6.8018332716744505E-3]
[2004,10,13,7,2.6134918806230622E-3,1.5180674609618933E-3,2.6909894333602149E-3,5.3113597422347484E-3,1.552701846517056E-5,2.6469218609405376E-4,1.2414127721739143E-2,null,2.1874263402587185E-3,1.2410122710734667E-3,2.72760512239573E-3,2.0123917355614742E-3,2.2519324947519149E-6,1.0613621252524336E-4,8.2768236143093855E-3]
[2004,10,13,11,2.7573816572926506E-3,1.4468038797591436E-3,3.1766029450798483E-3,6.7968929805658296E-3,0,0,1.4177681462697472E-2,null,2.3078584295698071E-3,1.1827546632743934E-3,3.219826268138797E-3,2.5752372133301341E-3,0,0,9.2856765743131314E-3]
[2004,10,13,14,2.4591553298357717E-3,1.5440072630316473E-3,3.1540066814131642E-3,6.1513915342953397E-3,0,0,1.3308560808575924E-2,null,2.0582505662837436E-3,1.2622179246465851E-3,3.1969225421857408E-3,2.3306667381958026E-3,0,0,8.8480577713118715E-3]
[2004,10,13,15,2.5112934688659269E-3,1.5293070733888234E-3,3.0390564170193072E-3,6.3258740639227347E-3,0,0,1.3405531023196792E-2,null,2.1018888647197208E-3,1.250200595902649E-3,3.0804081753530495E-3,2.3967754594390548E-3,0,0,8.8292730954144735E-3]
[2004,10,13,18,3.6562447742359153E-3,1.7213010871075531E-3,2.6073139155646735E-3,2.9739641311146521E-3,0,0,1.0958823908022795E-2,null,3.0601840338184815E-3,1.4071547057329316E-3,2.6427910506164739E-3,1.126788831816784E-3,0,0,8.2369186219846714E-3]
[2004,10,13,21,3.453369147324201E-3,1.403732923751374E-3,2.3967519173814398E-3,5.0902362654137098E-3,1.552701846517056E-5,2.6469218609405376E-4,1.2624309458429949E-2,null,2.890382285669416E-3,1.1475443802619119E-3,2.4293639825995967E-3,1.9286114836318527E-3,2.2519324947519149E-6,1.0613621252524336E-4,8.5042902771827727E-3]
[2004,10,14,2,2.1922738885387918E-3,1.247162305449416E-3,1.965954370411682E-3,5.6424480692312531E-3,1.552701846517056E-5,2.6469218609405376E-4,1.1328057838190367E-2,null,1.8348775767797357E-3,1.0195487123492543E-3,1.9927046701314097E-3,2.1378359617716734E-3,2.2519324947519149E-6,1.0613621252524336E-4,7.0933550660520692E-3]
[2004,10,14,5,2.0498656969420771E-3,1.4981300364507566E-3,1.9641097278957861E-3,4.2798246070511288E-3,1.552701846517056E-5,2.6469218609405376E-4,1.0072149272898972E-2,null,1.7156855365530793E-3,1.2247135300041837E-3,1.9908349279789614E-3,1.6215590897366988E-3,2.2519324947519149E-6,1.0613621252524336E-4,6.6611812292929184E-3]
[2004,10,14,9,2.802817241553937E-3,1.5036450795031201E-3,3.1926608558610443E-3,6.2859028326650735E-3,0,0,1.3785026009583175E-2,null,2.3458868598607357E-3,1.2292220490782602E-3,3.2361026753066511E-3,2.381630980558532E-3,0,0,9.1928425648041788E-3]
[2004,10,14,12,2.7117162583091933E-3,1.5476586919963183E-3,3.1286567535325871E-3,5.9772588376765419E-3,0,0,1.3365290541514641E-2,null,2.2696376501920557E-3,1.2652029488755075E-3,3.1712276835280892E-3,2.2646905632475655E-3,0,0,8.9707588458432172E-3]
[2004,10,14,15,2.5825814931462552E-3,1.5293070733888234E-3,3.0411920827194306E-3,6.523149932916722E-3,0,0,1.3676230582171231E-2,null,2.1615551308412813E-3,1.250200595902649E-3,3.0825729005768522E-3,2.4715202230505989E-3,0,0,8.9658488503713812E-3]
[2004,10,14,18,3.7582725924576931E-3,1.7213010871075531E-3,2.6514997429517477E-3,3.3638590293158135E-3,0,0,1.1494932451832807E-2,null,3.1455787269002288E-3,1.4071547057329316E-3,2.6875781046361482E-3,1.2745139547525298E-3,0,0,8.5148254920218384E-3]
[2004,10,14,20,3.8538452037994559E-3,1.3767595587470848E-3,2.5795735067881032E-3,4.5256105506367552E-3,1.552701846517056E-5,2.6469218609405376E-4,1.2616008024530624E-2,null,3.2255705757390481E-3,1.1254937943536571E-3,2.6146731843259908E-3,1.7146835673833181E-3,2.2519324947519149E-6,1.0613621252524336E-4,8.7888092668220088E-3]
[2004,10,14,23,3.3312487133352548E-3,1.3696843986373962E-3,2.2185538178533869E-3,4.0763113774754389E-3,1.552701846517056E-5,2.6469218609405376E-4,1.1276017511860701E-2,null,2.7881705833979085E-3,1.1197098876817035E-3,2.248741181540519E-3,1.5444510870497585E-3,2.2519324947519149E-6,1.0613621252524336E-4,7.8094608846898846E-3]
[2004,10,15,3,1.8869952915531406E-3,1.3701731076816964E-3,1.9398908116947827E-3,3.6336728178413265E-3,1.552701846517056E-5,2.6469218609405376E-4,9.1109512333301702E-3,null,1.579367142974814E-3,1.1201094047891824E-3,1.9662864704228715E-3,1.3767422097606945E-3,2.2519324947519149E-6,1.0613621252524336E-4,6.150893372967558E-3]
[2004,10,15,6,2.0719209303132081E-3,1.6827437155350676E-3,2.1762129525349366E-3,3.3505396650386128E-3,1.552701846517056E-5,2.6469218609405376E-4,9.5616364679810481E-3,null,1.7341452068410403E-3,1.3756342545722998E-3,2.2058241935741033E-3,1.2694674544408988E-3,2.2519324947519149E-6,1.0613621252524336E-4,6.6934592544483371E-3]
[2004,10,15,10,3.0777017111492571E-3,1.5686452147574226E-3,3.2236999952246089E-3,4.8150143622745865E-3,0,0,1.2685061283405874E-2,null,2.5759581808313223E-3,1.2823593223196695E-3,3.2675641572705904E-3,1.8243341779696988E-3,0,0,8.950215838391281E-3]
[2004,10,15,11,2.8538654386099775E-3,1.4509336173604143E-3,3.2335071894424782E-3,5.910468633998623E-3,0,0,1.3448774879411492E-2,null,2.388612904541035E-3,1.1861307023314739E-3,3.2775047957782589E-3,2.2393847921416982E-3,0,0,9.0916331947924652E-3]
[2004,10,15,17,3.24405542717101E-3,1.5310647064626008E-3,2.7143124534147679E-3,4.5288366229129786E-3,0,0,1.2018269209961359E-2,null,2.7151920169583162E-3,1.2516374518189337E-3,2.7512454935476527E-3,1.7159058760767723E-3,0,0,8.4339808384016751E-3]
[2004,10,15,18,3.3775435913352861E-3,1.4736350607445648E-3,2.653375193064533E-3,4.4304272744783114E-3,0,0,1.1934981119622694E-2,null,2.8269182207283105E-3,1.2046890144851114E-3,2.6894790735775397E-3,1.6786201019807045E-3,0,0,8.3997064107716665E-3]
[2004,10,15,21,3.7609092489284965E-3,1.3185678823384533E-3,2.3669819555487614E-3,4.5518147573498195E-3,1.552701846517056E-5,2.6469218609405376E-4,1.2278493048724753E-2,null,3.1477855414142552E-3,1.0779224008849574E-3,2.3991889475802487E-3,1.7246119344278233E-3,2.2519324947519149E-6,1.0613621252524336E-4,8.4578969693272794E-3]
[2004,10,16,1,2.4073585825148194E-3,1.1709570472871707E-3,1.9512856582315965E-3,4.8039339202601119E-3,1.552701846517056E-5,2.6469218609405376E-4,1.0613754412852923E-2,null,2.0148980040394847E-3,9.5725130928144572E-4,1.9778363640781268E-3,1.8201359705391257E-3,2.2519324947519149E-6,1.0613621252524336E-4,6.878509792958178E-3]
[2004,10,16,4,1.8834914054532783E-3,1.0969056910732895E-3,1.8807660196277461E-3,4.8438486877939325E-3,1.552701846517056E-5,2.6469218609405376E-4,9.9852310085074714E-3,null,1.576434479282636E-3,8.9671470987839343E-4,1.9063571805849489E-3,1.8352590561914112E-3,2.2519324947519149E-6,1.0613621252524336E-4,6.3231535709573853E-3]
[2004,10,16,7,2.2134602260743914E-3,1.1815502391590911E-3,2.4283615227779576E-3,4.9035615379663519E-3,1.552701846517056E-5,2.6469218609405376E-4,1.1007152730537016E-2,null,1.8526100033170372E-3,9.659111886616145E-4,2.4614036927997178E-3,1.8578833279458298E-3,2.2519324947519149E-6,1.0613621252524336E-4,7.2461963577441944E-3]
[2004,10,16,12,3.8701143336448006E-3,1.1619969936170851E-3,2.6810770285786278E-3,4.8013816668564949E-3,0,0,1.2514570022697008E-2,null,3.2391874243011764E-3,9.4992651190583545E-4,2.7175578417478253E-3,1.819168961353953E-3,0,0,8.7258407393087899E-3]
[2004,10,16,15,3.4578566671640788E-3,1.1660282167978004E-3,2.5825793883328843E-3,3.7597696806978566E-3,0,0,1.0966233952992621E-2,null,2.8941382258247926E-3,9.5322201593536879E-4,2.6177199662260676E-3,1.4245183531604525E-3,0,0,7.8895985611466806E-3]
[2004,10,16,18,3.556994004260009E-3,1.1872003742160056E-3,2.3269418205902003E-3,4.6590177490340679E-3,0,0,1.1730153948100282E-2,null,2.9771136596015552E-3,9.7053014474832904E-4,2.3586039954951663E-3,1.7652294834101254E-3,0,0,8.0714772832551768E-3]
[2004,10,16,19,3.3896843188352325E-3,1.2513055347078473E-3,2.2769931777594432E-3,4.5652793102008826E-3,6.4747670093593998E-6,1.1037664687533894E-4,1.1600113755388105E-2,null,2.8370797013589502E-3,1.0229357807660464E-3,2.3079757126959412E-3,1.7297134444357125E-3,9.3905589518238147E-7,4.425880273784133E-5,7.9429024978896756E-3]
[2004,10,16,22,3.4901957990542782E-3,1.0938597801145662E-3,1.9536464558587248E-3,4.6960964057367717E-3,1.552701846517056E-5,2.6469218609405376E-4,1.1514017645323565E-2,null,2.9212052580364473E-3,8.9422469347689721E-4,1.9802292845485184E-3,1.7792780107054819E-3,2.2519324947519149E-6,1.0613621252524336E-4,7.6833253917873399E-3]
[2004,10,17,2,2.2143549443113157E-3,1.2560040046525683E-3,1.8282007225182834E-3,4.6802799041896952E-3,1.552701846517056E-5,2.6469218609405376E-4,1.0259058780231086E-2,null,1.85335885976196E-3,1.0267767555623669E-3,1.8530766392797421E-3,1.7732853838559512E-3,2.2519324947519149E-6,1.0613621252524336E-4,6.6148857834800161E-3]
[2004,10,17,5,1.8194185871327376E-3,1.3020797714563999E-3,1.8713514522016507E-3,4.6032133704791301E-3,1.552701846517056E-5,2.6469218609405376E-4,9.8762823858291413E-3,null,1.5228071573352845E-3,1.064443455806665E-3,1.8968145112536567E-3,1.7440860708637835E-3,2.2519324947519149E-6,1.0613621252524336E-4,6.3365393402793849E-3]
[2004,10,17,9,2.7551888542351206E-3,1.2669456483468153E-3,2.5137268834895627E-3,4.4587251091416083E-3,0,0,1.0994586495213107E-2,null,2.3060231090920188E-3,1.0357214924989388E-3,2.5479306008081913E-3,1.6893417121472837E-3,0,0,7.5790169145464317E-3]
[2004,10,17,13,3.0075182759783593E-3,1.3512102336396955E-3,2.5620089802733401E-3,4.9534900807985342E-3,0,0,1.187422757068993E-2,null,2.5172164277457673E-3,1.1046073536708266E-3,2.5968696612425502E-3,1.8768004775723463E-3,0,0,8.0954939202314904E-3]
[2004,10,17,16,3.6191974837867791E-3,1.2795059007738481E-3,2.5001081117836414E-3,4.9784180022018456E-3,0,0,1.2377229498546114E-2,null,3.029176392446228E-3,1.0459894336745251E-3,2.5341265215333706E-3,1.8862452799301777E-3,0,0,8.4955376275843014E-3]
[2004,10,17,19,4.21734634091025E-3,1.2844437882124436E-3,2.2025008689867624E-3,5.0210376560689577E-3,6.4747670093593998E-6,1.1037664687533894E-4,1.2842180068063112E-2,null,3.5298117971965968E-3,1.050026131029591E-3,2.232469803802894E-3,1.9023932050147214E-3,9.3905589518238147E-7,4.425880273784133E-5,8.7598987956768268E-3]
[2004,10,17,20,3.785331365668854E-3,1.2761364280374616E-3,2.2118679163753733E-3,4.9808992136328722E-3,1.552701846517056E-5,2.6469218609405376E-4,1.2534454128273786E-2,null,3.1682262329805117E-3,1.0432349071989666E-3,2.2419643065022211E-3,1.887185372415022E-3,2.2519324947519149E-6,1.0613621252524336E-4,8.448998964116718E-3]
[2004,10,18,2,2.0168392573746349E-3,1.3384145237012722E-3,1.8433094320233414E-3,6.851390160274932E-3,1.552701846517056E-5,2.6469218609405376E-4,1.2330172577933405E-2,null,1.6880432452682243E-3,1.0941469272016248E-3,1.8683909296028096E-3,2.5958853485309823E-3,2.2519324947519149E-6,1.0613621252524336E-4,7.3548545956236364E-3]
[2004,10,18,4,1.9416114835312792E-3,1.2615067854412523E-3,1.8923156498832144E-3,6.8981595378005914E-3,1.552701846517056E-5,2.6469218609405376E-4,1.2273812661215562E-2,null,1.6250795088036014E-3,1.0312752502995223E-3,1.9180639640661663E-3,2.6136055394759836E-3,2.2519324947519149E-6,1.0613621252524336E-4,7.2964124076652691E-3]
[2004,10,18,7,2.3825748352935602E-3,1.3992473362185202E-3,2.6386424566290133E-3,5.8860656105866205E-3,1.552701846517056E-5,2.6469218609405376E-4,1.2586749443286938E-2,null,1.9941546369435163E-3,1.1438774357325045E-3,2.6745458721051541E-3,2.230138865482555E-3,2.2519324947519149E-6,1.0613621252524336E-4,8.1511049552837247E-3]
[2004,10,18,10,3.0003189469930318E-3,1.5406088152591731E-3,3.1566887271356741E-3,6.6094442290227469E-3,0,0,1.4307060718410626E-2,null,2.5111907721960211E-3,1.2594397112293959E-3,3.1996410819022207E-3,2.504215791932701E-3,0,0,9.4744873572603378E-3]
[2004,10,18,14,2.7392295078359336E-3,1.4868144729602998E-3,3.1209492384737243E-3,6.4986107311070466E-3,0,0,1.3845603950377004E-2,null,2.2926655414080618E-3,1.215463115574729E-3,3.163415294042321E-3,2.4622227005110528E-3,0,0,9.1337666515361633E-3]
[2004,10,18,17,3.8986686790326648E-3,1.6319993411316794E-3,2.7014768343603243E-3,5.0943352194186709E-3,0,0,1.3326480073943339E-2,null,3.2630866863166252E-3,1.3341509918438775E-3,2.7382352231066038E-3,1.9301645136588792E-3,0,0,9.2656374149259861E-3]
[2004,10,18,19,3.7156178127259812E-3,1.4212176515952014E-3,2.6049024462730767E-3,6.8004431376916721E-3,6.4747670093593998E-6,1.1037664687533894E-4,1.4659032462170631E-2,null,3.1098777593881982E-3,1.1618380545343457E-3,2.6403467690036524E-3,2.5765823127409646E-3,9.3905589518238147E-7,4.425880273784133E-5,9.5338427543001855E-3]
[2004,10,18,22,3.6494087826715463E-3,1.2555886086433508E-3,2.2051177091905257E-3,7.0838157922498927E-3,1.552701846517056E-5,2.6469218609405376E-4,1.4474150097314538E-2,null,3.0544624824639303E-3,1.026437171480598E-3,2.2351222507637739E-3,2.68394781155712E-3,2.2519324947519149E-6,1.0613621252524336E-4,9.1083578612854172E-3]
[2004,10,19,1,2.7704016861215511E-3,1.2828106309267832E-3,1.9917504981358147E-3,6.6625020675056277E-3,1.552701846517056E-5,2.6469218609405376E-4,1.2987684087249001E-2,null,2.318755863084877E-3,1.0486910334241042E-3,2.018851799973707E-3,2.5243185830919343E-3,2.2519324947519149E-6,1.0613621252524336E-4,8.0190054245946173E-3]
[2004,10,19,5,2.1658519181798463E-3,1.4981300364507566E-3,1.9673815480158261E-3,6.450428619929215E-3,1.552701846517056E-5,2.6469218609405376E-4,1.2362011327134869E-2,null,1.8127630585165629E-3,1.2247135300041837E-3,1.9941512670207818E-3,2.4439672467211019E-3,2.2519324947519149E-6,1.0613621252524336E-4,7.5839832472826257E-3]
[2004,10,19,8,2.8557117050026629E-3,1.4482378190580857E-3,2.9872324129222691E-3,8.1954467833079761E-3,1.4238276241944682E-5,2.4272273992236585E-4,1.5743589736455305E-2,null,2.3901581826298777E-3,1.1839269012096129E-3,3.0278790136678514E-3,3.1051275335049443E-3,2.0650221425583389E-6,9.7326909000463018E-5,9.8064835621553062E-3]
[2004,10,19,11,2.9890275775969798E-3,1.4468038797591436E-3,3.1815172217690146E-3,8.3337649150024059E-3,0,0,1.5951113594127542E-2,null,2.5017401827307777E-3,1.1827546632743934E-3,3.2248074122875133E-3,3.1575341259047762E-3,0,0,1.0066836384197461E-2]
[2004,10,19,15,2.7021921489985071E-3,1.5293070733888234E-3,3.0334694930685092E-3,8.3632343775335606E-3,0,0,1.5628203092989401E-2,null,2.2616662125426183E-3,1.250200595902649E-3,3.074745231382436E-3,3.1686996476783368E-3,0,0,9.7553116875060408E-3]
[2004,10,19,16,3.04088407991046E-3,1.7026421652041122E-3,2.903828747450763E-3,6.7758715173027156E-3,0,0,1.4423226509868051E-2,null,2.5451427583864368E-3,1.3919011339104386E-3,2.943340493246167E-3,2.5672725073051001E-3,0,0,9.4476568928481431E-3]
[2004,10,19,20,4.0812245831389361E-3,1.3767595587470848E-3,2.5579324784815449E-3,7.9172750094870584E-3,1.552701846517056E-5,2.6469218609405376E-4,1.6213410834413852E-2,null,3.4158813424517735E-3,1.1254937943536571E-3,2.5927376914061354E-3,2.9997325676448159E-3,2.2519324947519149E-6,1.0613621252524336E-4,1.0242233540876377E-2]
[2004,10,19,23,3.5082303699541725E-3,1.3696843986373962E-3,2.2230172733253362E-3,7.6778278803107435E-3,1.552701846517056E-5,2.6469218609405376E-4,1.5058979126786871E-2,null,2.9362997359317785E-3,1.1197098876817035E-3,2.2532653702489348E-3,2.9090097683535758E-3,2.2519324947519149E-6,1.0613621252524336E-4,9.3266729072359871E-3]
[2004,10,20,2,2.4267901536364884E-3,1.247162305449416E-3,2.0089247957291211E-3,7.9542617309724326E-3,1.552701846517056E-5,2.6469218609405376E-4,1.3917358190346682E-2,null,2.0311617356467229E-3,1.0195487123492543E-3,2.0362597843783712E-3,3.0137462621138266E-3,2.2519324947519149E-6,1.0613621252524336E-4,8.2091046395081704E-3]
[2004,10,20,6,2.5456265684470434E-3,1.5196012291155891E-3,2.1400046375080737E-3,6.4259833015936473E-3,1.552701846517056E-5,2.6469218609405376E-4,1.2911434941223578E-2,null,2.1306247972562916E-3,1.2422661185793687E-3,2.1691232001342046E-3,2.4347052951721434E-3,2.2519324947519149E-6,1.0613621252524336E-4,8.0851075561620047E-3]
[2004,10,20,9,3.1369688778990147E-3,1.5036450795031201E-3,3.1939004978463323E-3,8.6233457668918063E-3,0,0,{"$f":"SUM(E7043:J7043)","v":1.6457860222140276E-2},null,2.6255632944427783E-3,1.2292220490782602E-3,3.2373591848221068E-3,3.2672518142935294E-3,0,0,{"$f":"SUM(M7043:R7043)","v":1.0359396342636674E-2}]
[2004,10,20,13,2.9109018077903754E-3,1.4440039930615968E-3,3.1560442798018438E-3,7.9877902373023148E-3,0,0,1.5498740317956131E-2,null,2.4363508972330881E-3,1.1804657704296254E-3,3.198987865718211E-3,3.0264496925569671E-3,0,0,9.8422542259378916E-3]
[2004,10,20,17,4.1113179810737671E-3,1.7225118379352239E-3,2.7624114933180182E-3,6.5998042328919357E-3,0,0,1.5196045545218945E-2,null,3.4410687523682118E-3,1.4081444882511603E-3,2.7999990062876116E-3,2.500563347081295E-3,0,0,1.0149775593988278E-2]
[2004,10,20,20,4.3459139925672574E-3,1.3767595587470848E-3,2.4940476611591015E-3,7.9848318918905002E-3,1.552701846517056E-5,2.6469218609405376E-4,1.648177230892317E-2,null,3.6374196569434955E-3,1.1254937943536571E-3,2.5279836077178822E-3,3.0253288214153774E-3,2.2519324947519149E-6,1.0613621252524336E-4,1.0424614025450408E-2]
[2004,10,20,21,3.9700830346447724E-3,1.403732923751374E-3,2.4334329186726485E-3,7.7750094341105412E-3,1.552701846517056E-5,2.6469218609405376E-4,1.5862477515738559E-2,null,3.3228586885549814E-3,1.1475443802619119E-3,2.4665440940397115E-3,2.9458303501267566E-3,2.2519324947519149E-6,1.0613621252524336E-4,9.9911656580033582E-3]
[2004,10,20,24,3.2266901895780164E-3,1.2958913885378867E-3,2.0838035074527681E-3,8.2328623460704731E-3,1.552701846517056E-5,2.6469218609405376E-4,1.5119466636198368E-2,null,2.7006577540446279E-3,1.0593844848864201E-3,2.1121573539205824E-3,3.1193037092751342E-3,2.2519324947519149E-6,1.0613621252524336E-4,9.0998914471467594E-3]
[2004,10,21,3,2.1416116378658152E-3,1.3739745010798434E-3,1.963197915284287E-3,7.3682049985614763E-3,1.552701846517056E-5,2.6469218609405376E-4,1.3127208257350646E-2,null,1.7924745594218093E-3,1.1232170241642059E-3,1.9899107085379788E-3,2.7916984660483787E-3,2.2519324947519149E-6,1.0613621252524336E-4,7.805688903192368E-3]
[2004,10,21,6,2.4821284434561053E-3,1.5196012291155891E-3,2.1546218958319895E-3,6.2794357409335201E-3,1.552701846517056E-5,2.6469218609405376E-4,1.2716006513896429E-2,null,2.0774784790327564E-3,1.2422661185793687E-3,2.1839393522102494E-3,2.3791806999175487E-3,2.2519324947519149E-6,1.0613621252524336E-4,7.9912527947599184E-3]
[2004,10,21,11,3.0874069746498721E-3,1.4468038797591436E-3,3.1919146166795556E-3,6.1363580085526878E-3,0,0,1.3862483479641259E-2,null,2.5840812399377218E-3,1.1827546632743934E-3,3.2353462822161663E-3,2.3249707687211132E-3,0,0,9.3271529541493949E-3]
[2004,10,21,15,2.7832663177403492E-3,1.5293070733888234E-3,3.046999831763905E-3,5.7297227391918445E-3,0,0,1.3089295962084923E-2,null,2.3295232330810584E-3,1.250200595902649E-3,3.0884596743586119E-3,2.1709029790847678E-3,0,0,8.8390864824270873E-3]
[2004,10,21,18,4.0454940344304118E-3,1.7213010871075531E-3,2.675636847427186E-3,4.2911821235811515E-3,0,0,1.2733614092546303E-2,null,3.3859757804806799E-3,1.4071547057329316E-3,2.7120436372728919E-3,1.6258622763990099E-3,0,0,9.131036399885514E-3]
[2004,10,21,21,3.879048668717174E-3,1.403732923751374E-3,2.4745425804524566E-3,6.9791179311435398E-3,1.552701846517056E-5,2.6469218609405376E-4,1.5016661308623768E-2,null,3.2466652358891534E-3,1.1475443802619119E-3,2.5082131257573663E-3,2.6442794176530122E-3,2.2519324947519149E-6,1.0613621252524336E-4,9.6550903045814398E-3]
[2004,10,21,22,3.9550007192222739E-3,1.2446526375336905E-3,2.3815443717816599E-3,7.3260679545151287E-3,1.552701846517056E-5,2.6469218609405376E-4,1.5187484887611976E-2,null,3.3102351735282585E-3,1.0174970718524867E-3,2.413949511341257E-3,2.7757333943313231E-3,2.2519324947519149E-6,1.0613621252524336E-4,9.6258032960733209E-3]
[2004,10,22,1,2.2492281272631872E-3,1.3570223241444039E-3,2.0281861489049088E-3,7.3353670625930295E-3,1.552701846517056E-5,2.6469218609405376E-4,1.3250022867464753E-2,null,1.8825468283656349E-3,1.109358707495618E-3,2.0557832224622394E-3,2.7792566819925327E-3,2.2519324947519149E-6,1.0613621252524336E-4,7.9353335853360202E-3]
[2004,10,22,7,2.5950299236586656E-3,1.630486413286649E-3,2.7561601843148972E-3,5.8856599685450208E-3,1.552701846517056E-5,2.6469218609405376E-4,1.3147555694364457E-2,null,2.1719741510799187E-3,1.3329141811821551E-3,2.7936626371264368E-3,2.2299851740114956E-3,2.2519324947519149E-6,1.0613621252524336E-4,8.6369242884200021E-3]
[2004,10,22,9,3.1663139166635762E-3,1.4894712335240114E-3,3.1993430027346947E-3,7.281547202327647E-3,0,0,1.5136675355249929E-2,null,2.6501243467366205E-3,1.2176350035478635E-3,3.2428757446525277E-3,2.7588651726120064E-3,0,0,9.8695002675490175E-3]
[2004,10,22,12,2.8453887425724548E-3,1.5553458397021096E-3,3.1781472702601E-3,6.3941851345634517E-3,0,0,1.3973066987098116E-2,null,2.3815181252045013E-3,1.2714871522312638E-3,3.2213916066050423E-3,2.4226574634222562E-3,0,0,9.2970543474630643E-3]
[2004,10,22,16,2.75014442371522E-3,1.6209467097015662E-3,2.8309536591941678E-3,6.2415420925425683E-3,0,0,1.3443586885153522E-2,null,2.3018010488389733E-3,1.325115523009224E-3,2.8694738100256676E-3,2.3648233849260887E-3,0,0,8.8612137667999531E-3]
[2004,10,22,19,3.5350882670695189E-3,1.4088518286520001E-3,2.5975757071649923E-3,5.5813720986883485E-3,9.0522520745777139E-6,1.5431554976695188E-4,1.3286255703416388E-2,null,2.9587791138206668E-3,1.1517290584527678E-3,2.6329203366015326E-3,2.1146952248743789E-3,1.3128766893111995E-6,6.1877414017031735E-5,8.9213140244556906E-3]
[2004,10,22,22,3.9128878599523041E-3,1.3157976145751751E-3,2.2497387024298376E-3,5.615489206364949E-3,1.552701846517056E-5,2.6469218609405376E-4,1.3374132587881489E-2,null,3.2749877796818391E-3,1.0756577213652417E-3,2.2803503918397334E-3,2.1276216672284349E-3,2.2519324947519149E-6,1.0613621252524336E-4,8.8670057051352443E-3]
[2004,10,22,24,2.8560726821314159E-3,1.0847720890868923E-3,2.061010107004393E-3,5.2696007833179775E-3,1.552701846517056E-5,2.6469218609405376E-4,1.1551674866099903E-2,null,2.3904603113204313E-3,8.8679555322385367E-4,2.0890538087899083E-3,1.9965699144293956E-3,2.2519324947519149E-6,1.0613621252524336E-4,7.471267732783584E-3]
[2004,10,23,3,2.2517920265852859E-3,1.1409985280446636E-3,1.9544404689154373E-3,5.253814785858504E-3,1.552701846517056E-5,2.6469218609405376E-4,1.0881265013963115E-2,null,1.8846927469937016E-3,9.3276037527540085E-4,1.9810341015626207E-3,1.9905888451050135E-3,2.2519324947519149E-6,1.0613621252524336E-4,6.8974642139567315E-3]
[2004,10,23,7,2.4344803492681181E-3,1.1815502391590911E-3,2.4030337490731821E-3,5.2551317080388529E-3,1.552701846517056E-5,2.6469218609405376E-4,1.1554415250098468E-2,null,2.0375982341149556E-3,9.659111886616145E-4,2.4357312897647638E-3,1.9910878064709776E-3,2.2519324947519149E-6,1.0613621252524336E-4,7.5387166640323066E-3]
[2004,10,23,10,3.4977478689073825E-3,1.2804873461099515E-3,2.6901684399647081E-3,4.8423453259964092E-3,0,0,1.2310748980978451E-2,null,2.9275261487354521E-3,1.0467917601434161E-3,2.7267729579274211E-3,1.8346894557493931E-3,0,0,8.5357803225556816E-3]
[2004,10,23,13,3.9711603867215468E-3,1.2778500169606443E-3,2.6190946799358669E-3,4.2256591747777354E-3,0,0,1.2093764258395793E-2,null,3.323760404886278E-3,1.0446357572507147E-3,2.6547321132034344E-3,1.6010366484881177E-3,0,0,8.624164923828545E-3]
[2004,10,23,17,3.821113664712474E-3,1.1609017673558906E-3,2.4308138912165302E-3,4.6632608612386783E-3,0,0,1.2076090184523573E-2,null,3.1981751086679953E-3,9.4903117012116729E-4,2.4638894300650252E-3,1.7668371327406195E-3,0,0,8.3779328415948071E-3]
[2004,10,23,21,4.4094228548358216E-3,1.139921129742169E-3,2.0836986330059846E-3,4.7480551971326853E-3,1.552701846517056E-5,2.6469218609405376E-4,1.2661317019275883E-2,null,3.6905749619957546E-3,9.318796077544487E-4,2.112051052470748E-3,1.7989643899886342E-3,2.2519324947519149E-6,1.0613621252524336E-4,8.6418581572295806E-3]
[2004,10,23,24,3.1656881565907099E-3,1.0706177043231075E-3,1.9551965143570684E-3,5.1537512919678065E-3,1.552701846517056E-5,2.6469218609405376E-4,1.1625472871797915E-2,null,2.6496006014454189E-3,8.7522441713598707E-4,1.981800434344828E-3,1.9526763409799736E-3,2.2519324947519149E-6,1.0613621252524336E-4,7.5676899389262031E-3]
[2004,10,24,1,2.8707243061564551E-3,1.2690187017415904E-3,1.9679873766078326E-3,5.1297477486111857E-3,1.552701846517056E-5,2.6469218609405376E-4,1.1517697337676288E-2,null,2.4027233485839324E-3,1.0374162028907131E-3,1.9947653389864183E-3,1.943581771110991E-3,2.2519324947519149E-6,1.0613621252524336E-4,7.4868748065920494E-3]
[2004,10,24,4,2.3991283523940275E-3,1.2604573603352146E-3,1.8665583314327206E-3,5.1444643841743447E-3,1.552701846517056E-5,2.6469218609405376E-4,1.0950827632895531E-2,null,2.0080095104167998E-3,1.0304173507215022E-3,1.8919561715665812E-3,1.9491576758171015E-3,2.2519324947519149E-6,1.0613621252524336E-4,6.9879288535419793E-3]
[2004,10,24,8,3.1032267300903481E-3,1.2918108881036993E-3,2.4886325595531791E-3,5.0321518192913651E-3,1.552701846517056E-5,2.6469218609405376E-4,1.2196041201597814E-2,null,2.5973219735338404E-3,1.0560486969579056E-3,2.5224948240402134E-3,1.9066041888873828E-3,2.2519324947519149E-6,1.0613621252524336E-4,8.1908578284393373E-3]
[2004,10,24,11,3.3482129412880585E-3,1.3668463166349018E-3,2.6426293545610902E-3,4.9003212046572651E-3,0,0,1.2258009817141317E-2,null,2.8023692114255072E-3,1.1173897703733618E-3,2.6785870188622495E-3,1.8566556159684583E-3,0,0,8.4550016166295774E-3]
[2004,10,24,14,3.0891771460243014E-3,1.3005560725545813E-3,2.6643301323791752E-3,5.0011151791156273E-3,0,0,1.2055178530073684E-2,null,2.585562828428548E-3,1.0631978398619164E-3,2.70058307429182E-3,1.8948448878382373E-3,0,0,8.2441886304205209E-3]
[2004,10,24,19,4.2840983182637973E-3,1.2844437882124436E-3,2.2691126392677522E-3,5.0446757577940178E-3,9.0522520745777139E-6,1.5431554976695188E-4,1.3045698305379539E-2,null,3.5856815072232806E-3,1.050026131029591E-3,2.2999879454863419E-3,1.9113493147238064E-3,1.3128766893111995E-6,6.1877414017031735E-5,8.9102351891693632E-3]
[2004,10,24,22,4.8506872015385318E-3,1.105984918468209E-3,2.0582755078466697E-3,5.334878615022182E-3,1.552701846517056E-5,2.6469218609405376E-4,1.3630045447434815E-2,null,4.0599020152577107E-3,9.0413693115558357E-4,2.0862820005554217E-3,2.0213026712773896E-3,2.2519324947519149E-6,1.0613621252524336E-4,9.1800117632660997E-3]
[2004,10,25,1,2.4749367678039737E-3,1.2907732647964856E-3,1.9449887092668906E-3,6.713184362114529E-3,1.552701846517056E-5,2.6469218609405376E-4,1.2704102308541102E-2,null,2.0714592291285554E-3,1.0552004452891767E-3,1.9714537339426568E-3,2.5435213175629629E-3,2.2519324947519149E-6,1.0613621252524336E-4,7.7500228709433466E-3]
[2004,10,25,2,2.1176715068481752E-3,1.3384145237012722E-3,1.8374669463005683E-3,7.2927006548305509E-3,1.552701846517056E-5,2.6469218609405376E-4,1.2866472836239791E-2,null,1.7724372776665104E-3,1.0941469272016248E-3,1.8624689464885689E-3,2.7630910425829941E-3,2.2519324947519149E-6,1.0613621252524336E-4,7.6005323389596929E-3]
[2004,10,25,5,1.9348793550087655E-3,1.3447482091371236E-3,1.9463991606090904E-3,7.2425340770776317E-3,1.552701846517056E-5,2.6469218609405376E-4,1.2748780006391834E-2,null,1.619444888177712E-3,1.0993246821757222E-3,1.9728833769795937E-3,2.7440837052210361E-3,2.2519324947519149E-6,1.0613621252524336E-4,7.5441247975740582E-3]
[2004,10,25,9,3.1340667675159176E-3,1.4240582922049774E-3,3.0952553536261022E-3,8.0198308982250485E-3,1.2887428419924324E-6,2.1969456719924981E-5,1.5696469511133963E-2,null,2.6231343017447751E-3,1.164160263490862E-3,3.1373717982723999E-3,3.0385894014774758E-3,1.8691044193524191E-7,8.8093077544100432E-6,9.9722519831818585E-3]
[2004,10,25,11,2.9380357859416831E-3,1.5708712887084367E-3,3.1792605828655923E-3,8.1028679902884881E-3,0,0,1.5791035647804201E-2,null,2.4590613479386109E-3,1.2841791262220435E-3,3.2225200678051955E-3,3.0700508663232392E-3,0,0,1.0035811408289089E-2]
[2004,10,25,16,3.3480706029930182E-3,1.6353437342371802E-3,2.8995513302657221E-3,7.3016437544075998E-3,0,0,1.5184609421903521E-2,null,2.8022500778869235E-3,1.3368850158513416E-3,2.9390048742058599E-3,2.7664794441510611E-3,0,0,9.8446194120951867E-3]
[2004,10,25,20,3.9489418508391484E-3,1.3497072266718652E-3,2.5106175777259939E-3,7.9016293389341918E-3,1.552701846517056E-5,2.6469218609405376E-4,1.5991115198730425E-2,null,3.3051640545430907E-3,1.1033786532747294E-3,2.5447789874192025E-3,2.9938046660064571E-3,2.2519324947519149E-6,1.0613621252524336E-4,1.0055514506263475E-2]
[2004,10,25,23,3.7336267592273497E-3,1.2090925304526477E-3,2.0847043576555885E-3,7.5550371283731772E-3,1.552701846517056E-5,2.6469218609405376E-4,1.4862679980267987E-2,null,3.1249507903126379E-3,9.8842686885880797E-4,2.1130704617898528E-3,2.8624862590462268E-3,2.2519324947519149E-6,1.0613621252524336E-4,9.1973225250275206E-3]
[2004,10,25,24,3.5265077302909899E-3,1.0501145008836401E-3,2.0451264500765502E-3,7.7803111409966994E-3,1.552701846517056E-5,2.6469218609405376E-4,1.4682279026807103E-2,null,2.9515974224207158E-3,8.5846315472899747E-4,2.0729540265084665E-3,2.9478390845450327E-3,2.2519324947519149E-6,1.0613621252524336E-4,8.939241833223208E-3]
[2004,10,26,3,2.0863117381915335E-3,1.3739745010798434E-3,1.9579111529233147E-3,6.5362047087232965E-3,1.552701846517056E-5,2.6469218609405376E-4,1.2234621305477212E-2,null,1.7461899476125889E-3,1.1232170241642059E-3,1.9845520103885512E-3,2.476466474899039E-3,2.2519324947519149E-6,1.0613621252524336E-4,7.4388136020843796E-3]
[2004,10,26,8,2.8760258362768307E-3,1.4482378190580857E-3,3.0011818443308556E-3,7.2843359788557849E-3,1.552701846517056E-5,2.6469218609405376E-4,1.4890000683080782E-2,null,2.4071605946741018E-3,1.1839269012096129E-3,3.0420182518576715E-3,2.7599217967365082E-3,2.2519324947519149E-6,1.0613621252524336E-4,9.5014156894978902E-3]
[2004,10,26,11,3.0077026892760942E-3,1.4468038797591436E-3,3.1869134975759986E-3,8.0851356209540905E-3,0,0,1.5726555687565327E-2,null,2.5173707769932056E-3,1.1827546632743934E-3,3.2302771140078246E-3,3.0633323469172365E-3,0,0,9.9937349011926593E-3]
[2004,10,26,14,2.6697867176396122E-3,1.5440072630316473E-3,3.1628815470956177E-3,6.9566008068774185E-3,0,0,1.4333276334644297E-2,null,2.2345436893591929E-3,1.2622179246465851E-3,3.2059181661729399E-3,2.6357480288974303E-3,0,0,9.3384278090761479E-3]
[2004,10,26,17,3.9095893331141402E-3,1.7225118379352239E-3,2.7462991116004739E-3,6.1623673796451029E-3,0,0,1.4540767662294941E-2,null,3.2722269964770602E-3,1.4081444882511603E-3,2.783667387009608E-3,2.3348253155742143E-3,0,0,9.7988641873120435E-3]
[2004,10,26,21,3.7762428973648586E-3,1.403732923751374E-3,2.4184032563122704E-3,7.4357844255096058E-3,1.552701846517056E-5,2.6469218609405376E-4,1.5314382707497331E-2,null,3.1606194157915383E-3,1.1475443802619119E-3,2.4513099264380739E-3,2.817303261596868E-3,2.2519324947519149E-6,1.0613621252524336E-4,9.6851651291083862E-3]
[2004,10,26,24,3.0718286191549174E-3,1.2958913885378867E-3,2.0671175913110078E-3,7.0785109155145493E-3,1.552701846517056E-5,2.6469218609405376E-4,1.3793567719077585E-2,null,2.5710425519661893E-3,1.0593844848864201E-3,2.0952443962642233E-3,2.6819378761322064E-3,2.2519324947519149E-6,1.0613621252524336E-4,8.5159974542690347E-3]
[2004,10,27,1,2.5935904619055631E-3,1.2828106309267832E-3,1.9787647669299033E-3,5.5238145258261675E-3,1.552701846517056E-5,2.6469218609405376E-4,1.1659199590147641E-2,null,2.1707693581445066E-3,1.0486910334241042E-3,2.0056893748388489E-3,2.0928875542272959E-3,2.2519324947519149E-6,1.0613621252524336E-4,7.4264254656547513E-3]
[2004,10,27,5,2.0201732696593609E-3,1.4981300364507566E-3,1.9632559525766292E-3,4.2213608812188778E-3,1.552701846517056E-5,2.6469218609405376E-4,9.9831393444648493E-3,null,1.6908337288907016E-3,1.2247135300041837E-3,1.9899695355307277E-3,1.5994080917993135E-3,2.2519324947519149E-6,1.0613621252524336E-4,6.6133130312449207E-3]
[2004,10,27,8,2.6574147365074283E-3,1.4482378190580857E-3,3.0051884166744595E-3,6.4760483602984515E-3,1.552701846517056E-5,2.6469218609405376E-4,1.3867108537097649E-2,null,2.2241886553105426E-3,1.1839269012096129E-3,3.0460793407315941E-3,2.4536741685430813E-3,2.2519324947519149E-6,1.0613621252524336E-4,9.0162572108148254E-3]
[2004,10,27,12,2.6764649894090256E-3,1.5476586919963183E-3,3.1102707942908489E-3,5.1353344963088283E-3,0,0,1.2469728972005021E-2,null,2.2401332332503102E-3,1.2652029488755075E-3,3.1525915506669866E-3,1.9456985030668411E-3,0,0,8.6036262358596457E-3]
[2004,10,27,15,2.5519611235912754E-3,1.5293070733888234E-3,3.0384175805603418E-3,5.8248603188412159E-3,0,0,1.2944546096381657E-2,null,2.1359266590600524E-3,1.250200595902649E-3,3.0797606463898197E-3,2.2069491307896349E-3,0,0,8.6728370321421562E-3]
[2004,10,27,19,3.8769946721270241E-3,1.3709193565982101E-3,2.5905692934594859E-3,5.5202031625538987E-3,1.1645263848877921E-5,1.9851913957054032E-4,1.3568850888158037E-2,null,3.2449460928998799E-3,1.1207194594056499E-3,2.6258185881978236E-3,2.0915192647579469E-3,1.6889493710639363E-6,7.9602159393932529E-5,9.1642945140262954E-3]
[2004,10,27,22,3.6048928016930836E-3,1.2446526375336905E-3,2.2317530636368202E-3,5.7582657494218408E-3,1.552701846517056E-5,2.6469218609405376E-4,1.3119783456844659E-2,null,3.0172037367694419E-3,1.0174970718524867E-3,2.2621200264978168E-3,2.1817174824666692E-3,2.2519324947519149E-6,1.0613621252524336E-4,8.5869264626064097E-3]
[2004,10,28,2,2.2265179994552368E-3,1.247162305449416E-3,1.9579898628623543E-3,7.2042359092518811E-3,1.552701846517056E-5,2.6469218609405376E-4,1.291612528157811E-2,null,1.8635390280636458E-3,1.0195487123492543E-3,1.9846317913160593E-3,2.7295731240968022E-3,2.2519324947519149E-6,1.0613621252524336E-4,7.7056808008457564E-3]
[2004,10,28,3,2.004475129781122E-3,1.3739745010798434E-3,1.9403747765482759E-3,6.4653731643831399E-3,1.552701846517056E-5,2.6469218609405376E-4,1.2064416776351604E-2,null,1.6776947844320184E-3,1.1232170241642059E-3,1.9667770204774659E-3,2.4496295025671264E-3,2.2519324947519149E-6,1.0613621252524336E-4,7.3257064766608128E-3]
[2004,10,28,6,2.3042995854330207E-3,1.5196012291155891E-3,2.1244196200657117E-3,6.2802314771709363E-3,1.552701846517056E-5,2.6469218609405376E-4,1.2508771116344483E-2,null,1.928640240436397E-3,1.2422661185793687E-3,2.1533261208586713E-3,2.3794821920223161E-3,2.2519324947519149E-6,1.0613621252524336E-4,7.8121028169167482E-3]
[2004,10,28,9,2.8516100219166591E-3,1.5036450795031201E-3,3.1597638266854938E-3,8.0879578599417617E-3,2.5930123930667593E-6,4.4203600351825494E-5,{"$f":"SUM(E7235:J7235)","v":1.5649773400791926E-2},null,2.386725178040026E-3,1.2292220490782602E-3,3.2027580236411897E-3,3.0644016494480756E-3,3.760727714944027E-7,1.7724749606530485E-5,{"$f":"SUM(M7235:R7235)","v":9.9012077225855751E-3}]
[2004,10,28,13,2.6768899998050287E-3,1.4440039930615968E-3,3.1485958804465708E-3,8.4164212537681492E-3,0,0,1.5685911127081346E-2,null,2.2404889561595696E-3,1.1804657704296254E-3,3.1914381176652348E-3,3.1888513292380916E-3,0,0,9.8012441734925213E-3]
[2004,10,28,16,2.9493225797940308E-3,1.7026421652041122E-3,2.931415251379319E-3,6.7460020527760527E-3,0,0,1.4329382049153514E-2,null,2.4685081077899596E-3,1.3919011339104386E-3,2.9713023605399233E-3,2.5559554309863698E-3,0,0,9.3876670332266911E-3]
[2004,10,28,19,3.9949381006892243E-3,1.3709193565982101E-3,2.6353504192260049E-3,7.5780907367423295E-3,1.1645263848877921E-5,1.9851913957054032E-4,1.5789463016675186E-2,null,3.3436617476949788E-3,1.1207194594056499E-3,2.671209040688335E-3,2.8712209132983283E-3,1.6889493710639363E-6,7.9602159393932529E-5,1.0088102269852288E-2]
[2004,10,28,24,2.9502826011510949E-3,1.2958913885378867E-3,2.0637289481557864E-3,7.8981988269474744E-3,1.552701846517056E-5,2.6469218609405376E-4,1.4488320969351466E-2,null,2.4693116212882115E-3,1.0593844848864201E-3,2.0918096446024114E-3,2.9925048982810819E-3,2.2519324947519149E-6,1.0613621252524336E-4,8.7213987940781192E-3]
[2004,10,29,3,1.8353496825899581E-3,1.3701731076816964E-3,1.944477366694952E-3,6.8621767380766053E-3,1.552701846517056E-5,2.6469218609405376E-4,1.2292396099602436E-2,null,1.5361410796981855E-3,1.1201094047891824E-3,1.9709354336471491E-3,2.5999722153742261E-3,2.2519324947519149E-6,1.0613621252524336E-4,7.3355462785287383E-3]
[2004,10,29,4,1.7049857333922532E-3,1.5692781107336711E-3,1.9259600006915597E-3,6.0823407232250834E-3,1.552701846517056E-5,2.6469218609405376E-4,1.156278377260179E-2,null,1.4270297645227101E-3,1.2828767114957339E-3,1.9521661060020903E-3,2.3045044580499779E-3,2.2519324947519149E-6,1.0613621252524336E-4,7.0749651850905071E-3]
[2004,10,29,7,2.3703682039868694E-3,1.630486413286649E-3,2.7805202228154509E-3,5.9559376631206033E-3,1.552701846517056E-5,2.6469218609405376E-4,1.3017531707768796E-2,null,1.9839379965001123E-3,1.3329141811821551E-3,2.8183541372015218E-3,2.2566123012673703E-3,2.2519324947519149E-6,1.0613621252524336E-4,8.5002067611711554E-3]
[2004,10,29,10,2.993013106042006E-3,1.5686452147574226E-3,3.2263922623430113E-3,7.3629294492827731E-3,0,0,1.5150980032425213E-2,null,2.5050759688356201E-3,1.2823593223196695E-3,3.2702930574632018E-3,2.7896996423414119E-3,0,0,9.8474279909599033E-3]
[2004,10,29,16,2.559586223247934E-3,1.6209467097015662E-3,2.8453800265249925E-3,6.3913173970379291E-3,0,0,1.3417230356512422E-2,null,2.1423086738502021E-3,1.325115523009224E-3,2.8840964736977373E-3,2.4215709222018922E-3,0,0,8.7730915927590556E-3]
[2004,10,29,18,3.2988075647481419E-3,1.4736350607445648E-3,2.6664820190083639E-3,6.1390762110241966E-3,1.1645263848877921E-5,1.9851913957054032E-4,1.3788165258944685E-2,null,2.7610181658014243E-3,1.2046890144851114E-3,2.7027642411592279E-3,2.3260006534313784E-3,1.6889493710639363E-6,7.9602159393932529E-5,9.0757631836421385E-3]
[2004,10,29,22,3.6158146917826236E-3,1.3157976145751751E-3,2.258568352080765E-3,5.6650085593132763E-3,1.552701846517056E-5,2.6469218609405376E-4,1.3135408422311064E-2,null,3.0263450814372412E-3,1.0756577213652417E-3,2.2893001845510175E-3,2.1463837811615495E-3,2.2519324947519149E-6,1.0613621252524336E-4,8.6460749135350446E-3]
[2004,10,30,1,2.2133570713380717E-3,1.1709570472871707E-3,1.9689684254620447E-3,5.1616171488321717E-3,1.552701846517056E-5,2.6469218609405376E-4,1.0795118897478683E-2,null,1.852523665422123E-3,9.5725130928144572E-4,1.9957597367521234E-3,1.9556565920108137E-3,2.2519324947519149E-6,1.0613621252524336E-4,6.8695794484865012E-3]
[2004,10,30,4,1.7370501323967519E-3,1.0969056910732895E-3,1.8960882177313104E-3,5.2976115501864656E-3,1.552701846517056E-5,2.6469218609405376E-4,1.0307874795947041E-2,null,1.453866852285265E-3,8.9671470987839343E-4,1.9218878643979499E-3,2.0071827590658932E-3,2.2519324947519149E-6,1.0613621252524336E-4,6.3880403306474966E-3]
[2004,10,30,5,1.7255589732382188E-3,1.1512467390950261E-3,1.9423375291547794E-3,5.1578769255203475E-3,1.552701846517056E-5,2.6469218609405376E-4,1.0257239371567596E-2,null,1.4442490438620424E-3,9.4113823462428116E-4,1.9687664798180063E-3,1.9542394794733182E-3,2.2519324947519149E-6,1.0613621252524336E-4,6.4167813827976442E-3]
[2004,10,30,9,2.5793570215144968E-3,1.2959781586751979E-3,2.7052306365542549E-3,2.5535365120047527E-3,0,0,9.1341023287487017E-3,null,2.1588563299637961E-3,1.0594554190233639E-3,2.7420401024441793E-3,9.6749533501768218E-4,0,0,6.927847186449022E-3]
[2004,10,30,13,3.3715858022275945E-3,1.2778500169606443E-3,2.6378852964534395E-3,2.4702671578173746E-3,0,0,9.7575882734590516E-3,null,2.821931702529997E-3,1.0446357572507147E-3,2.6737784094210694E-3,9.3594586965954846E-4,0,0,7.4762917388613293E-3]
[2004,10,30,16,3.4523442138011478E-3,1.079163714295842E-3,2.5385955777840852E-3,2.4843107011722917E-3,0,0,9.5544142070533664E-3,null,2.8895244423365316E-3,8.8221073593776128E-4,2.5731376778424294E-3,9.4126675017922187E-4,0,0,7.2861396062959445E-3]
[2004,10,30,19,3.1274474074982398E-3,1.2513055347078473E-3,2.3090081013541789E-3,2.5112731051278345E-3,1.552701846517056E-5,2.6469218609405376E-4,9.4792533532473237E-3,null,2.6175940654939271E-3,1.0229357807660464E-3,2.3404262561680009E-3,9.5148238638618967E-4,2.2519324947519149E-6,1.0613621252524336E-4,7.0408266338341597E-3]
[2004,10,30,23,2.8815961754883866E-3,1.1243147511398176E-3,1.9049463691318115E-3,2.5409952010875376E-3,1.552701846517056E-5,2.6469218609405376E-4,8.7320717014067774E-3,null,2.4118228271477792E-3,9.1912147423891676E-4,1.9308665466757147E-3,9.6274362704312658E-4,2.2519324947519149E-6,1.0613621252524336E-4,6.3329426201255328E-3]
[2004,10,31,2,2.2260347016871281E-3,1.2560040046525683E-3,1.8341436492771337E-3,2.7601552440819576E-3,1.552701846517056E-5,2.6469218609405376E-4,8.356556804258012E-3,null,{"$f":"E7300*V$5","v":1.8631345201040126E-3},{"$f":"F7300*W$5","v":1.0267767555623669E-3},{"$f":"G7300*X$5","v":1.859100430108687E-3},{"$f":"H7300*Y$5","v":1.0457799643825557E-3},{"$f":"I7300*Z$5","v":2.2519324947519149E-6},{"$f":"J7300*AA$5","v":1.0613621252524336E-4},5.9031798151776178E-3]
[2004,10,31,5,1.8285601449386448E-3,1.3020797714563999E-3,1.8736386043503308E-3,2.4486194934354223E-3,1.552701846517056E-5,2.6469218609405376E-4,7.7331172187400229E-3,null,1.5304584090892681E-3,1.064443455806665E-3,1.8991327841681098E-3,9.2774390575376341E-4,2.2519324947519149E-6,1.0613621252524336E-4,5.5301666998378018E-3]
[2004,10,31,6,1.8556225181730825E-3,1.3238633813857457E-3,1.9191669687530959E-3,2.4519527990890734E-3,1.552701846517056E-5,2.6469218609405376E-4,7.8308248719602229E-3,null,1.553108928297619E-3,1.0822514438742483E-3,1.9452806428032197E-3,9.2900684350888624E-4,2.2519324947519149E-6,1.0613621252524336E-4,5.6180360035039687E-3]
[2004,10,31,10,2.6509148538768059E-3,1.3282758645985187E-3,2.5903235623579227E-3,2.3685431179950906E-3,0,0,8.9380573988283377E-3,null,2.2187484185987975E-3,1.0858586260013769E-3,2.6255695134883334E-3,8.9740421046473004E-4,0,0,6.8275807685532382E-3]
[2004,10,31,14,3.2259315484514097E-3,1.3005560725545813E-3,2.6020858736842869E-3,2.3154345233646649E-3,0,0,9.4440080180549432E-3,null,2.7000227906856648E-3,1.0631978398619164E-3,2.637491871944027E-3,8.7728218858929485E-4,0,0,7.2779946910809037E-3]
[2004,10,31,17,4.0671404208299554E-3,1.2832790706236588E-3,2.4443753302881874E-3,2.363640778672666E-3,0,0,1.0158435600414469E-2,null,3.4040932562351832E-3,1.0490739804452545E-3,2.4776353965932996E-3,8.9554679021527537E-4,0,0,7.8263494234890128E-3]
[2004,10,31,20,3.8057181498592479E-3,1.2761364280374616E-3,2.2274911032852274E-3,2.5874311866305602E-3,1.552701846517056E-5,2.6469218609405376E-4,1.0176996072371722E-2,null,3.1852894536707576E-3,1.0432349071989666E-3,2.2578000746086204E-3,9.8033750094256474E-4,2.2519324947519149E-6,1.0613621252524336E-4,7.5750500814409042E-3]
[2004,10,31,24,2.8414395580287737E-3,1.1454084009673473E-3,1.9421158901738584E-3,3.7941326973585441E-3,1.552701846517056E-5,2.6469218609405376E-4,1.0003315751087748E-2,null,2.378212758022212E-3,9.3636542350392777E-4,1.9685418250452347E-3,1.437537966610291E-3,2.2519324947519149E-6,1.0613621252524336E-4,6.8290461182016603E-3]
[2004,11,1,3,2.1987562038112557E-3,1.5417650798004686E-3,1.9696424693109254E-3,4.9635006703729195E-3,1.554403721631171E-5,2.6518398312492451E-4,1.0954392443636805E-2,null,1.8403031100587863E-3,1.2603849514912784E-3,1.9964429521643189E-3,1.8805933345252279E-3,2.2544007779449065E-6,1.0633341318672884E-4,7.0863121622042847E-3]
[2004,11,1,7,2.5643435048795554E-3,1.6033252768466507E-3,2.5350757207485458E-3,6.1212858574504836E-3,1.554403721631171E-5,2.6518398312492451E-4,1.310475838026647E-2,null,2.1462903977752662E-3,1.3107100930996791E-3,2.5695699269024904E-3,2.3192601646974346E-3,2.2544007779449065E-6,1.0633341318672884E-4,8.4544183964395444E-3]
[2004,11,1,8,2.8437125523862153E-3,1.65365222409754E-3,2.9213026341636276E-3,5.9369212724314346E-3,5.1761647025198476E-6,8.830627166051989E-5,1.3449071119441857E-2,null,2.3801151965817465E-3,1.3518521112972409E-3,2.9610521432122754E-3,2.2494072861073558E-3,7.507155039416823E-7,3.5409028708321832E-5,8.9785864814108819E-3]
[2004,11,1,11,3.0511156606555078E-3,1.7601788733525928E-3,3.181465275053706E-3,7.4716752105895177E-3,0,0,1.5464435019651324E-2,null,2.5537063316617694E-3,1.4389370942255314E-3,3.2247547587449126E-3,2.8309017227787195E-3,0,0,1.0048299907410933E-2]
[2004,11,1,15,2.9100280061931882E-3,1.6433032513707058E-3,3.0768911598650405E-3,8.3521152775746146E-3,0,0,1.5982337695003547E-2,null,2.4356195474844935E-3,1.3433918798007643E-3,3.1187577270499825E-3,3.1644867933528545E-3,0,0,1.0062255947688096E-2]
[2004,11,1,18,4.2327186509884714E-3,1.4151221150719298E-3,2.734056936397299E-3,7.0923215330972967E-3,1.2948183310675703E-5,2.2089826322298215E-4,1.5708065682088653E-2,null,3.5426780303863896E-3,1.1568549850603689E-3,2.7712586352770718E-3,2.6871705046934997E-3,1.8779158929141354E-6,8.857573530168625E-5,1.0248415806611932E-2]
[2004,11,1,20,3.9794626825029062E-3,1.3958474138755755E-3,2.5916107992320471E-3,8.3646299987133396E-3,1.554403721631171E-5,2.6518398312492451E-4,1.6612278914665105E-2,null,3.3307092156369105E-3,1.1410980168616081E-3,2.6268742655055919E-3,3.1692284268732065E-3,2.2544007779449065E-6,1.0633341318672884E-4,1.0376497738841989E-2]
[2004,11,2,2,2.415183391664519E-3,1.5305493388733783E-3,2.0611595246912487E-3,7.1755151276234972E-3,1.554403721631171E-5,2.6518398312492451E-4,1.3463135403193877E-2,null,2.0214471706041306E-3,1.2512161414893299E-3,2.0892052595696815E-3,2.718691265892352E-3,2.2544007779449065E-6,1.0633341318672884E-4,8.1891476515201685E-3]
[2004,11,2,5,2.2448975185656349E-3,1.7319868110744095E-3,2.0718111853289065E-3,5.9030698439884281E-3,1.554403721631171E-5,2.6518398312492451E-4,1.2232493379298614E-2,null,1.8789222188519748E-3,1.4158902296204996E-3,2.1000018549621122E-3,2.2365815054896428E-3,2.2544007779449065E-6,1.0633341318672884E-4,7.7399836228889034E-3]
[2004,11,2,6,2.4685327539976758E-3,1.7285372846101469E-3,2.1781083943723844E-3,5.7519298291953203E-3,1.554403721631171E-5,2.6518398312492451E-4,1.2407836282516762E-2,null,2.066099232188394E-3,1.4130702596378548E-3,2.2077454262630662E-3,2.179316900672211E-3,2.2544007779449065E-6,1.0633341318672884E-4,7.9748196327261989E-3]
[2004,11,2,9,3.0629156309091971E-3,1.7110590233488463E-3,3.1663697899660323E-3,8.1543957559315153E-3,0,0,1.609474020015559E-2,null,2.5635826071300654E-3,1.3987818717630775E-3,3.2094538727809076E-3,3.0895739366412645E-3,0,0,1.0261392288315315E-2]
[2004,11,2,12,2.970937619400804E-3,1.6272659591542921E-3,3.1448201713734072E-3,7.9620137145114123E-3,0,0,1.5705037464439915E-2,null,2.4865993470748965E-3,1.3302814766420342E-3,3.1876110333664393E-3,3.0166833683098171E-3,0,0,1.0021175225393187E-2]
[2004,11,2,16,3.1895378804291021E-3,1.6425984289110157E-3,2.9809689150160357E-3,7.9066600103240431E-3,0,0,1.5719765234680196E-2,null,2.6695622146873771E-3,1.3428156910977609E-3,3.0215302897518962E-3,2.9957107092836166E-3,0,0,1.0029618904820651E-2]
[2004,11,2,21,3.8839976780401936E-3,1.492106886775598E-3,2.5431952740119089E-3,7.9555666455017274E-3,1.554403721631171E-5,2.6518398312492451E-4,1.6155594504670665E-2,null,3.2508074310234189E-3,1.2197896364028759E-3,2.577799961104096E-3,3.0142406739672519E-3,2.2544007779449065E-6,1.0633341318672884E-4,1.0171225516462316E-2]
[2004,11,2,23,3.6346619361461319E-3,1.4103045352289261E-3,2.2240915497571253E-3,8.2070304009842707E-3,1.554403721631171E-5,2.6518398312492451E-4,1.5756816442457692E-2,null,3.042119746385579E-3,1.1529166385403429E-3,2.2543542641189334E-3,3.1095163863808502E-3,2.2544007779449065E-6,1.0633341318672884E-4,9.6674948493903796E-3]
[2004,11,3,3,2.1676663849085833E-3,1.5326715751002324E-3,2.0481880623831536E-3,7.5576393036930253E-3,1.554403721631171E-5,2.6518398312492451E-4,1.3586893346426229E-2,null,1.8142817210941623E-3,1.2529510585910862E-3,2.0760572974863286E-3,2.8634721828703098E-3,2.2544007779449065E-6,1.0633341318672884E-4,8.1153500740065599E-3]
[2004,11,3,6,2.4578309861382919E-3,1.7285372846101469E-3,2.1781120930175635E-3,5.8579564368956127E-3,1.554403721631171E-5,2.6518398312492451E-4,1.250316482100285E-2,null,2.05714212423772E-3,1.4130702596378548E-3,2.2077491752348797E-3,2.2194887360289916E-3,2.2544007779449065E-6,1.0633341318672884E-4,8.0060381091041199E-3]
[2004,11,3,7,2.9171889010109731E-3,1.7151120161014595E-3,2.6211388233895292E-3,5.970358790133262E-3,1.554403721631171E-5,2.6518398312492451E-4,1.350452655097646E-2,null,2.441613034611957E-3,1.4020951723046607E-3,2.6568040708581171E-3,2.2620762423721289E-3,2.2544007779449065E-6,1.0633341318672884E-4,8.8711763341115385E-3]
[2004,11,3,10,3.2508256088067968E-3,1.6571462898366796E-3,3.2050759017060188E-3,8.6096073373718059E-3,0,0,1.6722655137721303E-2,null,2.7208584870737412E-3,1.3547084919059537E-3,3.2486866498929968E-3,3.2620465366683294E-3,0,0,1.0586300165541022E-2]
[2004,11,3,14,2.7695133410833325E-3,1.6044195697626415E-3,3.1878065606490164E-3,8.8391436332986954E-3,0,0,1.6400883104793686E-2,null,2.3180123408454377E-3,1.311604671879487E-3,3.2311823287895654E-3,3.3490142751292748E-3,0,0,1.0209813616643765E-2]
[2004,11,3,18,4.08121573301013E-3,1.7275686568418154E-3,2.7784065336789337E-3,7.1507331746517933E-3,1.4253882436845885E-5,2.431737178054758E-4,1.5995351698424989E-2,null,3.4158739351186924E-3,1.4122784114640984E-3,2.8162116875714923E-3,2.7093017687067691E-3,2.0672855582615075E-6,9.7507742009371467E-5,1.0453240830428683E-2]
[2004,11,3,21,3.8686550274145675E-3,1.492106886775598E-3,2.5345886709554851E-3,7.8141778021019719E-3,1.554403721631171E-5,2.6518398312492451E-4,1.599025640758886E-2,null,3.2379660220423125E-3,1.2197896364028759E-3,2.5690762499322485E-3,2.9606706365819576E-3,2.2544007779449065E-6,1.0633341318672884E-4,1.0096090358924068E-2]
[2004,11,4,1,2.935049202410024E-3,1.4019455611654721E-3,2.0738647820109347E-3,7.5227790684175349E-3,1.554403721631171E-5,2.6518398312492451E-4,1.4214366634345202E-2,null,2.456561653360269E-3,1.1460832206237517E-3,2.1020833944731167E-3,2.8502641810077564E-3,2.2544007779449065E-6,1.0633341318672884E-4,8.6635802634295669E-3]
[2004,11,4,4,2.2659455366686974E-3,1.5796859948833469E-3,2.0362936177407234E-3,6.3268957973373193E-3,1.554403721631171E-5,2.6518398312492451E-4,1.248954896697132E-2,null,1.8965388755365579E-3,1.2913851027746529E-3,2.0640010078062042E-3,2.3971625783651383E-3,2.2544007779449065E-6,1.0633341318672884E-4,7.757675378447227E-3]
[2004,11,4,7,3.0017530802712339E-3,1.7151120161014595E-3,2.6235710981081127E-3,5.5871212912294872E-3,1.554403721631171E-5,2.6518398312492451E-4,1.3208285506051529E-2,null,2.5123911053332461E-3,1.4020951723046607E-3,2.6592694409926991E-3,2.1168735046591088E-3,2.2544007779449065E-6,1.0633341318672884E-4,8.7992170372543886E-3]
[2004,11,4,11,3.1645890176187274E-3,1.7504626085029017E-3,3.212536155612756E-3,5.7089889662177212E-3,0,0,1.3836576747952106E-2,null,2.6486806500360632E-3,1.4309940981350768E-3,3.2562484137996579E-3,2.1630472744431956E-3,0,0,9.4989704364139924E-3]
[2004,11,4,12,3.0289760998819283E-3,1.6272659591542921E-3,3.1531072554620313E-3,6.2144162781695485E-3,0,0,1.4023765592667801E-2,null,2.5351760814792657E-3,1.3302814766420342E-3,3.1960108779476313E-3,2.354545835049252E-3,0,0,9.4160142711181838E-3]
[2004,11,4,15,2.8908247388204703E-3,1.712391288541151E-3,3.0998275466085782E-3,5.9890030553025339E-3,0,0,1.3692046629272734E-2,null,2.4195469003178605E-3,1.3998709916437752E-3,3.142006204058234E-3,2.2691402649507378E-3,0,0,9.2305643609706077E-3]
[2004,11,4,19,4.3330376313433349E-3,1.697107598776508E-3,2.6669269728079713E-3,3.8204977985430758E-3,1.554403721631171E-5,2.6518398312492451E-4,1.2798298021812125E-2,null,3.6266424695656726E-3,1.3873766545784228E-3,2.703215249345285E-3,1.4475272940717876E-3,2.2544007779449065E-6,1.0633341318672884E-4,9.2733494815258419E-3]
[2004,11,4,22,4.0657582063487628E-3,1.3651321438272117E-3,2.3985135205164725E-3,6.7323210238866161E-3,1.554403721631171E-5,2.6518398312492451E-4,1.4842452914920298E-2,null,3.4029363778126922E-3,1.1159884429990591E-3,2.4311495554729702E-3,2.5507719015688169E-3,2.2544007779449065E-6,1.0633341318672884E-4,9.6094340918182128E-3]
[2004,11,5,2,2.1967524111469287E-3,1.5095294367630492E-3,2.0214059103295726E-3,6.7065879797599537E-3,1.554403721631171E-5,2.6518398312492451E-4,1.2715003758340738E-2,null,1.8386259864806096E-3,1.2340324806004044E-3,2.0489107267029159E-3,2.5410220507124433E-3,2.2544007779449065E-6,1.0633341318672884E-4,7.7711790584610472E-3]
[2004,11,5,4,1.9585848191329492E-3,1.5094971722716122E-3,1.9730163239856501E-3,6.2923021773139591E-3,1.554403721631171E-5,2.6518398312492451E-4,1.2014128513045405E-2,null,1.6392857597020327E-3,1.2340061045460966E-3,1.9998627141221007E-3,2.3840555928818178E-3,2.2544007779449065E-6,1.0633341318672884E-4,7.365797985216721E-3]
[2004,11,5,9,3.2889874213713529E-3,1.4731714628657439E-3,3.1867762575770024E-3,7.9580962063184549E-3,0,0,{"$f":"SUM(E7427:J7427)","v":1.5907031348132553E-2},null,2.7527989551557864E-3,1.2043100256250933E-3,3.2301380066149751E-3,3.0151990852836058E-3,0,0,{"$f":"SUM(M7427:R7427)","v":1.020244607267946E-2}]
[2004,11,5,10,3.3879597085266474E-3,1.5395120788446583E-3,3.227792809048253E-3,7.9039520073710175E-3,0,0,1.6059216603790574E-2,null,{"$f":"E7428*V$5","v":2.8356362463233136E-3},{"$f":"F7428*W$5","v":1.2585431349022257E-3},{"$f":"G7428*X$5","v":3.2717126610930093E-3},{"$f":"H7428*Y$5","v":2.9946846890125342E-3},{"$f":"I7428*Z$5","v":0},{"$f":"J7428*AA$5","v":0},1.0360576731331082E-2]
[2004,11,5,13,2.8233876844675552E-3,1.6044135500336619E-3,3.2224366205547824E-3,7.410020336638316E-3,0,0,1.5060258191694317E-2,null,2.3631037982387152E-3,1.3115997507822865E-3,3.266283592145286E-3,2.8075416483687946E-3,0,0,9.7485287895350825E-3]
[2004,11,5,16,2.906362932575686E-3,1.5063987976631451E-3,2.936361372719088E-3,8.0934324891664324E-3,0,0,1.5442555592124351E-2,null,2.4325519739330499E-3,1.2314731993832036E-3,2.9763157826422533E-3,3.0664759014554072E-3,0,0,9.7068168574139142E-3]
[2004,11,5,20,3.7302752631202928E-3,1.5527351562501222E-3,2.6558602148900046E-3,6.3212000480775896E-3,1.554403721631171E-5,2.6518398312492451E-4,1.4540798702679244E-2,null,3.1221456731748325E-3,1.269352932057839E-3,2.6919979085370505E-3,2.3950045474099074E-3,2.2544007779449065E-6,1.0633341318672884E-4,9.5870888751443048E-3]
[2004,11,5,23,3.5234392779899676E-3,1.1543536643930127E-3,2.2756449206223503E-3,6.3384533074998415E-3,1.554403721631171E-5,2.6518398312492451E-4,1.3572619190846407E-2,null,2.9490292057612923E-3,9.4367812993148103E-4,2.3066091101266962E-3,2.4015415395094537E-3,2.2544007779449065E-6,1.0633341318672884E-4,8.7094457992935963E-3]
[2004,11,6,1,2.710635383278362E-3,1.4536834992327063E-3,2.163665065590706E-3,5.8494378226134347E-3,1.554403721631171E-5,2.6518398312492451E-4,1.2458149791056443E-2,null,2.2687329852376713E-3,1.1883787164911046E-3,2.1931055703494893E-3,2.2162611653480649E-3,2.2544007779449065E-6,1.0633341318672884E-4,7.9750662513910046E-3]
[2004,11,6,7,2.4942671170552428E-3,1.5051096757631979E-3,2.4318759178235502E-3,5.518294776920619E-3,1.554403721631171E-5,2.6518398312492451E-4,1.2230275507903845E-2,null,2.0876382406005735E-3,1.2304193489201087E-3,2.4649659074296396E-3,2.0907962070734641E-3,2.2544007779449065E-6,1.0633341318672884E-4,7.9824075179884598E-3]
[2004,11,6,10,3.5198469371940494E-3,1.7083136501517696E-3,2.7962905368769829E-3,2.9132420764407235E-3,0,0,1.0937693200663524E-2,null,2.946022507734626E-3,1.3965375434220367E-3,2.8343390343857191E-3,1.1037821881469067E-3,0,0,8.2806812736892881E-3]
[2004,11,6,11,3.9319307832147102E-3,1.6307276970378866E-3,2.8022712144388819E-3,2.9227387971907841E-3,0,0,1.1287668491882261E-2,null,3.2909262228997234E-3,1.3331114293966097E-3,2.8404010896844138E-3,1.1073803481812176E-3,0,0,8.5718190901619643E-3]
[2004,11,6,14,3.9936319083587139E-3,1.4794414039344286E-3,2.7466243639804495E-3,2.7726048186753178E-3,0,0,1.0992302494948911E-2,null,3.3425684978821953E-3,1.2094356699098438E-3,2.7839970650256922E-3,1.050496914888415E-3,0,0,8.3864981477061468E-3]
[2004,11,6,18,3.9649399986405546E-3,1.5054742814700447E-3,2.4711305606242278E-3,2.8602391906122262E-3,1.554403721631171E-5,2.6518398312492451E-4,1.1082512051688288E-2,null,3.31855409801543E-3,1.2307174121932742E-3,2.5047546793414057E-3,1.0837002176951561E-3,2.2544007779449065E-6,1.0633341318672884E-4,8.2463142212099404E-3]
[2004,11,6,22,3.9248557599482221E-3,1.4337166945071951E-3,2.1744902263224914E-3,2.7120858136985794E-3,1.554403721631171E-5,2.6518398312492451E-4,1.0525876514817721E-2,null,3.285004608080178E-3,1.1720559572490441E-3,2.2040780266128737E-3,1.027567203596001E-3,2.2544007779449065E-6,1.0633341318672884E-4,7.7972936095027714E-3]
[2004,11,7,1,2.8938915237436171E-3,1.6764795960463193E-3,2.016138495479831E-3,2.9161160920633607E-3,1.554403721631171E-5,2.6518398312492451E-4,9.7833537276743633E-3,null,2.4221137214243413E-3,1.3705133693989351E-3,2.0435716393219605E-3,1.1048711080407861E-3,2.2544007779449065E-6,1.0633341318672884E-4,7.0496576521506963E-3]
[2004,11,7,5,2.3570880383027722E-3,1.7270527513005996E-3,2.0312301849594425E-3,2.6278489320115225E-3,1.554403721631171E-5,2.6518398312492451E-4,9.0239479269155713E-3,null,1.9728228350428404E-3,1.4118566613615317E-3,2.0588686780319164E-3,9.9565115709127332E-4,2.2544007779449065E-6,1.0633341318672884E-4,6.5477871454922357E-3]
[2004,11,7,8,3.0508337699456057E-3,1.6194041396526309E-3,2.5058593554072106E-3,2.6076175497306859E-3,7.7720186081558549E-6,1.3259199156246226E-4,9.9240788249067517E-3,null,2.5534703962955697E-3,1.3238544799996424E-3,2.5399560210376494E-3,9.8798580048264526E-4,1.1272003889724532E-6,5.3166706593364418E-5,7.4595606047978442E-3]
[2004,11,7,11,3.3257260032411614E-3,1.8039163210646599E-3,2.7461296395636953E-3,2.5168691399339526E-3,0,0,1.0392641103803469E-2,null,2.7835482152861117E-3,1.474692230747407E-3,2.7834956090048752E-3,9.5360263708323774E-4,0,0,7.995338692121632E-3]
[2004,11,7,12,3.2124135240637433E-3,1.8847711392016729E-3,2.7115084143411244E-3,2.4909082256733325E-3,0,0,1.0299601303279872E-2,null,2.6887085475333994E-3,1.5407906249649253E-3,2.7484033005439005E-3,9.4376644977130274E-4,0,0,7.9216689228135285E-3]
[2004,11,7,15,3.4515478661681157E-3,1.6701181787519704E-3,2.702397646324536E-3,2.5525454554075015E-3,0,0,1.0376609146652125E-2,null,2.8888579195891634E-3,1.3653129437744349E-3,2.7391685643524712E-3,9.671198390613599E-4,0,0,7.9604592667774296E-3]
[2004,11,7,20,4.4550727453403563E-3,1.6635278058975494E-3,2.3881787114187923E-3,2.6883921692407329E-3,1.554403721631171E-5,2.6518398312492451E-4,1.1475899452238666E-2,null,3.7287827611704508E-3,1.3599253481677788E-3,2.4206741229482816E-3,1.0185900496078888E-3,2.2544007779449065E-6,1.0633341318672884E-4,8.6365600958590739E-3]
[2004,11,7,23,4.1456918779363841E-3,1.6031323077672294E-3,2.0997875046494421E-3,3.1094622693069382E-3,1.554403721631171E-5,2.6518398312492451E-4,1.1238801980001229E-2,null,3.4698388311934425E-3,1.3105523418786972E-3,2.1283588417783652E-3,1.1781269724653771E-3,2.2544007779449065E-6,1.0633341318672884E-4,8.1954648012805553E-3]
[2004,11,8,2,2.2974641750288407E-3,1.747867423935148E-3,1.9554222370463973E-3,4.2996705552167322E-3,1.554403721631171E-5,2.6518398312492451E-4,1.0581152411568354E-2,null,{"$f":"E7492*V$5","v":1.9229191754981669E-3},{"$f":"F7492*W$5","v":1.4288725482190789E-3},{"$f":"G7492*X$5","v":1.9820292283921109E-3},{"$f":"H7492*Y$5","v":1.629078411343794E-3},{"$f":"I7492*Z$5","v":2.2544007779449065E-6},{"$f":"J7492*AA$5","v":1.0633341318672884E-4},7.0714871774178239E-3]
[2004,11,8,6,2.369555033225338E-3,1.6321263750106257E-3,2.1775346459259452E-3,5.1485270412466068E-3,1.554403721631171E-5,2.6518398312492451E-4,1.160847111574975E-2,null,1.9832573932213765E-3,1.3342548413806526E-3,2.2071638709503351E-3,1.9506969534999195E-3,2.2544007779449065E-6,1.0633341318672884E-4,7.583960873016958E-3]
[2004,11,8,9,3.326901209015666E-3,1.5066084162614626E-3,3.096854223661078E-3,7.81878806137201E-3,0,0,1.5749151910310219E-2,null,2.7845318326776307E-3,1.2316445614994776E-3,3.1389924237729613E-3,2.9624173922347609E-3,0,0,1.0117586210184831E-2]
[2004,11,8,10,3.368718896490739E-3,1.5649550533831697E-3,3.1999008764537571E-3,8.0835330817494201E-3,0,0,1.6217107908077087E-2,null,2.8195321752269541E-3,1.2793426345469223E-3,3.2434412092340308E-3,3.0627251696956018E-3,0,0,1.0405041188703508E-2]
[2004,11,8,16,3.5986454731623957E-3,1.6017563990897955E-3,2.9596599685067504E-3,7.4074533435135731E-3,0,0,1.5567515184272514E-2,null,3.0119748814262911E-3,1.3094275436754013E-3,2.9999313971917694E-3,2.8065690545321545E-3,0,0,1.0127902876825617E-2]
[2004,11,8,17,4.371497538010605E-3,1.5664022183919763E-3,2.8182803561711536E-3,6.639569164999734E-3,1.2901553984419201E-6,2.2010275879288761E-5,1.5419049708851199E-2,null,3.6588324348422519E-3,1.2805256844313189E-3,2.8566280642138447E-3,2.515629662417192E-3,1.8711530945545568E-7,8.8256754116396241E-6,1.0320628636625704E-2]
[2004,11,8,21,4.3321786184445524E-3,1.3058057240900112E-3,2.5479034137245588E-3,5.5678976793078743E-3,1.554403721631171E-5,2.6518398312492451E-4,1.4034513455908232E-2,null,3.6259234975821166E-3,1.0674894027481931E-3,2.5825721634167385E-3,2.1095899765916958E-3,2.2544007779449065E-6,1.0633341318672884E-4,9.4941628543034166E-3]
[2004,11,8,24,3.7536590524935246E-3,1.3046082401497649E-3,2.1313129516875519E-3,5.2051592613530945E-3,1.554403721631171E-5,2.6518398312492451E-4,1.2675467526025171E-2,null,3.1417173111008222E-3,1.0665104658415833E-3,2.1603132484961907E-3,1.972154022356047E-3,2.2544007779449065E-6,1.0633341318672884E-4,8.4492828617593156E-3]
[2004,11,9,3,2.3521551602417286E-3,1.5326715751002324E-3,2.0763851814408134E-3,5.4307966932870509E-3,1.554403721631171E-5,2.6518398312492451E-4,1.167273663041106E-2,null,1.9686941413652316E-3,1.2529510585910862E-3,2.1046380884121546E-3,2.0576445417886768E-3,2.2544007779449065E-6,1.0633341318672884E-4,7.4925156441218235E-3]
[2004,11,9,7,3.2249228428413755E-3,1.7151120161014595E-3,2.6121796439182278E-3,6.0252847683220749E-3,1.554403721631171E-5,2.6518398312492451E-4,1.3858227291524373E-2,null,2.6991785297039053E-3,1.4020951723046607E-3,2.6477229858432754E-3,2.2828868426588815E-3,2.2544007779449065E-6,1.0633341318672884E-4,9.1404713444753968E-3]
[2004,11,9,9,3.3331426268447088E-3,1.7110590233488463E-3,3.2009492871339544E-3,7.9512565913000162E-3,0,0,1.6196407528627527E-2,null,2.7897557409135936E-3,1.3987818717630775E-3,3.2445038854029629E-3,3.0126076613534807E-3,0,0,1.0445649159433114E-2]
[2004,11,9,12,3.2119252592535501E-3,1.6272659591542921E-3,3.1810697700963724E-3,8.5454846151336878E-3,0,0,1.6565745603637903E-2,null,2.688299882285668E-3,1.3302814766420342E-3,3.2243538722404241E-3,3.2377514328613714E-3,0,0,1.0480686664029498E-2]
[2004,11,9,15,3.0497399597464972E-3,1.712391288541151E-3,3.1332923827293068E-3,7.8734235173889972E-3,0,0,1.5768847148405953E-2,null,2.552554904933797E-3,1.3998709916437752E-3,3.1759263886904916E-3,2.9831179181816171E-3,0,0,1.0111470203449682E-2]
[2004,11,9,18,4.3948386547892661E-3,1.7275686568418154E-3,2.8178849346175562E-3,6.9450359166975811E-3,1.554403721631171E-5,2.6518398312492451E-4,1.6166056183287456E-2,null,3.678368356890162E-3,1.4122784114640984E-3,2.856227262247948E-3,2.6313662715791455E-3,2.2544007779449065E-6,1.0633341318672884E-4,1.0686828116146027E-2]
[2004,11,9,22,4.3062952884845591E-3,1.3651321438272117E-3,2.487560212086814E-3,8.1097022344665988E-3,1.554403721631171E-5,2.6518398312492451E-4,1.6549417899206421E-2,null,3.6042598076552902E-3,1.1159884429990591E-3,2.5214078853826381E-3,3.0726402553253583E-3,2.2544007779449065E-6,1.0633341318672884E-4,1.042288420532702E-2]
[2004,11,10,1,3.2012473471938006E-3,1.4019455611654721E-3,2.1044824112298717E-3,7.7595497411995602E-3,1.554403721631171E-5,2.6518398312492451E-4,1.4747953081129939E-2,null,2.6793627410335234E-3,1.1460832206237517E-3,2.1331176308985286E-3,2.9399729125291884E-3,2.2544007779449065E-6,1.0633341318672884E-4,9.0071243190496652E-3]
[2004,11,10,6,2.7704978706161103E-3,1.7285372846101469E-3,2.2006098926271268E-3,5.7410760658165392E-3,1.554403721631171E-5,2.6518398312492451E-4,1.2721449134011157E-2,null,2.3188363670644313E-3,1.4130702596378548E-3,2.2305530973524973E-3,2.1752045782570078E-3,2.2544007779449065E-6,1.0633341318672884E-4,8.2462521162764649E-3]
[2004,11,10,9,3.4199764440091978E-3,1.7110590233488463E-3,3.2046681335516762E-3,8.0054690063531102E-3,0,0,1.6341172607262831E-2,null,2.8624334409283075E-3,1.3987818717630775E-3,3.2482733333289307E-3,3.0331479036477776E-3,0,0,1.0542636549668093E-2]
[2004,11,10,12,3.2893633337315771E-3,1.6272659591542921E-3,3.1902556811322664E-3,8.3274827535134172E-3,0,0,1.6434367727531554E-2,null,2.7531135842558344E-3,1.3302814766420342E-3,3.2336647739053515E-3,3.1551539124612441E-3,0,0,1.0472213747264465E-2]
[2004,11,10,13,3.1811119177611357E-3,1.7362929994370021E-3,3.2116410647729612E-3,7.4537277548511064E-3,0,0,1.5582773736822205E-2,null,2.6625098978929006E-3,1.4194105162592405E-3,3.2553411436597726E-3,2.8241017104739348E-3,0,0,1.0161363268285848E-2]
[2004,11,10,16,3.4990873401910148E-3,1.6425984289110157E-3,3.0197773586428823E-3,8.4759941825752819E-3,0,0,1.6637457310320194E-2,null,2.9286472521869531E-3,1.3428156910977609E-3,3.0608667911578543E-3,3.2114225869597961E-3,0,0,1.0543752321402365E-2]
[2004,11,10,19,4.7229460349460795E-3,1.697107598776508E-3,2.7650139520108176E-3,6.1194319446885425E-3,1.554403721631171E-5,2.6518398312492451E-4,1.5585227550763182E-2,null,3.952985902523091E-3,1.3873766545784228E-3,2.8026368760515367E-3,2.3185577459380884E-3,2.2544007779449065E-6,1.0633341318672884E-4,1.0570144993055811E-2]
[2004,11,10,23,4.0439238498800132E-3,1.4103045352289261E-3,2.3179570748230152E-3,8.0413118767175672E-3,1.554403721631171E-5,2.6518398312492451E-4,1.609422535699076E-2,null,3.384661575883346E-3,1.1529166385403429E-3,2.3494969963095934E-3,3.0467282106879266E-3,2.2544007779449065E-6,1.0633341318672884E-4,1.0042391235385882E-2]
[2004,11,11,3,2.3422704566168455E-3,1.5326715751002324E-3,2.0739116683394254E-3,7.3696857916417504E-3,1.554403721631171E-5,2.6518398312492451E-4,1.3599267512039487E-2,null,1.9604208954313029E-3,1.2529510585910862E-3,2.1021309187733523E-3,2.7922595155538614E-3,2.2544007779449065E-6,1.0633341318672884E-4,8.2163502023142772E-3]
[2004,11,11,7,3.208434709042252E-3,1.7151120161014595E-3,2.6056143882545449E-3,5.9760546113469797E-3,1.554403721631171E-5,2.6518398312492451E-4,1.3785943745086472E-2,null,2.6853783803935834E-3,1.4020951723046607E-3,2.641068398219816E-3,2.2642343005896087E-3,2.2544007779449065E-6,1.0633341318672884E-4,9.1013640654723435E-3]
[2004,11,11,10,3.5286157396879408E-3,1.6571462898366796E-3,3.2359846004662487E-3,7.0607608955690513E-3,0,0,1.5482507525559921E-2,null,2.9533617727577461E-3,1.3547084919059537E-3,3.2800159163775986E-3,2.6752126691837234E-3,0,0,1.0263298850225021E-2]
[2004,11,11,13,3.0974737446333089E-3,1.7362929994370021E-3,3.2068305740254807E-3,5.9043800112592538E-3,0,0,1.3944977329355047E-2,null,2.592506870790589E-3,1.4194105162592405E-3,3.2504651976447483E-3,2.2370779075252738E-3,0,0,9.4994604922198529E-3]
[2004,11,11,14,2.9812702223651266E-3,1.6044195697626415E-3,3.2031343061049837E-3,6.6968457801226183E-3,0,0,1.4485669878355371E-2,null,2.4952474733825267E-3,1.311604671879487E-3,3.246718635436548E-3,2.5373308825393545E-3,0,0,9.5909016632379166E-3]
[2004,11,11,17,4.3162438563923043E-3,1.6277698610676213E-3,2.8607956725047708E-3,5.8349579637256965E-3,1.2901553984419201E-6,2.2010275879288761E-5,1.4663067784968124E-2,null,3.6125865063722827E-3,1.3306934138410983E-3,2.899721876911223E-3,2.2107749716477826E-3,1.8711530945545568E-7,8.8256754116396241E-6,1.0062789559493482E-2]
[2004,11,11,20,4.534810971058097E-3,1.4860378633653356E-3,2.7142079901883681E-3,6.1948416724024631E-3,1.554403721631171E-5,2.6518398312492451E-4,1.5210626517355498E-2,null,3.7955216313210246E-3,1.2148282412611899E-3,2.7511396089135855E-3,2.347129320863756E-3,2.2544007779449065E-6,1.0633341318672884E-4,1.0217206616324229E-2]
[2004,11,12,1,2.5968741860697602E-3,1.3457652487984613E-3,2.0991531710600302E-3,7.1430729153504962E-3,1.554403721631171E-5,2.6518398312492451E-4,1.3465593541619983E-2,null,2.1735177518870563E-3,1.1001561068207696E-3,2.1277158769542233E-3,2.7063994154002124E-3,2.2544007779449065E-6,1.0633341318672884E-4,8.2163769650269343E-3]
[2004,11,12,4,2.134210055797572E-3,1.5094971722716122E-3,2.0208949038472653E-3,6.3202693466832853E-3,1.554403721631171E-5,2.6518398312492451E-4,1.2265599498940969E-2,null,1.7862796231774304E-3,1.2340061045460966E-3,2.0483927670701357E-3,2.3946519191028318E-3,2.2544007779449065E-6,1.0633341318672884E-4,7.5719182278611678E-3]
[2004,11,12,8,3.336715808045918E-3,1.7201448540914172E-3,3.0256448062379805E-3,5.7108561155254757E-3,9.062174006597775E-6,1.54602267441751E-4,1.3957026025349142E-2,null,2.7927464028460035E-3,1.4062094912427035E-3,3.0668140757950128E-3,2.1637547083242239E-3,1.3143156984279088E-6,6.199238200500403E-5,9.4928313759113751E-3]
[2004,11,12,11,3.4093469047203014E-3,1.5903113035790829E-3,3.223207982959319E-3,6.7024719285125487E-3,0,0,1.4925338119771252E-2,null,2.8535367864570473E-3,1.3000712374916152E-3,3.2670654503048737E-3,2.539462542805728E-3,0,0,9.9601360170592634E-3]
[2004,11,12,14,2.9869250647328047E-3,1.5319161641448647E-3,3.1588924670216843E-3,6.9532047540057955E-3,0,0,1.4630938449905149E-2,null,2.4999804328521085E-3,1.2523335140554037E-3,3.2018748075820736E-3,2.6344613171957092E-3,0,0,9.5886500716852938E-3]
[2004,11,12,17,3.8766412097474582E-3,1.4769159185878836E-3,2.7832276738321707E-3,6.5219586710104959E-3,2.5958545246121039E-6,4.4285730461782418E-5,1.4705625058164404E-2,null,3.2446502538635755E-3,1.2073710987454685E-3,2.8210984278963461E-3,2.4710688724113427E-3,3.7648497480282782E-7,1.7757682119324843E-5,9.7623228200108599E-3]
[2004,11,12,19,4.0361148399359467E-3,1.4607390005513025E-3,2.7186726814480374E-3,5.7476261826308033E-3,1.554403721631171E-5,2.6518398312492451E-4,1.4243880724907324E-2,null,3.3781256328526293E-3,1.1941465522033626E-3,2.755665050224807E-3,2.1776863158126797E-3,2.2544007779449065E-6,1.0633341318672884E-4,9.6142113650581514E-3]
[2004,11,12,22,4.4718492020223502E-3,1.3106010081227024E-3,2.3626091552359568E-3,5.1812606067552303E-3,1.554403721631171E-5,2.6518398312492451E-4,1.3607047992477474E-2,null,3.7428242294124162E-3,1.0714095225589962E-3,2.3947566475553744E-3,1.9630991932091239E-3,2.2544007779449065E-6,1.0633341318672884E-4,9.280677406700584E-3]
[2004,11,13,2,2.9044069162909537E-3,1.4465761288617986E-3,2.0154082669838966E-3,5.1519361538840038E-3,1.554403721631171E-5,2.6518398312492451E-4,1.1799055486361888E-2,null,2.430914837971419E-3,1.1825684780977649E-3,2.0428314747708335E-3,1.9519886133441103E-3,2.2544007779449065E-6,1.0633341318672884E-4,7.7168912181488011E-3]
[2004,11,13,5,2.5020998366804426E-3,1.4817619780580868E-3,2.0565940616652347E-3,5.3824585895532948E-3,1.554403721631171E-5,2.6518398312492451E-4,1.1703642486298294E-2,null,2.0941940280323444E-3,1.2113327272129301E-3,2.0845776753133159E-3,2.0393299848414205E-3,2.2544007779449065E-6,1.0633341318672884E-4,7.5380222293646845E-3]
[2004,11,13,9,3.73876415411694E-3,1.7309306220498926E-3,2.7672057687082507E-3,5.0732746547678407E-3,0,0,{"$f":"SUM(E7619:J7619)","v":1.3310175199642924E-2},null,3.1292506593824897E-3,1.4150268005742254E-3,2.8048585163066623E-3,1.9221849927251763E-3,0,0,{"$f":"SUM(M7619:R7619)","v":9.2713209689885539E-3}]
[2004,11,13,10,4.1944122983504379E-3,1.7083136501517696E-3,2.7855262209691861E-3,4.8182078441685238E-3,0,0,1.3506460013639917E-2,null,{"$f":"E7620*V$5","v":3.5106165859331174E-3},{"$f":"F7620*W$5","v":1.3965375434220367E-3},{"$f":"G7620*X$5","v":2.8234282508481823E-3},{"$f":"H7620*Y$5","v":1.8255441386733435E-3},{"$f":"I7620*Z$5","v":0},{"$f":"J7620*AA$5","v":0},9.5561265188766793E-3]
[2004,11,13,16,4.9113240671427756E-3,1.363577875133164E-3,2.6484379768849224E-3,5.0882836722738935E-3,0,0,1.4011623591434756E-2,null,4.1106535320299111E-3,1.1147178364078103E-3,2.6844746778058831E-3,1.9278716764095638E-3,0,0,9.8377177226531675E-3]
[2004,11,13,17,4.5403595619462186E-3,1.4887533873526174E-3,2.5793307115010459E-3,4.7485417879979865E-3,2.5958545246121039E-6,4.4285730461782418E-5,1.3403867033784263E-2,null,3.8001656610002379E-3,1.2170481680281308E-3,2.6144270853779754E-3,1.7991487517120823E-3,3.7648497480282782E-7,1.7757682119324843E-5,9.4489238332125542E-3]
[2004,11,13,20,5.0785814419340193E-3,1.4957806454207927E-3,2.4130222580568406E-3,4.8791419048039618E-3,1.554403721631171E-5,2.6518398312492451E-4,1.4147254270556847E-2,null,4.2506437076005607E-3,1.2227929150297428E-3,2.4458557101475309E-3,1.8486311081101687E-3,2.2544007779449065E-6,1.0633341318672884E-4,9.8765112548526764E-3]
[2004,11,13,24,3.7885006917963092E-3,1.4642412352418623E-3,1.9991933394081177E-3,4.7518485879559516E-3,1.554403721631171E-5,2.6518398312492451E-4,1.2284511874743475E-2,null,3.1708788784711923E-3,1.1970096108874675E-3,2.0263959143161266E-3,1.8004016468706702E-3,2.2544007779449065E-6,1.0633341318672884E-4,8.3032738645101301E-3]
[2004,11,14,3,2.5955429615160202E-3,1.7319332319817671E-3,1.9955638384862163E-3,4.9910333453099991E-3,1.554403721631171E-5,2.6518398312492451E-4,1.1594801397635237E-2,null,2.1724035507390675E-3,1.4158464289903221E-3,2.0227170275900807E-3,1.8910250375523642E-3,2.2544007779449065E-6,1.0633341318672884E-4,7.6105798588365081E-3]
[2004,11,14,6,2.9431009066246375E-3,1.7015191962182182E-3,2.0962670482928148E-3,4.8142891555943319E-3,1.554403721631171E-5,2.6518398312492451E-4,1.1835904327071238E-2,null,2.4633007253327516E-3,1.3909831125923041E-3,2.1247904833625103E-3,1.8240594084190103E-3,2.2544007779449065E-6,1.0633341318672884E-4,7.9117215436712504E-3]
[2004,11,14,11,3.8290647019538354E-3,1.8039163210646599E-3,2.788662444299496E-3,4.5541759531497984E-3,0,0,1.2975819420467789E-2,null,3.2048299249400804E-3,1.474692230747407E-3,2.8266071480651991E-3,1.7255065548535753E-3,0,0,9.2316358586062609E-3]
[2004,11,14,14,3.5513094649514284E-3,1.8084790924900113E-3,2.7884848182365119E-3,4.9562352083720321E-3,0,0,1.3104508584049983E-2,null,2.9723558445465259E-3,1.4784222727083724E-3,2.8264271050842567E-3,1.8778405637856828E-3,0,0,9.1550457861248376E-3]
[2004,11,14,17,4.3465140510099108E-3,1.8017175937093206E-3,2.6591601288825165E-3,4.9378441769745447E-3,2.5958545246121039E-6,4.4285730461782418E-5,1.3792117535562688E-2,null,3.6379218906228451E-3,1.4728947825450773E-3,2.6953427237183577E-3,1.8708724875511811E-3,3.7648497480282782E-7,1.7757682119324843E-5,9.6951660515315896E-3]
[2004,11,14,18,4.7525055795106961E-3,1.8162140231756739E-3,2.5577647311892612E-3,4.9583689719053595E-3,1.554403721631171E-5,2.6518398312492451E-4,1.4365581326122225E-2,null,3.9777264907246814E-3,1.4847455384021959E-3,2.5925676616141082E-3,1.8786490136569966E-3,2.2544007779449065E-6,1.0633341318672884E-4,1.0042276518362656E-2]
[2004,11,14,21,5.104226726190003E-3,1.6560341095008637E-3,2.299193143383854E-3,4.9786863594434147E-3,1.554403721631171E-5,2.6518398312492451E-4,1.431886835885937E-2,null,4.2721081593177735E-3,1.3537992902532686E-3,2.33047774826824E-3,1.8863469563221602E-3,2.2544007779449065E-6,1.0633341318672884E-4,9.9513199681261176E-3]
[2004,11,15,1,2.7524104140685887E-3,1.578298191836951E-3,1.9552137455114155E-3,6.7518096733923611E-3,1.554403721631171E-5,2.6518398312492451E-4,1.3318460045150552E-2,null,2.3036976252249499E-3,1.2902505809864583E-3,1.9818178999596236E-3,2.5581558482615546E-3,2.2544007779449065E-6,1.0633341318672884E-4,8.2425097683972593E-3]
[2004,11,15,4,2.2812241072735465E-3,1.6865428113142272E-3,1.9792847152357886E-3,6.1588495190885864E-3,1.554403721631171E-5,2.6518398312492451E-4,1.2386629173253384E-2,null,1.9093266511674436E-3,1.3787399956557251E-3,2.0062163979645926E-3,2.3334924528320244E-3,2.2544007779449065E-6,1.0633341318672884E-4,7.7363633115844592E-3]
[2004,11,15,8,3.10376792528602E-3,1.65365222409754E-3,2.8979346790178294E-3,6.7066958565071754E-3,1.036787313276796E-5,1.7687772202424471E-4,1.4549296280065578E-2,null,2.5977749401701672E-3,1.3518521112972409E-3,2.9373662255474096E-3,2.5410629235369372E-3,1.5036853637752811E-6,7.0924388712689275E-5,9.5004842746282212E-3]
[2004,11,15,12,3.5853277929863312E-3,1.4721623066789667E-3,3.1274500371592136E-3,7.1870261847261042E-3,0,0,1.5371966321550617E-2,null,3.00082832129184E-3,1.2034850456795862E-3,3.1700045476359567E-3,2.7230526266935535E-3,0,0,1.0097370541300936E-2]
[2004,11,15,15,3.1195721404487448E-3,1.6433032513707058E-3,3.0661385335401152E-3,7.0473130528251717E-3,0,0,1.4876326978184737E-2,null,2.6110026669484187E-3,1.3433918798007643E-3,3.1078587921528466E-3,2.6701174903759838E-3,0,0,9.7323708292780132E-3]
[2004,11,15,16,3.7027938674643046E-3,1.6017563990897955E-3,2.9507908482482147E-3,6.9750849774070636E-3,0,0,1.5230426092209377E-2,null,3.0991444428397877E-3,1.3094275436754013E-3,2.9909415968051817E-3,2.6427513941029127E-3,0,0,1.0042264977423283E-2]
[2004,11,15,19,4.2897811678799837E-3,1.6154206516132339E-3,2.7459671892627571E-3,5.654889667673418E-3,1.554403721631171E-5,2.6518398312492451E-4,1.4586786696770628E-2,null,3.590437908048682E-3,1.3205979992004073E-3,2.7833309482791658E-3,2.1425498902376923E-3,2.2544007779449065E-6,1.0633341318672884E-4,9.9455045597306203E-3]
[2004,11,16,1,3.03139986392649E-3,1.4019455611654721E-3,2.1038437821910387E-3,6.9208883035702263E-3,1.554403721631171E-5,2.6518398312492451E-4,{"$f":"SUM(E7683:J7683)","v":1.3738805531194461E-2},null,2.5372047104384584E-3,1.1460832206237517E-3,2.1324703121777498E-3,2.6222171159110377E-3,2.2544007779449065E-6,1.0633341318672884E-4,{"$f":"SUM(M7683:R7683)","v":8.5465631731156712E-3}]
[2004,11,16,3,2.2872869035542196E-3,1.5326715751002324E-3,2.0570925172732359E-3,6.9668697120501529E-3,1.554403721631171E-5,2.6518398312492451E-4,1.3124648728319076E-2,null,1.9144010577031186E-3,1.2529510585910862E-3,2.0850829132948614E-3,2.6396387576195974E-3,2.2544007779449065E-6,1.0633341318672884E-4,8.0006616011733377E-3]
[2004,11,16,6,2.6129464675778988E-3,1.7285372846101469E-3,2.1891722058556104E-3,5.6605695307823597E-3,1.554403721631171E-5,2.6518398312492451E-4,1.2471953509167251E-2,null,2.1869698433894698E-3,1.4130702596378548E-3,2.2189597805450842E-3,2.144701902177058E-3,2.2544007779449065E-6,1.0633341318672884E-4,8.072289599714141E-3]
[2004,11,16,9,3.2336785537865568E-3,1.7110590233488463E-3,3.1685951954969977E-3,6.7540352586029319E-3,0,0,1.4867368031235333E-2,null,2.7065068374331857E-3,1.3987818717630775E-3,3.211709558905282E-3,2.5589990879406384E-3,0,0,9.8759973560421828E-3]
[2004,11,16,13,3.0283362521674583E-3,1.7362929994370021E-3,3.1868410526076276E-3,5.3207426766959396E-3,0,0,1.3272212980908027E-2,null,2.5346405451897665E-3,1.4194105162592405E-3,3.2302036832970345E-3,2.0159467837377199E-3,0,0,9.2002015284837618E-3]
[2004,11,16,16,3.33757863172874E-3,1.6425984289110157E-3,3.0053765258181786E-3,5.8915276527441848E-3,0,0,1.3877081239202119E-2,null,2.7934685643590342E-3,1.3428156910977609E-3,3.0462700094341976E-3,2.2322083484456025E-3,0,0,9.4147626133365952E-3]
[2004,11,16,17,4.2098663016325154E-3,1.6277698610676213E-3,2.8565742451747904E-3,5.3007590485786935E-3,3.8860093040779275E-6,6.6295995781231128E-5,1.406515146153893E-2,null,3.5235511942601203E-3,1.3306934138410983E-3,2.8954430095673635E-3,2.0083752973347373E-3,5.6360019448622662E-7,2.6583353296682209E-5,9.7852098684944877E-3]
[2004,11,16,22,4.1896722502466734E-3,1.3651321438272117E-3,2.4720170061910537E-3,7.7011171551575061E-3,1.554403721631171E-5,2.6518398312492451E-4,1.6008666575763681E-2,null,3.5066492860332623E-3,1.1159884429990591E-3,2.5056531865740336E-3,2.9178337129747932E-3,2.2544007779449065E-6,1.0633341318672884E-4,1.0154712442545823E-2]
[2004,11,16,24,3.3418652335250329E-3,1.5481217990766713E-3,2.1941440485981523E-3,7.4299862120942705E-3,1.554403721631171E-5,2.6518398312492451E-4,1.4794845313635362E-2,null,2.7970563412137977E-3,1.2655815365103251E-3,2.2239992740355394E-3,2.8151064085640636E-3,2.2544007779449065E-6,1.0633341318672884E-4,9.2103313742883993E-3]
[2004,11,17,4,2.2912409044523394E-3,1.5796859948833469E-3,2.041825126092339E-3,6.370145584787032E-3,1.554403721631171E-5,2.6518398312492451E-4,1.2563625630556291E-2,null,1.9177104560517721E-3,1.2913851027746529E-3,2.0696077821500194E-3,2.4135492512798924E-3,2.2544007779449065E-6,1.0633341318672884E-4,7.8008404062210098E-3]
[2004,11,17,7,3.039774223507226E-3,1.7151120161014595E-3,2.6298961346423967E-3,5.4108159076786339E-3,1.554403721631171E-5,2.6518398312492451E-4,1.3076326302270951E-2,null,2.5442138367592691E-3,1.4020951723046607E-3,2.6656805408790001E-3,2.0500741323681532E-3,2.2544007779449065E-6,1.0633341318672884E-4,8.7706514962757574E-3]
[2004,11,17,10,3.3677475007638617E-3,1.6571462898366796E-3,3.2166576428795677E-3,7.1362027323963765E-3,0,0,1.5377754165876487E-2,null,2.8187191416699951E-3,1.3547084919059537E-3,3.2604259812183474E-3,2.7037964097538936E-3,0,0,1.013765002454819E-2]
[2004,11,17,14,2.8586417920648901E-3,1.6044195697626415E-3,3.1929792629927629E-3,8.1004832331195813E-3,0,0,1.5756523857939873E-2,null,2.3926105910979075E-3,1.311604671879487E-3,3.2364254149327217E-3,3.0691473188606436E-3,0,0,1.0009787996770761E-2]
[2004,11,17,15,2.9178989348042682E-3,1.712391288541151E-3,3.1131539456553847E-3,7.683415659026172E-3,0,0,1.5426859828026974E-2,null,2.4422073148672135E-3,1.3998709916437752E-3,3.155513932424811E-3,2.9111268909460556E-3,0,0,9.9087191298818551E-3]
[2004,11,17,19,4.3797103815755457E-3,1.697107598776508E-3,2.7452141465923903E-3,6.4431735893945696E-3,1.554403721631171E-5,2.6518398312492451E-4,1.5545933736680249E-2,null,3.6657063763591824E-3,1.3873766545784228E-3,2.7825676591262572E-3,2.441218428302144E-3,2.2544007779449065E-6,1.0633341318672884E-4,1.0385456932330679E-2]
[2004,11,17,22,4.1067380510056584E-3,1.3651321438272117E-3,2.3298074325481559E-3,7.7228196715476254E-3,1.554403721631171E-5,2.6518398312492451E-4,1.5805225319269887E-2,null,3.4372354671983588E-3,1.1159884429990591E-3,2.3615085991916429E-3,2.9260564594547726E-3,2.2544007779449065E-6,1.0633341318672884E-4,9.9493767828085066E-3]
[2004,11,18,1,3.0860964975782919E-3,1.4019455611654721E-3,2.0900085633258556E-3,7.5982213265162859E-3,1.554403721631171E-5,2.6518398312492451E-4,1.445699996892714E-2,null,2.5829844039054646E-3,1.1460832206237517E-3,2.1184468405957683E-3,2.8788480811911292E-3,2.2544007779449065E-6,1.0633341318672884E-4,8.834950360280789E-3]
[2004,11,18,5,2.4182352459247262E-3,1.7319868110744095E-3,2.0894491946131292E-3,5.5940137909296968E-3,1.554403721631171E-5,2.6518398312492451E-4,1.2114413062883196E-2,null,2.0240014951248622E-3,1.4158902296204996E-3,2.117879860678558E-3,2.1194849657740033E-3,2.2544007779449065E-6,1.0633341318672884E-4,7.7858443651625964E-3]
[2004,11,18,8,3.1631212631311224E-3,1.840625062990451E-3,2.9891010479372979E-3,5.9208751095173231E-3,1.1658027912233782E-5,1.988879873436934E-4,1.4124268498832122E-2,null,2.6474521768003038E-3,1.5047014367656362E-3,3.0297730747799816E-3,2.2433276441318636E-3,1.6908005834586799E-6,7.9750059890046631E-5,9.5066951929512911E-3]
[2004,11,18,12,3.1767261590863629E-3,1.6272659591542921E-3,3.1483484750439621E-3,7.8157679775843255E-3,0,0,1.5768108570868945E-2,null,2.6588391292487181E-3,1.3302814766420342E-3,3.1911873458728601E-3,2.9612731293811806E-3,0,0,1.0141581081144792E-2]
[2004,11,18,16,3.3895899407862958E-3,1.6425984289110157E-3,2.9995746540862496E-3,8.0501253968581262E-3,0,0,1.6081888420641687E-2,null,2.8370007093285114E-3,1.3428156910977609E-3,3.0403891929362552E-3,3.0500675166195189E-3,0,0,1.0270273109982048E-2]
[2004,11,18,19,4.5542811905326872E-3,1.697107598776508E-3,2.7678251990430566E-3,5.771159209567632E-3,1.554403721631171E-5,2.6518398312492451E-4,1.5071101218261119E-2,null,3.8118177106182686E-3,1.3873766545784228E-3,2.8054863750909586E-3,2.1866026143160257E-3,2.2544007779449065E-6,1.0633341318672884E-4,1.0299871168568351E-2]
[2004,11,18,20,4.4990072944614701E-3,1.4860378633653356E-3,2.7083545979503226E-3,7.3126272177952353E-3,1.554403721631171E-5,2.6518398312492451E-4,1.6286754993913601E-2,null,3.7655548631645094E-3,1.2148282412611899E-3,2.7452065708815677E-3,2.7706409078857353E-3,2.2544007779449065E-6,1.0633341318672884E-4,1.0604818397157677E-2]
[2004,11,18,23,3.8991550981415284E-3,1.4103045352289261E-3,2.3281030995964958E-3,6.8333359619697992E-3,1.554403721631171E-5,2.6518398312492451E-4,1.4751626715277985E-2,null,3.2634938067592112E-3,1.1529166385403429E-3,2.3597810757641688E-3,2.5890448931250847E-3,2.2544007779449065E-6,1.0633341318672884E-4,9.473824228153481E-3]
[2004,11,19,2,2.4085627412958653E-3,1.5095294367630492E-3,2.0710221922168189E-3,6.4570775102447469E-3,1.554403721631171E-5,2.6518398312492451E-4,1.2726919900861717E-2,null,2.0159058543622816E-3,1.2340324806004044E-3,2.0992021261978942E-3,2.446486408022724E-3,2.2544007779449065E-6,1.0633341318672884E-4,7.9042146831479788E-3]
[2004,11,19,5,2.2361396176515998E-3,1.6557117966353137E-3,2.0751927039152625E-3,5.6153637472854028E-3,1.554403721631171E-5,2.6518398312492451E-4,1.1863135885828815E-2,null,1.8715920781743735E-3,1.3535358011583776E-3,2.1034293851126501E-3,2.1275741327312285E-3,2.2544007779449065E-6,1.0633341318672884E-4,7.5647192111413034E-3]
[2004,11,19,10,3.7184685793936224E-3,1.5395120788446583E-3,3.2147062922072873E-3,7.0678823133555318E-3,0,0,1.55405692638011E-2,null,3.1122637787001244E-3,1.2585431349022257E-3,3.2584480789555892E-3,2.6779108638070388E-3,0,0,1.0307165856364977E-2]
[2004,11,19,14,3.0092544713084713E-3,1.5319161641448647E-3,3.1481116358405429E-3,7.0359424987932679E-3,0,0,1.4725224770087147E-2,null,2.5186695791502463E-3,1.2523335140554037E-3,3.1909472840515756E-3,2.6658093640066468E-3,0,0,9.6277597412638728E-3]
[2004,11,19,17,3.90620785747309E-3,1.4769159185878836E-3,2.7697741765108823E-3,6.7784204257872981E-3,3.8860093040779275E-6,6.6295995781231128E-5,1.5001500383444463E-2,null,3.2693967872305663E-3,1.2073710987454685E-3,2.8074618718576024E-3,2.568238249152388E-3,5.6360019448622662E-7,2.6583353296682209E-5,9.8796149604771944E-3]
[2004,11,19,20,4.137087261752952E-3,1.5527351562501222E-3,2.6358730528153185E-3,6.1428350429899E-3,1.554403721631171E-5,2.6518398312492451E-4,1.4749258534149526E-2,null,3.4626369859430302E-3,1.269352932057839E-3,2.6717387856355561E-3,2.3274248164988878E-3,2.2544007779449065E-6,1.0633341318672884E-4,9.8397413340999863E-3]
[2004,11,19,21,4.568067606433357E-3,1.3709608853934348E-3,2.5037245766077769E-3,6.4186183386811977E-3,1.554403721631171E-5,2.6518398312492451E-4,1.5142099427457001E-2,null,3.8233565906517115E-3,1.1207534089802255E-3,2.5377921947823947E-3,2.4319148250821821E-3,2.2544007779449065E-6,1.0633341318672884E-4,1.0022404833461188E-2]
[2004,11,19,24,3.3052155009048899E-3,1.160840632031033E-3,2.1390509808048262E-3,6.0835948198166775E-3,1.554403721631171E-5,2.6518398312492451E-4,1.2969429953898661E-2,null,2.7663814456493135E-3,9.4898119231036804E-4,2.1681565672383124E-3,2.3049796157758708E-3,2.2544007779449065E-6,1.0633341318672884E-4,8.2970866349385379E-3]
[2004,11,20,6,2.7379301023144932E-3,1.5412110805395115E-3,2.1165042180584996E-3,5.5866836894305719E-3,1.554403721631171E-5,2.6518398312492451E-4,1.2263057110684311E-2,null,2.291577971982134E-3,1.2599320599705171E-3,2.1453030157535229E-3,2.1167077041322493E-3,2.2544007779449065E-6,1.0633341318672884E-4,7.9221085658030977E-3]
[2004,11,20,8,3.3345971909005197E-3,1.6530589127225232E-3,2.6717873122736394E-3,5.3377177954437201E-3,1.2948183310675703E-5,2.2089826322298215E-4,1.323100765787406E-2,null,2.7909731740928829E-3,1.3513670823272525E-3,2.7081417223588132E-3,2.0223783926544671E-3,1.8779158929141354E-6,8.857573530168625E-5,8.9633140226280158E-3]
[2004,11,20,11,4.8824841015007794E-3,1.6307276970378866E-3,2.7910182598534024E-3,5.3621396723165663E-3,0,0,1.4666369730708635E-2,null,4.086515213114446E-3,1.3331114293966097E-3,2.8289950186724169E-3,2.0316314625971814E-3,0,0,1.0280253123780655E-2]
[2004,11,20,15,4.6285752574603302E-3,1.4620955360176641E-3,2.7184973245728368E-3,5.2545722326719849E-3,0,0,1.4063740350722817E-2,null,3.8739999581038536E-3,1.1952555129071474E-3,2.7554873073079768E-3,1.9908758299415812E-3,0,0,9.8156186082605582E-3]
[2004,11,20,18,4.8903952590329588E-3,1.5054742814700447E-3,2.5278771824318409E-3,5.0830741582372158E-3,1.554403721631171E-5,2.6518398312492451E-4,1.4287548901513293E-2,null,4.0931366510826017E-3,1.2307174121932742E-3,2.5622734396911345E-3,1.9258978724304549E-3,2.2544007779449065E-6,1.0633341318672884E-4,9.9206131893621406E-3]
[2004,11,20,21,5.1521992621952218E-3,1.4672316621090319E-3,2.2300050700896448E-3,5.2420814309585648E-3,1.554403721631171E-5,2.6518398312492451E-4,1.4372245445693698E-2,null,4.3122599537981175E-3,1.1994542693320625E-3,2.2603482483949068E-3,1.9861432591200749E-3,2.2544007779449065E-6,1.0633341318672884E-4,9.8667935446098351E-3]
[2004,11,20,23,4.1830918300629445E-3,1.4606490312084556E-3,2.0639746546856842E-3,5.3439154846524903E-3,1.554403721631171E-5,2.6518398312492451E-4,1.3332359020950811E-2,null,3.5011416414346395E-3,1.1940730027324962E-3,2.0920586944058951E-3,2.0247266008626462E-3,2.2544007779449065E-6,1.0633341318672884E-4,8.9205877534003497E-3]
[2004,11,21,2,2.721350855373375E-3,1.6514777850432307E-3,1.9860748892055738E-3,5.6781349669779236E-3,1.554403721631171E-5,2.6518398312492451E-4,1.2317766516941338E-2,null,2.2777015632855779E-3,1.3500745186549551E-3,2.0130989643070466E-3,2.1513571732087681E-3,2.2544007779449065E-6,1.0633341318672884E-4,7.9008200334210205E-3]
[2004,11,21,6,2.7726276387300417E-3,1.7015191962182182E-3,2.0727043979138471E-3,5.2052533123904407E-3,1.554403721631171E-5,2.6518398312492451E-4,1.2032832565593782E-2,null,2.3206189288950598E-3,1.3909831125923041E-3,2.1009072212901511E-3,1.9721896568337441E-3,2.2544007779449065E-6,1.0633341318672884E-4,7.8932867335759337E-3]
[2004,11,21,9,3.7435003254067518E-3,1.6502335301480716E-3,2.6732336096377614E-3,5.0648610267547316E-3,0,0,{"$f":"SUM(E7811:J7811)","v":1.3131828491947318E-2},null,3.1332147144875096E-3,1.3490573467354297E-3,2.7096076991664445E-3,1.9189971997114526E-3,0,0,{"$f":"SUM(M7811:R7811)","v":9.110876960100836E-3}]
[2004,11,21,12,3.4812928750532404E-3,1.8847711392016729E-3,2.7218958137015291E-3,5.0599790938957957E-3,0,0,1.3147938921852238E-2,null,2.913753736717564E-3,1.5407906249649253E-3,2.7589320389152104E-3,1.9171475111541578E-3,0,0,9.1306239117518572E-3]
[2004,11,21,16,3.9486086832648242E-3,1.8109207830770933E-3,2.6770652306868144E-3,4.6653355721278066E-3,0,0,1.3101930269156539E-2,null,3.3048852017434323E-3,1.4804183420917539E-3,2.7134914562228318E-3,1.7676232084819711E-3,0,0,9.2664182085399893E-3]
[2004,11,21,20,4.8288402524130254E-3,1.6635278058975494E-3,2.410220952167536E-3,5.3168421026060829E-3,1.554403721631171E-5,2.6518398312492451E-4,1.4500159133425427E-2,null,4.0416166735944212E-3,1.3599253481677788E-3,2.4430162875179432E-3,2.0144689167802335E-3,2.2544007779449065E-6,1.0633341318672884E-4,9.9676150400250501E-3]
[2004,11,21,23,4.4581059023770979E-3,1.6031323077672294E-3,2.192203797881119E-3,5.7588258940238961E-3,1.554403721631171E-5,2.6518398312492451E-4,1.4292995922390578E-2,null,3.7313214365899162E-3,1.3105523418786972E-3,2.2220326227626271E-3,2.1819297125588869E-3,2.2544007779449065E-6,1.0633341318672884E-4,9.5544239277547995E-3]
[2004,11,21,24,3.8026192043996779E-3,1.5416529232665441E-3,2.0798523284781567E-3,7.1213253911395396E-3,1.554403721631171E-5,2.6518398312492451E-4,1.4826177867625153E-2,null,3.1826957150119361E-3,1.2602932641068501E-3,2.1081524121407871E-3,2.6981596161557652E-3,2.2544007779449065E-6,1.0633341318672884E-4,9.3578888213800126E-3]
[2004,11,22,3,2.6640298398307406E-3,1.5417650798004686E-3,1.9484119181919089E-3,6.6635150567785394E-3,1.554403721631171E-5,2.6518398312492451E-4,1.3098449914942892E-2,null,2.2297253288162955E-3,1.2603849514912784E-3,1.9749235217029351E-3,2.5247023889985102E-3,2.2544007779449065E-6,1.0633341318672884E-4,8.0983240049736938E-3]
[2004,11,22,7,3.1372615059570663E-3,1.6033252768466507E-3,2.5247145055805405E-3,7.0751093680766321E-3,1.554403721631171E-5,2.6518398312492451E-4,1.4621138676802125E-2,null,2.6258082166967277E-3,1.3107100930996791E-3,2.5590677290060065E-3,2.6806490826246318E-3,2.2544007779449065E-6,1.0633341318672884E-4,9.2848229353917188E-3]
[2004,11,22,10,3.9051262710230296E-3,1.5649550533831697E-3,3.192467452503899E-3,7.7725667630838182E-3,0,0,1.6435115539993918E-2,null,3.268491526836352E-3,1.2793426345469223E-3,3.235906640353448E-3,2.9449048600026771E-3,0,0,1.07286456617394E-2]
[2004,11,22,13,3.5920395160254459E-3,1.7324183281032092E-3,3.1350028395202381E-3,6.7419304628321486E-3,0,0,1.5201391146481041E-2,null,3.0064458630462768E-3,1.4162429925521143E-3,3.1776601192829435E-3,2.5544127687771893E-3,0,0,1.0154761743658524E-2]
[2004,11,22,17,5.0258685012764901E-3,1.5664022183919763E-3,2.7920379088917169E-3,7.6009351823796032E-3,5.1761647025198476E-6,8.830627166051989E-5,1.707872624730283E-2,null,4.2065243147982826E-3,1.2805256844313189E-3,2.8300285418462628E-3,2.8798763190390417E-3,7.507155039416823E-7,3.5409028708321832E-5,1.1233114604327171E-2]
[2004,11,22,21,5.082642904066511E-3,1.3058057240900112E-3,2.4809513534343347E-3,7.6412224077887416E-3,1.554403721631171E-5,2.6518398312492451E-4,1.6791350409720837E-2,null,4.2540430482736445E-3,1.0674894027481931E-3,2.5147091014743033E-3,2.8951405231970417E-3,2.2544007779449065E-6,1.0633341318672884E-4,1.0839969889657856E-2]
[2004,11,22,22,4.6727000313502073E-3,1.3559890505817618E-3,2.292831508735293E-3,7.6137772917922158E-3,1.554403721631171E-5,2.6518398312492451E-4,1.6216025902800715E-2,null,3.9109312733990311E-3,1.1085140117205027E-3,2.3240295522853377E-3,2.8847419948929325E-3,2.2544007779449065E-6,1.0633341318672884E-4,1.0336804646262479E-2]
[2004,11,23,1,3.020172655825942E-3,1.4019455611654721E-3,2.0749427155520549E-3,7.9138115257788959E-3,1.554403721631171E-5,2.6518398312492451E-4,1.4691600478663599E-2,null,2.5278078223483183E-3,1.1460832206237517E-3,2.1031759952139122E-3,2.9984203074461448E-3,2.2544007779449065E-6,1.0633341318672884E-4,8.884075159596801E-3]
[2004,11,23,4,2.3335203562095275E-3,1.5796859948833469E-3,2.0406747859205384E-3,6.3243972611914138E-3,1.554403721631171E-5,2.6518398312492451E-4,1.2559006418546062E-2,null,1.9530972835797471E-3,1.2913851027746529E-3,2.0684417895577767E-3,2.3962159218148316E-3,2.2544007779449065E-6,1.0633341318672884E-4,7.8177279116916822E-3]
[2004,11,23,8,3.0891864943493608E-3,1.840625062990451E-3,2.9739192491940554E-3,4.9143970937934461E-3,1.4253882436845885E-5,2.431737178054758E-4,1.3075555500569635E-2,null,2.5855706527392426E-3,1.5047014367656362E-3,3.0143847007098757E-3,1.8619887518024117E-3,2.0672855582615075E-6,9.7507742009371467E-5,9.0662205695847976E-3]
[2004,11,23,10,3.4283609961553285E-3,1.6571462898366796E-3,3.2116764044680473E-3,6.2830202580446779E-3,0,0,1.4580203948504733E-2,null,2.8694510981675356E-3,1.3547084919059537E-3,3.2553769642141555E-3,2.3805388177932994E-3,0,0,9.8600753720809436E-3]
[2004,11,23,15,2.9631514271891237E-3,1.712391288541151E-3,3.0934295884985771E-3,6.1880173888079126E-3,0,0,1.3956989693036765E-2,null,2.4800825019067811E-3,1.3998709916437752E-3,3.1355211903687074E-3,2.3445437057720876E-3,0,0,9.3600183896913516E-3]
[2004,11,23,19,4.4577204461095686E-3,1.697107598776508E-3,2.7379831359081713E-3,5.0137237230184883E-3,1.554403721631171E-5,2.6518398312492451E-4,1.4187262924153971E-2,null,3.7309988194818003E-3,1.3873766545784228E-3,2.7752382577031732E-3,1.8996220693471113E-3,2.2544007779449065E-6,1.0633341318672884E-4,9.9018236150751823E-3]
[2004,11,23,22,4.1752331349839715E-3,1.3651321438272117E-3,2.4598082200859954E-3,6.2137696433405502E-3,1.554403721631171E-5,2.6518398312492451E-4,1.4494671162578963E-2,null,3.4945641132076493E-3,1.1159884429990591E-3,2.4932782782575752E-3,2.3543008351530003E-3,2.2544007779449065E-6,1.0633341318672884E-4,9.5667194835819588E-3]
[2004,11,23,23,3.8162750241453338E-3,1.4103045352289261E-3,2.2969603162124115E-3,6.0610594215543172E-3,1.554403721631171E-5,2.6518398312492451E-4,1.3865327317482223E-2,null,3.1941252893798316E-3,1.1529166385403429E-3,2.3282145395187928E-3,2.2964413032868585E-3,2.2544007779449065E-6,1.0633341318672884E-4,9.0802855846904996E-3]
[2004,11,24,2,2.5305970816455305E-3,1.5305493388733783E-3,2.0648494876100414E-3,6.0409916192266395E-3,1.554403721631171E-5,2.6518398312492451E-4,1.2447715547696825E-2,null,{"$f":"E7876*V$5","v":2.118045498443868E-3},{"$f":"F7876*W$5","v":1.2512161414893299E-3},{"$f":"G7876*X$5","v":2.0929454309854354E-3},{"$f":"H7876*Y$5","v":2.2888379245825366E-3},{"$f":"I7876*Z$5","v":2.2544007779449065E-6},{"$f":"J7876*AA$5","v":1.0633341318672884E-4},7.8596328094658434E-3]
[2004,11,24,7,3.1098503027303138E-3,1.7151120161014595E-3,2.5891627546972269E-3,5.8790203152409787E-3,1.554403721631171E-5,2.6518398312492451E-4,1.3573873409111216E-2,null,2.6028657356425727E-3,1.4020951723046607E-3,2.6243929109784243E-3,2.2274695124701017E-3,2.2544007779449065E-6,1.0633341318672884E-4,8.9654111453604333E-3]
[2004,11,24,10,3.4345859855036626E-3,1.6571462898366796E-3,3.2272012236135832E-3,6.5490626679353525E-3,0,0,1.4867996166889278E-2,null,2.8746612561823099E-3,1.3547084919059537E-3,3.2711130260881533E-3,2.4813381559958348E-3,0,0,9.9818209301722506E-3]
[2004,11,24,13,3.0231574387189399E-3,1.7362929994370021E-3,3.1950120815130373E-3,6.7069524385188093E-3,0,0,1.4661414958187791E-2,null,2.5303060098378241E-3,1.4194105162592405E-3,3.2384858935581907E-3,2.541160138477134E-3,0,0,9.7293625581323893E-3]
[2004,11,24,16,3.3321038504391331E-3,1.6425984289110157E-3,2.9889493357628206E-3,7.0888732175800311E-3,0,0,1.5052524832693001E-2,null,2.7888863114395469E-3,1.3428156910977609E-3,3.0296192982920086E-3,2.6858639914868394E-3,0,0,9.8471852923161553E-3]
[2004,11,24,20,4.4013608285903214E-3,1.4860378633653356E-3,2.6383545528519425E-3,6.3353311279212409E-3,1.554403721631171E-5,2.6518398312492451E-4,1.5141812393070076E-2,null,3.6838272507455248E-3,1.2148282412611899E-3,2.6742540508860289E-3,2.400358594145962E-3,2.2544007779449065E-6,1.0633341318672884E-4,1.0081855951003379E-2]
[2004,11,24,23,3.8231513651971649E-3,1.4103045352289261E-3,2.3277635195972906E-3,6.6340161356652008E-3,1.554403721631171E-5,2.6518398312492451E-4,1.4475963576029817E-2,null,3.1998806122308029E-3,1.1529166385403429E-3,2.3594368751761572E-3,2.5135257058255711E-3,2.2544007779449065E-6,1.0633341318672884E-4,9.3343476457375466E-3]
[2004,11,24,24,3.3357481489621928E-3,1.5481217990766713E-3,2.1808635373306217E-3,6.6173342251844907E-3,1.554403721631171E-5,2.6518398312492451E-4,1.3962795730895211E-2,null,2.7919364967644794E-3,1.2655815365103251E-3,2.2105380578329482E-3,2.5072051889685012E-3,2.2544007779449065E-6,1.0633341318672884E-4,8.883849094040927E-3]
[2004,11,25,4,2.7331685541146381E-3,1.5796859948833469E-3,2.0253293344271615E-3,6.3576211682461947E-3,1.554403721631171E-5,2.6518398312492451E-4,1.2976533072012577E-2,null,2.2875926770477982E-3,1.2913851027746529E-3,2.0528875359513087E-3,2.408803944322223E-3,2.2544007779449065E-6,1.0633341318672884E-4,8.1492570740606569E-3]
[2004,11,25,7,3.3257426042176789E-3,1.7151120161014595E-3,2.3554899412905513E-3,5.8819845394091448E-3,1.554403721631171E-5,2.6518398312492451E-4,1.3559057121360069E-2,null,2.7835621098819116E-3,1.4020951723046607E-3,2.3875405640642281E-3,2.228592610981192E-3,2.2544007779449065E-6,1.0633341318672884E-4,8.9103782711966659E-3]
[2004,11,25,11,3.7928243408979559E-3,1.7504626085029017E-3,2.8468122132680488E-3,5.1074098963973663E-3,0,0,1.3497509059066274E-2,null,3.1744976629798027E-3,1.4309940981350768E-3,2.8855481478842499E-3,1.9351183057524255E-3,0,0,9.4261582147515538E-3]
[2004,11,25,14,3.5234976866255511E-3,1.6044195697626415E-3,2.851689140205942E-3,5.0017705229902726E-3,0,0,1.2981376919584408E-2,null,2.949078092306118E-3,1.311604671879487E-3,2.8904914340720138E-3,1.895093187456657E-3,0,0,9.0462673857142767E-3]
[2004,11,25,18,4.7127094108201572E-3,1.7275686568418154E-3,2.617815735728269E-3,6.6438324522878102E-3,1.554403721631171E-5,2.6518398312492451E-4,1.598265427601929E-2,null,3.9444181080660326E-3,1.4122784114640984E-3,2.653435766689154E-3,2.5172449557735481E-3,2.2544007779449065E-6,1.0633341318672884E-4,1.0635965055957507E-2]
[2004,11,25,21,5.0594123912646744E-3,1.492106886775598E-3,2.4176995835103335E-3,6.5210045434162985E-3,1.554403721631171E-5,2.6518398312492451E-4,1.5770951425308141E-2,null,4.234599698945794E-3,1.2197896364028759E-3,2.4505966789183107E-3,2.4707073682808719E-3,2.2544007779449065E-6,1.0633341318672884E-4,1.0484281196512525E-2]
[2004,11,26,1,2.913354080986994E-3,1.3457652487984613E-3,2.0116815096898589E-3,6.483749373499827E-3,1.554403721631171E-5,2.6518398312492451E-4,1.3035278233316376E-2,null,2.4384033876286254E-3,1.1001561068207696E-3,2.039054008327032E-3,2.4565919628695824E-3,2.2544007779449065E-6,1.0633341318672884E-4,8.1427932796106824E-3]
[2004,11,26,2,2.5423116249271563E-3,1.5095294367630492E-3,1.9963891730988502E-3,6.3716899933387401E-3,1.554403721631171E-5,2.6518398312492451E-4,1.270064824846903E-2,null,2.1278502737057752E-3,1.2340324806004044E-3,2.0235535923454834E-3,2.4141344036997282E-3,2.2544007779449065E-6,1.0633341318672884E-4,7.9081585643160646E-3]
[2004,11,26,5,2.3738282204857869E-3,1.6557117966353137E-3,2.0378031958786921E-3,5.8477962556577109E-3,1.554403721631171E-5,2.6518398312492451E-4,1.2195867488998738E-2,null,1.9868339424502705E-3,1.3535358011583776E-3,2.0655311264349639E-3,2.2156392011175494E-3,2.2544007779449065E-6,1.0633341318672884E-4,7.7301278851258353E-3]
[2004,11,26,8,3.0750529005993191E-3,1.7201448540914172E-3,2.5747314902957769E-3,6.5209081201374284E-3,1.554403721631171E-5,2.6518398312492451E-4,1.4171565385465176E-2,null,2.5737411936616861E-3,1.4062094912427035E-3,2.609765283602389E-3,2.4706708349976955E-3,2.2544007779449065E-6,1.0633341318672884E-4,9.1689746174691486E-3]
[2004,11,26,12,3.2349675932426668E-3,1.5518394352601616E-3,2.7756344898459346E-3,6.7711098350157067E-3,0,0,1.433355135336447E-2,null,2.7075857307256551E-3,1.2686206847970388E-3,2.8134019251604401E-3,2.5654683798223485E-3,0,0,9.355076720505482E-3]
[2004,11,26,15,3.4719048802829217E-3,1.6199242047583871E-3,2.7661084407365729E-3,6.8495378999301228E-3,0,0,1.4707475425708005E-2,null,2.9058962234820873E-3,1.3242796305246341E-3,2.8037462572396473E-3,2.59518355584683E-3,0,0,9.629105667093199E-3]
[2004,11,26,18,4.2268435616214543E-3,1.5215723226609278E-3,2.5010633293327342E-3,6.2544082484028681E-3,1.554403721631171E-5,2.6518398312492451E-4,1.4784615482359218E-2,null,{"$f":"E7940*V$5","v":3.5377607297710444E-3},{"$f":"F7940*W$5","v":1.2438774773233662E-3},{"$f":"G7940*X$5","v":2.5350947365131871E-3},{"$f":"H7940*Y$5","v":2.3696981716056329E-3},{"$f":"I7940*Z$5","v":2.2544007779449065E-6},{"$f":"J7940*AA$5","v":1.0633341318672884E-4},9.7950189291779038E-3]
[2004,11,26,23,4.1718976350434171E-3,1.1543536643930127E-3,2.1815501110060633E-3,6.344087596581993E-3,1.554403721631171E-5,2.6518398312492451E-4,1.4132617027365719E-2,null,3.4917723844550197E-3,9.4367812993148103E-4,2.2112339735622412E-3,2.4036762841577078E-3,2.2544007779449065E-6,1.0633341318672884E-4,9.158948586071124E-3]
[2004,11,27,2,2.5885247878544384E-3,1.4465761288617986E-3,2.0043533330980265E-3,5.6078463997866019E-3,1.554403721631171E-5,2.6518398312492451E-4,1.19280286699421E-2,null,2.1665295175952591E-3,1.1825684780977649E-3,2.0316261188816458E-3,2.1247259264876111E-3,2.2544007779449065E-6,1.0633341318672884E-4,7.6140378550269543E-3]
[2004,11,27,3,2.4182581556287156E-3,1.4724022332005848E-3,2.0019171734940522E-3,5.5711375154954036E-3,1.554403721631171E-5,2.6518398312492451E-4,1.1744443098159991E-2,null,2.0240206699653602E-3,1.2036811843658705E-3,2.0291568110009095E-3,2.1108175002174283E-3,2.2544007779449065E-6,1.0633341318672884E-4,7.4762639795142418E-3]
[2004,11,27,6,2.3146933840476358E-3,1.5412110805395115E-3,2.1329231319831988E-3,5.6976375631434132E-3,1.554403721631171E-5,2.6518398312492451E-4,1.1967193180054994E-2,null,1.9373395859493944E-3,1.2599320599705171E-3,2.1619453381536012E-3,2.15874640407433E-3,2.2544007779449065E-6,1.0633341318672884E-4,7.6265512021125165E-3]
[2004,11,27,10,3.6896915646444993E-3,1.7083136501517696E-3,2.8071860581685812E-3,5.0390146617363702E-3,0,0,1.3244205934701219E-2,null,3.088178148083496E-3,1.3965375434220367E-3,2.8453828085892563E-3,1.9092044133287756E-3,0,0,9.2393029134235638E-3]
[2004,11,27,15,4.0204178891978942E-3,1.4620955360176641E-3,2.726632704337859E-3,4.8629849141895417E-3,0,0,1.3072131043742958E-2,null,3.3649876836740868E-3,1.1952555129071474E-3,2.7637333833588967E-3,1.8425094752398778E-3,0,0,9.1664860551800079E-3]
[2004,11,27,17,4.0865610640226473E-3,1.4887533873526174E-3,2.596246879816624E-3,5.1082906171202183E-3,6.4818638286900314E-6,1.1058172624301355E-4,1.3396915538383812E-2,null,3.4203478414433579E-3,1.2170481680281308E-3,2.6315734281977849E-3,1.9354519971591499E-3,9.4008516928905443E-7,4.4341035416007056E-5,9.2497025554137205E-3]
[2004,11,27,21,4.6564546607436672E-3,1.4672316621090319E-3,2.3389487084015475E-3,5.1627960475365284E-3,1.554403721631171E-5,2.6518398312492451E-4,1.3906159099132011E-2,null,3.8973343107164696E-3,1.1994542693320625E-3,2.3707742583331613E-3,1.9561032584248486E-3,2.2544007779449065E-6,1.0633341318672884E-4,9.5322539107712163E-3]
[2004,11,27,24,3.4034772982095641E-3,1.4642412352418623E-3,2.0244954649486363E-3,4.3135066687270702E-3,1.554403721631171E-5,2.6518398312492451E-4,1.1486448687468368E-2,null,2.8486240748531832E-3,1.1970096108874675E-3,2.0520423201980109E-3,1.63432069991617E-3,2.2544007779449065E-6,1.0633341318672884E-4,7.8405845198195045E-3]
[2004,11,28,3,2.3619545778129393E-3,1.7319332319817671E-3,1.9700302489633848E-3,4.3505169989427649E-3,1.554403721631171E-5,2.6518398312492451E-4,1.0695163078042091E-2,null,1.976896005037886E-3,1.4158464289903221E-3,1.9968360082474445E-3,1.6483433393665206E-3,2.2544007779449065E-6,1.0633341318672884E-4,7.1465095956068474E-3]
[2004,11,28,4,2.4897220559447096E-3,1.6863795041419704E-3,1.9951782782266837E-3,4.4268998227571235E-3,1.554403721631171E-5,2.6518398312492451E-4,1.0878907681411721E-2,null,2.0838341398627912E-3,1.3786064928899147E-3,2.0223262210986629E-3,1.6772836052951451E-3,2.2544007779449065E-6,1.0633341318672884E-4,7.2706382731111876E-3]
[2004,11,28,7,3.0058680889015563E-3,1.6473001488888283E-3,2.3038191848480279E-3,4.9654276406887674E-3,1.554403721631171E-5,2.6518398312492451E-4,1.2203143083668414E-2,null,2.5158352630653196E-3,1.3466593227792669E-3,2.3351667352399723E-3,1.8813234336573672E-3,2.2544007779449065E-6,1.0633341318672884E-4,8.1875725687065998E-3]
[2004,11,28,12,3.325183614437907E-3,1.8847711392016729E-3,2.7140557122663799E-3,5.3098828195336841E-3,0,0,1.3233893285439644E-2,null,2.7830942496305465E-3,1.5407906249649253E-3,2.7509852589801022E-3,2.0118321524825781E-3,0,0,9.0867022860581514E-3]
[2004,11,28,15,3.5533327112829199E-3,1.6701181787519704E-3,2.7296693588045053E-3,5.4801074478651578E-3,0,0,1.3433227696704554E-2,null,2.9740492503501363E-3,1.3653129437744349E-3,2.7668113569010774E-3,2.0763276210382722E-3,0,0,9.1825011720639213E-3]
[2004,11,28,18,4.3350934049458233E-3,1.8162140231756739E-3,2.4755404704777982E-3,5.5142195541904053E-3,1.554403721631171E-5,2.6518398312492451E-4,1.4421795473130937E-2,null,3.6283630998691497E-3,1.4847455384021959E-3,2.5092245938482353E-3,2.0892521684579579E-3,2.2544007779449065E-6,1.0633341318672884E-4,9.8201732145422119E-3]
[2004,11,28,22,4.9983339123475653E-3,1.4665508509532205E-3,2.2868721989360774E-3,5.3319354872264253E-3,1.554403721631171E-5,2.6518398312492451E-4,1.4364420469804523E-2,null,4.1834785630445155E-3,1.198897709745369E-3,2.3179891554956757E-3,2.0201875658542364E-3,2.2544007779449065E-6,1.0633341318672884E-4,9.8291408081044706E-3]
[2004,11,29,1,2.8688359951164703E-3,1.578298191836951E-3,1.9705859689617185E-3,5.3467204166154029E-3,1.554403721631171E-5,2.6518398312492451E-4,1.2045168592871778E-2,null,2.4011428801929309E-3,1.2902505809864583E-3,1.9973992898030244E-3,2.0257893460305346E-3,2.2544007779449065E-6,1.0633341318672884E-4,7.8231699109776211E-3]
[2004,11,29,4,2.3821267604988076E-3,1.6865428113142272E-3,1.9911164240965784E-3,5.5400545137097371E-3,1.554403721631171E-5,2.6518398312492451E-4,1.1880568529960585E-2,null,1.9937796097181729E-3,1.3787399956557251E-3,2.0182090982313818E-3,2.0990406334741489E-3,2.2544007779449065E-6,1.0633341318672884E-4,7.5983571510441017E-3]
[2004,11,29,5,2.2552489651387385E-3,1.5963297169046297E-3,2.0536102949702123E-3,5.5948062050812392E-3,1.554403721631171E-5,2.6518398312492451E-4,1.1780723202436056E-2,null,1.8875861167816632E-3,1.3049912591516955E-3,2.0815533091747933E-3,2.1197851991920161E-3,2.2544007779449065E-6,1.0633341318672884E-4,7.5025036982648416E-3]
[2004,11,29,9,3.608714464384208E-3,1.5066084162614626E-3,3.081929792716126E-3,6.4895280926040941E-3,0,0,{"$f":"SUM(E8003:J8003)","v":1.468678076596589E-2},null,3.0204023713992752E-3,1.2316445614994776E-3,3.1238649194469926E-3,2.4587814298106156E-3,0,0,{"$f":"SUM(M8003:R8003)","v":9.834693282156361E-3}]
[2004,11,29,13,3.360869618407503E-3,1.7324183281032092E-3,3.1348968021644992E-3,6.2219547390750972E-3,0,0,1.445013948775031E-2,null,2.8129625287862722E-3,1.4162429925521143E-3,3.1775526391007126E-3,2.3574020408348531E-3,0,0,9.7641602012739515E-3]
[2004,11,29,16,3.8502041445847603E-3,1.6017563990897955E-3,2.949714362689974E-3,6.329765838039219E-3,0,0,1.4731440744403749E-2,null,3.2225231016329613E-3,1.3094275436754013E-3,2.9898504637496438E-3,2.39824999222327E-3,0,0,9.9200511012812759E-3]
[2004,11,29,19,4.465592769140699E-3,1.6154206516132339E-3,2.7499470457704339E-3,6.1985976725622274E-3,1.554403721631171E-5,2.6518398312492451E-4,1.531028615942783E-2,null,3.7375877539586942E-3,1.3205979992004073E-3,2.7873649578007802E-3,2.3485524110039651E-3,2.2544007779449065E-6,1.0633341318672884E-4,1.030269093592852E-2]
[2004,11,29,23,4.296026353610643E-3,1.3142690409008275E-3,2.1979266065364116E-3,6.0989692480952502E-3,1.554403721631171E-5,2.6518398312492451E-4,1.4187919269484367E-2,null,3.5956649699226202E-3,1.0744081203192491E-3,2.2278333003904003E-3,2.3108047479281444E-3,2.2544007779449065E-6,1.0633341318672884E-4,9.3172989525250882E-3]
[2004,11,30,2,2.7125369953385327E-3,1.5305493388733783E-3,2.0790948153286844E-3,5.2302728538563192E-3,1.554403721631171E-5,2.6518398312492451E-4,1.183318202373815E-2,null,2.2703245862448185E-3,1.2512161414893299E-3,2.1073845916799679E-3,1.9816691726106755E-3,2.2544007779449065E-6,1.0633341318672884E-4,7.7191823059894662E-3]
[2004,11,30,4,2.5254854496557354E-3,1.5796859948833469E-3,2.0613620107343919E-3,5.3275486174385826E-3,1.554403721631171E-5,2.6518398312492451E-4,1.1774810093053291E-2,null,2.1137671922669531E-3,1.2913851027746529E-3,2.0894105007949514E-3,2.0185254490076143E-3,2.2544007779449065E-6,1.0633341318672884E-4,7.6216760588088458E-3]
[2004,11,30,7,3.3918634352178845E-3,1.7151120161014595E-3,2.6113254514830713E-3,5.6876109121596187E-3,1.554403721631171E-5,2.6518398312492451E-4,1.368663983530327E-2,null,2.8389035664374085E-3,1.4020951723046607E-3,2.6468571706034384E-3,2.1549474617028126E-3,2.2544007779449065E-6,1.0633341318672884E-4,9.1513911850129945E-3]
[2004,11,30,10,3.7035699195127267E-3,1.6571462898366796E-3,3.2468144584445148E-3,6.6748944856012569E-3,0,0,1.5282425153395177E-2,null,3.0997939786981984E-3,1.3547084919059537E-3,3.2909931338018423E-3,2.529013877888286E-3,0,0,1.027450948229428E-2]
[2004,11,30,14,3.1146362084191982E-3,1.6044195697626415E-3,3.2291613833521893E-3,6.9156572663344289E-3,0,0,1.4863874427868459E-2,null,2.6068714171767213E-3,1.311604671879487E-3,3.2730998572802253E-3,2.6202351571259783E-3,0,0,9.8118111034624124E-3]
[2004,11,30,17,4.5289987554832708E-3,1.6277698610676213E-3,2.8754881026025114E-3,6.7232807410127901E-3,6.4818638286900314E-6,1.1058172624301355E-4,1.5872601050237897E-2,null,3.7906569544732031E-3,1.3306934138410983E-3,2.9146142236065411E-3,2.5473466787585895E-3,9.4008516928905443E-7,4.4341035416007056E-5,1.0628592391264728E-2]
[2004,11,30,19,4.8119166945307674E-3,1.697107598776508E-3,2.7785028974641234E-3,6.5078182565612257E-3,1.554403721631171E-5,2.6518398312492451E-4,1.6076073467673861E-2,null,4.0274520853831432E-3,1.3873766545784228E-3,2.8163093625570711E-3,2.4657112889381596E-3,2.2544007779449065E-6,1.0633341318672884E-4,1.0805437205421469E-2]
[2004,12,1,1,4.1847966559266335E-3,2.0749644864221412E-3,2.4606583502376181E-3,5.7518609117180449E-3,1.4094786666402542E-5,2.4045801961764481E-4,1.4726833210588486E-2,null,3.5025685373922802E-3,1.6962726992777366E-3,2.4941399759392988E-3,2.1792907889101698E-3,2.0442113965322214E-6,9.64188019682188E-5,9.9707350148842359E-3]
[2004,12,1,4,3.3842179079088619E-3,2.1418167015407599E-3,2.4090027648772691E-3,5.1098774793637619E-3,1.4094786666402542E-5,2.4045801961764481E-4,1.3299467659974702E-2,null,2.8325044542209452E-3,1.7509240381965486E-3,2.4417815246267262E-3,1.9360532346236335E-3,2.0442113965322214E-6,9.64188019682188E-5,9.0597262650326041E-3]
[2004,12,1,5,3.5704818713833139E-3,2.1471288191970278E-3,2.4229982343468744E-3,4.9967366506876061E-3,1.4094786666402542E-5,2.4045801961764481E-4,1.3391898381898869E-2,null,2.988402661889327E-3,1.755266666812432E-3,2.4559674273071249E-3,1.8931859314033333E-3,2.0442113965322214E-6,9.64188019682188E-5,9.1912857007769681E-3]
[2004,12,1,8,4.4065864758823219E-3,2.0869162832612442E-3,3.2832646592987403E-3,5.7656603946842728E-3,1.4094786666402542E-5,2.4045801961764481E-4,1.5796980619410626E-2,null,3.6882009848352203E-3,1.7060432311678713E-3,3.3279393043552478E-3,2.1845191987381538E-3,2.0442113965322214E-6,9.64188019682188E-5,1.1005165732461243E-2]
[2004,12,1,11,4.4696279430162314E-3,2.1443746295661823E-3,3.4926657773563523E-3,6.2411161492668199E-3,0,0,1.6347784499205587E-2,null,3.7409650920282346E-3,1.7530151310825397E-3,3.5401896964112763E-3,2.364662001632632E-3,0,0,1.1398831921154682E-2]
[2004,12,1,15,4.1839688696658035E-3,2.140068798477389E-3,3.4092276383016328E-3,6.2786190965044434E-3,0,0,1.6011884402949268E-2,null,3.5018757013117593E-3,1.7494951365132757E-3,3.4556162333320714E-3,2.3788712860236074E-3,0,0,1.1085858357180714E-2]
[2004,12,1,20,6.2783898948496151E-3,2.0687641018744926E-3,3.0626435656996645E-3,5.5520925405622302E-3,1.4094786666402542E-5,2.4045801961764481E-4,1.7216442909270047E-2,null,5.254852916219549E-3,1.6912039170879579E-3,3.1043162690696851E-3,2.1036016549311949E-3,2.0442113965322214E-6,9.64188019682188E-5,1.2252437770673136E-2]
[2004,12,1,22,5.7397020381998402E-3,2.0706364956799769E-3,2.7801353269565603E-3,5.5202523080088101E-3,1.4094786666402542E-5,2.4045801961764481E-4,1.6365278975129231E-2,null,4.8039848589855961E-3,1.6927345893068431E-3,2.8179640041510966E-3,2.0915378852077197E-3,2.0442113965322214E-6,9.64188019682188E-5,1.1504684351016006E-2]
[2004,12,2,2,3.740098836805616E-3,2.0983044538070541E-3,2.3883196775052783E-3,5.0394662717968145E-3,1.4094786666402542E-5,2.4045801961764481E-4,1.3520742046198811E-2,null,{"$f":"E8068*V$5","v":3.1303677549016085E-3},{"$f":"F8068*W$5","v":1.7153530014882709E-3},{"$f":"G8068*X$5","v":2.4208170071286566E-3},{"$f":"H8068*Y$5","v":1.909375521368419E-3},{"$f":"I8068*Z$5","v":2.0442113965322214E-6},{"$f":"J8068*AA$5","v":9.64188019682188E-5},9.2743762982517054E-3]
[2004,12,2,5,3.4448571421701723E-3,2.1471288191970278E-3,2.3787718614956366E-3,4.823171169787299E-3,1.4094786666402542E-5,2.4045801961764481E-4,1.3048481798934183E-2,null,2.8832579534989631E-3,1.755266666812432E-3,2.4111392761302589E-3,1.8274246656835363E-3,2.0442113965322214E-6,9.64188019682188E-5,8.9755515754899404E-3]
[2004,12,2,6,3.8215194517838879E-3,2.0290643247960339E-3,2.4320967617203273E-3,4.9472110119918693E-3,1.4094786666402542E-5,2.4045801961764481E-4,1.3484444356576166E-2,null,3.1985147421427075E-3,1.6587495553548959E-3,2.465189756299736E-3,1.8744214358981256E-3,2.0442113965322214E-6,9.64188019682188E-5,9.2953385030602152E-3]
[2004,12,2,9,4.7829333094482149E-3,2.101446254937508E-3,3.5034801936097595E-3,4.7640878163626435E-3,1.1698675739442965E-6,1.995802041588064E-5,1.5173075462347951E-2,null,4.0031937280377503E-3,1.717921407607519E-3,3.5511512619985776E-3,1.8050389004724968E-3,1.696695866132475E-7,8.0027624830993835E-6,1.1085477730186056E-2]
[2004,12,2,13,3.7917380093810613E-3,2.2067398984560167E-3,3.4434740426217726E-3,4.5552930362344037E-3,0,0,1.3997244986693254E-2,null,3.1735884310851387E-3,1.8039984147450723E-3,3.490328620786751E-3,1.7259298002891123E-3,0,0,1.0193845266906074E-2]
[2004,12,2,17,4.8528014653321993E-3,2.2619389865696812E-3,3.2226310891282674E-3,4.3289790571856513E-3,5.8775263205227454E-6,1.0027099896817401E-4,1.4772499123504495E-2,null,4.0616716003659759E-3,1.8491233828131697E-3,3.2664807068089881E-3,1.6401829476595971E-3,8.5243619305500948E-7,4.0206642340484467E-5,1.0858517716181269E-2]
[2004,12,2,20,6.0900693249154939E-3,2.0687641018744926E-3,3.0542625775263213E-3,4.8521227132300943E-3,1.4094786666402542E-5,2.4045801961764481E-4,1.6319771523830445E-2,null,5.0972333811673785E-3,1.6912039170879579E-3,3.095821242671977E-3,1.8383939559563727E-3,2.0442113965322214E-6,9.64188019682188E-5,1.1821115510248436E-2]
[2004,12,2,24,4.8446577767767033E-3,2.0695022539820064E-3,2.5481477378181757E-3,5.3912255335457565E-3,1.4094786666402542E-5,2.4045801961764481E-4,1.510808610840669E-2,null,4.0548555398359134E-3,1.6918073526050877E-3,2.5828198119734413E-3,2.042651643793698E-3,2.0442113965322214E-6,9.64188019682188E-5,1.0470597361572891E-2]
[2004,12,3,3,3.5463894027089526E-3,2.0604756366139846E-3,2.4008638039666654E-3,5.3079197201545188E-3,1.4094786666402542E-5,2.4045801961764481E-4,1.357020136972817E-2,null,2.9682378773836287E-3,1.6844281397518578E-3,2.4335318187023816E-3,2.0110883646093326E-3,2.0442113965322214E-6,9.64188019682188E-5,9.1957492138119504E-3]
[2004,12,3,6,4.1262923870654467E-3,1.8410285704977046E-3,2.5071595512123042E-3,5.0912529605713118E-3,1.4094786666402542E-5,2.4045801961764481E-4,1.3820286275630814E-2,null,3.4536019499414598E-3,1.5050313020587469E-3,2.5412739083151411E-3,1.9289966936405958E-3,2.0442113965322214E-6,9.64188019682188E-5,9.5273668673206933E-3]
[2004,12,3,10,4.6703712394040612E-3,2.107532915502842E-3,3.5218808338800542E-3,4.6199672514862719E-3,0,0,1.491975224027323E-2,null,3.9089821336746071E-3,1.7228972210319448E-3,3.5698022756496962E-3,1.7504338562358147E-3,0,0,1.0952115486592062E-2]
[2004,12,3,11,4.4714854612779471E-3,2.1941356300492782E-3,3.4684344898529215E-3,4.4030933135292133E-3,0,0,1.453714889470936E-2,null,3.7425197876457391E-3,1.7936944907345051E-3,3.5156286992192244E-3,1.6682636885981341E-3,0,0,1.0720106666197604E-2]
[2004,12,3,14,3.9143545920658166E-3,2.2453174330145011E-3,3.3970103033161107E-3,4.4710223290048692E-3,0,0,1.4027704657401299E-2,null,3.2762153972164441E-3,1.8355353490421191E-3,3.4432326598124521E-3,1.6940009378115571E-3,0,0,1.0248984343882573E-2]
[2004,12,3,18,4.95041119526395E-3,2.1664174352450933E-3,3.0628494560178553E-3,4.2919401895440534E-3,1.4094786666402542E-5,2.4045801961764481E-4,1.4726171082354999E-2,null,4.1433684657365124E-3,1.7710350103302534E-3,3.104524960891209E-3,1.6261494958216794E-3,2.0442113965322214E-6,9.64188019682188E-5,1.0743540946144405E-2]
[2004,12,3,21,5.2656562320521176E-3,1.9111973918650587E-3,2.9576950652941167E-3,5.4368062357625759E-3,1.4094786666402542E-5,2.4045801961764481E-4,1.5825907731257916E-2,null,4.4072205565805324E-3,1.562393949373822E-3,2.997939757982284E-3,2.0599214641210295E-3,2.0442113965322214E-6,9.64188019682188E-5,1.1125938741422418E-2]
[2004,12,4,1,4.1118529253688415E-3,1.4506891459006663E-3,2.5014674473656335E-3,5.0871658606910066E-3,1.4094786666402542E-5,2.4045801961764481E-4,1.3405728185610196E-2,null,3.4415164871594668E-3,1.1859308481818552E-3,2.5355043532894268E-3,1.9274481549573395E-3,2.0442113965322214E-6,9.64188019682188E-5,9.1888628569528376E-3]
[2004,12,4,4,3.2874090772163364E-3,1.5849660259890396E-3,2.3900895466105673E-3,5.0241549069209336E-3,1.4094786666402542E-5,2.4045801961764481E-4,1.2541172363020926E-2,null,2.7514779211765829E-3,1.2957015008019596E-3,2.4226109584454883E-3,1.9035742829602248E-3,2.0442113965322214E-6,9.64188019682188E-5,8.4718276767490053E-3]
[2004,12,4,7,3.7404225402902858E-3,1.6232283974005274E-3,2.6470100105685105E-3,4.8639874195894068E-3,1.4094786666402542E-5,2.4045801961764481E-4,1.3129201174132779E-2,null,3.1306386864985458E-3,1.326980790861928E-3,2.6830272814724124E-3,1.8428893089697423E-3,2.0442113965322214E-6,9.64188019682188E-5,9.0819990811673787E-3]
[2004,12,4,9,4.2269314838335242E-3,1.7010300531206267E-3,3.1245318519838939E-3,4.9414471608113433E-3,2.3538296539221098E-6,4.0156494063762802E-5,1.4036450873467074E-2,null,3.5378343184299574E-3,1.3905832406485123E-3,3.1670466553701507E-3,1.8722376021825401E-3,3.4138334392195408E-7,1.610194184842976E-5,9.9841451418235128E-3]
[2004,12,4,12,4.9141535245901128E-3,1.760649552720057E-3,3.0466188888055301E-3,4.949743948855747E-3,0,0,1.4671165914971446E-2,null,4.1130217160655434E-3,1.4393218721657647E-3,3.0880735479949322E-3,1.8753811263463238E-3,0,0,1.0515798262572564E-2]
[2004,12,4,16,4.4691195358845916E-3,1.6776072891042475E-3,2.9834967014490902E-3,4.8265305811624817E-3,0,0,1.3956754107600411E-2,null,3.7405395681689223E-3,1.3714352526214412E-3,3.0240924712074033E-3,1.8286974944911978E-3,0,0,9.9647647864889652E-3]
[2004,12,4,19,5.8038417075713371E-3,1.4864938332229927E-3,2.8188978641495821E-3,5.0139853006542397E-3,1.4094786666402542E-5,2.4045801961764481E-4,1.53777715118822E-2,null,4.8576681335650643E-3,1.2152009942534936E-3,2.8572539744846919E-3,1.8997211770517182E-3,2.0442113965322214E-6,9.64188019682188E-5,1.0928307292719718E-2]
[2004,12,4,22,4.96368854782437E-3,1.606587526641982E-3,2.5602510027913036E-3,4.7987666064569084E-3,1.4094786666402542E-5,2.4045801961764481E-4,1.4183846489998613E-2,null,4.154481272680699E-3,1.3133769653773761E-3,2.595087763355619E-3,1.818178155573227E-3,2.0442113965322214E-6,9.64188019682188E-5,9.9795871703516701E-3]
[2004,12,4,24,4.9894924759417555E-3,1.4455333338802662E-3,2.3437019069140852E-3,5.0081459269064954E-3,1.4094786666402542E-5,2.4045801961764481E-4,1.4041426449926651E-2,null,4.1760785052814969E-3,1.1817159986121197E-3,2.3755921325506655E-3,1.8975087290080707E-3,2.0442113965322214E-6,9.64188019682188E-5,9.7293583788171031E-3]
[2004,12,5,6,3.7640784885123188E-3,1.9132753550371597E-3,2.3724466357582883E-3,3.8965168021211478E-3,1.4094786666402542E-5,2.4045801961764481E-4,1.2200870087712963E-2,null,3.1504381144701128E-3,1.5640926734830799E-3,2.4047279844664499E-3,1.4763297141620079E-3,2.0442113965322214E-6,9.64188019682188E-5,8.6940514999464015E-3]
[2004,12,5,9,4.5074140321465592E-3,1.9026207781361281E-3,2.9028214994149546E-3,3.096534659139677E-3,2.3538296539221098E-6,4.0156494063762802E-5,1.2451901292555004E-2,null,3.7725910891364934E-3,1.5553826121601805E-3,2.9423195398124839E-3,1.1732289017031413E-3,3.4138334392195408E-7,1.610194184842976E-5,9.4599654680046514E-3]
[2004,12,5,10,4.8692882056120598E-3,1.8433130988153169E-3,2.9606897346351763E-3,3.1044897700820582E-3,0,0,1.2777780809144611E-2,null,4.0754705833360603E-3,1.5068988921024564E-3,3.0009751751167006E-3,1.1762429697182719E-3,0,0,9.7595876202734889E-3]
[2004,12,5,13,4.4619895484347425E-3,2.0273581631797492E-3,2.942813083559496E-3,2.9039756775357025E-3,0,0,1.233613647270969E-2,null,3.734571949723597E-3,1.6573547770879918E-3,2.9828552804635209E-3,1.100271293483418E-3,0,0,9.4750533007585264E-3]
[2004,12,5,17,5.1669856982641633E-3,1.9236596896687168E-3,2.8868340434888189E-3,2.4491455526254977E-3,7.047393333201271E-6,1.202290098088224E-4,1.2553901387189217E-2,null,4.3246358253191128E-3,1.5725818131531509E-3,2.9261145461630844E-3,9.279432214126343E-4,1.0221056982661107E-6,4.82094009841094E-5,9.8005069127303571E-3]
[2004,12,5,21,5.4875697011342707E-3,2.0660910622666714E-3,2.581422615414494E-3,2.7233181369372872E-3,1.4094786666402542E-5,2.4045801961764481E-4,1.311295432203677E-2,null,4.5929564952025288E-3,1.6890187210807464E-3,2.616547453358297E-3,1.0318229564641396E-3,2.0442113965322214E-6,9.64188019682188E-5,1.0028808639470463E-2]
[2004,12,5,24,4.6308553325633845E-3,2.1200273053117356E-3,2.3614207216055109E-3,4.3621415059327999E-3,1.4094786666402542E-5,2.4045801961764481E-4,1.3728997671697479E-2,null,3.8759083230676659E-3,1.733111319859007E-3,2.3935520431753476E-3,1.6527476845685047E-3,2.0442113965322214E-6,9.64188019682188E-5,9.7537823840352748E-3]
[2004,12,6,4,3.713420655804915E-3,2.2571197446896729E-3,2.3514758341234196E-3,3.9758780599588291E-3,1.4094786666402542E-5,2.4045801961764481E-4,1.2552447100860883E-2,null,3.1080387948371866E-3,1.845183677586518E-3,2.3834718378421258E-3,1.5063984624952016E-3,2.0442113965322214E-6,9.64188019682188E-5,8.9415557861257811E-3]
[2004,12,6,7,4.6084091699262197E-3,2.1638222929449987E-3,2.7131007984357914E-3,4.8091499873587516E-3,1.4094786666402542E-5,2.4045801961764481E-4,1.454903505494981E-2,null,3.8571214549108154E-3,1.7689134949678473E-3,2.7500173518514195E-3,1.822112257371661E-3,2.0442113965322214E-6,9.64188019682188E-5,1.0296627572466494E-2]
[2004,12,6,10,5.2099541316886124E-3,2.2798802034539123E-3,3.5857628505981008E-3,5.2569271284418663E-3,0,0,1.6332524314182494E-2,null,4.3605993130074253E-3,1.8637902345071079E-3,3.6345535206263571E-3,1.991768063383751E-3,0,0,1.1850711131524642E-2]
[2004,12,6,11,5.1528371713495582E-3,2.3699168539576538E-3,3.5682493244857442E-3,4.8361858647573306E-3,0,0,1.5927189214550289E-2,null,4.3127938675620106E-3,1.937394729033785E-3,3.6168016918963477E-3,1.8323557315253552E-3,0,0,1.1699346020017497E-2]
[2004,12,6,14,4.2551747066718985E-3,2.4390891489832391E-3,3.5267101591146834E-3,4.9513360914547645E-3,0,0,1.5172310106224586E-2,null,3.5614731787717499E-3,1.9939427212361028E-3,3.5746973124285071E-3,1.875984364455507E-3,0,0,1.1006097576891865E-2]
[2004,12,6,19,6.2260386742793716E-3,2.2928593442424505E-3,3.1283437749060881E-3,3.6003969572695861E-3,1.4094786666402542E-5,2.4045801961764481E-4,1.5502191556981543E-2,null,5.2110362739452507E-3,1.8744006147443338E-3,3.17091044627169E-3,1.364134502872422E-3,2.0442113965322214E-6,9.64188019682188E-5,1.1718944851198447E-2]
[2004,12,6,22,5.6269425550835722E-3,2.2807036234282403E-3,2.8487662222374359E-3,5.0664570809201039E-3,1.4094786666402542E-5,2.4045801961764481E-4,1.6077422287953398E-2,null,4.7096080348939598E-3,1.8644633760628465E-3,2.8875287446149672E-3,1.9196019198523919E-3,2.0442113965322214E-6,9.64188019682188E-5,1.1479665088788915E-2]
[2004,12,7,1,4.4031517790660609E-3,2.0749644864221412E-3,2.4831182998018503E-3,4.7768906784662118E-3,1.4094786666402542E-5,2.4045801961764481E-4,1.3992678050040314E-2,null,3.6853262308165083E-3,1.6962726992777366E-3,2.5169055329945164E-3,1.8098897061303929E-3,2.0442113965322214E-6,9.64188019682188E-5,9.806857182583905E-3]
[2004,12,7,5,4.2129751654413888E-3,2.1471288191970278E-3,2.455312511240993E-3,3.891661906594659E-3,1.4094786666402542E-5,2.4045801961764481E-4,1.2961631208758116E-2,null,3.5261532343254542E-3,1.755266666812432E-3,2.4887213973117011E-3,1.4744902696301621E-3,2.0442113965322214E-6,9.64188019682188E-5,9.3430945814444999E-3]
[2004,12,7,8,5.0175910045349627E-3,2.0869162832612442E-3,3.3007303491430834E-3,5.6187820068570949E-3,1.4094786666402542E-5,2.4045801961764481E-4,1.6278572450080429E-2,null,4.1995962602142728E-3,1.7060432311678713E-3,3.3456426459198847E-3,2.1288692582067969E-3,2.0442113965322214E-6,9.64188019682188E-5,1.1478614408873575E-2]
[2004,12,7,9,5.2338119731311344E-3,2.101446254937508E-3,3.542910596133229E-3,7.1860906972070924E-3,2.3538296539221098E-6,4.0156494063762802E-5,{"$f":"SUM(E8195:J8195)","v":1.8106769845126647E-2},null,4.3805677204779118E-3,1.717921407607519E-3,3.5911181851562219E-3,2.7226981849981413E-3,3.4138334392195408E-7,1.610194184842976E-5,{"$f":"SUM(M8195:R8195)","v":1.2428748823432145E-2}]
[2004,12,7,15,4.0141094672284418E-3,2.140068798477389E-3,3.4374695966246614E-3,7.2263358407532582E-3,0,0,1.6817983703083749E-2,null,3.3597076946740223E-3,1.7494951365132757E-3,3.4842424736410828E-3,2.7379464449916761E-3,0,0,1.1331391749820056E-2]
[2004,12,7,16,4.279729549681365E-3,2.1717903840328496E-3,3.3312326799023596E-3,7.4265670837106315E-3,0,0,1.7209319697327207E-2,null,3.5820249588549616E-3,1.7754273680804353E-3,3.3765600150453823E-3,2.8138109539091387E-3,0,0,1.1547823295889919E-2]
[2004,12,7,20,6.5705979532422101E-3,2.0687641018744926E-3,3.083135285704221E-3,5.9321500092438867E-3,1.4094786666402542E-5,2.4045801961764481E-4,1.7909200156348854E-2,null,5.4994236411193857E-3,1.6912039170879579E-3,3.1250868153075177E-3,2.247599528570155E-3,2.0442113965322214E-6,9.64188019682188E-5,1.2661776915449768E-2]
[2004,12,7,23,5.7557436762296511E-3,2.0320036282719302E-3,2.6416988197418547E-3,6.7496891449386719E-3,1.4094786666402542E-5,2.4045801961764481E-4,1.7433688075466153E-2,null,4.8174113026747721E-3,1.6611524206924381E-3,2.6776438224646536E-3,2.5573524129564114E-3,2.0442113965322214E-6,9.64188019682188E-5,1.1812022972153025E-2]
[2004,12,8,2,3.9384271873743101E-3,2.0983044538070541E-3,2.4595195500655589E-3,5.8576935555708096E-3,1.4094786666402542E-5,2.4045801961764481E-4,1.4608497553101781E-2,null,3.296363548219551E-3,1.7153530014882709E-3,2.492985680368983E-3,2.219389134376846E-3,2.0442113965322214E-6,9.64188019682188E-5,9.8225543778184023E-3]
[2004,12,8,6,4.4401637214072261E-3,2.0290643247960339E-3,2.5137887065821178E-3,4.7383702995773564E-3,1.4094786666402542E-5,2.4045801961764481E-4,1.3975939858646784E-2,null,3.7163042867199765E-3,1.6587495553548959E-3,2.5479932651136859E-3,1.7952949326846739E-3,2.0442113965322214E-6,9.64188019682188E-5,9.8168050532379831E-3]
[2004,12,8,8,4.9680269040759152E-3,2.0869162832612442E-3,3.3038777889053419E-3,6.3315683811663763E-3,1.4094786666402542E-5,2.4045801961764481E-4,1.6944942163692921E-2,null,4.1581123667003197E-3,1.7060432311678713E-3,3.3488329121883213E-3,2.3989329478256252E-3,2.0442113965322214E-6,9.64188019682188E-5,1.1710384471246888E-2]
[2004,12,8,11,4.7693558714703181E-3,2.1443746295661823E-3,3.5379227296953373E-3,7.3722860787341681E-3,0,0,1.7823939309466005E-2,null,3.9918297572191386E-3,1.7530151310825397E-3,3.5860624499395918E-3,2.79324472395789E-3,0,0,1.2124152062199162E-2]
[2004,12,8,14,4.2399177866114645E-3,2.2069810735852844E-3,3.4434988775163657E-3,7.6546082057833394E-3,0,0,1.7545005943496454E-2,null,3.5487035240967719E-3,1.8041955741616303E-3,3.4903537936041788E-3,2.9002121942126617E-3,0,0,1.1743465086075242E-2]
[2004,12,8,17,5.0296792734963822E-3,2.2619389865696812E-3,3.2307943035706659E-3,6.6002823911911193E-3,7.047393333201271E-6,1.202290098088224E-4,1.7249971357969875E-2,null,4.2097138343802337E-3,1.8491233828131697E-3,3.2747549962774893E-3,2.5007445138363758E-3,1.0221056982661107E-6,4.82094009841094E-5,1.1883568233989643E-2]
[2004,12,8,21,5.6866846324944952E-3,2.1507842850988414E-3,3.0131548572937101E-3,5.6454707908103162E-3,1.4094786666402542E-5,2.4045801961764481E-4,1.6750647371981408E-2,null,4.7596106366695097E-3,1.758254991216518E-3,3.0541541789197157E-3,2.1389812240434495E-3,2.0442113965322214E-6,9.64188019682188E-5,1.1809464044213944E-2]
[2004,12,8,24,5.2639285406538491E-3,2.0695022539820064E-3,2.5202487173207602E-3,6.6465969043541023E-3,1.4094786666402542E-5,2.4045801961764481E-4,1.6754829222594764E-2,null,4.4057745227510684E-3,1.6918073526050877E-3,2.5545411757680395E-3,2.5182923637371481E-3,2.0442113965322214E-6,9.64188019682188E-5,1.1268878428226095E-2]
[2004,12,9,5,4.2845155119646478E-3,2.1471288191970278E-3,2.457173421675144E-3,5.0590475180575826E-3,1.4094786666402542E-5,2.4045801961764481E-4,1.4202418077178449E-2,null,3.586030687757185E-3,1.755266666812432E-3,2.4906076287363153E-3,1.9167945515338629E-3,2.0442113965322214E-6,9.64188019682188E-5,9.8471625482045456E-3]
[2004,12,9,8,5.1048518872406339E-3,2.0869162832612442E-3,3.3120976887106423E-3,5.8198861583088147E-3,1.4094786666402542E-5,2.4045801961764481E-4,1.657830482380538E-2,null,4.2726314032425754E-3,1.7060432311678713E-3,3.3571646583247308E-3,2.2050644985989053E-3,2.0442113965322214E-6,9.64188019682188E-5,1.1639366804698834E-2]
[2004,12,9,11,4.8827476467376086E-3,2.1443746295661823E-3,3.540836551607196E-3,7.3034845914425467E-3,0,0,1.7871443419353532E-2,null,4.0867357937855254E-3,1.7530151310825397E-3,3.5890159195719903E-3,2.7671769087204792E-3,0,0,1.2195943753160535E-2]
[2004,12,9,12,4.5229850032030604E-3,2.2228544542335794E-3,3.5098418227612776E-3,7.7358990561620438E-3,0,0,1.7991580336359961E-2,null,3.7856235965205518E-3,1.8171719804640698E-3,3.5575994524096395E-3,2.9310120351983978E-3,0,0,1.209140706459266E-2]
[2004,12,9,15,4.067566737171591E-3,2.140068798477389E-3,3.4401347900790582E-3,5.6890181904875716E-3,0,0,1.5336788516215609E-2,null,3.4044500721877756E-3,1.7494951365132757E-3,3.486943931784421E-3,2.1554806576101217E-3,0,0,1.0796369798095595E-2]
[2004,12,9,18,5.7487647447224208E-3,2.1995788252802484E-3,3.1661008008016388E-3,4.3647704508997069E-3,1.4094786666402542E-5,2.4045801961764481E-4,1.5733767627988064E-2,null,4.8115701142176885E-3,1.7981442745874587E-3,3.2091812235413479E-3,1.6537437509961995E-3,2.0442113965322214E-6,9.64188019682188E-5,1.1571102376707445E-2]
[2004,12,9,22,6.0957275257440477E-3,2.0706364956799769E-3,2.8806384410330586E-3,5.5677450158249818E-3,1.4094786666402542E-5,2.4045801961764481E-4,1.6869300284566111E-2,null,5.101969151583432E-3,1.6927345893068431E-3,2.9198346415357525E-3,2.1095321347684706E-3,2.0442113965322214E-6,9.64188019682188E-5,1.1922533530559248E-2]
[2004,12,10,2,3.9250695340530776E-3,2.0340255227367671E-3,2.4387960675380052E-3,5.1277664963299613E-3,1.4094786666402542E-5,2.4045801961764481E-4,1.3780210426941858E-2,null,{"$f":"E8260*V$5","v":3.2851835315776232E-3},{"$f":"F8260*W$5","v":1.6628053089244857E-3},{"$f":"G8260*X$5","v":2.4719802180675383E-3},{"$f":"H8260*Y$5","v":1.9428311053850201E-3},{"$f":"I8260*Z$5","v":2.0442113965322214E-6},{"$f":"J8260*AA$5","v":9.64188019682188E-5},9.4612631773194171E-3]
[2004,12,10,6,4.5592221006156789E-3,1.8410285704977046E-3,2.513083163786743E-3,5.3449766114161724E-3,1.4094786666402542E-5,2.4045801961764481E-4,1.4512863252600348E-2,null,3.8159531268942928E-3,1.5050313020587469E-3,2.5472781221559039E-3,2.0251286453170326E-3,2.0442113965322214E-6,9.64188019682188E-5,9.9918542097907279E-3]
[2004,12,10,9,5.0800901525950223E-3,2.1047109064947834E-3,3.5404239093710568E-3,8.0902036947925176E-3,3.5236966666006355E-6,6.0114504904411202E-5,1.8879066864824389E-2,null,4.2519064601134636E-3,1.7205902433131408E-3,3.5885976626055908E-3,3.0652525614014046E-3,5.1105284913305535E-7,2.41047004920547E-5,1.2650962680774787E-2]
[2004,12,10,12,4.8018060370696256E-3,2.2255087761723948E-3,3.3512702647247056E-3,7.7847109421148334E-3,0,0,1.816329602008156E-2,null,4.0189897218258618E-3,1.8193418748740074E-3,3.3968702467855431E-3,2.9495061008719147E-3,0,0,1.2184707944357326E-2]
[2004,12,10,13,4.4668778482236477E-3,2.249634558657137E-3,3.3451275939619706E-3,7.0213834577579929E-3,0,0,1.708302345860075E-2,null,3.7386633325193924E-3,1.8390645768505344E-3,3.3906439940808992E-3,2.6602931694201431E-3,0,0,1.162866507287097E-2]
[2004,12,10,16,4.2650034823640739E-3,2.2150709898468117E-3,3.3120834231545821E-3,7.9995492735298497E-3,0,0,1.7791707168895318E-2,null,3.5696996144461675E-3,1.8108090387214666E-3,3.357150198660452E-3,3.0309050087981718E-3,0,0,1.1768563860626257E-2]
[2004,12,10,19,5.8166803839272314E-3,2.0650327540814748E-3,3.0954921461889113E-3,5.9570490785857194E-3,1.4094786666402542E-5,2.4045801961764481E-4,1.7188807169067382E-2,null,4.868413779665271E-3,1.6881535596316142E-3,3.137611812818446E-3,2.2570333993298854E-3,2.0442113965322214E-6,9.64188019682188E-5,1.2049675564809967E-2]
[2004,12,10,24,5.2984075490092077E-3,1.5719054962790024E-3,2.4755470177361604E-3,5.8890325929565942E-3,1.4094786666402542E-5,2.4045801961764481E-4,1.5489445462265014E-2,null,4.434632577226651E-3,1.2850245855437893E-3,2.5092312301936721E-3,2.231263009033483E-3,2.0442113965322214E-6,9.64188019682188E-5,1.0558614415362346E-2]
[2004,12,11,3,3.3084937166905611E-3,1.5183831884130513E-3,2.4049096022586759E-3,5.4102782984408442E-3,1.4094786666402542E-5,2.4045801961764481E-4,1.289661761208718E-2,null,2.7691252290189101E-3,1.2412703766262684E-3,2.4376326672633838E-3,2.049870440575544E-3,2.0442113965322214E-6,9.64188019682188E-5,8.5963617268488557E-3]
[2004,12,11,7,3.5705933510831798E-3,1.6232283974005274E-3,2.6811102833062838E-3,5.2781866032166466E-3,1.4094786666402542E-5,2.4045801961764481E-4,1.3407671441290684E-2,null,2.9884959675673351E-3,1.326980790861928E-3,2.717591548965094E-3,1.9998229482748931E-3,2.0442113965322214E-6,9.64188019682188E-5,9.1313542690340012E-3]
[2004,12,11,10,4.7650379935561087E-3,1.719246433205916E-3,3.1228149706148305E-3,5.1146246700091427E-3,0,0,1.4721724067385998E-2,null,3.9882158030478667E-3,1.4054750368313104E-3,3.165306412781775E-3,1.9378518714483874E-3,0,0,1.049684912410934E-2]
[2004,12,11,13,4.3668547764332318E-3,1.7334834774746489E-3,3.0740421331854487E-3,5.0608402892568108E-3,0,0,1.4235220676350139E-2,null,3.6549465612946111E-3,1.4171137466354969E-3,3.1158699343040285E-3,1.917473804704457E-3,0,0,1.0105404046938594E-2]
[2004,12,11,16,4.3065003101761985E-3,1.6776072891042475E-3,2.975399480412633E-3,4.9552104200934555E-3,0,0,1.3914717499786535E-2,null,3.6044314056051215E-3,1.3714352526214412E-3,3.015885073102301E-3,1.8774522874190664E-3,0,0,9.8692040187479298E-3]
[2004,12,11,18,5.4908637625317742E-3,1.5946125633928816E-3,2.8902219719134257E-3,5.1417359213270257E-3,1.4094786666402542E-5,2.4045801961764481E-4,1.5371987025449157E-2,null,4.595713540946865E-3,1.3035874950672944E-3,2.9295485733691028E-3,1.9481239036097569E-3,2.0442113965322214E-6,9.64188019682188E-5,1.0875436526357769E-2]
[2004,12,11,22,4.7886066101385282E-3,1.606587526641982E-3,2.4916508742909302E-3,5.0806558700527051E-3,1.4094786666402542E-5,2.4045801961764481E-4,1.4222053687408193E-2,null,4.0079421366546698E-3,1.3133769653773761E-3,2.5255542083089254E-3,1.9249816205866911E-3,2.0442113965322214E-6,9.64188019682188E-5,9.8703179442924116E-3]
[2004,12,12,1,4.6561164540554582E-3,1.851465380359562E-3,2.3592503635532533E-3,5.3055207524455358E-3,1.4094786666402542E-5,2.4045801961764481E-4,1.4426905756697857E-2,null,3.8970512403064461E-3,1.5135633399572595E-3,2.3913521535483644E-3,2.0101794329937528E-3,2.0442113965322214E-6,9.64188019682188E-5,9.9106091801705737E-3]
[2004,12,12,4,4.3082219606597966E-3,1.8793491316584985E-3,2.3157557614336692E-3,5.0796765294901054E-3,1.4094786666402542E-5,2.4045801961764481E-4,1.3837556189526118E-2,null,3.6058723833424025E-3,1.5363581619367878E-3,2.3472657301432001E-3,1.9246105636539805E-3,2.0442113965322214E-6,9.64188019682188E-5,9.5125698524411197E-3]
[2004,12,12,8,5.1180911832090555E-3,1.8453543357279992E-3,2.8036397773719838E-3,5.0270141915404014E-3,1.4094786666402542E-5,2.4045801961764481E-4,1.5048652294133488E-2,null,4.2837123577856217E-3,1.5085675926852365E-3,2.841788274346075E-3,1.904657621505735E-3,2.0442113965322214E-6,9.64188019682188E-5,1.0637188859687419E-2]
[2004,12,12,9,5.2412379604860771E-3,1.9026207781361281E-3,2.9048831062829031E-3,5.1528109156977883E-3,3.5236966666006355E-6,6.0114504904411202E-5,1.526519096217391E-2,null,4.3867830833275402E-3,1.5553826121601805E-3,2.9444091985022102E-3,1.9523200470127143E-3,5.1105284913305535E-7,2.41047004920547E-5,1.0863510694343832E-2]
[2004,12,12,13,5.0324110475407227E-3,2.0273581631797492E-3,2.9613151464040828E-3,4.9466389209535406E-3,0,0,1.4967723278078096E-2,null,4.2120002598880118E-3,1.6573547770879918E-3,3.0016090967231283E-3,1.8742046794866993E-3,0,0,1.0745168813185831E-2]
[2004,12,12,14,4.4870876559210317E-3,2.0446635419396563E-3,2.9539248986716268E-3,4.9369714946368671E-3,0,0,1.4422647591169183E-2,null,3.7555784283789142E-3,1.6715018344150823E-3,2.9941182915490445E-3,1.8705418417637855E-3,0,0,1.0291740396106827E-2]
[2004,12,12,15,4.2530774447456111E-3,2.0302856514322026E-3,2.9679149730131851E-3,4.9808489768787441E-3,0,0,1.4232127046069742E-2,null,3.5597178237947568E-3,1.6597479835416865E-3,3.0082987256910996E-3,1.8871663384889212E-3,0,0,1.0114930871516466E-2]
[2004,12,12,16,4.8148051238407338E-3,1.9543644348888911E-3,2.9242761313849875E-3,4.9665820511674581E-3,0,0,1.4660027741282071E-2,null,4.0298696273703373E-3,1.5976827830232751E-3,2.9640661001427127E-3,1.8817608218629316E-3,0,0,1.0473379332399257E-2]
[2004,12,12,17,5.8133516868599409E-3,1.9236596896687168E-3,2.9068155877667902E-3,5.0372355831150902E-3,7.047393333201271E-6,1.202290098088224E-4,{"$f":"SUM(E8323:J8323)","v":1.5808338950552562E-2},null,4.8656277447448196E-3,1.5725818131531509E-3,2.9463679748277655E-3,1.9085303480633579E-3,1.0221056982661107E-6,4.82094009841094E-5,{"$f":"SUM(M8323:R8323)","v":1.134233938747147E-2}]
[2004,12,12,18,6.0914103474648349E-3,1.8996163236334525E-3,2.8530555544631991E-3,5.115134811928209E-3,1.4094786666402542E-5,2.4045801961764481E-4,1.6213769843773741E-2,null,{"$f":"E8324*V$5","v":5.098355782988887E-3},{"$f":"F8324*W$5","v":1.5529264861963584E-3},{"$f":"G8324*X$5","v":2.8918764408212803E-3},{"$f":"H8324*Y$5","v":1.9380451563004242E-3},{"$f":"I8324*Z$5","v":2.0442113965322214E-6},{"$f":"J8324*AA$5","v":9.64188019682188E-5},1.1579666879671699E-2]
[2004,12,12,19,6.7221459065670459E-3,1.8625761542047905E-3,2.7590528589006317E-3,4.8693802356644129E-3,1.4094786666402542E-5,2.4045801961764481E-4,1.6467707961620927E-2,null,5.6262654298285262E-3,1.52264633991453E-3,2.7965946716857924E-3,1.8449325632449985E-3,2.0442113965322214E-6,9.64188019682188E-5,1.1888902018038596E-2]
[2004,12,12,20,6.3955655208228499E-3,1.915023737583111E-3,2.6919124263498849E-3,4.9950477752767099E-3,1.4094786666402542E-5,2.4045801961764481E-4,1.6252102266316598E-2,null,5.3529259397443255E-3,1.565521967140874E-3,2.728540674343779E-3,1.892546042733723E-3,2.0442113965322214E-6,9.64188019682188E-5,1.1637997637327452E-2]
[2004,12,12,21,6.1435428913773496E-3,2.0660910622666714E-3,2.5032098682614655E-3,4.7036423162884634E-3,1.4094786666402542E-5,2.4045801961764481E-4,1.5671038944477998E-2,null,5.1419893984534747E-3,1.6890187210807464E-3,2.5372704829151782E-3,1.7821370390463339E-3,2.0442113965322214E-6,9.64188019682188E-5,1.1248878654860482E-2]
[2004,12,12,22,6.4127541028257129E-3,1.9032461195982958E-3,2.428972878170327E-3,4.944534834049324E-3,1.4094786666402542E-5,2.4045801961764481E-4,1.5944060740927704E-2,null,5.3673123464148507E-3,1.5558938255601895E-3,2.4620233667676486E-3,1.8734074736293594E-3,2.0442113965322214E-6,9.64188019682188E-5,1.13571000257368E-2]
[2004,12,12,23,6.0812860098972011E-3,1.9278945047302826E-3,2.3997094148181615E-3,5.4327161536586012E-3,1.4094786666402542E-5,2.4045801961764481E-4,1.6096158889388291E-2,null,5.089881969529848E-3,1.5760437524887057E-3,2.4323617220399188E-3,2.0583717955195307E-3,2.0442113965322214E-6,9.64188019682188E-5,1.1255122252942753E-2]
[2004,12,12,24,5.2075902347454503E-3,2.1200273053117356E-3,2.3753808143865537E-3,6.5047414495378606E-3,1.4094786666402542E-5,2.4045801961764481E-4,1.6462292610265643E-2,null,4.3586207912919128E-3,1.733111319859007E-3,2.4077020878045248E-3,2.4645455345313357E-3,2.0442113965322214E-6,9.64188019682188E-5,1.1062442746851531E-2]
[2004,12,13,1,3.8585473871473293E-3,2.1673060632476891E-3,2.2745984854959686E-3,6.6860254213736729E-3,1.4094786666402542E-5,2.4045801961764481E-4,1.5241030163548708E-2,null,3.2295061837997138E-3,1.771761459110693E-3,2.3055484363924965E-3,2.5332312166197143E-3,2.0442113965322214E-6,9.64188019682188E-5,9.9385103092873676E-3]
[2004,12,13,2,3.6186268345870746E-3,2.2687338332647365E-3,2.2645416582154957E-3,5.6576841886001837E-3,1.4094786666402542E-5,2.4045801961764481E-4,1.4064139320951539E-2,null,3.0286987735564448E-3,1.8546781347233935E-3,2.2953547681211894E-3,2.1436086908256397E-3,2.0442113965322214E-6,9.64188019682188E-5,9.4208033805914179E-3]
[2004,12,13,3,3.2685361593691618E-3,2.361864417050209E-3,2.2820885187112053E-3,5.5306740587643885E-3,1.4094786666402542E-5,2.4045801961764481E-4,1.3697715960179014E-2,null,2.7356817681743369E-3,1.9308119036514058E-3,2.3131403848080218E-3,2.0954865247479557E-3,2.0442113965322214E-6,9.64188019682188E-5,9.1735835947464699E-3]
[2004,12,13,4,3.3728467477731339E-3,2.2571197446896729E-3,2.3234674532067118E-3,5.3442309179021425E-3,1.4094786666402542E-5,2.4045801961764481E-4,1.3552217669855707E-2,null,2.8229870819327014E-3,1.845183677586518E-3,2.3550823531747599E-3,2.0248461136231307E-3,2.0442113965322214E-6,9.64188019682188E-5,9.1465622396818599E-3]
[2004,12,13,5,3.467983581959125E-3,2.3036537147310505E-3,2.3585341472613141E-3,6.0425840106304177E-3,1.4094786666402542E-5,2.4045801961764481E-4,1.4427308260865954E-2,null,2.902614196357733E-3,1.8832249565995884E-3,2.3906261918621463E-3,2.2894412569599808E-3,2.0442113965322214E-6,9.64188019682188E-5,9.5643696151441991E-3]
[2004,12,13,6,3.6759456577592641E-3,2.2656082094284651E-3,2.4186122855788727E-3,5.967993866487129E-3,1.4094786666402542E-5,2.4045801961764481E-4,1.4582712825537778E-2,null,3.076673173067335E-3,1.8521229534581849E-3,2.4515217999189756E-3,2.2611802095233524E-3,2.0442113965322214E-6,9.64188019682188E-5,9.7399611493325985E-3]
[2004,12,13,7,4.1572717624962195E-3,2.1638222929449987E-3,2.6725734605275776E-3,6.5809439338659313E-3,1.4094786666402542E-5,2.4045801961764481E-4,1.5829164256118775E-2,null,3.4795309005245705E-3,1.7689134949678473E-3,2.7089385675555357E-3,2.4934174726287807E-3,2.0442113965322214E-6,9.64188019682188E-5,1.0549263449041484E-2]
[2004,12,13,8,4.3535859455959922E-3,2.2282931279844461E-3,3.2274509669098761E-3,6.6860139661384047E-3,1.4094786666402542E-5,2.4045801961764481E-4,1.6749896812912765E-2,null,3.6438408868163358E-3,1.8216180680305039E-3,3.2713661675854064E-3,2.5332268764089393E-3,2.0442113965322214E-6,9.64188019682188E-5,1.1368515012205937E-2]
[2004,12,13,9,4.8928926450389704E-3,2.2531029800719241E-3,3.4843939540103517E-3,7.5144707521040471E-3,4.6935642405449312E-6,8.0072525320291826E-5,1.8229626420786127E-2,null,4.0952268997540616E-3,1.8418999933571747E-3,3.5318053202222062E-3,2.8471162889618191E-3,6.8072243574630269E-7,3.210746297515408E-5,1.2348836687706161E-2]
[2004,12,13,10,4.812747274797264E-3,2.2798802034539123E-3,3.5747396596876434E-3,7.5891315784517299E-3,0,0,1.8256498716390551E-2,null,4.0281472599754597E-3,1.8637902345071079E-3,3.6233803396321213E-3,2.8754041167881926E-3,0,0,1.2390721950902881E-2]
[2004,12,13,11,4.7237012313206209E-3,2.3699168539576538E-3,3.565082871525304E-3,7.4152439676904835E-3,0,0,1.8073944924494063E-2,null,3.9536179827120476E-3,1.937394729033785E-3,3.6135921537214107E-3,2.809520801065874E-3,0,0,1.2314125666533117E-2]
[2004,12,13,12,4.4865311902046153E-3,2.4180785099449905E-3,3.5434068654404531E-3,7.5684047565300477E-3,0,0,1.8016421322120106E-2,null,3.7551126807044851E-3,1.9767666328605305E-3,3.5916212070884867E-3,2.8675510457924595E-3,0,0,1.2191051566445961E-2]
[2004,12,13,13,3.9664511663166785E-3,2.4607012378860186E-3,3.4747921401742459E-3,6.8847735829750982E-3,0,0,1.6786718127352041E-2,null,3.3198189069875983E-3,2.011610491754605E-3,3.5220728566610435E-3,2.608533809039572E-3,0,0,1.1462036064442818E-2]
[2004,12,13,14,3.9093303084812101E-3,2.4390891489832391E-3,3.4866904851016413E-3,7.3651054154522874E-3,0,0,1.7200215358018377E-2,null,3.2720101994366531E-3,1.9939427212361028E-3,3.5341330996964352E-3,2.790524082136286E-3,0,0,1.1590610102505478E-2]
[2004,12,13,15,3.882714460450013E-3,2.4116863698807316E-3,3.453685285542912E-3,6.8334332753489163E-3,0,0,1.6581519391222575E-2,null,3.2497334104848986E-3,1.9715410915310703E-3,3.5006788057976778E-3,2.5890817636534235E-3,0,0,1.1311035071467071E-2]
[2004,12,13,16,4.4820869205812533E-3,2.3775213586695811E-3,3.3436815552810211E-3,7.2121414367743719E-3,0,0,1.7415431271306226E-2,null,3.7513929398820889E-3,1.9436113721709469E-3,3.3891782794762846E-3,2.7325684057240302E-3,0,0,1.1816750997253352E-2]
[2004,12,13,17,5.0122052647240452E-3,2.3987170881314907E-3,3.2094700905162653E-3,6.9218667257973784E-3,7.047393333201271E-6,1.202290098088224E-4,1.7669535572311205E-2,null,4.195088532751438E-3,1.9609387710073042E-3,3.253140629443796E-3,2.6225878249007063E-3,1.0221056982661107E-6,4.82094009841094E-5,1.2080987264785618E-2]
[2004,12,13,18,5.2015949741694763E-3,2.4135466920217515E-3,3.1167574143562892E-3,6.6278892633396015E-3,1.4094786666402542E-5,2.4045801961764481E-4,1.7614341150171162E-2,null,4.3536029104261518E-3,1.9730618952269034E-3,3.1591664327152735E-3,2.5112043290348345E-3,2.0442113965322214E-6,9.64188019682188E-5,1.2095498580767913E-2]
[2004,12,13,19,5.7459618204893509E-3,2.2928593442424505E-3,3.0920689521908686E-3,6.2642285048320825E-3,1.4094786666402542E-5,2.4045801961764481E-4,1.7649671428038798E-2,null,4.8092241378086455E-3,1.8744006147443338E-3,3.1341420401882515E-3,2.373418914285158E-3,2.0442113965322214E-6,9.64188019682188E-5,1.2289648720391139E-2]
[2004,12,13,20,5.5885049773365149E-3,2.3338832675366765E-3,2.9904547126429252E-3,7.6053346000704439E-3,1.4094786666402542E-5,2.4045801961764481E-4,1.8772730363870605E-2,null,4.677436758356605E-3,1.9079374591369094E-3,3.0311451584973319E-3,2.8815431900912755E-3,2.0442113965322214E-6,9.64188019682188E-5,1.2596525579446873E-2]
[2004,12,13,21,5.5800838158285614E-3,2.3073934573134159E-3,2.9547718923378717E-3,7.2579014458406975E-3,1.4094786666402542E-5,2.4045801961764481E-4,1.8354703417604593E-2,null,4.6703884600111448E-3,1.8862821767526576E-3,2.9949768100679375E-3,2.7499061626324989E-3,2.0442113965322214E-6,9.64188019682188E-5,1.240001662282899E-2]
[2004,12,13,22,5.211404385391482E-3,2.2807036234282403E-3,2.6874891970331285E-3,7.2232566869341137E-3,1.4094786666402542E-5,2.4045801961764481E-4,1.765740669907101E-2,null,4.3618131385307554E-3,1.8644633760628465E-3,2.7240572591388183E-3,2.7367798014203706E-3,2.0442113965322214E-6,9.64188019682188E-5,1.1785576588517541E-2]
[2004,12,13,23,4.8817496233522287E-3,2.2102817158306865E-3,2.5029106822171934E-3,7.6113380720926674E-3,1.4094786666402542E-5,2.4045801961764481E-4,1.7460832899776818E-2,null,4.0859004735545506E-3,1.8068938320680162E-3,2.5369672259135754E-3,2.8838178124231295E-3,2.0442113965322214E-6,9.64188019682188E-5,1.1412042357324022E-2]
[2004,12,13,24,4.4669768901077368E-3,2.2278341403347592E-3,2.3993422518690738E-3,6.9570371046173774E-3,1.4094786666402542E-5,2.4045801961764481E-4,1.6305743193212992E-2,null,3.7387462280614263E-3,1.8212428480088774E-3,2.4319895631870186E-3,2.6359133353365998E-3,2.0442113965322214E-6,9.64188019682188E-5,1.0726354987958674E-2]
[2004,12,14,1,3.6262724427603785E-3,2.0749644864221412E-3,2.3843991032891682E-3,7.4681102695129198E-3,1.4094786666402542E-5,2.4045801961764481E-4,1.5808299108268656E-2,null,3.0350979534542583E-3,1.6962726992777366E-3,2.4168430865394402E-3,2.8295510219585015E-3,2.0442113965322214E-6,9.64188019682188E-5,1.0076227774594687E-2]
[2004,12,14,2,3.3502841066051494E-3,2.0983044538070541E-3,2.3648545920854484E-3,7.0561981308189031E-3,1.4094786666402542E-5,2.4045801961764481E-4,1.5124194089600602E-2,null,2.8041027242032683E-3,1.7153530014882709E-3,2.3970326375599288E-3,2.6734839084670472E-3,2.0442113965322214E-6,9.64188019682188E-5,9.6884352850832647E-3]
[2004,12,14,3,2.9453718674452849E-3,2.1902358781178567E-3,2.3514353880496378E-3,6.814739430794455E-3,1.4094786666402542E-5,2.4045801961764481E-4,1.4556335370691283E-2,null,2.4652014618736263E-3,1.7905064637689775E-3,2.383430841427699E-3,2.5819989562155979E-3,2.0442113965322214E-6,9.64188019682188E-5,9.319600736650651E-3]
[2004,12,14,4,2.9282104747391808E-3,2.1418167015407599E-3,2.3562126579154382E-3,6.1621628099092409E-3,1.4094786666402542E-5,2.4045801961764481E-4,1.3842955450388668E-2,null,2.4508378119540764E-3,1.7509240381965486E-3,2.3882731145319649E-3,2.3347478072776998E-3,2.0442113965322214E-6,9.64188019682188E-5,9.0232457853250403E-3]
[2004,12,14,5,3.0768502102734682E-3,2.1471288191970278E-3,2.3556043211442222E-3,5.3870626881665704E-3,1.4094786666402542E-5,2.4045801961764481E-4,1.3221198845065337E-2,null,2.5752454962202609E-3,1.755266666812432E-3,2.3876565002588874E-3,2.0410744063170346E-3,2.0442113965322214E-6,9.64188019682188E-5,8.8577060829733659E-3]
[2004,12,14,6,3.3923476683236069E-3,2.0290643247960339E-3,2.4000852211293368E-3,5.4180010072709959E-3,1.4094786666402542E-5,2.4045801961764481E-4,1.3494051027804023E-2,null,2.8393088572508736E-3,1.6587495553548959E-3,2.4327426418631936E-3,2.0527964550389149E-3,2.0442113965322214E-6,9.64188019682188E-5,9.0820605228726283E-3]
[2004,12,14,7,3.8622345042974614E-3,1.9797572937393813E-3,2.6513669174379082E-3,5.6289745700015634E-3,1.4094786666402542E-5,2.4045801961764481E-4,1.4376886091760363E-2,null,3.2325922072282218E-3,1.6184413133530982E-3,2.6874434717953639E-3,2.1327310621198354E-3,2.0442113965322214E-6,9.64188019682188E-5,9.769671067861271E-3]
[2004,12,14,8,3.7670590866495579E-3,2.0869162832612442E-3,3.2119839105511443E-3,6.3310001549738487E-3,1.4094786666402542E-5,2.4045801961764481E-4,1.5651512241719845E-2,null,3.1529327994253109E-3,1.7060432311678713E-3,3.2556886544634835E-3,2.3987176557442626E-3,2.0442113965322214E-6,9.64188019682188E-5,1.0611845354165678E-2]
[2004,12,14,9,4.2713551859689522E-3,2.101446254937508E-3,3.4527070967623964E-3,7.6380352453475336E-3,4.6935642405449312E-6,8.0072525320291826E-5,1.7548309872577224E-2,null,3.5750158290760426E-3,1.717921407607519E-3,3.4996873070220497E-3,2.8939329568359123E-3,6.8072243574630269E-7,3.210746297515408E-5,1.1719345685952424E-2]
[2004,12,14,10,4.3843123060363018E-3,2.0750389009759397E-3,3.4994151514779201E-3,8.0006759522943637E-3,0,0,1.7959442310784526E-2,null,3.6695580702771828E-3,1.6963335327892801E-3,3.5470309077511386E-3,3.0313318898878318E-3,0,0,1.1944254400705432E-2]
[2004,12,14,11,3.9037449260934396E-3,2.1443746295661823E-3,3.4948189368742772E-3,7.6677797989095292E-3,0,0,1.7210718291443428E-2,null,3.2673353762064719E-3,1.7530151310825397E-3,3.5423721534873316E-3,2.9052027063296531E-3,0,0,1.1467925367105997E-2]
[2004,12,14,12,3.6633792728601707E-3,2.2228544542335794E-3,3.4623199595728762E-3,7.948113385133234E-3,0,0,1.7296667071799859E-2,null,3.0661554280022336E-3,1.8171719804640698E-3,3.5094309698985001E-3,3.0114167493422118E-3,0,0,1.1404175127707014E-2]
[2004,12,14,13,3.4340215465874973E-3,2.2067398984560167E-3,3.3863896428750618E-3,7.0716956124718877E-3,0,0,1.6098846700390464E-2,null,2.8741888351421527E-3,1.8039984147450723E-3,3.4324674864293458E-3,2.6793556636322056E-3,0,0,1.0790010399948776E-2]
[2004,12,14,14,3.5288654029735234E-3,2.2069810735852844E-3,3.4081368468178441E-3,7.901245649951814E-3,0,0,1.7045228973328466E-2,null,2.9535707345881338E-3,1.8041955741616303E-3,3.4545105996934685E-3,2.9936592922086662E-3,0,0,1.1205936200651898E-2]
[2004,12,14,15,3.6742408073503511E-3,2.140068798477389E-3,3.381870750589361E-3,7.6711319636787343E-3,0,0,1.6867312320095838E-2,null,3.0752462565659653E-3,1.7494951365132757E-3,3.4278871065909003E-3,2.9064727895108293E-3,0,0,1.1159101289180972E-2]
[2004,12,14,16,3.8313142953766781E-3,2.1717903840328496E-3,3.2842201050523106E-3,7.7669047593402164E-3,0,0,1.7054229543802056E-2,null,3.2067127775115703E-3,1.7754273680804353E-3,3.3289077506446691E-3,2.9427596146995318E-3,0,0,1.1253807510936208E-2]
[2004,12,14,17,4.3988010679153755E-3,2.2619389865696812E-3,3.178214890442772E-3,6.864074010109588E-3,7.047393333201271E-6,1.202290098088224E-4,1.6830305358179445E-2,null,3.6816847960600332E-3,1.8491233828131697E-3,3.2214601468803579E-3,2.60069106228812E-3,1.0221056982661107E-6,4.82094009841094E-5,1.1402190894724055E-2]
[2004,12,14,18,4.872561148839257E-3,2.1995788252802484E-3,3.112079565768588E-3,6.1507407127473351E-3,1.4094786666402542E-5,2.4045801961764481E-4,1.6589513058919474E-2,null,4.0782099537080988E-3,1.7981442745874587E-3,3.1544249336921157E-3,2.3304201520167275E-3,2.0442113965322214E-6,9.64188019682188E-5,1.145966232736915E-2]
[2004,12,14,19,4.9719776934081302E-3,2.18809527486716E-3,3.0825501934412724E-3,6.1938942505584864E-3,1.4094786666402542E-5,2.4045801961764481E-4,1.6691070218559093E-2,null,4.1614190770498617E-3,1.7887565317205485E-3,3.1244937618255132E-3,2.3467703574379219E-3,2.0442113965322214E-6,9.64188019682188E-5,1.1519902741398594E-2]
[2004,12,14,20,5.5383999306741075E-3,2.0687641018744926E-3,2.9892570706851057E-3,7.4179914781821055E-3,1.4094786666402542E-5,2.4045801961764481E-4,1.8268965387699856E-2,null,4.6355001066065672E-3,1.6912039170879579E-3,3.0299312204942882E-3,2.8105617901298878E-3,2.0442113965322214E-6,9.64188019682188E-5,1.2265660047683452E-2]
[2004,12,14,21,5.2610275511638036E-3,2.1507842850988414E-3,2.9331812871383972E-3,7.5427842605066868E-3,1.4094786666402542E-5,2.4045801961764481E-4,1.8142330190191774E-2,null,4.403346468212087E-3,1.758254991216518E-3,2.9730924263510631E-3,2.8578438376648655E-3,2.0442113965322214E-6,9.64188019682188E-5,1.2091000736809283E-2]
[2004,12,14,22,5.0712738938726715E-3,2.0706364956799769E-3,2.7954886554112154E-3,7.2394986636524399E-3,1.4094786666402542E-5,2.4045801961764481E-4,1.7431450514900349E-2,null,4.244527475432169E-3,1.6927345893068431E-3,2.8335262418988862E-3,2.7429336342058319E-3,2.0442113965322214E-6,9.64188019682188E-5,1.1612184954208481E-2]
[2004,12,14,23,4.7469136887080135E-3,2.0320036282719302E-3,2.6000399133025323E-3,7.6747000027650473E-3,1.4094786666402542E-5,2.4045801961764481E-4,1.7308210039331567E-2,null,3.9730462201164858E-3,1.6611524206924381E-3,2.6354180726387193E-3,2.9078246641188249E-3,2.0442113965322214E-6,9.64188019682188E-5,1.1275904390931218E-2]
[2004,12,14,24,4.4068951247997687E-3,2.0695022539820064E-3,2.4479088967765605E-3,6.9307308481468171E-3,1.4094786666402542E-5,2.4045801961764481E-4,1.6109589929989197E-2,null,3.6884593161416695E-3,1.6918073526050877E-3,2.4812170435275192E-3,2.6259463032235306E-3,2.0442113965322214E-6,9.64188019682188E-5,1.0585893028862557E-2]
[2004,12,15,1,3.8291695051093804E-3,2.0749644864221412E-3,2.3989830254878678E-3,7.1175023806935942E-3,1.4094786666402542E-5,2.4045801961764481E-4,1.5675172203997032E-2,null,3.2049176425200283E-3,1.6962726992777366E-3,2.4316254488930974E-3,2.6967111368586074E-3,2.0442113965322214E-6,9.64188019682188E-5,1.012798994091422E-2]
[2004,12,15,2,3.5402338505115699E-3,2.0983044538070541E-3,2.3765525493846629E-3,6.568470346069024E-3,1.4094786666402542E-5,2.4045801961764481E-4,1.483811400605636E-2,null,2.9630858365009981E-3,1.7153530014882709E-3,2.4088897663376739E-3,2.4886914238929562E-3,2.0442113965322214E-6,9.64188019682188E-5,9.67448304158465E-3]
[2004,12,15,3,3.1148914937937488E-3,2.1902358781178567E-3,2.3623710531505949E-3,6.6632969589988204E-3,1.4094786666402542E-5,2.4045801961764481E-4,1.4585348190345069E-2,null,2.6070850845528151E-3,1.7905064637689775E-3,2.3945153056683958E-3,2.5246197551362318E-3,2.0442113965322214E-6,9.64188019682188E-5,9.4151896224911706E-3]
[2004,12,15,4,3.0938657863841179E-3,2.1418167015407599E-3,2.3647437483309657E-3,5.6486604274137257E-3,1.4094786666402542E-5,2.4045801961764481E-4,1.3503639469953617E-2,null,2.5894871013521039E-3,1.7509240381965486E-3,2.3969202855793656E-3,2.1401897278262197E-3,2.0442113965322214E-6,9.64188019682188E-5,8.9759841663189892E-3]
[2004,12,15,5,3.2561734569996215E-3,2.1471288191970278E-3,2.3677916835332458E-3,5.1263694451359901E-3,1.4094786666402542E-5,2.4045801961764481E-4,1.3152016211149933E-2,null,2.7253345002144058E-3,1.755266666812432E-3,2.4000096933516168E-3,1.9423017843799772E-3,2.0442113965322214E-6,9.64188019682188E-5,8.9213756581231832E-3]
[2004,12,15,6,3.6014755956554241E-3,2.0290643247960339E-3,2.4135976803878398E-3,5.2753921477798529E-3,1.4094786666402542E-5,2.4045801961764481E-4,1.3574082554903199E-2,null,3.0143436220882798E-3,1.6587495553548959E-3,2.4464389621209931E-3,1.9987641725000794E-3,2.0442113965322214E-6,9.64188019682188E-5,9.2167593254289977E-3]
[2004,12,15,7,4.1194042501023747E-3,1.9797572937393813E-3,2.6568946926561125E-3,5.3827381971632993E-3,1.4094786666402542E-5,2.4045801961764481E-4,1.4393347239945216E-2,null,3.4478367542123108E-3,1.6184413133530982E-3,2.6930464622098595E-3,2.0394359238233161E-3,2.0442113965322214E-6,9.64188019682188E-5,9.8972234669633345E-3]
[2004,12,15,8,3.9993823295159841E-3,2.0869162832612442E-3,3.2314093168583666E-3,6.087816903958391E-3,1.4094786666402542E-5,2.4045801961764481E-4,1.5660077639878034E-2,null,3.3473814543716544E-3,1.7060432311678713E-3,3.2753783779129121E-3,2.3065792978998411E-3,2.0442113965322214E-6,9.64188019682188E-5,1.0733845374717029E-2]
[2004,12,15,9,4.5206381820973116E-3,2.101446254937508E-3,3.4870598195825254E-3,7.611591071246749E-3,4.6935642405449312E-6,8.0072525320291826E-5,{"$f":"SUM(E8387:J8387)","v":1.7805501417424929E-2},null,3.7836593668473507E-3,1.717921407607519E-3,3.5345074596286772E-3,2.8839136698742317E-3,6.8072243574630269E-7,3.210746297515408E-5,{"$f":"SUM(M8387:R8387)","v":1.195279008936868E-2}]
[2004,12,15,10,4.6121889666588048E-3,2.0750389009759397E-3,3.52435704126406E-3,7.5326568517172336E-3,0,0,1.7744241760616036E-2,null,{"$f":"E8388*V$5","v":3.8602850487964445E-3},{"$f":"F8388*W$5","v":1.6963335327892801E-3},{"$f":"G8388*X$5","v":3.572312176231615E-3},{"$f":"H8388*Y$5","v":2.8540067197252747E-3},{"$f":"I8388*Z$5","v":0},{"$f":"J8388*AA$5","v":0},1.1982937477542616E-2]
[2004,12,15,11,4.1093151882786458E-3,2.1443746295661823E-3,3.5236100694417032E-3,6.9888865533415502E-3,0,0,1.6766186440628082E-2,null,3.439392465655171E-3,1.7530151310825397E-3,3.5715550405313822E-3,2.6479805969240717E-3,0,0,1.1411943234193166E-2]
[2004,12,15,12,3.8579088416473011E-3,2.2228544542335794E-3,3.4939101718597775E-3,7.6205038015449388E-3,0,0,1.7195177269285596E-2,null,3.228971737430635E-3,1.8171719804640698E-3,3.5414510231113164E-3,2.8872905649940904E-3,0,0,1.1474885306000111E-2]
[2004,12,15,13,3.6083305427716877E-3,2.2067398984560167E-3,3.4185196078597197E-3,6.4936357499865791E-3,0,0,1.5727225799074002E-2,null,3.0200810387584326E-3,1.8039984147450723E-3,3.4650346366336907E-3,2.4603377574122466E-3,0,0,1.0749451847549444E-2]
[2004,12,15,14,3.6869302706410102E-3,2.2069810735852844E-3,3.4222920917183538E-3,7.5346259010546368E-3,0,0,1.6850829336999287E-2,null,3.085867015119505E-3,1.8041955741616303E-3,3.4688584518331868E-3,2.8547527619453101E-3,0,0,1.1213673803059633E-2]
[2004,12,15,15,3.8594115580125837E-3,2.140068798477389E-3,3.3790915914134172E-3,7.3021785500755046E-3,0,0,1.6680750497978895E-2,null,3.2302294728702315E-3,1.7494951365132757E-3,3.42507013202003E-3,2.7666820699257279E-3,0,0,1.1171476811329264E-2]
[2004,12,15,16,4.0300097546965268E-3,2.1717903840328496E-3,3.2906094461510617E-3,7.7234044903979216E-3,0,0,1.7215814075278359E-2,null,3.3730158315323174E-3,1.7754273680804353E-3,3.3353840300732081E-3,2.9262780382365255E-3,0,0,1.1410105267922487E-2]
[2004,12,15,17,4.6200274299408942E-3,2.2619389865696812E-3,3.1923260336459546E-3,7.0465859179776411E-3,7.047393333201271E-6,1.202290098088224E-4,1.7248154771276197E-2,null,3.8668456435231842E-3,1.8491233828131697E-3,3.2357632972408552E-3,2.6698419902726539E-3,1.0221056982661107E-6,4.82094009841094E-5,1.1670805820532237E-2]
[2004,12,15,18,5.0912983727769198E-3,2.1995788252802484E-3,3.1226358089058957E-3,5.9721068589812226E-3,1.4094786666402542E-5,2.4045801961764481E-4,1.664017267222833E-2,null,4.261287455797849E-3,1.7981442745874587E-3,3.1651248132596923E-3,2.2627385585159321E-3,2.0442113965322214E-6,9.64188019682188E-5,1.1585758115525681E-2]
[2004,12,15,19,5.2091720913278279E-3,2.18809527486716E-3,3.1009849999490001E-3,5.2867981351334562E-3,1.4094786666402542E-5,2.4045801961764481E-4,1.603960330756149E-2,null,4.3599447650836277E-3,1.7887565317205485E-3,3.143179406606386E-3,2.0030857240048269E-3,2.0442113965322214E-6,9.64188019682188E-5,1.1393429440780138E-2]
[2004,12,15,20,5.8072187261981141E-3,2.0687641018744926E-3,2.9536812226656135E-3,6.9090270919056904E-3,1.4094786666402542E-5,2.4045801961764481E-4,1.7993243948927956E-2,null,4.8604946124037873E-3,1.6912039170879579E-3,2.9938712998983275E-3,2.6177230869832563E-3,2.0442113965322214E-6,9.64188019682188E-5,1.2261755929738079E-2]
[2004,12,15,21,5.5460903279027415E-3,2.1507842850988414E-3,2.8631570798202167E-3,7.2921493234352121E-3,1.4094786666402542E-5,2.4045801961764481E-4,1.8106733822541056E-2,null,4.6419367738063733E-3,1.758254991216518E-3,2.902115415365824E-3,2.7628821516779566E-3,2.0442113965322214E-6,9.64188019682188E-5,1.2163652345431422E-2]
[2004,12,15,22,5.3140961524185733E-3,2.0706364956799769E-3,2.7209707081383458E-3,6.8310119546996055E-3,1.4094786666402542E-5,2.4045801961764481E-4,1.7191268117220548E-2,null,4.4477635399030446E-3,1.6927345893068431E-3,2.7579943456483348E-3,2.5881643628558331E-3,2.0442113965322214E-6,9.64188019682188E-5,1.1585119851078806E-2]
[2004,12,15,23,4.9716723636083829E-3,2.0320036282719302E-3,2.6182133935360829E-3,6.7929233429756966E-3,1.4094786666402542E-5,2.4045801961764481E-4,1.6669365534676139E-2,null,4.1611635237606449E-3,1.6611524206924381E-3,2.6538388353374762E-3,2.5737331792847584E-3,2.0442113965322214E-6,9.64188019682188E-5,1.1148350972440069E-2]
[2004,12,15,24,4.6202092866757926E-3,2.0695022539820064E-3,2.5215039588151137E-3,6.112760837174578E-3,1.4094786666402542E-5,2.4045801961764481E-4,1.5578529142931539E-2,null,3.8669978529924463E-3,1.6918073526050877E-3,2.5558134970515784E-3,2.3160301668849522E-3,2.0442113965322214E-6,9.64188019682188E-5,1.0529111882898816E-2]
[2004,12,16,1,3.842547501201444E-3,2.0749644864221412E-3,2.4602617650161104E-3,6.3814157502669645E-3,1.4094786666402542E-5,2.4045801961764481E-4,1.5013742309190708E-2,null,3.216114685544582E-3,1.6962726992777366E-3,2.4937379944717239E-3,2.417819341985645E-3,2.0442113965322214E-6,9.64188019682188E-5,9.9224077346444384E-3]
[2004,12,16,2,3.5527582328311645E-3,2.0983044538070541E-3,2.3648796145748895E-3,6.2273449652379548E-3,1.4094786666402542E-5,2.4045801961764481E-4,1.4497840072735111E-2,null,2.9735684264736218E-3,1.7153530014882709E-3,2.3970580005247656E-3,2.3594443138326105E-3,2.0442113965322214E-6,9.64188019682188E-5,9.5438867556840203E-3]
[2004,12,16,3,3.1260688014025199E-3,2.1902358781178567E-3,2.3528431913171699E-3,6.457531591310673E-3,1.4094786666402542E-5,2.4045801961764481E-4,1.4381232268432267E-2,null,2.6164402071984501E-3,1.7905064637689775E-3,2.3848578003582105E-3,2.4466584522879762E-3,2.0442113965322214E-6,9.64188019682188E-5,9.3369259369783658E-3]
[2004,12,16,4,3.104788212825625E-3,2.1418167015407599E-3,2.3559144832701199E-3,5.8161887117457456E-3,1.4094786666402542E-5,2.4045801961764481E-4,1.3673260915666299E-2,null,2.5986288949328804E-3,1.7509240381965486E-3,2.3879708826911941E-3,2.2036635935073082E-3,2.0442113965322214E-6,9.64188019682188E-5,9.0396504226926827E-3]
[2004,12,16,5,3.2679970756861612E-3,2.1471288191970278E-3,2.3598378057942617E-3,5.1132809834972138E-3,1.4094786666402542E-5,2.4045801961764481E-4,1.3142797490458713E-2,null,2.7352305688204985E-3,1.755266666812432E-3,2.3919475889840527E-3,1.9373427694927641E-3,2.0442113965322214E-6,9.64188019682188E-5,8.9182506074744969E-3]
[2004,12,16,6,3.6152644000245261E-3,2.0290643247960339E-3,2.4126546607799735E-3,5.1546831672049289E-3,1.4094786666402542E-5,2.4045801961764481E-4,1.3466219359089511E-2,null,3.0258845012091505E-3,1.6587495553548959E-3,2.4454831110570507E-3,1.9530294140378665E-3,2.0442113965322214E-6,9.64188019682188E-5,9.1816095950237146E-3]
[2004,12,16,7,4.1363607463584459E-3,1.9797572937393813E-3,2.6464438852985906E-3,5.2123874650987371E-3,1.4094786666402542E-5,2.4045801961764481E-4,1.4229502196779202E-2,null,3.4620289110060738E-3,1.6184413133530982E-3,2.6824534530630519E-3,1.9748926765211978E-3,2.0442113965322214E-6,9.64188019682188E-5,9.8362793673081716E-3]
[2004,12,16,8,4.0147005518235794E-3,2.0869162832612442E-3,3.218529101404282E-3,6.2162065816760157E-3,1.4094786666402542E-5,2.4045801961764481E-4,1.579090532444917E-2,null,3.3602024174708717E-3,1.7060432311678713E-3,3.2623229042590255E-3,2.3552241532493754E-3,2.0442113965322214E-6,9.64188019682188E-5,1.0782255719511896E-2]
[2004,12,16,9,4.5370744739598604E-3,2.101446254937508E-3,3.4759213210056672E-3,7.7615073351798335E-3,4.6935642405449312E-6,8.0072525320291826E-5,1.7960715474643701E-2,null,3.7974161257731706E-3,1.717921407607519E-3,3.5232174020025128E-3,2.940714614492277E-3,6.8072243574630269E-7,3.210746297515408E-5,1.201205773528638E-2]
[2004,12,16,10,4.6272137311015671E-3,2.0750389009759397E-3,3.523932763382902E-3,7.6159019237836793E-3,0,0,1.7842087319244089E-2,null,3.8728603951145076E-3,1.6963335327892801E-3,3.5718821252965875E-3,2.8855469849648216E-3,0,0,1.2026623038165197E-2]
[2004,12,16,11,4.1228695045925634E-3,2.1443746295661823E-3,3.5266994732315884E-3,7.4102097374379779E-3,0,0,1.7204153344828312E-2,null,3.4507370842281559E-3,1.7530151310825397E-3,3.5746864811449998E-3,2.8076134093909144E-3,0,0,1.1586052105846609E-2]
[2004,12,16,12,3.8707351598670876E-3,2.2228544542335794E-3,3.4911097897362274E-3,7.7000016391816058E-3,0,0,1.7284701043018501E-2,null,3.2397070400847273E-3,1.8171719804640698E-3,3.5386125368169563E-3,2.9174110612924121E-3,0,0,1.1512902618658167E-2]
[2004,12,16,13,3.6198235180792339E-3,2.2067398984560167E-3,3.4299105508720372E-3,7.1215561554839246E-3,0,0,1.6378030122891213E-2,null,3.0297003672522622E-3,1.8039984147450723E-3,3.4765805736500688E-3,2.6982470491827186E-3,0,0,1.1008526404830122E-2]
[2004,12,16,14,3.6973523620614391E-3,2.2069810735852844E-3,3.4227446843683035E-3,8.0831418199670164E-3,0,0,1.7410219939982041E-2,null,3.0945900409925357E-3,1.8041955741616303E-3,3.4693172028097078E-3,3.062576926681466E-3,0,0,1.1430679744645341E-2]
[2004,12,16,15,3.8716206490712673E-3,2.140068798477389E-3,3.3957934240408643E-3,7.5503197655366703E-3,0,0,1.6957802637126193E-2,null,3.2404481720635938E-3,1.7494951365132757E-3,3.4419992227341227E-3,2.8606989235151112E-3,0,0,1.1292641454826103E-2]
[2004,12,16,16,4.0431105288524756E-3,2.1717903840328496E-3,3.3113839450882362E-3,7.6579217127487591E-3,0,0,1.7184206570722321E-2,null,3.3839808468357786E-3,1.7754273680804353E-3,3.3564412029531052E-3,2.9014676305522328E-3,0,0,1.1417317048421553E-2]
[2004,12,16,17,4.6346139061425873E-3,2.2619389865696812E-3,3.2041100930233152E-3,6.9356821605782108E-3,7.047393333201271E-6,1.202290098088224E-4,1.7163621549455822E-2,null,3.8790541537128288E-3,1.8491233828131697E-3,3.2477076996683921E-3,2.6278222786235562E-3,1.0221056982661107E-6,4.82094009841094E-5,1.1652939021500322E-2]
[2004,12,16,18,5.1057207711707525E-3,2.1995788252802484E-3,3.1370888583605707E-3,6.5344800199609466E-3,1.4094786666402542E-5,2.4045801961764481E-4,1.7231421281056564E-2,null,4.2733586370287064E-3,1.7981442745874587E-3,3.1797745221132808E-3,2.4758130171066454E-3,2.0442113965322214E-6,9.64188019682188E-5,1.182555346420084E-2]
[2004,12,16,19,5.224811464233513E-3,2.18809527486716E-3,3.1114545315763225E-3,6.2566834398478559E-3,1.4094786666402542E-5,2.4045801961764481E-4,1.7035597516808897E-2,null,4.3730345230785393E-3,1.7887565317205485E-3,3.1537913947999297E-3,2.3705602063166893E-3,2.0442113965322214E-6,9.64188019682188E-5,1.1784605669280458E-2]
[2004,12,16,20,5.8249431720624294E-3,2.0687641018744926E-3,3.0439820413782374E-3,7.4340485644485274E-3,1.4094786666402542E-5,2.4045801961764481E-4,1.8626290686047733E-2,null,4.875329523519276E-3,1.6912039170879579E-3,3.0854008215767245E-3,2.8166455707939611E-3,2.0442113965322214E-6,9.64188019682188E-5,1.256704284634267E-2]
[2004,12,16,21,5.5648856576541745E-3,2.1507842850988414E-3,2.9713145879037123E-3,7.0449673624569231E-3,1.4094786666402542E-5,2.4045801961764481E-4,1.7986504699397696E-2,null,4.6576679875426604E-3,1.758254991216518E-3,3.0117445983781567E-3,2.6692287447175581E-3,2.0442113965322214E-6,9.64188019682188E-5,1.2195359335219643E-2]
[2004,12,16,22,5.3301066439570017E-3,2.0706364956799769E-3,2.8105878700005228E-3,7.1924503766851704E-3,1.4094786666402542E-5,2.4045801961764481E-4,1.7658334192606717E-2,null,4.4611639147698291E-3,1.6927345893068431E-3,2.8488309081110166E-3,2.725107768804099E-3,2.0442113965322214E-6,9.64188019682188E-5,1.1826300194356539E-2]
[2004,12,16,23,4.9864915929777164E-3,2.0320036282719302E-3,2.6489102589037877E-3,7.7236663898961984E-3,1.4094786666402542E-5,2.4045801961764481E-4,1.7645624676333679E-2,null,4.1735668424413546E-3,1.6611524206924381E-3,2.6849533860601417E-3,2.9263772678898457E-3,2.0442113965322214E-6,9.64188019682188E-5,1.1544512930448531E-2]
[2004,12,16,24,4.6342740527325101E-3,2.0695022539820064E-3,2.4616505154304033E-3,7.079911944691355E-3,1.4094786666402542E-5,2.4045801961764481E-4,1.6499891573120318E-2,null,3.8787697050384172E-3,1.6918073526050877E-3,2.4951456413011002E-3,2.6824687043331781E-3,2.0442113965322214E-6,9.64188019682188E-5,1.0846654416642534E-2]
[2004,12,17,1,3.6419683970475708E-3,2.0980716889616381E-3,2.4564448793663865E-3,7.060177646589505E-3,1.4094786666402542E-5,2.4045801961764481E-4,1.5511215418249149E-2,null,3.0482350686287336E-3,1.7151627174351151E-3,2.4898691733159358E-3,2.6749916852016214E-3,2.0442113965322214E-6,9.64188019682188E-5,1.0026721657946156E-2]
[2004,12,17,2,3.2975674196336026E-3,2.0340255227367671E-3,2.4295577918496893E-3,6.404712708253664E-3,1.4094786666402542E-5,2.4045801961764481E-4,1.4420416248757771E-2,null,2.7599801958312865E-3,1.6628053089244857E-3,2.4626162392361204E-3,2.4266461976292868E-3,2.0442113965322214E-6,9.64188019682188E-5,9.4105109549859293E-3]
[2004,12,17,3,3.2339648961630511E-3,2.0604756366139846E-3,2.3984481671720133E-3,6.7240368196502739E-3,1.4094786666402542E-5,2.4045801961764481E-4,1.4671478325883371E-2,null,2.7067464987312827E-3,1.6844281397518578E-3,2.4310833128802262E-3,2.5476331452145154E-3,2.0442113965322214E-6,9.64188019682188E-5,9.4683541099426331E-3]
[2004,12,17,4,3.2065170993009874E-3,1.9530121084728297E-3,2.4057411617267863E-3,6.2913226337631863E-3,1.4094786666402542E-5,2.4045801961764481E-4,1.4111145809547837E-2,null,2.6837733897335861E-3,1.5965772631962674E-3,2.4384755415744739E-3,2.3836844590400404E-3,2.0442113965322214E-6,9.64188019682188E-5,9.2009736669091177E-3]
[2004,12,17,5,3.3750562077369296E-3,1.8713216887334834E-3,2.4144027345874095E-3,5.5033598841091793E-3,1.4094786666402542E-5,2.4045801961764481E-4,1.341869332145105E-2,null,2.8248363438180689E-3,1.5297957690053345E-3,2.4472549705123049E-3,2.0851376080849135E-3,2.0442113965322214E-6,9.64188019682188E-5,8.985487704785371E-3]
[2004,12,17,6,3.7317796959626098E-3,1.8410285704977046E-3,2.5015806504147938E-3,5.3776515219927552E-3,1.4094786666402542E-5,2.4045801961764481E-4,1.3706593245151912E-2,null,3.1234048452621205E-3,1.5050313020587469E-3,2.5356190966670609E-3,2.0375086615832361E-3,2.0442113965322214E-6,9.64188019682188E-5,9.3000269189359146E-3]
[2004,12,17,7,4.0514897841683337E-3,1.8036026158072783E-3,2.7118984831757541E-3,5.694241315420334E-3,1.4094786666402542E-5,2.4045801961764481E-4,1.4515785004855748E-2,null,3.3909940707625699E-3,1.4744357783275229E-3,2.748798676957584E-3,2.1574596185464177E-3,2.0442113965322214E-6,9.64188019682188E-5,9.8701511579588445E-3]
[2004,12,17,8,4.0797934539387936E-3,1.9134175703790206E-3,3.2606262917588822E-3,6.4833765088660681E-3,1.4094786666402542E-5,2.4045801961764481E-4,1.5991766631226811E-2,null,3.4146835236516025E-3,1.5642089337870012E-3,3.3049929016310685E-3,2.4564506902494108E-3,2.0442113965322214E-6,9.64188019682188E-5,1.0838799062683833E-2]
[2004,12,17,9,4.2333749313110645E-3,2.1047109064947834E-3,3.4629641063652133E-3,7.5244241217394172E-3,4.6935642405449312E-6,8.0072525320291826E-5,1.7410240155471313E-2,null,3.5432273203516184E-3,1.7205902433131408E-3,3.5100838814516159E-3,2.8508874661682757E-3,6.8072243574630269E-7,3.210746297515408E-5,1.1657577096695551E-2]
[2004,12,17,10,4.3163973545823665E-3,2.107532915502842E-3,3.4978274919542814E-3,6.7976739060354712E-3,0,0,1.6719431668074963E-2,null,3.6127149804596188E-3,1.7228972210319448E-3,3.5454216453008249E-3,2.5755330938649619E-3,0,0,1.1456566940657352E-2]
[2004,12,17,11,4.1235422583300449E-3,2.1941356300492782E-3,3.4463938137511184E-3,6.3459596231834206E-3,0,0,1.6110031325313863E-2,null,3.451300162023341E-3,1.7936944907345051E-3,3.4932881205863033E-3,2.4043855659695774E-3,0,0,1.1142668339313726E-2]
[2004,12,17,12,4.0927767778114882E-3,2.2255087761723948E-3,3.395273021501252E-3,6.4781356669548632E-3,0,0,1.6191694242439998E-2,null,3.4255502360503688E-3,1.8193418748740074E-3,3.4414717391939953E-3,2.4544650166250788E-3,0,0,1.1140828866743452E-2]
[2004,12,17,13,3.8168519343173184E-3,2.249634558657137E-3,3.4015281616211427E-3,5.3340749965090266E-3,0,0,1.4802089651104626E-2,null,3.1946081485444301E-3,1.8390645768505344E-3,3.4478119916010858E-3,2.0209981927007343E-3,0,0,1.0502482909696784E-2]
[2004,12,17,14,3.6472779837074549E-3,2.2453174330145011E-3,3.3667636924684104E-3,6.2651516099145902E-3,0,0,1.5524510719104958E-2,null,3.0526790578378937E-3,1.8355353490421191E-3,3.4125744901219533E-3,2.3737686644676437E-3,0,0,1.067455756146961E-2]
[2004,12,17,15,3.5337252392609918E-3,2.2343983370413092E-3,3.3324300610482849E-3,5.8742186605628046E-3,0,0,1.4974772297913391E-2,null,2.9576382941559941E-3,1.8266090447504944E-3,3.3777736886877224E-3,2.2256502400689986E-3,0,0,1.0387671267663209E-2]
[2004,12,17,16,3.6639114628328334E-3,2.2150709898468117E-3,3.2523857054006706E-3,6.3603811058260918E-3,0,0,1.5491749263906406E-2,null,3.0666008574955698E-3,1.8108090387214666E-3,3.2966401874644671E-3,2.4098496418170257E-3,0,0,1.0583899725498528E-2]
[2004,12,17,17,4.2025672603218543E-3,2.3240476191021013E-3,3.1150905688536296E-3,5.2701767153968153E-3,7.047393333201271E-6,1.202290098088224E-4,1.5039158566816424E-2,null,3.5174420820260426E-3,1.899896867585373E-3,3.1574769068201014E-3,1.9967881261514302E-3,1.0221056982661107E-6,4.82094009841094E-5,1.0620835489265323E-2]
[2004,12,17,18,4.6192797727639279E-3,2.1664174352450933E-3,3.0372435594344786E-3,4.5659871568607202E-3,1.4094786666402542E-5,2.4045801961764481E-4,1.4643480730588267E-2,null,3.8662198734511571E-3,1.7710350103302534E-3,3.0785706506220893E-3,1.7299816365442182E-3,2.0442113965322214E-6,9.64188019682188E-5,1.0544270184312469E-2]
[2004,12,17,19,5.0277494221578223E-3,2.0650327540814748E-3,3.0578489720618314E-3,4.2844803371180542E-3,1.4094786666402542E-5,2.4045801961764481E-4,1.4689664291703231E-2,null,4.2080985978141484E-3,1.6881535596316142E-3,3.09945643647271E-3,1.6233230735684067E-3,2.0442113965322214E-6,9.64188019682188E-5,1.0717494680851628E-2]
[2004,12,17,20,5.5096505626397322E-3,1.8490123159735203E-3,3.0217348716951413E-3,4.4753403445182477E-3,1.4094786666402542E-5,2.4045801961764481E-4,1.5110290901110691E-2,null,4.6114376155881555E-3,1.5115579725522548E-3,3.062850939650712E-3,1.6956369668427018E-3,2.0442113965322214E-6,9.64188019682188E-5,1.0979946507998575E-2]
[2004,12,17,21,4.8855549571776196E-3,1.9111973918650587E-3,2.9515424838477871E-3,5.4966927630372749E-3,1.4094786666402542E-5,2.4045801961764481E-4,1.5499540402211789E-2,null,4.0890854413384E-3,1.562393949373822E-3,2.991703459741599E-3,2.0826115394327752E-3,2.0442113965322214E-6,9.64188019682188E-5,1.0824257403251346E-2]
[2004,12,17,22,4.5814547272784029E-3,1.9729113597471998E-3,2.7901302150107445E-3,5.3250798129446178E-3,1.4094786666402542E-5,2.4045801961764481E-4,1.4924128921265014E-2,null,3.8345612708628085E-3,1.6128447978425999E-3,2.8280948904029699E-3,2.0175900573185775E-3,2.0442113965322214E-6,9.64188019682188E-5,1.0391554029791705E-2]
[2004,12,17,23,4.4942758683086618E-3,1.8858902909225988E-3,2.6258179130439251E-3,5.4648720498484292E-3,1.4094786666402542E-5,2.4045801961764481E-4,1.4725408928407662E-2,null,3.7615947796186692E-3,1.5417055256887588E-3,2.6615468278348856E-3,2.0705551652934551E-3,2.0442113965322214E-6,9.64188019682188E-5,1.0133865311800518E-2]
[2004,12,17,24,4.4903623327837289E-3,1.5719054962790024E-3,2.5026445105493637E-3,5.4563407136025976E-3,1.4094786666402542E-5,2.4045801961764481E-4,1.427580585949874E-2,null,3.7583192497598447E-3,1.2850245855437893E-3,2.5366974325076227E-3,2.0673227744580371E-3,2.0442113965322214E-6,9.64188019682188E-5,9.7458270556340446E-3]
[2004,12,18,1,4.790886469989061E-3,1.4506891459006663E-3,2.4311164058451154E-3,5.2675497028528079E-3,1.4094786666402542E-5,2.4045801961764481E-4,{"$f":"SUM(E8451:J8451)","v":1.4194794530871697E-2},null,4.0098503214575877E-3,1.1859308481818552E-3,2.4641960609422405E-3,1.9957927918887669E-3,2.0442113965322214E-6,9.64188019682188E-5,{"$f":"SUM(M8451:R8451)","v":9.7542330358352004E-3}]
[2004,12,18,2,4.155836634735505E-3,1.5609372707431994E-3,2.3855893592706458E-3,5.2379444047522773E-3,1.4094786666402542E-5,2.4045801961764481E-4,1.3594860475785675E-2,null,{"$f":"E8452*V$5","v":3.4783297350307351E-3},{"$f":"F8452*W$5","v":1.2760581180896961E-3},{"$f":"G8452*X$5","v":2.4180495380668201E-3},{"$f":"H8452*Y$5","v":1.9845758041271218E-3},{"$f":"I8452*Z$5","v":2.0442113965322214E-6},{"$f":"J8452*AA$5","v":9.64188019682188E-5},9.2554762086791229E-3]
[2004,12,18,3,4.1093568258192201E-3,1.5183831884130513E-3,2.3777368195824801E-3,5.1565045531680774E-3,1.4094786666402542E-5,2.4045801961764481E-4,1.3416534193266876E-2,null,3.439427315219339E-3,1.2412703766262684E-3,2.4100901506341793E-3,1.9537195088982018E-3,2.0442113965322214E-6,9.64188019682188E-5,9.1429703647427397E-3]
[2004,12,18,4,3.8738447013044702E-3,1.5849660259890396E-3,2.3780144234174286E-3,4.4824820713116609E-3,1.4094786666402542E-5,2.4045801961764481E-4,1.2573860028306648E-2,null,3.2423096473079165E-3,1.2957015008019596E-3,2.4103715317621817E-3,1.6983428562334015E-3,2.0442113965322214E-6,9.64188019682188E-5,8.7451885494702099E-3]
[2004,12,18,5,4.0578793415186679E-3,1.6093974248355134E-3,2.41085699552788E-3,3.8979402383603097E-3,1.4094786666402542E-5,2.4045801961764481E-4,1.223062680652642E-2,null,3.3963419680161796E-3,1.3156740425681551E-3,2.443660985377486E-3,1.4768690320509867E-3,2.0442113965322214E-6,9.64188019682188E-5,8.731009041377559E-3]
[2004,12,18,6,4.2687758144169972E-3,1.6126852602301183E-3,2.4560333144373349E-3,3.8376041247015439E-3,1.4094786666402542E-5,2.4045801961764481E-4,1.2429651320070043E-2,null,3.5728569605844689E-3,1.3183618309404775E-3,2.4894520083152999E-3,1.4540086154391548E-3,2.0442113965322214E-6,9.64188019682188E-5,8.9331424286441512E-3]
[2004,12,18,7,4.4318203829369646E-3,1.6232283974005274E-3,2.6499343871587157E-3,3.7346271979182776E-3,1.4094786666402542E-5,2.4045801961764481E-4,1.2694163171698533E-2,null,3.7093211242809209E-3,1.326980790861928E-3,2.6859914493982959E-3,1.4149922568286999E-3,2.0442113965322214E-6,9.64188019682188E-5,9.235748634734595E-3]
[2004,12,18,8,4.6217634233538807E-3,1.6385834217339838E-3,3.0507284680378463E-3,3.3605938261772076E-3,1.4094786666402542E-5,2.4045801961764481E-4,1.2926221945586968E-2,null,3.8682986259281561E-3,1.339533443567083E-3,3.092239045349175E-3,1.2732768199829132E-3,2.0442113965322214E-6,9.64188019682188E-5,9.6718109481920781E-3]
[2004,12,18,9,4.9987943273369258E-3,1.7010300531206267E-3,3.1209364504263511E-3,3.2355357812053156E-3,4.6935642405449312E-6,8.0072525320291826E-5,1.3141062701650056E-2,null,4.1838639186993938E-3,1.3905832406485123E-3,3.1634023319908585E-3,1.2258942685496673E-3,6.8072243574630269E-7,3.210746297515408E-5,9.9965319452993313E-3]
[2004,12,18,10,5.905127052195089E-3,1.719246433205916E-3,3.1017099259866756E-3,3.1240484403904146E-3,0,0,1.3850131851778096E-2,null,4.9424413950987321E-3,1.4054750368313104E-3,3.1439141965498951E-3,1.1836534462058893E-3,0,0,1.0675484074685828E-2]
[2004,12,18,11,6.2103204698886975E-3,1.7628558075471167E-3,3.0718947162197956E-3,3.0183741532964501E-3,0,0,1.4063445146952059E-2,null,5.1978805359991533E-3,1.4411254740371606E-3,3.1136932979178643E-3,1.1436150996562788E-3,0,0,1.0896314407610456E-2]
[2004,12,18,12,5.6744349953555193E-3,1.760649552720057E-3,3.0400287803515175E-3,3.0167281535839869E-3,0,0,1.3491841482011081E-2,null,4.7493580014365206E-3,1.4393218721657647E-3,3.0813937694148053E-3,1.1429914559230633E-3,0,0,1.0413065098940154E-2]
[2004,12,18,13,5.295847350483926E-3,1.7334834774746489E-3,3.0571733895648069E-3,3.0641103972270417E-3,0,0,1.3150614614750424E-2,null,4.432489756071546E-3,1.4171137466354969E-3,3.0987716614763313E-3,1.1609438523238246E-3,0,0,1.0109319016507197E-2]
[2004,12,18,14,5.2384542080633912E-3,1.6549921604894716E-3,3.0219748541423816E-3,3.066513824373486E-3,0,0,1.2981935047068731E-2,null,4.384453153236963E-3,1.352947502343823E-3,3.063094187485231E-3,1.161854473551016E-3,0,0,9.9623493166170335E-3]
[2004,12,18,15,5.3067029363159865E-3,1.6040470909221044E-3,3.000991326012743E-3,3.0205072080134402E-3,0,0,1.2932248561264273E-2,null,4.4415756057594848E-3,1.3113001723603886E-3,3.0418251411995795E-3,1.1444232809680883E-3,0,0,9.9391242002875406E-3]
[2004,12,18,16,5.1311633758824408E-3,1.6776072891042475E-3,2.9642582071020833E-3,2.9920105836685165E-3,0,0,1.2765039455757288E-2,null,4.2946534511139412E-3,1.3714352526214412E-3,3.0045922029872671E-3,1.1336263524777963E-3,0,0,9.804307259200444E-3]
[2004,12,18,17,5.563942416328088E-3,1.6127171079994911E-3,2.9262029773554849E-3,2.9040520083608821E-3,7.047393333201271E-6,1.202290098088224E-4,1.3134190913185968E-2,null,4.6568785185042453E-3,1.3183878663266607E-3,2.966019164273713E-3,1.1003002140478715E-3,1.0221056982661107E-6,4.82094009841094E-5,1.0090817269834866E-2]
[2004,12,18,18,6.4850732962428289E-3,1.5946125633928816E-3,2.8638368530299863E-3,2.900649423991433E-3,1.4094786666402542E-5,2.4045801961764481E-4,1.409872494294118E-2,null,5.4278416749196524E-3,1.3035874950672944E-3,2.9028044380970354E-3,1.09901102766304E-3,2.0442113965322214E-6,9.64188019682188E-5,1.0831707649111772E-2]
[2004,12,18,19,6.6544084119377379E-3,1.4864938332229927E-3,2.772562837780337E-3,3.0214148258362388E-3,1.4094786666402542E-5,2.4045801961764481E-4,1.4189432715061356E-2,null,5.5695708668670541E-3,1.2152009942534936E-3,2.8102884778148369E-3,1.1447671632683445E-3,2.0442113965322214E-6,9.64188019682188E-5,1.0838290515568479E-2]
[2004,12,18,20,6.4758590454255631E-3,1.5115262523891116E-3,2.8009149699396467E-3,3.1183255603619339E-3,1.4094786666402542E-5,2.4045801961764481E-4,1.4161178634400305E-2,null,5.4201295809610389E-3,1.2356648670119044E-3,2.8390263910707831E-3,1.1814851358236446E-3,2.0442113965322214E-6,9.64188019682188E-5,1.0774768988232122E-2]
[2004,12,18,21,6.2003386721163085E-3,1.5608992476154665E-3,2.6297805385203758E-3,2.9303821228620708E-3,1.4094786666402542E-5,2.4045801961764481E-4,1.3575953387398268E-2,null,5.1895260247292524E-3,1.2760270343801015E-3,2.6655633718665008E-3,1.1102762855982962E-3,2.0442113965322214E-6,9.64188019682188E-5,1.0339855729938899E-2]
[2004,12,18,22,5.6764702542731436E-3,1.606587526641982E-3,2.4669559392731244E-3,3.0944084701033051E-3,1.4094786666402542E-5,2.4045801961764481E-4,1.3098974996575604E-2,null,4.7510614614696915E-3,1.3133769653773761E-3,2.5005232548548687E-3,1.1724233216911129E-3,2.0442113965322214E-6,9.64188019682188E-5,9.8358480167577995E-3]
[2004,12,18,23,6.0225549540009957E-3,1.4504246468180176E-3,2.3388570744812725E-3,3.1031385675448302E-3,1.4094786666402542E-5,2.4045801961764481E-4,1.3169528049129164E-2,null,5.0407255670894702E-3,1.1857146215544518E-3,2.3706813775707068E-3,1.1757310200573659E-3,2.0442113965322214E-6,9.64188019682188E-5,9.8713155996367468E-3]
[2004,12,18,24,5.7972202568471881E-3,1.4455333338802662E-3,2.3240019253691993E-3,2.9105678798974138E-3,1.4094786666402542E-5,2.4045801961764481E-4,1.2731876202278114E-2,null,4.8521261474459886E-3,1.1817159986121197E-3,2.3556240977799618E-3,1.1027689765995452E-3,2.0442113965322214E-6,9.64188019682188E-5,9.5906982338023646E-3]
[2004,12,19,1,4.8369850927790043E-3,1.851465380359562E-3,2.3406607715607524E-3,3.2067736619356352E-3,1.4094786666402542E-5,2.4045801961764481E-4,1.2490437712919002E-2,null,4.0484336981606115E-3,1.5135633399572595E-3,2.3725096171513791E-3,1.2149967481547891E-3,2.0442113965322214E-6,9.64188019682188E-5,9.2479664167887891E-3]
[2004,12,19,2,4.6062473540113809E-3,1.8448980770873042E-3,2.3275495173675637E-3,3.5964631415078109E-3,1.4094786666402542E-5,2.4045801961764481E-4,1.2629710896258108E-2,null,3.8553120698846099E-3,1.5081946036142983E-3,2.3592199610661382E-3,1.362644041161597E-3,2.0442113965322214E-6,9.64188019682188E-5,9.1838336890913939E-3]
[2004,12,19,3,4.2163835137630779E-3,1.919590111981653E-3,2.3363543652646142E-3,3.1425131159449112E-3,1.4094786666402542E-5,2.4045801961764481E-4,1.1869393913238305E-2,null,3.5290059353232711E-3,1.5692549545137247E-3,2.3681446145516491E-3,1.190649425067991E-3,2.0442113965322214E-6,9.64188019682188E-5,8.7555179428213861E-3]
[2004,12,19,4,4.4963110213079131E-3,1.8793491316584985E-3,2.3389606455428095E-3,2.8984913220604911E-3,1.4094786666402542E-5,2.4045801961764481E-4,1.186766492685376E-2,null,3.7632981510008516E-3,1.5363581619367878E-3,2.3707863579004243E-3,1.0981933563507784E-3,2.0442113965322214E-6,9.64188019682188E-5,8.8670990405535915E-3]
[2004,12,19,5,4.3459553712558389E-3,1.8941338207697994E-3,2.363942495472616E-3,3.0567346239289686E-3,1.4094786666402542E-5,2.4045801961764481E-4,1.1915319117711272E-2,null,3.6374542898551187E-3,1.5484445685576798E-3,2.3961081302532705E-3,1.1581492863466062E-3,2.0442113965322214E-6,9.64188019682188E-5,8.8386192883774268E-3]
[2004,12,19,6,4.5804514759216469E-3,1.9132753550371597E-3,2.403724239007221E-3,3.0271549676340512E-3,1.4094786666402542E-5,2.4045801961764481E-4,1.2179158843884128E-2,null,3.8337215749525439E-3,1.5640926734830799E-3,2.4364311750403054E-3,1.1469420138669614E-3,2.0442113965322214E-6,9.64188019682188E-5,9.0796504507076395E-3]
[2004,12,19,7,4.8002733585579185E-3,1.9035765119959395E-3,2.5506633684108816E-3,2.8392145309690067E-3,1.4094786666402542E-5,2.4045801961764481E-4,1.2348280576217794E-2,null,4.017706908830531E-3,1.556163919630637E-3,2.5853696721868098E-3,1.075734300611331E-3,2.0442113965322214E-6,9.64188019682188E-5,9.3334378146240592E-3]
[2004,12,19,8,5.3503177961126275E-3,1.8453543357279992E-3,2.8118593157887509E-3,2.8059982251888325E-3,1.4094786666402542E-5,2.4045801961764481E-4,1.306808247910226E-2,null,4.4780801359067595E-3,1.5085675926852365E-3,2.8501196541766186E-3,1.0631491581088613E-3,2.0442113965322214E-6,9.64188019682188E-5,9.9983795542422267E-3]
[2004,12,19,9,5.469075406103331E-3,1.9026207781361281E-3,2.9043163396991869E-3,2.989537988673342E-3,4.6935642405449312E-6,8.0072525320291826E-5,1.3350316602172825E-2,null,4.5774772398831862E-3,1.5553826121601805E-3,2.9438347200528405E-3,1.132689524626707E-3,6.8072243574630269E-7,3.210746297515408E-5,1.0242172282133815E-2]
[2004,12,19,10,5.8875263409855667E-3,1.8433130988153169E-3,2.9700908791472696E-3,2.8736843216921417E-3,0,0,1.3574614640640295E-2,null,4.9277100467473387E-3,1.5068988921024564E-3,3.0105042388914134E-3,1.0887943690955238E-3,0,0,1.0533907546836732E-2]
[2004,12,19,11,5.887158294087552E-3,1.9305583721786835E-3,2.9953588638122349E-3,2.785899051564377E-3,0,0,1.3598974581642848E-2,null,4.9274020008394344E-3,1.5782214503031915E-3,3.0361160393505165E-3,1.0555338933073001E-3,0,0,1.0597273383800444E-2]
[2004,12,19,12,5.2148992433325462E-3,2.0719723301362031E-3,2.9723032732450697E-3,2.817708829825869E-3,0,0,1.307688367653969E-2,null,4.3647382458832694E-3,1.6938266270422736E-3,3.0127467365389732E-3,1.0675861243724352E-3,0,0,1.013889773383695E-2]
[2004,12,19,13,5.2095153730975039E-3,2.0273581631797492E-3,2.9682558107666187E-3,2.9015126517601326E-3,0,0,1.3106641998804004E-2,null,4.3602320832079678E-3,1.6573547770879918E-3,3.0086442011473188E-3,1.0993380912610535E-3,0,0,1.0125569152704333E-2]
[2004,12,19,14,4.6443627405841955E-3,2.0446635419396563E-3,2.952395514722715E-3,2.9218592595474176E-3,0,0,1.2563281056793985E-2,null,3.8872136805904525E-3,1.6715018344150823E-3,2.9925680976161189E-3,1.1070471050249405E-3,0,0,9.6583307176465946E-3]
[2004,12,19,15,4.3978905703070531E-3,2.0302856514322026E-3,2.9835639475991873E-3,2.8888492681301116E-3,0,0,1.2300589437468555E-2,null,3.6809227326819322E-3,1.6597479835416865E-3,3.0241606323607667E-3,1.0945401318310684E-3,0,0,9.4593714804154551E-3]
[2004,12,19,16,4.9850299001417053E-3,1.9543644348888911E-3,2.9243373806484754E-3,2.9131168614707896E-3,0,0,1.2776848577149861E-2,null,4.1723434426540577E-3,1.5976827830232751E-3,2.9641281828111771E-3,1.1037347461390419E-3,0,0,9.837889154627551E-3]
[2004,12,19,17,6.0140350654359302E-3,1.9236596896687168E-3,2.8850496366000641E-3,2.8673537586747515E-3,7.047393333201271E-6,1.202290098088224E-4,1.3817374553521486E-2,null,5.0335946367041614E-3,1.5725818131531509E-3,2.9243058592504315E-3,1.0863958170644226E-3,1.0221056982661107E-6,4.82094009841094E-5,1.0666109632854541E-2]
[2004,12,19,18,6.2880931735644664E-3,1.8996163236334525E-3,2.8042017151826315E-3,2.9975023994160081E-3,1.4094786666402542E-5,2.4045801961764481E-4,1.4243966418080607E-2,null,5.2629743141106638E-3,1.5529264861963584E-3,2.8423578583183454E-3,1.1357071161917653E-3,2.0442113965322214E-6,9.64188019682188E-5,1.0892428788181883E-2]
[2004,12,19,19,6.9374789374383287E-3,1.8625761542047905E-3,2.7540221416948486E-3,2.9501348626512127E-3,1.4094786666402542E-5,2.4045801961764481E-4,1.4758764902273229E-2,null,5.80649370876364E-3,1.52264633991453E-3,2.7914955026404928E-3,1.1177602919988192E-3,2.0442113965322214E-6,9.64188019682188E-5,1.1336858856682234E-2]
[2004,12,19,20,6.6064764379113339E-3,1.915023737583111E-3,2.6877088084118214E-3,2.9313361189148893E-3,1.4094786666402542E-5,2.4045801961764481E-4,1.4395097909105205E-2,null,5.5294530217329966E-3,1.565521967140874E-3,2.7242798587202338E-3,1.110637739889781E-3,2.0442113965322214E-6,9.64188019682188E-5,1.1028355600848635E-2]
[2004,12,19,21,6.3472093927191865E-3,2.0660910622666714E-3,2.5832021462499242E-3,2.9992204191641053E-3,1.4094786666402542E-5,2.4045801961764481E-4,1.4250275826683935E-2,null,5.3124530884180524E-3,1.6890187210807464E-3,2.6183511978702624E-3,1.13635804719821E-3,2.0442113965322214E-6,9.64188019682188E-5,1.0854644067932019E-2]
[2004,12,19,22,6.6356959249285717E-3,1.9032461195982958E-3,2.5193703336282508E-3,3.1972080503364763E-3,1.4094786666402542E-5,2.4045801961764481E-4,1.4510073234775643E-2,null,5.553908990402436E-3,1.5558938255601895E-3,2.5536508401058419E-3,1.2113724864474397E-3,2.0442113965322214E-6,9.64188019682188E-5,1.0973289155880658E-2]
[2004,12,19,23,6.2997440315082504E-3,1.9278945047302826E-3,2.4967011854108022E-3,3.4360438999585462E-3,1.4094786666402542E-5,2.4045801961764481E-4,1.441493642789193E-2,null,5.2727257863619459E-3,1.5760437524887057E-3,2.5306732378783032E-3,1.3018636814070624E-3,2.0442113965322214E-6,9.64188019682188E-5,1.0779769471500769E-2]
[2004,12,19,24,5.3866547540913877E-3,2.1200273053117356E-3,2.4636269162630329E-3,4.2690830071790047E-3,1.4094786666402542E-5,2.4045801961764481E-4,1.4493944789129208E-2,null,4.5084932470386245E-3,1.733111319859007E-3,2.4971489345761155E-3,1.6174892643325781E-3,2.0442113965322214E-6,9.64188019682188E-5,1.0454705779171075E-2]
[2004,12,20,1,4.2962890731719572E-3,2.1673060632476891E-3,2.3483195671672322E-3,3.9140887432555314E-3,1.4094786666402542E-5,2.4045801961764481E-4,1.2980556253126458E-2,null,3.5958848595242605E-3,1.771761459110693E-3,2.3802726242701145E-3,1.4829874498140329E-3,2.0442113965322214E-6,9.64188019682188E-5,9.3293694060838511E-3]
[2004,12,20,2,4.0271699540667394E-3,2.2687338332647365E-3,2.3445542822023869E-3,3.9811447852184569E-3,1.4094786666402542E-5,2.4045801961764481E-4,1.2876155661036368E-2,null,3.3706389905156166E-3,1.8546781347233935E-3,2.3764561059181387E-3,1.5083939429183539E-3,2.0442113965322214E-6,9.64188019682188E-5,9.2086301874402532E-3]
[2004,12,20,3,3.6474931286063121E-3,2.361864417050209E-3,2.3463522662166185E-3,4.5432798954651689E-3,1.4094786666402542E-5,2.4045801961764481E-4,1.3153542513622357E-2,null,3.0528591286551107E-3,1.9308119036514058E-3,2.3782785546971664E-3,1.7213782077826003E-3,2.0442113965322214E-6,9.64188019682188E-5,9.1817908081510344E-3]
[2004,12,20,4,3.7906173249302264E-3,2.2571197446896729E-3,2.3690818314235098E-3,4.0029216299071356E-3,1.4094786666402542E-5,2.4045801961764481E-4,1.2674293337234594E-2,null,3.1726504466570828E-3,1.845183677586518E-3,2.4013173959945584E-3,1.5166448512365436E-3,2.0442113965322214E-6,9.64188019682188E-5,9.0342593848394531E-3]
[2004,12,20,5,3.9002357564557888E-3,2.3036537147310505E-3,2.4236368635584832E-3,4.3026747146072651E-3,1.4094786666402542E-5,2.4045801961764481E-4,1.3184753855636635E-2,null,3.264398290327329E-3,1.8832249565995884E-3,2.4566147462030301E-3,1.6302166406905554E-3,2.0442113965322214E-6,9.64188019682188E-5,9.3329176471852529E-3]
[2004,12,20,6,4.1416985107395766E-3,2.2656082094284651E-3,2.4943076359344781E-3,3.9833809088546676E-3,1.4094786666402542E-5,2.4045801961764481E-4,1.3139548071241236E-2,null,3.4664964842524067E-3,1.8521229534581849E-3,2.5282471199116574E-3,1.5092411754432798E-3,2.0442113965322214E-6,9.64188019682188E-5,9.4545707464302794E-3]
[2004,12,20,7,4.7106668461047146E-3,2.1638222929449987E-3,2.7371106899747562E-3,4.7052922737416221E-3,1.4094786666402542E-5,2.4045801961764481E-4,1.457144490905014E-2,null,3.9427085332656023E-3,1.7689134949678473E-3,2.7743539405938249E-3,1.7827621823060461E-3,2.0442113965322214E-6,9.64188019682188E-5,1.0367201164498071E-2]
[2004,12,20,8,4.9267643119450394E-3,2.2282931279844461E-3,3.3389847024703494E-3,4.3153148440636816E-3,1.4094786666402542E-5,2.4045801961764481E-4,1.5063909792747566E-2,null,4.1235766248586755E-3,1.8216180680305039E-3,3.3844175176439609E-3,1.6350057894752349E-3,2.0442113965322214E-6,9.64188019682188E-5,1.1063081013373126E-2]
[2004,12,20,9,5.5195897225372211E-3,2.2531029800719241E-3,3.5450954993867939E-3,4.6605773913264486E-3,5.8775263205227454E-6,1.0027099896817401E-4,1.6084514118611087E-2,null,4.6197564400394589E-3,1.8418999933571747E-3,3.593332817897801E-3,1.7658204076577641E-3,8.5243619305500948E-7,4.0206642340484467E-5,1.1861868737485737E-2]
[2004,12,20,10,5.2999876265601596E-3,2.2798802034539123E-3,3.5824121798165233E-3,5.1239222689343457E-3,0,0,1.6286202278764941E-2,null,4.4359550620142367E-3,1.8637902345071079E-3,3.6311572580197513E-3,1.9413745873150727E-3,0,0,1.1872277141856168E-2]
[2004,12,20,11,5.2501080769501206E-3,2.3699168539576538E-3,3.5712367231645944E-3,4.3352598788239886E-3,0,0,1.5526521532896357E-2,null,4.3942071455710342E-3,1.937394729033785E-3,3.6198297394382868E-3,1.6425626534545218E-3,0,0,1.1593994267497628E-2]
[2004,12,20,12,4.9856670930196901E-3,2.4180785099449905E-3,3.5594233059345498E-3,4.8632702664751313E-3,0,0,1.5826439175374362E-2,null,4.1728767569128326E-3,1.9767666328605305E-3,3.6078555796923558E-3,1.8426175907901535E-3,0,0,1.1600116560255874E-2]
[2004,12,20,13,4.409094466127788E-3,2.4607012378860186E-3,3.5058700937310441E-3,3.9103594952235154E-3,0,0,1.4286025292968367E-2,null,3.6903001089858322E-3,2.011610491754605E-3,3.5535736809542292E-3,1.4815744956396409E-3,0,0,1.0737058777334309E-2]
[2004,12,20,14,4.3335661404751199E-3,2.4390891489832391E-3,3.5186906376446368E-3,4.9199631343873427E-3,0,0,1.5211309061490338E-2,null,3.6270848182886608E-3,1.9939427212361028E-3,3.56656867113037E-3,1.8640976381581766E-3,0,0,1.1051693848813311E-2]
[2004,12,20,15,4.2753182678811636E-3,2.4116863698807316E-3,3.4709942009565906E-3,4.42289870263733E-3,0,0,1.4580897541355815E-2,null,3.5783328280028985E-3,1.9715410915310703E-3,3.5182232397371715E-3,1.675767643008118E-3,0,0,1.0743864802279259E-2]
[2004,12,20,16,4.955574164104617E-3,2.3775213586695811E-3,3.3667063297869717E-3,4.8707291433841057E-3,0,0,1.5570530995945275E-2,null,4.1476897395540217E-3,1.9436113721709469E-3,3.4125163469193873E-3,1.8454436434351728E-3,0,0,1.1349261102079528E-2]
[2004,12,20,17,5.5553623186604603E-3,2.3987170881314907E-3,3.2534759592126924E-3,4.7104323228595721E-3,7.047393333201271E-6,1.202290098088224E-4,{"$f":"SUM(E8515:J8515)","v":1.6045264092006239E-2},null,4.6496971946289678E-3,1.9609387710073042E-3,3.2977452761153241E-3,1.7847096671060477E-3,1.0221056982661107E-6,4.82094009841094E-5,{"$f":"SUM(M8515:R8515)","v":1.174232241554002E-2}]
[2004,12,20,18,5.7212074273346181E-3,2.4135466920217515E-3,3.1696431517638174E-3,4.0633117771233527E-3,1.4094786666402542E-5,2.4045801961764481E-4,1.5622261854527586E-2,null,{"$f":"E8516*V$5","v":4.7885053393209795E-3},{"$f":"F8516*W$5","v":1.9730618952269034E-3},{"$f":"G8516*X$5","v":3.212771774477736E-3},{"$f":"H8516*Y$5","v":1.5395257403243016E-3},{"$f":"I8516*Z$5","v":2.0442113965322214E-6},{"$f":"J8516*AA$5","v":9.64188019682188E-5},1.1612327762714671E-2]
[2004,12,20,19,6.3348559929972213E-3,2.2928593442424505E-3,3.137889618555005E-3,3.8268605413808586E-3,1.4094786666402542E-5,2.4045801961764481E-4,1.5847018303459581E-2,null,5.3021136065379221E-3,1.8744006147443338E-3,3.1805861780718932E-3,1.4499380385371717E-3,2.0442113965322214E-6,9.64188019682188E-5,1.190550145125607E-2]
[2004,12,20,20,6.1513509099440818E-3,2.3338832675366765E-3,3.0822697941689861E-3,5.2761391883904838E-3,1.4094786666402542E-5,2.4045801961764481E-4,1.7098195966324274E-2,null,5.1485245117265368E-3,1.9079374591369094E-3,3.1242095472232842E-3,1.9990472145879666E-3,2.0442113965322214E-6,9.64188019682188E-5,1.2278181746039448E-2]
[2004,12,20,21,6.1111805043960717E-3,2.3073934573134159E-3,3.0156648661704283E-3,5.036107371383762E-3,1.4094786666402542E-5,2.4045801961764481E-4,1.6724899005547723E-2,null,5.1149029023210982E-3,1.8862821767526576E-3,3.0566983409236696E-3,1.9081028861563749E-3,2.0442113965322214E-6,9.64188019682188E-5,1.2064449319518552E-2]
[2004,12,20,22,5.721131187458435E-3,2.2807036234282403E-3,2.7821210322411089E-3,4.7664551963493978E-3,1.4094786666402542E-5,2.4045801961764481E-4,1.580496384576123E-2,null,4.7884415284805562E-3,1.8644633760628465E-3,2.8199767284816193E-3,1.8059358639905946E-3,2.0442113965322214E-6,9.64188019682188E-5,1.1377280510380366E-2]
[2004,12,20,23,5.3867983338892547E-3,2.2102817158306865E-3,2.5682899787991295E-3,5.1129691753608207E-3,1.4094786666402542E-5,2.4045801961764481E-4,1.5532892010163939E-2,null,4.5086134196835491E-3,1.8068938320680162E-3,2.6032361239050625E-3,1.9372246302314052E-3,2.0442113965322214E-6,9.64188019682188E-5,1.0954431019252782E-2]
[2004,12,20,24,4.9211631005273183E-3,2.2278341403347592E-3,2.474659697197372E-3,4.4487338559179683E-3,1.4094786666402542E-5,2.4045801961764481E-4,1.4326943600261466E-2,null,4.1188885531323691E-3,1.8212428480088774E-3,2.5083318360835348E-3,1.6855561814374592E-3,2.0442113965322214E-6,9.64188019682188E-5,1.0232482432026992E-2]
[2004,12,21,1,4.225487804974417E-3,2.0749644864221412E-3,2.4533264561366363E-3,4.9845173998760185E-3,1.4094786666402542E-5,2.4045801961764481E-4,1.399284895369326E-2,null,3.5366259958839038E-3,1.6962726992777366E-3,2.4867083184014508E-3,1.8885562470020946E-3,2.0442113965322214E-6,9.64188019682188E-5,9.7066262739299372E-3]
[2004,12,21,2,3.911262629173462E-3,2.0983044538070541E-3,2.4226210358069336E-3,4.636265760980523E-3,1.4094786666402542E-5,2.4045801961764481E-4,1.3323006686052019E-2,null,3.273627502789075E-3,1.7153530014882709E-3,2.4555850963113401E-3,1.7566091084122754E-3,2.0442113965322214E-6,9.64188019682188E-5,9.2996377223657119E-3]
[2004,12,21,3,3.4460136853826846E-3,2.1902358781178567E-3,2.4139677003778399E-3,4.4532030930902093E-3,1.4094786666402542E-5,2.4045801961764481E-4,1.2757973163252639E-2,null,2.8842259507999893E-3,1.7905064637689775E-3,2.4468140168899199E-3,1.6872495060070915E-3,2.0442113965322214E-6,9.64188019682188E-5,8.9072589508307296E-3]
[2004,12,21,4,3.417440120574761E-3,2.1418167015407599E-3,2.4087894763830152E-3,3.8383865993494772E-3,1.4094786666402542E-5,2.4045801961764481E-4,1.2060985704132061E-2,null,2.860310602617985E-3,1.7509240381965486E-3,2.441565333963819E-3,1.4543050829335831E-3,2.0442113965322214E-6,9.64188019682188E-5,8.6055680710766871E-3]
[2004,12,21,5,3.6064452063694708E-3,2.1471288191970278E-3,2.420446689358746E-3,3.0893487745696124E-3,1.4094786666402542E-5,2.4045801961764481E-4,1.1517922295778905E-2,null,3.0185030600637084E-3,1.755266666812432E-3,2.4533811640192189E-3,1.1705062816165168E-3,2.0442113965322214E-6,9.64188019682188E-5,8.496120185876626E-3]
[2004,12,21,6,4.0099643935147108E-3,2.0290643247960339E-3,2.4739951922860331E-3,3.0760265451108596E-3,1.4094786666402542E-5,2.4045801961764481E-4,1.1843603261991685E-2,null,3.356238373230572E-3,1.6587495553548959E-3,2.5076582894030626E-3,1.1654586957320842E-3,2.0442113965322214E-6,9.64188019682188E-5,8.7865679270853654E-3]
[2004,12,21,7,4.6217335571471767E-3,1.9797572937393813E-3,2.7074493874532568E-3,3.2076898641956522E-3,1.4094786666402542E-5,2.4045801961764481E-4,1.2771182908819515E-2,null,3.8682736286715308E-3,1.6184413133530982E-3,2.7442890433885072E-3,1.2153438829650147E-3,2.0442113965322214E-6,9.64188019682188E-5,9.5448108817429E-3]
[2004,12,21,8,4.4531789431137879E-3,2.0869162832612442E-3,3.2836121938597702E-3,3.8931402311368911E-3,1.4094786666402542E-5,2.4045801961764481E-4,1.3971400457655742E-2,null,3.7271976967957151E-3,1.7060432311678713E-3,3.3282915677410206E-3,1.47505038384491E-3,2.0442113965322214E-6,9.64188019682188E-5,1.0335045892914268E-2]
[2004,12,21,9,5.0075621132857047E-3,2.101446254937508E-3,3.506969762611487E-3,5.4278231576976961E-3,5.8775263205227454E-6,1.0027099896817401E-4,1.6149949813821094E-2,null,4.1912023329000675E-3,1.717921407607519E-3,3.5546883127822292E-3,2.0565179153246788E-3,8.5243619305500948E-7,4.0206642340484467E-5,1.1561389047148032E-2]
[2004,12,21,10,5.0572994238599189E-3,2.0750389009759397E-3,3.5036460853118991E-3,5.4414709916724624E-3,0,0,1.607745540182022E-2,null,4.2328311988821289E-3,1.6963335327892801E-3,3.5513194109518618E-3,2.0616888677044889E-3,0,0,1.1542173010327761E-2]
[2004,12,21,11,4.510855270516435E-3,2.1443746295661823E-3,3.4935030214148484E-3,5.11803535564977E-3,0,0,1.5266768277147236E-2,null,3.7754713182694727E-3,1.7530151310825397E-3,3.5410383326616971E-3,1.9391441272790778E-3,0,0,1.1008668909292788E-2]
[2004,12,21,12,4.2378832569618255E-3,2.2228544542335794E-3,3.4626222825133142E-3,5.3926667703928901E-3,0,0,1.5316026764101608E-2,null,3.5470006744423867E-3,1.8171719804640698E-3,3.5097374064793109E-3,2.0431977060566425E-3,0,0,1.0917107767442409E-2]
[2004,12,21,13,3.948807804473751E-3,2.2067398984560167E-3,3.3975877199068621E-3,4.6498672817436538E-3,0,0,1.4203002704580282E-2,null,3.3050518611390631E-3,1.8039984147450723E-3,3.4438179331811119E-3,1.761762513435313E-3,0,0,1.0314630722500561E-2]
[2004,12,21,14,3.9956782558766418E-3,2.2069810735852844E-3,3.4178224315012688E-3,5.4144505086386975E-3,0,0,1.5034932269601894E-2,null,3.3442812387922496E-3,1.8041955741616303E-3,3.4643279739530615E-3,2.0514512262365904E-3,0,0,1.0664256013143532E-2]
[2004,12,21,15,4.221104988632019E-3,2.140068798477389E-3,3.3848297645441166E-3,5.051019959666548E-3,0,0,1.4797023511320073E-2,null,3.5329576898972051E-3,1.7494951365132757E-3,3.4308863831841768E-3,1.9137530343053466E-3,0,0,1.0627092243900006E-2]
[2004,12,21,16,4.4181211362987367E-3,2.1717903840328496E-3,3.3041750262405908E-3,5.4588409849865441E-3,0,0,1.535292753155872E-2,null,3.6978552027066721E-3,1.7754273680804353E-3,3.349134193965255E-3,2.0682700884630941E-3,0,0,1.0890686853215457E-2]
[2004,12,21,17,5.0521487513628584E-3,2.2619389865696812E-3,3.2055882244225488E-3,4.7485800315158399E-3,5.8775263205227454E-6,1.0027099896817401E-4,1.5374404519159625E-2,null,4.2285202167919797E-3,1.8491233828131697E-3,3.2492059436697034E-3,1.7991632415871805E-3,8.5243619305500948E-7,4.0206642340484467E-5,1.1167071863395571E-2]
[2004,12,21,18,5.5185572790507897E-3,2.1995788252802484E-3,3.1210922558496373E-3,4.0413511661477053E-3,1.4094786666402542E-5,2.4045801961764481E-4,1.513513233261243E-2,null,4.6188923110579254E-3,1.7981442745874587E-3,3.1635602574235579E-3,1.531205205813363E-3,2.0442113965322214E-6,9.64188019682188E-5,1.1210265062247055E-2]
[2004,12,21,19,5.6724837447638494E-3,2.18809527486716E-3,3.1203909715989387E-3,4.1577205307738634E-3,1.4094786666402542E-5,2.4045801961764481E-4,1.539324332828786E-2,null,4.7477248542389687E-3,1.7887565317205485E-3,3.1628494309555132E-3,1.5752957511748582E-3,2.0442113965322214E-6,9.64188019682188E-5,1.1373089581454639E-2]
[2004,12,21,20,6.3323017053294132E-3,2.0687641018744926E-3,3.0669245124644489E-3,4.9858380644917898E-3,1.4094786666402542E-5,2.4045801961764481E-4,1.670838119044419E-2,null,5.2999757326204298E-3,1.6912039170879579E-3,3.1086554657159347E-3,1.8890566263187302E-3,2.0442113965322214E-6,9.64188019682188E-5,1.2087354755107802E-2]
[2004,12,21,21,6.1029025998673367E-3,2.1507842850988414E-3,2.9521259363397123E-3,5.024343197663747E-3,1.4094786666402542E-5,2.4045801961764481E-4,1.6484708825253682E-2,null,5.1079745064295506E-3,1.758254991216518E-3,2.9922948511405846E-3,1.9036456233990408E-3,2.0442113965322214E-6,9.64188019682188E-5,1.1860632985550444E-2]
[2004,12,21,22,5.7884002988392901E-3,2.0706364956799769E-3,2.8470783524363079E-3,4.8071054804725115E-3,1.4094786666402542E-5,2.4045801961764481E-4,1.5767773433712134E-2,null,4.8447440665566263E-3,1.6927345893068431E-3,2.8858179083484179E-3,1.8213376254580191E-3,2.0442113965322214E-6,9.64188019682188E-5,1.1343097203034657E-2]
[2004,12,21,23,5.4106924489840565E-3,2.0320036282719302E-3,2.6685493139340754E-3,5.0016158315773235E-3,1.4094786666402542E-5,2.4045801961764481E-4,1.5367414029051434E-2,null,4.5286121872799047E-3,1.6611524206924381E-3,2.7048596653028419E-3,1.8950345772822219E-3,2.0442113965322214E-6,9.64188019682188E-5,1.0888121863922157E-2]
[2004,12,21,24,5.0368750187037414E-3,2.0695022539820064E-3,2.5030771618808662E-3,4.4842129955518853E-3,1.4094786666402542E-5,2.4045801961764481E-4,1.4348220236402547E-2,null,4.2157364903988234E-3,1.6918073526050877E-3,2.5371359708286534E-3,1.698998676551542E-3,2.0442113965322214E-6,9.64188019682188E-5,1.0242141503748857E-2]
[2004,12,22,1,4.0844629536680895E-3,2.0749644864221412E-3,2.4423793888308687E-3,4.8021435025330864E-3,1.4094786666402542E-5,2.4045801961764481E-4,1.3658503137738233E-2,null,3.4185917763534463E-3,1.6962726992777366E-3,2.4756122968087025E-3,1.8194576090626061E-3,2.0442113965322214E-6,9.64188019682188E-5,9.5083973948672414E-3]
[2004,12,22,2,3.77923685232951E-3,2.0983044538070541E-3,2.4117940046029318E-3,4.5207918621899762E-3,1.4094786666402542E-5,2.4045801961764481E-4,1.3064679979213518E-2,null,3.1631252800721132E-3,1.7153530014882709E-3,2.4446107441246437E-3,1.7128578411517781E-3,2.0442113965322214E-6,9.64188019682188E-5,9.1344098802015553E-3]
[2004,12,22,3,3.3281881758594192E-3,2.1902358781178567E-3,2.4048342084462735E-3,4.4818619111632214E-3,1.4094786666402542E-5,2.4045801961764481E-4,1.2659672979870818E-2,null,2.7856089912461869E-3,1.7905064637689775E-3,2.4375562475843033E-3,1.6981078871825348E-3,2.0442113965322214E-6,9.64188019682188E-5,8.8102426031467541E-3]
[2004,12,22,4,3.302300413372693E-3,2.1418167015407599E-3,2.3963913073755459E-3,3.953525891119556E-3,1.4094786666402542E-5,2.4045801961764481E-4,1.2048587119692603E-2,null,2.7639415914070395E-3,1.7509240381965486E-3,2.4289984658543168E-3,1.4979295727895494E-3,2.0442113965322214E-6,9.64188019682188E-5,8.5402566816122037E-3]
[2004,12,22,5,3.4818054677431313E-3,2.1471288191970278E-3,2.4143462931327901E-3,3.2053010231560619E-3,1.4094786666402542E-5,2.4045801961764481E-4,1.1503134409513061E-2,null,2.9141827637828494E-3,1.755266666812432E-3,2.4471977610714848E-3,1.2144387881872284E-3,2.0442113965322214E-6,9.64188019682188E-5,8.4295489932187453E-3]
[2004,12,22,6,3.8646088373589411E-3,2.0290643247960339E-3,2.4658688927358409E-3,3.1630449393564432E-3,1.4094786666402542E-5,2.4045801961764481E-4,1.1777139800531309E-2,null,3.2345794637097646E-3,1.6587495553548959E-3,2.4994214171194175E-3,1.1984286141560174E-3,2.0442113965322214E-6,9.64188019682188E-5,8.6896420637048461E-3]
[2004,12,22,7,4.442986211251468E-3,1.9797572937393813E-3,2.6934494800897363E-3,3.462896076088543E-3,1.4094786666402542E-5,2.4045801961764481E-4,1.2833641867453177E-2,null,3.7186666390487452E-3,1.6184413133530982E-3,2.7300986424287675E-3,1.3120375540024651E-3,2.0442113965322214E-6,9.64188019682188E-5,9.4777071621978282E-3]
[2004,12,22,8,4.2917012734096536E-3,2.0869162832612442E-3,3.2652197751233724E-3,4.0096845639464975E-3,1.4094786666402542E-5,2.4045801961764481E-4,1.3908074702024816E-2,null,3.5920449876201996E-3,1.7060432311678713E-3,3.3096488874923649E-3,1.5192072219343403E-3,2.0442113965322214E-6,9.64188019682188E-5,1.0225407341579526E-2]
[2004,12,22,9,4.8342965373914647E-3,2.101446254937508E-3,3.4909613608131401E-3,5.2251728609516174E-3,5.8775263205227454E-6,1.0027099896817401E-4,1.575802553938243E-2,null,4.0461834455711347E-3,1.717921407607519E-3,3.5384620882548384E-3,1.9797368644879111E-3,8.5243619305500948E-7,4.0206642340484467E-5,1.1323362884454942E-2]
[2004,12,22,10,4.8989125217837066E-3,2.0750389009759397E-3,3.503368222494386E-3,4.8863875645634739E-3,0,0,1.5363707209817504E-2,null,4.1002653837280039E-3,1.6963335327892801E-3,3.5510377673173771E-3,1.8513763760879308E-3,0,0,1.1199013059922592E-2]
[2004,12,22,11,4.3679723710168487E-3,2.1443746295661823E-3,3.4828294683517014E-3,5.0398696471295043E-3,0,0,1.5035046116064238E-2,null,3.6558819595822658E-3,1.7530151310825397E-3,3.5302195469584592E-3,1.9095283540186685E-3,0,0,1.0848644991641935E-2]
[2004,12,22,12,4.1026743215447784E-3,2.2228544542335794E-3,3.4429305166428586E-3,5.4494271431502518E-3,0,0,1.5217886435571468E-2,null,3.4338342288289881E-3,1.8171719804640698E-3,3.4897776991718752E-3,2.0647033299623289E-3,0,0,1.0805487238427263E-2]
[2004,12,22,13,3.8276534058236541E-3,2.2067398984560167E-3,3.3881363889842189E-3,4.7166661437997191E-3,0,0,1.413919583706361E-2,null,3.20364870591585E-3,1.8039984147450723E-3,3.4342380001206284E-3,1.7870715650662194E-3,0,0,1.022895668584777E-2]
[2004,12,22,14,3.8858142925967069E-3,2.2069810735852844E-3,3.4079285197867893E-3,5.2588203950580973E-3,0,0,1.4759544281026878E-2,null,3.2523278912783278E-3,1.8041955741616303E-3,3.4542994380032761E-3,1.9924853927074312E-3,0,0,1.0503308296150666E-2]
[2004,12,22,15,4.092400997696085E-3,2.140068798477389E-3,3.3850397357274914E-3,4.6725938488374787E-3,0,0,1.4290103380738443E-2,null,3.4252357176358778E-3,1.7494951365132757E-3,3.4310992113983012E-3,1.7703732568262423E-3,0,0,1.0376203322373698E-2]
[2004,12,22,16,4.2800167390374287E-3,2.1717903840328496E-3,3.2933817331469457E-3,5.160099209496608E-3,0,0,1.4905288065713833E-2,null,3.582265329053451E-3,1.7754273680804353E-3,3.3381940389558078E-3,1.955081468365981E-3,0,0,1.0650968204455675E-2]
[2004,12,22,17,4.8983839825098323E-3,2.2619389865696812E-3,3.1996031396004003E-3,4.28057263698215E-3,5.8775263205227454E-6,1.0027099896817401E-4,1.4746647270950762E-2,null,4.0998230097768519E-3,1.8491233828131697E-3,3.2431394211421584E-3,1.6218425066627205E-3,8.5243619305500948E-7,4.0206642340484467E-5,1.0854987398928439E-2]
[2004,12,22,18,5.3665227168192327E-3,2.1995788252802484E-3,3.1176228794284888E-3,3.7969921267222147E-3,1.4094786666402542E-5,2.4045801961764481E-4,1.4735269354534234E-2,null,4.4916432430502119E-3,1.7981442745874587E-3,3.1600436739763955E-3,1.4386213599971321E-3,2.0442113965322214E-6,9.64188019682188E-5,1.0986915564975948E-2]
[2004,12,22,19,5.5076203601823713E-3,2.18809527486716E-3,3.1265584831958065E-3,4.107716096338478E-3,1.4094786666402542E-5,2.4045801961764481E-4,1.5184543020867863E-2,null,4.6097383876838273E-3,1.7887565317205485E-3,3.1691008624979422E-3,1.5563498473982753E-3,2.0442113965322214E-6,9.64188019682188E-5,1.1222408642665344E-2]
[2004,12,22,20,6.1454578356660424E-3,2.0687641018744926E-3,3.0740949154713791E-3,5.2616307744329837E-3,1.4094786666402542E-5,2.4045801961764481E-4,1.6804500433728942E-2,null,5.1435921581973526E-3,1.6912039170879579E-3,3.1159234347866729E-3,1.9935502018151334E-3,2.0442113965322214E-6,9.64188019682188E-5,1.2042732725251866E-2]
[2004,12,22,21,5.9047682948338035E-3,2.1507842850988414E-3,2.995576591578359E-3,5.0966194658848742E-3,1.4094786666402542E-5,2.4045801961764481E-4,1.640230144367992E-2,null,4.9421411242971825E-3,1.758254991216518E-3,3.0363367296894696E-3,1.9310299791768747E-3,2.0442113965322214E-6,9.64188019682188E-5,1.1766225837744794E-2]
[2004,12,22,22,5.6196252502178114E-3,2.0706364956799769E-3,2.8456396912776589E-3,4.8502643974851264E-3,1.4094786666402542E-5,2.4045801961764481E-4,1.5640718640944622E-2,null,4.7034836365280261E-3,1.6927345893068431E-3,2.8843596716503928E-3,1.8376898689751238E-3,2.0442113965322214E-6,9.64188019682188E-5,1.1216730779825136E-2]
[2004,12,22,23,5.2544727651550188E-3,2.0320036282719302E-3,2.684575288198657E-3,5.1557729254529889E-3,1.4094786666402542E-5,2.4045801961764481E-4,1.5381377413362644E-2,null,4.3978602787669687E-3,1.6611524206924381E-3,2.7211037014010708E-3,1.9534423065171156E-3,2.0442113965322214E-6,9.64188019682188E-5,1.0832021720742343E-2]
[2004,12,22,24,4.8886100070353097E-3,2.0695022539820064E-3,2.5104625849805585E-3,4.5853982195478409E-3,1.4094786666402542E-5,2.4045801961764481E-4,1.4308525871829764E-2,null,4.0916424404930799E-3,1.6918073526050877E-3,2.5446218857222793E-3,1.7373361867960887E-3,2.0442113965322214E-6,9.64188019682188E-5,1.0163870878981286E-2]
[2004,12,23,1,4.111776106623808E-3,2.0749644864221412E-3,2.4547827920644387E-3,4.4336101129094901E-3,1.4094786666402542E-5,2.4045801961764481E-4,1.3329686304303926E-2,null,3.441452191820515E-3,1.6962726992777366E-3,2.4881844703652446E-3,1.6798260300415735E-3,2.0442113965322214E-6,9.64188019682188E-5,9.4041984048698207E-3]
[2004,12,23,2,3.8048070816107211E-3,2.0983044538070541E-3,2.4234782017056779E-3,4.4746985467925479E-3,1.4094786666402542E-5,2.4045801961764481E-4,1.3055841090200049E-2,null,3.184526912681296E-3,1.7153530014882709E-3,2.4564539254740168E-3,1.6953937996497831E-3,2.0442113965322214E-6,9.64188019682188E-5,9.1501906526581175E-3]
[2004,12,23,3,3.3510081501104691E-3,2.1902358781178567E-3,2.4158360134702321E-3,4.5890095152579524E-3,1.4094786666402542E-5,2.4045801961764481E-4,1.2800642363240558E-2,null,2.8047087302317439E-3,1.7905064637689775E-3,2.4487077516990845E-3,1.7387044506671852E-3,2.0442113965322214E-6,9.64188019682188E-5,8.8810904097317411E-3]
[2004,12,23,4,3.324600199597085E-3,2.1418167015407599E-3,2.4074287509800304E-3,4.0212619612793642E-3,1.4094786666402542E-5,2.4045801961764481E-4,1.2149660419681286E-2,null,2.7826059462233029E-3,1.7509240381965486E-3,2.4401860934757874E-3,1.5235937180187063E-3,2.0442113965322214E-6,9.64188019682188E-5,8.5957728092790966E-3]
[2004,12,23,5,3.505945184042748E-3,2.1471288191970278E-3,2.4230414164979246E-3,3.248959593104137E-3,1.4094786666402542E-5,2.4045801961764481E-4,1.1579627819125887E-2,null,2.9343870933511377E-3,1.755266666812432E-3,2.4560111970280091E-3,1.2309803424433467E-3,2.0442113965322214E-6,9.64188019682188E-5,8.4751083129996768E-3]
[2004,12,23,6,3.892760857543E-3,2.0290643247960339E-3,2.4746970821458406E-3,3.2712006753021212E-3,1.4094786666402542E-5,2.4045801961764481E-4,1.1922275746071045E-2,null,3.2581419897457836E-3,1.6587495553548959E-3,2.5083697297206033E-3,1.2394071431454838E-3,2.0442113965322214E-6,9.64188019682188E-5,8.763131431331516E-3]
[2004,12,23,7,4.477605450295981E-3,1.9797572937393813E-3,2.7958426582908305E-3,3.3233541812874847E-3,1.4094786666402542E-5,2.4045801961764481E-4,1.2831112389897727E-2,null,3.7476420630503026E-3,1.6184413133530982E-3,2.833885061616203E-3,1.2591672967631981E-3,2.0442113965322214E-6,9.64188019682188E-5,9.5575987481475513E-3]
[2004,12,23,8,4.3229757802033435E-3,2.0869162832612442E-3,3.2795734736166134E-3,4.0087340425487544E-3,1.4094786666402542E-5,2.4045801961764481E-4,1.3952752385914004E-2,null,3.618220955659866E-3,1.7060432311678713E-3,3.3241978935382938E-3,1.5188470841357117E-3,2.0442113965322214E-6,9.64188019682188E-5,1.0265772177866495E-2]
[2004,12,23,9,4.8678538943238555E-3,2.101446254937508E-3,3.5021828377461415E-3,5.4410694743985055E-3,5.8775263205227454E-6,1.0027099896817401E-4,{"$f":"SUM(E8579:J8579)","v":1.6018700986694709E-2},null,4.0742701012089835E-3,1.717921407607519E-3,3.5498362533050074E-3,2.0615367390438427E-3,8.5243619305500948E-7,4.0206642340484467E-5,{"$f":"SUM(M8579:R8579)","v":1.1444623579698891E-2}]
[2004,12,23,10,4.9295883941733731E-3,2.0750389009759397E-3,3.4972230620412392E-3,5.2162221231943267E-3,0,0,1.5718072480384877E-2,null,{"$f":"E8580*V$5","v":4.1259403099724937E-3},{"$f":"F8580*W$5","v":1.6963335327892801E-3},{"$f":"G8580*X$5","v":3.5448089910456631E-3},{"$f":"H8580*Y$5","v":1.9763455689319502E-3},{"$f":"I8580*Z$5","v":0},{"$f":"J8580*AA$5","v":0},1.1343428402739386E-2]
[2004,12,23,11,4.3956453985699983E-3,2.1443746295661823E-3,3.4769332174042263E-3,5.1426095637151668E-3,0,0,1.5159562809255574E-2,null,3.679043580949168E-3,1.7530151310825397E-3,3.524243067048175E-3,1.948454913145366E-3,0,0,1.0904756692225249E-2]
[2004,12,23,12,4.1288611560462742E-3,2.2228544542335794E-3,3.4455309520987436E-3,5.5865250484546936E-3,0,0,1.5383771610833291E-2,null,3.4557519443502282E-3,1.8171719804640698E-3,3.4924135181691554E-3,2.1166475975297459E-3,0,0,1.0881985040513199E-2]
[2004,12,23,13,3.8511180871998374E-3,2.2067398984560167E-3,3.3887956994325301E-3,4.7521298611923092E-3,0,0,1.4198783546280694E-2,null,3.2232880483942373E-3,1.8039984147450723E-3,3.4349062816581804E-3,1.8005082169325283E-3,0,0,1.0262700961730018E-2]
[2004,12,23,14,3.9070922627911352E-3,2.2069810735852844E-3,3.406566781006965E-3,5.5714176845934179E-3,0,0,1.5092057801976803E-2,null,3.2701370120242611E-3,1.8041955741616303E-3,3.4529191703496142E-3,2.1109236519384123E-3,0,0,1.0638175408473918E-2]
[2004,12,23,15,4.1173278946687085E-3,2.140068798477389E-3,3.3823467391242857E-3,4.91190165639509E-3,0,0,1.4551645088665473E-2,null,3.4460988974387677E-3,1.7494951365132757E-3,3.4283695717949505E-3,1.8610432693194365E-3,0,0,1.0485006875066431E-2]
[2004,12,23,16,4.3067642368193326E-3,2.1717903840328496E-3,3.2957397629720326E-3,5.2732111261130114E-3,0,0,1.5047505509937227E-2,null,3.6046523055035941E-3,1.7754273680804353E-3,3.3405841539632971E-3,1.9979378172557656E-3,0,0,1.0718601644803091E-2]
[2004,12,23,17,4.9281645547253738E-3,2.2619389865696812E-3,3.2066284520416593E-3,4.7327591471890626E-3,5.8775263205227454E-6,1.0027099896817401E-4,1.5235639665814473E-2,null,4.1247485925097593E-3,1.8491233828131697E-3,3.250260325432474E-3,1.7931689541704737E-3,8.5243619305500948E-7,4.0206642340484467E-5,1.1058360333459414E-2]
[2004,12,23,18,5.395968128401419E-3,2.1995788252802484E-3,3.1238051940608354E-3,4.3943957793269404E-3,1.4094786666402542E-5,2.4045801961764481E-4,1.5368300733353492E-2,null,4.516288304843661E-3,1.7981442745874587E-3,3.1663101099758837E-3,1.6649683279376165E-3,2.0442113965322214E-6,9.64188019682188E-5,1.1244174030709372E-2]
[2004,12,23,19,5.5395504416986419E-3,2.18809527486716E-3,3.1351751945290149E-3,4.1144002747787777E-3,1.4094786666402542E-5,2.4045801961764481E-4,1.5231773992157641E-2,null,4.6364630551194294E-3,1.7887565317205485E-3,3.1778348194876271E-3,1.5588823788224447E-3,2.0442113965322214E-6,9.64188019682188E-5,1.12603997985148E-2]
[2004,12,23,20,6.1816449384117077E-3,2.0687641018744926E-3,3.0854395450035377E-3,4.3057278178189242E-3,1.4094786666402542E-5,2.4045801961764481E-4,1.5896129209392706E-2,null,5.1738798443043575E-3,1.6912039170879579E-3,3.1274224281457653E-3,1.6313734140911786E-3,2.0442113965322214E-6,9.64188019682188E-5,1.172234261699401E-2]
[2004,12,23,21,5.9431421087612233E-3,2.1507842850988414E-3,3.012844793346561E-3,4.0879694697250136E-3,1.4094786666402542E-5,2.4045801961764481E-4,1.5449293463215687E-2,null,4.9742590321366414E-3,1.758254991216518E-3,3.0538398960020538E-3,1.5488681571850958E-3,2.0442113965322214E-6,9.64188019682188E-5,1.1433685089905062E-2]
[2004,12,23,22,5.6523130356856965E-3,2.0706364956799769E-3,2.8505783432614526E-3,4.2378132398022076E-3,1.4094786666402542E-5,2.4045801961764481E-4,1.5065893920713383E-2,null,4.7308424829309208E-3,1.6927345893068431E-3,2.8893655227628981E-3,1.605641635006774E-3,2.0442113965322214E-6,9.64188019682188E-5,1.1017047243372187E-2]
[2004,12,23,23,5.2847288274926523E-3,2.0320036282719302E-3,2.6897323378145921E-3,3.7386524136977057E-3,1.4094786666402542E-5,2.4045801961764481E-4,1.3999670013560929E-2,null,4.4231838346580517E-3,1.6611524206924381E-3,2.7263309218332628E-3,1.4165173485870233E-3,2.0442113965322214E-6,9.64188019682188E-5,1.0325647539135526E-2]
[2004,12,23,24,4.9173254401328661E-3,2.0695022539820064E-3,2.5834926700959121E-3,3.4116791557387512E-3,1.4094786666402542E-5,2.4045801961764481E-4,1.3236552326233584E-2,null,4.1156765288310766E-3,1.6918073526050877E-3,2.618645674808994E-3,1.2926322581394765E-3,2.0442113965322214E-6,9.64188019682188E-5,9.8172248277493858E-3]
[2004,12,24,1,4.374943165796002E-3,2.0980716889616381E-3,2.4212525372302274E-3,3.2386223581548678E-3,1.4094786666402542E-5,2.4045801961764481E-4,1.2387442556426785E-2,null,3.6617163378045632E-3,1.7151627174351151E-3,2.4541979768817573E-3,1.2270637246298234E-3,2.0442113965322214E-6,9.64188019682188E-5,9.1566037701160102E-3]
[2004,12,24,2,4.0290882074073674E-3,2.0340255227367671E-3,2.3743023381352082E-3,3.1782035868289462E-3,1.4094786666402542E-5,2.4045801961764481E-4,1.1870172461392338E-2,null,3.3722445198519383E-3,1.6628053089244857E-3,2.4066089369689683E-3,1.204171990311352E-3,2.0442113965322214E-6,9.64188019682188E-5,8.7442937694214955E-3]
[2004,12,24,3,3.5985376190323676E-3,2.0604756366139846E-3,2.3587787966186484E-3,3.0785440318568998E-3,1.4094786666402542E-5,2.4045801961764481E-4,1.1350888890405949E-2,null,3.0118846102581737E-3,1.6844281397518578E-3,2.390874170108357E-3,1.1664125323705313E-3,2.0442113965322214E-6,9.64188019682188E-5,8.3520624658536703E-3]
[2004,12,24,4,3.6355631511349254E-3,1.9530121084728297E-3,2.3664248438283781E-3,3.0674909352173567E-3,1.4094786666402542E-5,2.4045801961764481E-4,1.1277043844937537E-2,null,3.0428740404468461E-3,1.5965772631962674E-3,2.3986242553657696E-3,1.1622246856779215E-3,2.0442113965322214E-6,9.64188019682188E-5,8.2987632580515548E-3]
[2004,12,24,5,3.6324773596081153E-3,1.8713216887334834E-3,2.4984312985606738E-3,3.0439678740838945E-3,1.4094786666402542E-5,2.4045801961764481E-4,1.1300751027270215E-2,null,3.0402913112957293E-3,1.5297957690053345E-3,2.5324268922893582E-3,1.1533121630627296E-3,2.0442113965322214E-6,9.64188019682188E-5,8.354289149017903E-3]
[2004,12,24,6,3.7938497859322491E-3,1.8410285704977046E-3,2.5909881692227055E-3,3.0198926314674028E-3,1.4094786666402542E-5,2.4045801961764481E-4,1.1500311963404109E-2,null,3.1753559344346069E-3,1.5050313020587469E-3,2.626243163509507E-3,1.1441904274574737E-3,2.0442113965322214E-6,9.64188019682188E-5,8.5492838408250844E-3]
[2004,12,24,7,3.9186738344666539E-3,1.8036026158072783E-3,2.75644585194753E-3,2.877586410349135E-3,1.4094786666402542E-5,2.4045801961764481E-4,1.1610861518854645E-2,null,3.2798304934283755E-3,1.4744357783275229E-3,2.7939521917744081E-3,1.0902728098989814E-3,2.0442113965322214E-6,9.64188019682188E-5,8.7369542867940381E-3]
[2004,12,24,8,4.1230810136238588E-3,1.9134175703790206E-3,3.1366709798948626E-3,2.9165143360580952E-3,1.4094786666402542E-5,2.4045801961764481E-4,1.2344236706239886E-2,null,3.4509141119165479E-3,1.5642089337870012E-3,3.1793509576691125E-3,1.10502199650676E-3,2.0442113965322214E-6,9.64188019682188E-5,9.3979590132441723E-3]
[2004,12,24,9,4.9017952975630354E-3,2.1047109064947834E-3,3.2745133234928841E-3,2.8414845835522183E-3,5.8775263205227454E-6,1.0027099896817401E-4,1.3228652636391619E-2,null,4.1026781938536122E-3,1.7205902433131408E-3,3.3190688910879418E-3,1.0765943882874527E-3,8.5243619305500948E-7,4.0206642340484467E-5,1.0259990795075686E-2]
[2004,12,24,10,5.6698577553307532E-3,2.107532915502842E-3,3.2738551508330518E-3,2.8169432917749264E-3,0,0,1.3868189113441573E-2,null,4.7455269677646374E-3,1.7228972210319448E-3,3.3184017628205007E-3,1.0672960738916282E-3,0,0,1.085412202550871E-2]
[2004,12,24,11,5.4918811335542324E-3,2.1941356300492782E-3,3.2485759375122944E-3,2.7955672211206267E-3,0,0,1.3730159922236432E-2,null,4.5965650546587848E-3,1.7936944907345051E-3,3.2927785809198076E-3,1.0591970126321488E-3,0,0,1.0742235138945245E-2]
[2004,12,24,12,5.923845172260956E-3,2.2255087761723948E-3,3.2097259051976769E-3,2.65220726103748E-3,0,0,1.4011287114668508E-2,null,4.9581079862887692E-3,1.8193418748740074E-3,3.2533999249381414E-3,1.0048801497415244E-3,0,0,1.1035729935842443E-2]
[2004,12,24,13,4.7710564275506052E-3,2.249634558657137E-3,3.2064151448002662E-3,2.5528247026326972E-3,0,0,1.2779930833640705E-2,null,3.9932530794764935E-3,1.8390645768505344E-3,3.2500441157673394E-3,9.6722564149904718E-4,0,0,1.0049587413593413E-2]
[2004,12,24,14,5.2332511169686652E-3,2.2453174330145011E-3,3.2194412106734162E-3,2.4703261509493885E-3,0,0,1.3168335911605971E-2,null,4.380098298111622E-3,1.8355353490421191E-3,3.2632474243941972E-3,9.3596822124126795E-4,0,0,1.0414849292789206E-2]
[2004,12,24,15,5.1854971620559302E-3,2.2343983370413092E-3,3.1843744003270513E-3,2.4535708828292589E-3,0,0,1.3057840782253551E-2,null,4.3401294504553049E-3,1.8266090447504944E-3,3.227703467832692E-3,9.2961991031366377E-4,0,0,1.0324061873352157E-2]
[2004,12,24,16,5.4981392813342952E-3,2.2150709898468117E-3,3.1351854505652526E-3,2.4684496815475963E-3,0,0,1.3316845403293955E-2,null,4.6018029654389314E-3,1.8108090387214666E-3,3.1778452150754474E-3,9.3525725612132445E-4,0,0,1.0525714475357169E-2]
[2004,12,24,17,4.8334719680490123E-3,2.3240476191021013E-3,2.9815642249832758E-3,2.4572822558891366E-3,5.8775263205227454E-6,1.0027099896817401E-4,1.2702514593312222E-2,null,4.0454933019696089E-3,1.899896867585373E-3,3.0221336999682008E-3,9.3102609193866149E-4,8.5243619305500948E-7,4.0206642340484467E-5,9.9396090399953823E-3]
[2004,12,24,18,5.6725394009404743E-3,2.1664174352450933E-3,2.9340028458373453E-3,2.5268946189263108E-3,1.4094786666402542E-5,2.4045801961764481E-4,1.3554407107233272E-2,null,4.7477714370455391E-3,1.7710350103302534E-3,2.97392516381477E-3,9.5740113540539781E-4,2.0442113965322214E-6,9.64188019682188E-5,1.054859575996071E-2]
[2004,12,24,19,5.9878839440433793E-3,2.0650327540814748E-3,2.892376694008512E-3,2.5311983735051766E-3,1.4094786666402542E-5,2.4045801961764481E-4,1.373104457192259E-2,null,5.0117068121482526E-3,1.6881535596316142E-3,2.931732614283956E-3,9.5903176118988852E-4,2.0442113965322214E-6,9.64188019682188E-5,1.068908776061846E-2]
[2004,12,24,20,6.3482584804026489E-3,1.8490123159735203E-3,2.8476292348787371E-3,2.5597850228946408E-3,1.4094786666402542E-5,2.4045801961764481E-4,1.3859237860433596E-2,null,5.3133311481698585E-3,1.5115579725522548E-3,2.8863762865245562E-3,9.6986279877171624E-4,2.0442113965322214E-6,9.64188019682188E-5,1.0779591219383136E-2]
[2004,12,24,21,5.8497201425374654E-3,1.9111973918650587E-3,2.8065786226572778E-3,2.5361966866347587E-3,1.4094786666402542E-5,2.4045801961764481E-4,1.3358245649978609E-2,null,4.8960672186507351E-3,1.562393949373822E-3,2.8447671078393332E-3,9.6092554442466665E-4,2.0442113965322214E-6,9.64188019682188E-5,1.0362616833653308E-2]
[2004,12,24,22,5.433674023991187E-3,1.9729113597471998E-3,2.6445476262373906E-3,2.570545078257424E-3,1.4094786666402542E-5,2.4045801961764481E-4,1.2876230894517249E-2,null,4.5478471819948079E-3,1.6128447978425999E-3,2.6805313920305568E-3,9.7393961667468479E-4,2.0442113965322214E-6,9.64188019682188E-5,9.9136260019073996E-3]
[2004,12,24,23,5.3980143714481262E-3,1.8858902909225988E-3,2.4866418982960534E-3,2.5516437115456255E-3,1.4094786666402542E-5,2.4045801961764481E-4,1.2576743078496452E-2,null,4.5180009583139563E-3,1.5417055256887588E-3,2.5204770763023075E-3,9.6677818231369079E-4,2.0442113965322214E-6,9.64188019682188E-5,9.645424755983463E-3]
[2004,12,24,24,4.8365704808910753E-3,1.5719054962790024E-3,2.4331212530663694E-3,2.5738913900049069E-3,1.4094786666402542E-5,2.4045801961764481E-4,1.1670041426525403E-2,null,4.0480866785385624E-3,1.2850245855437893E-3,2.4662281876695036E-3,9.7520748223681175E-4,2.0442113965322214E-6,9.64188019682188E-5,8.8730099473534173E-3]
[2004,12,25,1,4.8034483160594981E-3,1.851465380359562E-3,2.4250888871054522E-3,2.5499797068242532E-3,1.4094786666402542E-5,2.4045801961764481E-4,1.1884535096632813E-2,null,4.020364267638357E-3,1.5135633399572595E-3,2.4580865271083925E-3,9.6614771676216784E-4,2.0442113965322214E-6,9.64188019682188E-5,9.0566248648309266E-3]
[2004,12,25,2,4.1670091795869609E-3,1.8448980770873042E-3,2.3771899815506416E-3,2.5662920405746343E-3,1.4094786666402542E-5,2.4045801961764481E-4,1.120994208508359E-2,null,3.4876808713694371E-3,1.5081946036142983E-3,2.4095358719000183E-3,9.7232820673462362E-4,2.0442113965322214E-6,9.64188019682188E-5,8.4762025669831275E-3]
[2004,12,25,3,4.1212511166229017E-3,1.919590111981653E-3,2.370430291625307E-3,2.5492314305426418E-3,1.4094786666402542E-5,2.4045801961764481E-4,1.1215055757056551E-2,null,3.4493825345929181E-3,1.5692549545137247E-3,2.4026842043915631E-3,9.6586420649773263E-4,2.0442113965322214E-6,9.64188019682188E-5,8.4856489133606893E-3]
[2004,12,25,4,3.8846935914277009E-3,1.8793491316584985E-3,2.3668616181351052E-3,2.5612967282798694E-3,1.4094786666402542E-5,2.4045801961764481E-4,1.0946753875785222E-2,null,3.2513898928575873E-3,1.5363581619367878E-3,2.3990669727624232E-3,9.7043556046956308E-4,2.0442113965322214E-6,9.64188019682188E-5,8.2557136013911118E-3]
[2004,12,25,5,4.0694085203285563E-3,1.8941338207697994E-3,2.4046433285021393E-3,2.5394472689638948E-3,1.4094786666402542E-5,2.4045801961764481E-4,1.1162185744848438E-2,null,3.405991597922162E-3,1.5484445685576798E-3,2.4373627703796262E-3,9.6215713959659594E-4,2.0442113965322214E-6,9.64188019682188E-5,8.4524190898208149E-3]
[2004,12,25,6,4.2811488523486329E-3,1.9132753550371597E-3,2.4476012716455834E-3,2.5576423710815355E-3,1.4094786666402542E-5,2.4045801961764481E-4,1.145422065639696E-2,null,3.5832128791474251E-3,1.5640926734830799E-3,2.4809052326104533E-3,9.6905098126920516E-4,2.0442113965322214E-6,9.64188019682188E-5,8.6957247798749148E-3]
[2004,12,25,7,4.4446109886603167E-3,1.9035765119959395E-3,2.6279084599016996E-3,2.5531644194353078E-3,1.4094786666402542E-5,2.4045801961764481E-4,1.1783813186277312E-2,null,3.7200265364823373E-3,1.556163919630637E-3,2.6636658202943814E-3,9.6735435492069106E-4,2.0442113965322214E-6,9.64188019682188E-5,9.0056736446927979E-3]
[2004,12,25,8,4.6350717293406202E-3,1.8453543357279992E-3,2.9388673963713021E-3,2.569066976646855E-3,1.4094786666402542E-5,2.4045801961764481E-4,1.2242913244370825E-2,null,3.8794373401041791E-3,1.5085675926852365E-3,2.9788559051956479E-3,9.7337958692528248E-4,2.0442113965322214E-6,9.64188019682188E-5,9.4387034382750964E-3]
[2004,12,25,9,5.0130733847391119E-3,1.9026207781361281E-3,2.9951829767276526E-3,2.5034261674112355E-3,5.8775263205227454E-6,1.0027099896817401E-4,1.2520451832302826E-2,null,4.1958151271600684E-3,1.5553826121601805E-3,3.0359377590098648E-3,9.4850930352667596E-4,8.5243619305500948E-7,4.0206642340484467E-5,9.7767038803903278E-3]
[2004,12,25,10,5.9220590799900375E-3,1.8433130988153169E-3,2.978591789085808E-3,2.4625176349693449E-3,0,0,1.3206481602860507E-2,null,4.9566130724118572E-3,1.5068988921024564E-3,3.0191208188028512E-3,9.3300969578115139E-4,0,0,1.0415642479098318E-2]
[2004,12,25,11,6.2280968478113027E-3,1.9305583721786835E-3,2.9702871918567998E-3,2.4694997043145923E-3,0,0,1.3598442116161378E-2,null,5.2127589129287305E-3,1.5782214503031915E-3,3.0107032227839059E-3,9.3565509344378101E-4,0,0,1.0737338679459609E-2]
[2004,12,25,12,5.6884997777791003E-3,2.0719723301362031E-3,2.9223161572043822E-3,2.4991488257540715E-3,0,0,1.3181937090873758E-2,null,4.7611298671811405E-3,1.6938266270422736E-3,2.9620794570334877E-3,9.468886851880981E-4,0,0,1.0363924636445001E-2]
[2004,12,25,13,5.309644403752296E-3,2.0273581631797492E-3,2.9499884453435691E-3,2.4377376421143575E-3,0,0,1.272472865438997E-2,null,4.4440375393116419E-3,1.6573547770879918E-3,2.9901282757843687E-3,9.2362094125335737E-4,0,0,1.0015141533437358E-2]
[2004,12,25,14,5.2505413005205989E-3,2.0446635419396563E-3,2.9197821514327475E-3,2.4394050936142938E-3,0,0,1.2654392087507297E-2,null,4.3945697426987741E-3,1.6715018344150823E-3,2.9595109716142568E-3,9.2425271273575927E-4,0,0,9.949835261463872E-3]
[2004,12,25,15,5.3196985861068587E-3,2.0302856514322026E-3,2.8918152312143049E-3,2.4182679005621153E-3,0,0,1.2660067369315482E-2,null,4.4524526346387764E-3,1.6597479835416865E-3,2.9311635117915684E-3,9.1624415849061341E-4,0,0,9.9596082884626444E-3]
[2004,12,25,16,5.1434110436386939E-3,1.9543644348888911E-3,2.8600474184306648E-3,2.4505870775030983E-3,0,0,1.2408409974461347E-2,null,4.3049044380235992E-3,1.5976827830232751E-3,2.8989634415119295E-3,9.2848939280585068E-4,0,0,9.7300400553646561E-3]
[2004,12,25,17,5.5776006131254456E-3,1.9236596896687168E-3,2.8301924397512368E-3,2.4558125621913598E-3,5.8775263205227454E-6,1.0027099896817401E-4,1.2893413830025454E-2,null,4.6683100824040551E-3,1.5725818131531509E-3,2.8687022328406867E-3,9.3046924781686453E-4,8.5243619305500948E-7,4.0206642340484467E-5,1.0081122454748294E-2]
[2004,12,25,18,6.4998388422994654E-3,1.8996163236334525E-3,2.7896251097038515E-3,2.5275800263246584E-3,1.4094786666402542E-5,2.4045801961764481E-4,1.3971213108245478E-2,null,5.4402000620308033E-3,1.5529264861963584E-3,2.8275829122415726E-3,9.5766082562614475E-4,2.0442113965322214E-6,9.64188019682188E-5,1.087683329945963E-2]
[2004,12,25,19,6.670143432794459E-3,1.8625761542047905E-3,2.7503956320342922E-3,2.514575142117041E-3,1.4094786666402542E-5,2.4045801961764481E-4,1.4052243167434631E-2,null,5.5827406797682158E-3,1.52264633991453E-3,2.7878196478772137E-3,9.5273347692987058E-4,2.0442113965322214E-6,9.64188019682188E-5,1.0944403157854582E-2]
[2004,12,25,20,6.4920311106417185E-3,1.915023737583111E-3,2.7188663851805718E-3,2.5497196747304909E-3,1.4094786666402542E-5,2.4045801961764481E-4,1.393019371441994E-2,null,5.4336651888932767E-3,1.565521967140874E-3,2.7558613896405395E-3,9.6604919463942271E-4,2.0442113965322214E-6,9.64188019682188E-5,1.0819560753678863E-2]
[2004,12,25,21,6.2157143257483699E-3,2.0660910622666714E-3,2.5997759829387498E-3,2.5383817960790639E-3,1.4094786666402542E-5,2.4045801961764481E-4,1.3674515973316904E-2,null,5.2023950563887065E-3,1.6890187210807464E-3,2.6351505510337349E-3,9.6175344846438941E-4,2.0442113965322214E-6,9.64188019682188E-5,1.0586780790332328E-2]
[2004,12,25,22,5.6896564470903625E-3,1.9032461195982958E-3,2.4682647679917053E-3,2.5680939350497208E-3,1.4094786666402542E-5,2.4045801961764481E-4,1.2883814076014131E-2,null,4.7620979700236186E-3,1.5558938255601895E-3,2.5018498925119636E-3,9.7301091657278128E-4,2.0442113965322214E-6,9.64188019682188E-5,9.8913156180333028E-3]
[2004,12,25,23,6.0371723963086711E-3,1.9278945047302826E-3,2.3406973154609838E-3,2.5481060896093643E-3,1.4094786666402542E-5,2.4045801961764481E-4,1.3108423112393351E-2,null,5.0529599951235063E-3,1.5760437524887057E-3,2.3725466582962562E-3,9.6543783229155542E-4,2.0442113965322214E-6,9.64188019682188E-5,1.0065451251564774E-2]
[2004,12,25,24,5.812162876001406E-3,2.1200273053117356E-3,2.3228079000613545E-3,2.5632930824264675E-3,1.4094786666402542E-5,2.4045801961764481E-4,1.3072843970085013E-2,null,4.8646327402434375E-3,1.733111319859007E-3,2.3544138256378373E-3,9.71191948057834E-4,2.0442113965322214E-6,9.64188019682188E-5,1.0021812847162866E-2]
[2004,12,26,1,4.6840739376984462E-3,1.851465380359562E-3,2.3212942587317277E-3,2.5489769541747693E-3,1.4094786666402542E-5,2.4045801961764481E-4,{"$f":"SUM(E8643:J8643)","v":1.1660363337248552E-2},null,3.9204509441974128E-3,1.5135633399572595E-3,2.352879588530483E-3,9.6576778935326198E-4,2.0442113965322214E-6,9.64188019682188E-5,{"$f":"SUM(M8643:R8643)","v":8.8511246754031676E-3}]
[2004,12,26,2,4.4582877643850943E-3,1.8448980770873042E-3,2.3093569001413788E-3,2.5712993562086715E-3,1.4094786666402542E-5,2.4045801961764481E-4,1.1438394904106496E-2,null,{"$f":"E8644*V$5","v":3.7314736504726271E-3},{"$f":"F8644*W$5","v":1.5081946036142983E-3},{"$f":"G8644*X$5","v":2.3407798009819855E-3},{"$f":"H8644*Y$5","v":9.7422540087855572E-4},{"$f":"I8644*Z$5","v":2.0442113965322214E-6},{"$f":"J8644*AA$5","v":9.64188019682188E-5},8.6531364693122181E-3]
[2004,12,26,3,4.0769899641213223E-3,1.919590111981653E-3,2.3192854293626699E-3,2.5580069864501826E-3,1.4094786666402542E-5,2.4045801961764481E-4,1.1128425298199875E-2,null,3.4123370738627775E-3,1.5692549545137247E-3,2.3508434254712251E-3,9.6918912837091434E-4,2.0442113965322214E-6,9.64188019682188E-5,8.4000875955833922E-3]
[2004,12,26,4,4.3372952715974213E-3,1.8793491316584985E-3,2.316487571382109E-3,2.5760912063274707E-3,1.4094786666402542E-5,2.4045801961764481E-4,1.1363775987249549E-2,null,3.630206006345023E-3,1.5363581619367878E-3,2.3480074976653014E-3,9.7604095848434947E-4,2.0442113965322214E-6,9.64188019682188E-5,8.5890756377962115E-3]
[2004,12,26,5,4.1890851209644905E-3,1.8941338207697994E-3,2.3410144716184871E-3,2.5566301699838515E-3,1.4094786666402542E-5,2.4045801961764481E-4,1.1235416389620678E-2,null,3.50615787373292E-3,1.5484445685576798E-3,2.3728681299263863E-3,9.6866747398998473E-4,2.0442113965322214E-6,9.64188019682188E-5,8.49460105957172E-3]
[2004,12,26,6,4.4169324327847648E-3,1.9132753550371597E-3,2.3838918677755558E-3,2.5767856162302728E-3,1.4094786666402542E-5,2.4045801961764481E-4,1.1545438078111802E-2,null,3.6968602880499638E-3,1.5640926734830799E-3,2.4163289491860793E-3,9.7630405961425016E-4,2.0442113965322214E-6,9.64188019682188E-5,8.7520489836981231E-3]
[2004,12,26,7,4.6252541059597693E-3,1.9035765119959395E-3,2.5049294343015968E-3,2.5616434872875243E-3,1.4094786666402542E-5,2.4045801961764481E-4,1.1849956345828878E-2,null,3.8712202386311516E-3,1.556163919630637E-3,2.5390134467043386E-3,9.7056694207335234E-4,2.0442113965322214E-6,9.64188019682188E-5,9.0354275604042304E-3]
[2004,12,26,8,5.1539871030839325E-3,1.8453543357279992E-3,2.6955854248319712E-3,2.582370606505039E-3,1.4094786666402542E-5,2.4045801961764481E-4,1.253185027643299E-2,null,4.3137563312237196E-3,1.5085675926852365E-3,2.7322636504915451E-3,9.7842012570986008E-4,2.0442113965322214E-6,9.64188019682188E-5,9.6314707134751119E-3]
[2004,12,26,9,5.2764553429287039E-3,1.9026207781361281E-3,2.8021557740778857E-3,2.5310486290601054E-3,5.8775263205227454E-6,1.0027099896817401E-4,1.2618429049491519E-2,null,4.4162591381647952E-3,1.5553826121601805E-3,2.8402840785523445E-3,9.589750253447694E-4,8.5243619305500948E-7,4.0206642340484467E-5,9.8119599327556265E-3]
[2004,12,26,10,5.6835738778024392E-3,1.8433130988153169E-3,2.8686211530855061E-3,2.5056649945864339E-3,0,0,1.2901173124289697E-2,null,4.7570070139829664E-3,1.5068988921024564E-3,2.9076538370492338E-3,9.4935756038054596E-4,0,0,1.0120917303515203E-2]
[2004,12,26,11,5.6752841379740272E-3,1.9305583721786835E-3,2.8623090584558395E-3,2.4641723398904319E-3,0,0,1.2932323908498983E-2,null,4.7500687122461202E-3,1.5782214503031915E-3,2.9012558551651407E-3,9.3363663778274649E-4,0,0,1.01631826554972E-2]
[2004,12,26,12,5.0535339321472125E-3,2.0719723301362031E-3,2.8554307918366995E-3,2.4744776061921105E-3,0,0,1.2455414660312226E-2,null,4.2296795779348945E-3,1.6938266270422736E-3,2.8942839975164307E-3,9.3754114317208255E-4,0,0,9.7553313456656809E-3]
[2004,12,26,13,5.0597866400811783E-3,2.0273581631797492E-3,2.8482143284240119E-3,2.4565009704245262E-3,0,0,1.2391860102109464E-2,null,4.2349129357019902E-3,1.6573547770879918E-3,2.8869693413063357E-3,9.3073007500732961E-4,0,0,9.7099671291036478E-3]
[2004,12,26,14,4.5113979640402334E-3,2.0446635419396563E-3,2.8359034741837694E-3,2.4650106412165852E-3,0,0,1.1856975621380245E-2,null,3.7759255389683949E-3,1.6715018344150823E-3,2.8744909760364942E-3,9.3395425713871784E-4,0,0,9.2558726065586888E-3]
[2004,12,26,15,4.2754615039508189E-3,2.0302856514322026E-3,2.9316396411466421E-3,2.4315572694857852E-3,0,0,1.1668944066015449E-2,null,3.5784527129560382E-3,1.6597479835416865E-3,2.9715298035284301E-3,9.2127929402853654E-4,0,0,9.1310097940546908E-3]
[2004,12,26,16,4.841117328517614E-3,1.9543644348888911E-3,2.8902515512901645E-3,2.4643760993622284E-3,0,0,1.2150109414058897E-2,null,4.0518922745448769E-3,1.5976827830232751E-3,2.9295785552257798E-3,9.3371383908278738E-4,0,0,9.5128674518767196E-3]
[2004,12,26,17,5.8443717052910939E-3,1.9236596896687168E-3,2.8233555757729988E-3,2.4537564886442319E-3,5.8775263205227454E-6,1.0027099896817401E-4,1.3151291984665739E-2,null,4.8915907124872093E-3,1.5725818131531509E-3,2.8617723411893175E-3,9.2969023347501054E-4,8.5243619305500948E-7,4.0206642340484467E-5,1.0296694178838226E-2]
[2004,12,26,18,6.1218120094212944E-3,1.8996163236334525E-3,2.8527135669065649E-3,2.5160626921758096E-3,1.4094786666402542E-5,2.4045801961764481E-4,1.364475739842117E-2,null,5.1238012020637484E-3,1.5529264861963584E-3,2.8915297999167464E-3,9.5329708654958735E-4,2.0442113965322214E-6,9.64188019682188E-5,1.0620017588091191E-2]
[2004,12,26,19,6.755430558817682E-3,1.8625761542047905E-3,2.7590610232330975E-3,2.5235628654091719E-3,1.4094786666402542E-5,2.4045801961764481E-4,1.4155183407948789E-2,null,5.6541238385724767E-3,1.52264633991453E-3,2.7966029471084971E-3,9.5613878573069897E-4,2.0442113965322214E-6,9.64188019682188E-5,1.1027974924690953E-2]
[2004,12,26,20,6.4281666273809665E-3,1.915023737583111E-3,2.6387274404766122E-3,2.5430780654274315E-3,1.4094786666402542E-5,2.4045801961764481E-4,1.3779548677152169E-2,null,5.3802122381007619E-3,1.565521967140874E-3,2.6746320123088863E-3,9.6353279200037242E-4,2.0442113965322214E-6,9.64188019682188E-5,1.0682362022915644E-2]
[2004,12,26,21,6.1750241771261049E-3,2.0660910622666714E-3,2.5004865783941404E-3,2.5017142979806904E-3,1.4094786666402542E-5,2.4045801961764481E-4,1.3497868922051657E-2,null,5.1683384352278388E-3,1.6890187210807464E-3,2.5345101378540648E-3,9.4786070278005433E-4,2.0442113965322214E-6,9.64188019682188E-5,1.0438191010307456E-2]
[2004,12,26,22,6.4472147633285425E-3,1.9032461195982958E-3,2.4253125621246496E-3,2.5236444825409202E-3,1.4094786666402542E-5,2.4045801961764481E-4,1.3553970733876456E-2,null,5.3961550442037688E-3,1.5558938255601895E-3,2.4583132456233565E-3,9.5616970919462944E-4,2.0442113965322214E-6,9.64188019682188E-5,1.0464994837946695E-2]
[2004,12,26,23,6.115053664660336E-3,1.9278945047302826E-3,2.4001184608428675E-3,2.4994514641269471E-3,1.4094786666402542E-5,2.4045801961764481E-4,1.3197070900644481E-2,null,5.1181446391119836E-3,1.5760437524887057E-3,2.4327763338620433E-3,9.470033501684412E-4,2.0442113965322214E-6,9.64188019682188E-5,1.0172431088995924E-2]
[2004,12,26,24,5.2352687615647795E-3,2.1200273053117356E-3,2.3738464463519213E-3,2.5171227579826681E-3,1.4094786666402542E-5,2.4045801961764481E-4,1.2500818077495153E-2,null,4.3817870154049653E-3,1.733111319859007E-3,2.4061468419685436E-3,9.5369872902390711E-4,2.0442113965322214E-6,9.64188019682188E-5,9.5732069196211734E-3]
[2004,12,27,1,3.7984542950980733E-3,2.1673060632476891E-3,2.2815077622678321E-3,2.5027976272265148E-3,1.4094786666402542E-5,2.4045801961764481E-4,1.1004618554124157E-2,null,3.179209791685116E-3,1.771761459110693E-3,2.3125517261421156E-3,9.4827115941018122E-4,2.0442113965322214E-6,9.64188019682188E-5,8.3102571497128564E-3]
[2004,12,27,2,3.6260882307548852E-3,2.2687338332647365E-3,2.2790955987749897E-3,2.5260117510216332E-3,1.4094786666402542E-5,2.4045801961764481E-4,1.0954482220100294E-2,null,3.0349437726833154E-3,1.8546781347233935E-3,2.3101067408822082E-3,9.5706663046481958E-4,2.0442113965322214E-6,9.64188019682188E-5,8.2552582921184871E-3]
[2004,12,27,3,3.2282168441860638E-3,2.361864417050209E-3,2.274749443323659E-3,2.5037433640144558E-3,1.4094786666402542E-5,2.4045801961764481E-4,1.0623126874858436E-2,null,2.7019355251855599E-3,1.9308119036514058E-3,2.3057014482694553E-3,9.486294843944475E-4,2.0442113965322214E-6,9.64188019682188E-5,7.9855413748656182E-3]
[2004,12,27,4,3.3141778781014377E-3,2.2571197446896729E-3,2.2872138218568683E-3,2.4947017743435166E-3,1.4094786666402542E-5,2.4045801961764481E-4,1.0607766025275543E-2,null,2.7738827277831567E-3,1.845183677586518E-3,2.3183354268028486E-3,9.4520376645908493E-4,2.0442113965322214E-6,9.64188019682188E-5,7.981068611996359E-3]
[2004,12,27,5,3.4739961514432855E-3,2.3036537147310505E-3,2.3587320650633658E-3,2.4425452396468245E-3,1.4094786666402542E-5,2.4045801961764481E-4,1.0833479977168575E-2,null,2.9076465643401244E-3,1.8832249565995884E-3,2.3908268026872938E-3,9.2544246530967594E-4,2.0442113965322214E-6,9.64188019682188E-5,8.2056038023014324E-3]
[2004,12,27,6,3.6546416928936801E-3,2.2656082094284651E-3,2.4361511599365871E-3,2.3726588808772047E-3,1.4094786666402542E-5,2.4045801961764481E-4,1.0983612749419985E-2,null,3.0588422954417214E-3,1.8521229534581849E-3,2.4692993218022258E-3,8.9896360911431424E-4,2.0442113965322214E-6,9.64188019682188E-5,8.3776911931811963E-3]
[2004,12,27,7,3.7975203780875517E-3,2.1638222929449987E-3,2.6534957350580696E-3,2.3547481148277019E-3,1.4094786666402542E-5,2.4045801961764481E-4,1.1224139327202369E-2,null,3.1784281268620583E-3,1.7689134949678473E-3,2.6896012557589182E-3,8.9217749796296727E-4,2.0442113965322214E-6,9.64188019682188E-5,8.6275833889165408E-3]
[2004,12,27,8,3.9462737762930309E-3,2.2282931279844461E-3,3.1714150333723465E-3,2.361686360834002E-3,1.4094786666402542E-5,2.4045801961764481E-4,1.1962221104767874E-2,null,3.3029309438978188E-3,1.8216180680305039E-3,3.2145677656814872E-3,8.9480629164292546E-4,2.0442113965322214E-6,9.64188019682188E-5,9.3323860826174856E-3]
[2004,12,27,9,4.7875718833273488E-3,2.2531029800719241E-3,3.3489271258817796E-3,2.3499171052083537E-3,5.8775263205227454E-6,1.0027099896817401E-4,1.2845667619778102E-2,null,4.0070760965883025E-3,1.8418999933571747E-3,3.3944952253784659E-3,8.9034710343045473E-4,8.5243619305500948E-7,4.0206642340484467E-5,1.0174877497287937E-2]
[2004,12,27,10,5.919850977110697E-3,2.2798802034539123E-3,3.3346907684926115E-3,2.4143595129396543E-3,0,0,1.3948781461996875E-2,null,4.9547649463717184E-3,1.8637902345071079E-3,3.3800651570706675E-3,9.1476333110694565E-4,0,0,1.111338366905644E-2]
[2004,12,27,11,5.4379272512903986E-3,2.3699168539576538E-3,3.2871511732219666E-3,2.3716187803786656E-3,0,0,1.3466614058848685E-2,null,4.551407025242986E-3,1.937394729033785E-3,3.3318787012008226E-3,8.9856953118531058E-4,0,0,1.0719249986662904E-2]
[2004,12,27,12,5.1715587942045768E-3,2.4180785099449905E-3,3.2938165065979678E-3,2.3912024050060793E-3,0,0,1.3274656215753614E-2,null,4.3284633904976224E-3,1.9767666328605305E-3,3.338634728271562E-3,9.0598946247694699E-4,0,0,1.0549854214106662E-2]
[2004,12,27,13,4.1749837457106887E-3,2.4607012378860186E-3,3.2857081104289802E-3,2.3653842440754533E-3,0,0,1.228677733810114E-2,null,3.4943553807185988E-3,2.011610491754605E-3,3.33041600297641E-3,8.9620736218518115E-4,0,0,9.7325892376347936E-3]
[2004,12,27,14,4.5577980519613702E-3,2.4390891489832391E-3,3.3321800130543919E-3,2.3464509087160633E-3,0,0,1.2675518122715064E-2,null,3.8147612343311897E-3,1.9939427212361028E-3,3.3775202383469179E-3,8.890338153999997E-4,0,0,1.0075258009314211E-2]
[2004,12,27,15,4.9322736368838747E-3,2.4116863698807316E-3,3.2784435950438139E-3,2.3252808551288014E-3,0,0,1.2947684456937222E-2,null,4.1281877899354081E-3,1.9715410915310703E-3,3.3230526409614358E-3,8.810128108083441E-4,0,0,1.030379433323626E-2]
[2004,12,27,16,5.0705663469446955E-3,2.3775213586695811E-3,3.1960384042533803E-3,2.3425899398590304E-3,0,0,1.2986716049726687E-2,null,4.2439352766200358E-3,1.9436113721709469E-3,3.2395261812416302E-3,8.8757095425027002E-4,0,0,1.0314643784282884E-2]
[2004,12,27,17,4.7649509462523165E-3,2.3987170881314907E-3,3.0698595189587166E-3,2.3729717388143684E-3,5.8775263205227454E-6,1.0027099896817401E-4,1.2712647817445589E-2,null,3.9881429466649652E-3,1.9609387710073042E-3,3.1116304081845987E-3,8.9908214612888454E-4,8.5243619305500948E-7,4.0206642340484467E-5,1.0000853350519291E-2]
[2004,12,27,18,5.2070019525142291E-3,2.4135466920217515E-3,2.9901038553004754E-3,2.4139198767005559E-3,1.4094786666402542E-5,2.4045801961764481E-4,1.327912518282106E-2,null,4.3581284140025009E-3,1.9730618952269034E-3,3.0307895271177985E-3,9.1459675976228981E-4,2.0442113965322214E-6,9.64188019682188E-5,1.0375039609474243E-2]
[2004,12,27,19,5.6500022607363157E-3,2.2928593442424505E-3,2.9628299893203437E-3,2.3958955248717132E-3,1.4094786666402542E-5,2.4045801961764481E-4,1.3556139925454871E-2,null,4.7289084229752872E-3,1.8744006147443338E-3,3.0031445517668363E-3,9.0776761272282492E-4,2.0442113965322214E-6,9.64188019682188E-5,1.0612684215574032E-2]
[2004,12,27,20,6.2208207549273985E-3,2.3338832675366765E-3,2.8420332039981195E-3,2.3800510240571168E-3,1.4094786666402542E-5,2.4045801961764481E-4,1.403134105680336E-2,null,5.2066690079451243E-3,1.9079374591369094E-3,2.880704111708174E-3,9.0176437738558241E-4,2.0442113965322214E-6,9.64188019682188E-5,1.099553796954054E-2]
[2004,12,27,21,5.9762905329641333E-3,2.3073934573134159E-3,2.8660853175368345E-3,2.5495028713840148E-3,1.4094786666402542E-5,2.4045801961764481E-4,1.3953824985482446E-2,null,5.0020034214638539E-3,1.8862821767526576E-3,2.9050834969556005E-3,9.6596705121780103E-4,2.0442113965322214E-6,9.64188019682188E-5,1.0857799159754664E-2]
[2004,12,27,22,5.3218768719344445E-3,2.2807036234282403E-3,2.70214014650773E-3,2.6032219770099263E-3,1.4094786666402542E-5,2.4045801961764481E-4,1.316249542516439E-2,null,4.4542758045637339E-3,1.8644633760628465E-3,2.7389075607934716E-3,9.8632038622987334E-4,2.0442113965322214E-6,9.64188019682188E-5,1.0142430141014675E-2]
[2004,12,27,23,4.920533896942492E-3,2.2102817158306865E-3,2.5903466998788349E-3,2.7657568814700817E-3,1.4094786666402542E-5,2.4045801961764481E-4,1.2741472000406144E-2,null,4.1183619257090971E-3,1.8068938320680162E-3,2.6255929658362976E-3,1.0479023378109332E-3,2.0442113965322214E-6,9.64188019682188E-5,9.6972140747890959E-3]
[2004,12,27,24,4.4566057921059674E-3,2.2278341403347592E-3,2.4744712645755037E-3,3.5799550846188476E-3,1.4094786666402542E-5,2.4045801961764481E-4,1.2993419087919126E-2,null,3.7300658823849488E-3,1.8212428480088774E-3,2.5081408395012878E-3,1.3563893947309731E-3,2.0442113965322214E-6,9.64188019682188E-5,9.5143019779908369E-3]
[2004,12,28,1,4.316417546843151E-3,2.0749644864221412E-3,2.4818027465532159E-3,3.3258509223437565E-3,1.4094786666402542E-5,2.4045801961764481E-4,1.2453588508446313E-2,null,3.6127318808691581E-3,1.6962726992777366E-3,2.5155720793081974E-3,1.2601132731819152E-3,2.0442113965322214E-6,9.64188019682188E-5,9.1831529460017578E-3]
[2004,12,28,2,4.0727004193776822E-3,2.0983044538070541E-3,2.4555328833384543E-3,3.3666071554495033E-3,1.4094786666402542E-5,2.4045801961764481E-4,1.2247697718256742E-2,null,3.408746833835814E-3,1.7153530014882709E-3,2.4889447679628143E-3,1.2755551770737637E-3,2.0442113965322214E-6,9.64188019682188E-5,8.9870627937254123E-3]
[2004,12,28,3,3.6093297745005311E-3,2.1902358781178567E-3,2.4438454040578953E-3,3.697274552575514E-3,1.4094786666402542E-5,2.4045801961764481E-4,1.2195238415535844E-2,null,3.0209173703422037E-3,1.7905064637689775E-3,2.4770982597757717E-3,1.4008399194919128E-3,2.0442113965322214E-6,9.64188019682188E-5,8.7878250267436168E-3]
[2004,12,28,4,3.8187354273652328E-3,2.1418167015407599E-3,2.4293692985397921E-3,3.216929648347135E-3,1.4094786666402542E-5,2.4045801961764481E-4,1.1861403882076968E-2,null,3.1961845843984111E-3,1.7509240381965486E-3,2.4624251811400763E-3,1.2188446937116413E-3,2.0442113965322214E-6,9.64188019682188E-5,8.7268415108114269E-3]
[2004,12,28,5,4.0194397584130941E-3,2.1471288191970278E-3,2.4537693773576397E-3,3.8071598656648142E-3,1.4094786666402542E-5,2.4045801961764481E-4,1.2682050626916623E-2,null,3.3641690130446684E-3,1.755266666812432E-3,2.4871572663520631E-3,1.4424737584055338E-3,2.0442113965322214E-6,9.64188019682188E-5,9.1475297179794482E-3]
[2004,12,28,6,4.2388419647722674E-3,2.0290643247960339E-3,2.5324909373817084E-3,3.50296858341067E-3,1.4094786666402542E-5,2.4045801961764481E-4,1.255791861664473E-2,null,3.5478030885354706E-3,1.6587495553548959E-3,2.5669499729687188E-3,1.3272204048112761E-3,2.0442113965322214E-6,9.64188019682188E-5,9.1991860350351118E-3]
[2004,12,28,7,4.3576016102434816E-3,1.9797572937393813E-3,2.7494396253296811E-3,3.6725101584862783E-3,1.4094786666402542E-5,2.4045801961764481E-4,1.301386149408287E-2,null,3.6472018961573979E-3,1.6184413133530982E-3,2.7868506330040168E-3,1.3914570750942564E-3,2.0442113965322214E-6,9.64188019682188E-5,9.5424139309735201E-3]
[2004,12,28,8,4.5188335044252879E-3,2.0869162832612442E-3,3.2700872840500284E-3,3.1643693387812455E-3,1.4094786666402542E-5,2.4045801961764481E-4,1.3294759216801854E-2,null,3.7821488974616488E-3,1.7060432311678713E-3,3.314582627520127E-3,1.1989304085338038E-3,2.0442113965322214E-6,9.64188019682188E-5,1.0100168178048199E-2]
[2004,12,28,9,5.5780229714253353E-3,2.101446254937508E-3,3.4357222552484261E-3,3.7085815309912682E-3,5.8775263205227454E-6,1.0027099896817401E-4,1.4929921537891232E-2,null,4.6686635855762116E-3,1.717921407607519E-3,3.4824713565830561E-3,1.4051239580474453E-3,8.5243619305500948E-7,4.0206642340484467E-5,1.1315239386347769E-2]
[2004,12,28,10,6.6726128001797103E-3,2.0750389009759397E-3,3.4076365706343717E-3,3.5652932657714133E-3,0,0,1.5720581537561434E-2,null,5.5848074775655702E-3,1.6963335327892801E-3,3.4540035163642905E-3,1.3508342592272985E-3,0,0,1.2085978785946439E-2]
[2004,12,28,11,6.0841600225504909E-3,2.1443746295661823E-3,3.3754821935957566E-3,3.3468449950886715E-3,0,0,1.49508618408011E-2,null,5.0922874451414819E-3,1.7530151310825397E-3,3.4214116219366507E-3,1.2680676013649029E-3,0,0,1.1534781799525575E-2]
[2004,12,28,12,5.7443163242340695E-3,2.2228544542335794E-3,3.3436055777893289E-3,3.6455209008605279E-3,0,0,1.4956297257117505E-2,null,4.8078468992266985E-3,1.8171719804640698E-3,3.3891012681759214E-3,1.3812312644486105E-3,0,0,1.13953514123153E-2]
[2004,12,28,13,4.7420781782640531E-3,2.2067398984560167E-3,3.3360128598415679E-3,3.0359187803562782E-3,0,0,1.3320749716917917E-2,null,3.9689990206619409E-3,1.8039984147450723E-3,3.3814052378197713E-3,1.150262486429567E-3,0,0,1.0304665159656352E-2]
[2004,12,28,14,5.44497177075947E-3,2.2069810735852844E-3,3.3851439153803958E-3,3.6684802509919425E-3,0,0,1.4705577010717093E-2,null,4.5573031091586695E-3,1.8041955741616303E-3,3.4312048086003518E-3,1.389930205718004E-3,0,0,1.1182633697638656E-2]
[2004,12,28,15,5.7113091731210265E-3,2.140068798477389E-3,3.3484675872812414E-3,3.1692543913038294E-3,0,0,1.4369099950183487E-2,null,4.7802207518883883E-3,1.7494951365132757E-3,3.394029433939366E-3,1.2007812790832152E-3,0,0,1.1124526601424245E-2]
[2004,12,28,16,5.6067884545513962E-3,2.1717903840328496E-3,3.2960423144417525E-3,3.6606868878339047E-3,0,0,1.4735308040859903E-2,null,4.6927395645171574E-3,1.7754273680804353E-3,3.3408908221829363E-3,1.3869774214268639E-3,0,0,1.1196035176207392E-2]
[2004,12,28,17,5.283888176746904E-3,2.2619389865696812E-3,3.1714023800852361E-3,3.2324502076492992E-3,5.8775263205227454E-6,1.0027099896817401E-4,{"$f":"SUM(E8707:J8707)","v":1.4055828276339817E-2},null,4.4224802313303198E-3,1.8491233828131697E-3,3.21455494022394E-3,1.2247251926397417E-3,8.5243619305500948E-7,4.0206642340484467E-5,{"$f":"SUM(M8707:R8707)","v":1.0751942825540709E-2}]
[2004,12,28,18,5.9767926695352526E-3,2.1995788252802484E-3,3.0881506209192093E-3,2.5086210491596559E-3,1.4094786666402542E-5,2.4045801961764481E-4,1.4027695971178415E-2,null,{"$f":"E8708*V$5","v":5.0024236970232375E-3},{"$f":"F8708*W$5","v":1.7981442745874587E-3},{"$f":"G8708*X$5","v":3.1301703930627272E-3},{"$f":"H8708*Y$5","v":9.504775635589632E-4},{"$f":"I8708*Z$5","v":2.0442113965322214E-6},{"$f":"J8708*AA$5","v":9.64188019682188E-5},1.0979678941597137E-2]
[2004,12,28,19,6.1791542175389817E-3,2.18809527486716E-3,3.0942884538942704E-3,2.5883542897433697E-3,1.4094786666402542E-5,2.4045801961764481E-4,1.4304445042327829E-2,null,5.1717951741802118E-3,1.7887565317205485E-3,3.1363917421530062E-3,9.8068725037876226E-4,2.0442113965322214E-6,9.64188019682188E-5,1.1176093711797279E-2]
[2004,12,28,20,7.2886134316096883E-3,2.0687641018744926E-3,3.0229151143785077E-3,3.6809355086076011E-3,1.4094786666402542E-5,2.4045801961764481E-4,1.6315780962754333E-2,null,6.1003843641043182E-3,1.6912039170879579E-3,3.0640472416312817E-3,1.3946493094327704E-3,2.0442113965322214E-6,9.64188019682188E-5,1.2348747845621079E-2]
[2004,12,28,21,6.3879154732207309E-3,2.1507842850988414E-3,2.9927641929600049E-3,3.792442814730821E-3,1.4094786666402542E-5,2.4045801961764481E-4,1.5578459572294447E-2,null,5.3465230441573234E-3,1.758254991216518E-3,3.0334860633945589E-3,1.436897696321864E-3,2.0442113965322214E-6,9.64188019682188E-5,1.1673624808455015E-2]
[2004,12,28,22,6.05642141352893E-3,2.0706364956799769E-3,2.8169716947707753E-3,3.3781597563765919E-3,1.4094786666402542E-5,2.4045801961764481E-4,1.4576742166640322E-2,null,5.0690709337508156E-3,1.6927345893068431E-3,2.8553015961516135E-3,1.2799322781850003E-3,2.0442113965322214E-6,9.64188019682188E-5,1.0995502410759023E-2]
[2004,12,28,23,5.7626606024919263E-3,2.0320036282719302E-3,2.6121937659119901E-3,3.7410528586204798E-3,1.4094786666402542E-5,2.4045801961764481E-4,1.4402463661580375E-2,null,4.8232005943163138E-3,1.6611524206924381E-3,2.6477372999918363E-3,1.4174268398959716E-3,2.0442113965322214E-6,9.64188019682188E-5,1.0647980168261311E-2]
[2004,12,28,24,5.1676966616586986E-3,2.0695022539820064E-3,2.5263355738214359E-3,3.2061454376578927E-3,1.4094786666402542E-5,2.4045801961764481E-4,1.3224232733404083E-2,null,4.3252308836270025E-3,1.6918073526050877E-3,2.5607108547584917E-3,1.2147587237305432E-3,2.0442113965322214E-6,9.64188019682188E-5,9.8909708280858766E-3]
[2004,12,29,1,4.7540795589756431E-3,2.0749644864221412E-3,2.5397663000150412E-3,4.0316430753206027E-3,1.4094786666402542E-5,2.4045801961764481E-4,1.3655006227017475E-2,null,3.9790438715691283E-3,1.6962726992777366E-3,2.5743243298279304E-3,1.5275269609388554E-3,2.0442113965322214E-6,9.64188019682188E-5,9.8756308749784021E-3]
[2004,12,29,2,4.4964452618296447E-3,2.0983044538070541E-3,2.5125007619887546E-3,3.564656289797389E-3,1.4094786666402542E-5,2.4045801961764481E-4,1.2926459573706891E-2,null,3.763410506908801E-3,1.7153530014882709E-3,2.5466877957474117E-3,1.3505929189212211E-3,2.0442113965322214E-6,9.64188019682188E-5,9.4745072364304551E-3]
[2004,12,29,3,3.9910311230638004E-3,2.1902358781178567E-3,2.5034319314204243E-3,3.8111374211360054E-3,1.4094786666402542E-5,2.4045801961764481E-4,1.2750389160022135E-2,null,3.3403917066315196E-3,1.7905064637689775E-3,2.5374955676376828E-3,1.4439807924130994E-3,2.0442113965322214E-6,9.64188019682188E-5,9.2108375438160299E-3]
[2004,12,29,4,4.2361131834284128E-3,2.1418167015407599E-3,2.4882189395660928E-3,3.3246535334983348E-3,1.4094786666402542E-5,2.4045801961764481E-4,1.2445355164317648E-2,null,3.5455191678420068E-3,1.7509240381965486E-3,2.5220755760188289E-3,1.2596596011405321E-3,2.0442113965322214E-6,9.64188019682188E-5,9.1766413965626674E-3]
[2004,12,29,5,4.4673233187859929E-3,2.1471288191970278E-3,2.5145741762101674E-3,2.5857539966822572E-3,1.4094786666402542E-5,2.4045801961764481E-4,1.1969333117159493E-2,null,3.7390361800683398E-3,1.755266666812432E-3,2.5487894224506097E-3,9.7970203971328804E-4,2.0442113965322214E-6,9.64188019682188E-5,9.1212573224094193E-3]
[2004,12,29,6,4.7147589183016564E-3,2.0290643247960339E-3,2.5823440887698767E-3,2.5834410405240994E-3,1.4094786666402542E-5,2.4045801961764481E-4,1.2164161178675716E-2,null,3.9461334937853565E-3,1.6587495553548959E-3,2.6174814649947359E-3,9.7882569653879345E-4,2.0442113965322214E-6,9.64188019682188E-5,9.2996532240385305E-3]
[2004,12,29,7,4.8426769696526539E-3,1.9797572937393813E-3,2.8105955907839438E-3,2.5542765678459901E-3,1.4094786666402542E-5,2.4045801961764481E-4,1.2441859228306018E-2,null,4.0531976545712823E-3,1.6184413133530982E-3,2.8488387339494041E-3,9.6777573068490043E-4,2.0442113965322214E-6,9.64188019682188E-5,9.5867164459234357E-3]
[2004,12,29,8,5.0129079382968365E-3,2.0869162832612442E-3,3.3443856371681499E-3,2.7869060778615328E-3,1.4094786666402542E-5,2.4045801961764481E-4,1.3485668742871812E-2,null,4.1956766526890293E-3,1.7060432311678713E-3,3.3898919416475702E-3,1.0559154399349508E-3,2.0442113965322214E-6,9.64188019682188E-5,1.0445990278804171E-2]
[2004,12,29,9,6.1999687811463821E-3,2.101446254937508E-3,3.5082041656041875E-3,3.8821019993693058E-3,5.8775263205227454E-6,1.0027099896817401E-4,1.5797869726346083E-2,null,5.1892164353799838E-3,1.717921407607519E-3,3.5559395120193017E-3,1.4708681692214745E-3,8.5243619305500948E-7,4.0206642340484467E-5,1.1975004602761817E-2]
[2004,12,29,10,6.9012749335930004E-3,2.0750389009759397E-3,3.491733757419963E-3,3.9787286951226937E-3,0,0,1.6446776287111595E-2,null,5.7761918768653832E-3,1.6963335327892801E-3,3.5392449946888708E-3,1.5074785238962862E-3,0,0,1.2519248928239822E-2]
[2004,12,29,11,6.6068974198098358E-3,2.1443746295661823E-3,3.456593781984285E-3,3.6157956901386791E-3,0,0,1.5823661521498982E-2,null,5.5298053728921421E-3,1.7530151310825397E-3,3.5036268774971094E-3,1.3699688436566602E-3,0,0,1.215641622512845E-2]
[2004,12,29,12,6.4245093956748107E-3,2.2228544542335794E-3,3.4201153261747977E-3,3.8192164581934188E-3,0,0,1.5886695634276606E-2,null,5.3771512280299874E-3,1.8171719804640698E-3,3.4666520675296097E-3,1.4470418141089849E-3,0,0,1.2108017090132652E-2]
[2004,12,29,13,5.2493782818278864E-3,2.2067398984560167E-3,3.4110425568118978E-3,3.1911440506557608E-3,0,0,1.4058304787751563E-2,null,4.3935963255852502E-3,1.8039984147450723E-3,3.4574558470310177E-3,1.2090749311256107E-3,0,0,1.086412551848695E-2]
[2004,12,29,14,6.0390175445288602E-3,2.2069810735852844E-3,3.4694398018613954E-3,3.8650419839289748E-3,0,0,1.5580480403904513E-2,null,5.0545043373303629E-3,1.8041955741616303E-3,3.5166476902824834E-3,1.4644043942661316E-3,0,0,1.1839751996040608E-2]
[2004,12,29,15,6.3691044535579772E-3,2.140068798477389E-3,3.4256512945843817E-3,3.426739509636473E-3,0,0,1.5361564056256221E-2,null,5.3307786983636711E-3,1.7494951365132757E-3,3.4722633626184003E-3,1.2983383923855548E-3,0,0,1.1850875589880901E-2]
[2004,12,29,16,6.237281564198123E-3,2.1717903840328496E-3,3.3679852803853686E-3,3.8492750588759012E-3,0,0,1.5626332287492242E-2,null,5.220446287319022E-3,1.7754273680804353E-3,3.4138126999114248E-3,1.4584305511803925E-3,0,0,1.1868116906491276E-2]
[2004,12,29,17,5.7854327908819711E-3,2.2619389865696812E-3,3.2407280975752539E-3,3.2929516645188867E-3,4.6935642405449312E-6,8.0072525320291826E-5,1.4665817629106629E-2,null,4.8422603377496253E-3,1.8491233828131697E-3,3.2848239571867505E-3,1.2476482552268298E-3,6.8072243574630269E-7,3.210746297515408E-5,1.1256644118387275E-2]
[2004,12,29,18,6.5147581706960335E-3,2.1995788252802484E-3,3.1637694289718445E-3,2.6267231404121694E-3,1.4094786666402542E-5,2.4045801961764481E-4,1.4759382371644343E-2,null,5.4526871610555156E-3,1.7981442745874587E-3,3.2068181292585081E-3,9.9522461213471776E-4,2.0442113965322214E-6,9.64188019682188E-5,1.155133719040095E-2]
[2004,12,29,19,6.7643073014595732E-3,2.18809527486716E-3,3.1732929565189117E-3,2.6701931037104534E-3,1.4094786666402542E-5,2.4045801961764481E-4,1.5050441442840146E-2,null,5.6615534467585726E-3,1.7887565317205485E-3,3.2164712413066741E-3,1.0116947062597714E-3,2.0442113965322214E-6,9.64188019682188E-5,1.1776938939410318E-2]
[2004,12,29,20,7.7136156722716325E-3,2.0687641018744926E-3,3.1219866268084487E-3,4.0752506589532816E-3,1.4094786666402542E-5,2.4045801961764481E-4,1.72341698661919E-2,null,6.4561004475502245E-3,1.6912039170879579E-3,3.1644667978872006E-3,1.5440491972717469E-3,2.0442113965322214E-6,9.64188019682188E-5,1.2954283373161879E-2]
[2004,12,29,21,7.031687182996715E-3,2.1507842850988414E-3,3.0721546935083546E-3,4.0927112997800772E-3,1.4094786666402542E-5,2.4045801961764481E-4,1.6601890267668035E-2,null,5.8853436180868121E-3,1.758254991216518E-3,3.1139568126590184E-3,1.5506647629654137E-3,2.0442113965322214E-6,9.64188019682188E-5,1.2406683198292513E-2]
[2004,12,29,22,6.609433643463461E-3,2.0706364956799769E-3,2.8981018570798499E-3,3.6693832049763432E-3,1.4094786666402542E-5,2.4045801961764481E-4,1.5502108007483679E-2,null,5.5319281276884581E-3,1.6927345893068431E-3,2.9375356783637851E-3,1.3902723209623079E-3,2.0442113965322214E-6,9.64188019682188E-5,1.1650933729686145E-2]
[2004,12,29,23,6.293607697925886E-3,2.0320036282719302E-3,2.7466299488589051E-3,3.9835322512849344E-3,1.4094786666402542E-5,2.4045801961764481E-4,1.5310326332625704E-2,null,5.2675898309720711E-3,1.6611524206924381E-3,2.7840027258963351E-3,1.5092985167401774E-3,2.0442113965322214E-6,9.64188019682188E-5,1.1320506507665772E-2]
[2004,12,29,24,5.6342958778908938E-3,2.0695022539820064E-3,2.6598727195474461E-3,3.4432611585845404E-3,1.4094786666402542E-5,2.4045801961764481E-4,1.4061484816288935E-2,null,4.7157625793623837E-3,1.6918073526050877E-3,2.6960650104444735E-3,1.3045981886363261E-3,2.0442113965322214E-6,9.64188019682188E-5,1.0506696144413021E-2]
[2004,12,30,1,4.507019984904154E-3,2.0749644864221412E-3,2.5852566538340969E-3,3.9879159599919686E-3,1.4094786666402542E-5,2.4045801961764481E-4,1.340970989143641E-2,null,3.7722612816005548E-3,1.6962726992777366E-3,2.6204336606778524E-3,1.510959435902364E-3,2.0442113965322214E-6,9.64188019682188E-5,9.6983900908232581E-3]
[2004,12,30,2,4.2572419623346375E-3,2.0983044538070541E-3,2.5627997568958812E-3,3.7681721926788145E-3,1.4094786666402542E-5,2.4045801961764481E-4,1.2941071172000435E-2,null,3.5632034192680955E-3,1.7153530014882709E-3,2.5976711977850481E-3,1.4277019344821956E-3,2.0442113965322214E-6,9.64188019682188E-5,9.4023925663883623E-3]
[2004,12,30,3,3.7755612324788675E-3,2.1902358781178567E-3,2.4775915299400809E-3,4.1349186269830302E-3,1.4094786666402542E-5,2.4045801961764481E-4,1.2832860073803885E-2,null,3.1600488795913298E-3,1.7905064637689775E-3,2.511303561616115E-3,1.5666564638792035E-3,2.0442113965322214E-6,9.64188019682188E-5,9.126978382220376E-3]
[2004,12,30,4,4.0005038671504026E-3,2.1418167015407599E-3,2.4594835580808772E-3,3.377507804104988E-3,1.4094786666402542E-5,2.4045801961764481E-4,1.2233864737161076E-2,null,3.3483201528927051E-3,1.7509240381965486E-3,2.4929491986494471E-3,1.2796852635923105E-3,2.0442113965322214E-6,9.64188019682188E-5,8.9703416666957626E-3]
[2004,12,30,5,4.2144935414753348E-3,2.1471288191970278E-3,2.4835028709914056E-3,2.6772835004049817E-3,1.4094786666402542E-5,2.4045801961764481E-4,1.1776961538352799E-2,null,3.5274240765100794E-3,1.755266666812432E-3,2.5172953369579035E-3,1.0143811474730186E-3,2.0442113965322214E-6,9.64188019682188E-5,8.9128302411181845E-3]
[2004,12,30,6,4.446104446088465E-3,2.0290643247960339E-3,2.5519628198222067E-3,2.6995010218681683E-3,1.4094786666402542E-5,2.4045801961764481E-4,1.1981185418858922E-2,null,3.7212765224266622E-3,1.6587495553548959E-3,2.5866868049417343E-3,1.0227990213785743E-3,2.0442113965322214E-6,9.64188019682188E-5,9.087974917466617E-3]
[2004,12,30,7,4.5688526634918621E-3,1.9797572937393813E-3,2.7874638486159566E-3,2.6534441345557915E-3,1.4094786666402542E-5,2.4045801961764481E-4,1.224407074668704E-2,null,3.8240136634748998E-3,1.6184413133530982E-3,2.825392243359304E-3,1.0053487819123774E-3,2.0442113965322214E-6,9.64188019682188E-5,9.3716590154644293E-3]
[2004,12,30,8,4.7340034558673912E-3,2.0869162832612442E-3,3.2956608697482749E-3,2.7810128934880004E-3,1.4094786666402542E-5,2.4045801961764481E-4,1.3152146308648959E-2,null,3.9622406830555788E-3,1.7060432311678713E-3,3.340504187257157E-3,1.0536826038807228E-3,2.0442113965322214E-6,9.64188019682188E-5,1.0160933718726081E-2]
[2004,12,30,9,5.8488811272578625E-3,2.101446254937508E-3,3.4710026692083037E-3,3.9323369034940199E-3,5.8775263205227454E-6,1.0027099896817401E-4,1.5459815480186391E-2,null,4.8953649841666372E-3,1.717921407607519E-3,3.5182318232144846E-3,1.4899013943847851E-3,8.5243619305500948E-7,4.0206642340484467E-5,1.1662478687906964E-2]
[2004,12,30,10,6.9012749335930004E-3,2.0750389009759397E-3,3.4610812233992457E-3,3.8549197685511963E-3,0,0,1.6292314826519383E-2,null,5.7761918768653832E-3,1.6963335327892801E-3,3.5081753785198774E-3,1.4605692440295853E-3,0,0,1.2441270032204126E-2]
[2004,12,30,11,6.3957078216793448E-3,2.1443746295661823E-3,3.4209512777773339E-3,3.6219724673407726E-3,0,0,1.5583006196363635E-2,null,5.3530450419477975E-3,1.7530151310825397E-3,3.4674993937379127E-3,1.3723091286302154E-3,0,0,1.1945868695398466E-2]
[2004,12,30,12,6.0405414165346956E-3,2.2228544542335794E-3,3.3853182385654009E-3,3.9521356963408407E-3,0,0,1.5600849805674517E-2,null,5.0557797795039014E-3,1.8171719804640698E-3,3.431381503761796E-3,1.4974028495737858E-3,0,0,1.1801736113303552E-2]
[2004,12,30,13,4.9630081200224205E-3,2.2067398984560167E-3,3.3809812768549308E-3,3.3747718788854019E-3,0,0,1.3925501174218771E-2,null,4.1539117718884201E-3,1.8039984147450723E-3,3.4269855299870716E-3,1.2786486640079841E-3,0,0,1.0663544380628548E-2]
[2004,12,30,14,5.7036793961713714E-3,2.2069810735852844E-3,3.4361772762901022E-3,3.8711836430007428E-3,0,0,1.5218021389047501E-2,null,4.77383482232277E-3,1.8041955741616303E-3,3.4829325689938843E-3,1.4667313735253942E-3,0,0,1.1527694339003677E-2]
[2004,12,30,15,5.9977802366407542E-3,2.140068798477389E-3,3.39668856638731E-3,3.5823306123644373E-3,0,0,1.5116868213869891E-2,null,5.0199897577578806E-3,1.7494951365132757E-3,3.4429065450814981E-3,1.3572894453083813E-3,0,0,1.1569680884661036E-2]
[2004,12,30,16,5.8813689589123502E-3,2.1717903840328496E-3,3.3298777814582967E-3,4.0121604664181054E-3,0,0,1.5395197590821603E-2,null,4.9225564743051011E-3,1.7754273680804353E-3,3.3751866808023941E-3,1.5201453029368942E-3,0,0,1.1593315826124825E-2]
[2004,12,30,17,5.5023114842402011E-3,2.2619389865696812E-3,3.1958777451312594E-3,3.2592798264380321E-3,4.6935642405449312E-6,8.0072525320291826E-5,1.4304174131940012E-2,null,4.605294993327346E-3,1.8491233828131697E-3,3.239363336066906E-3,1.2348905186087928E-3,6.8072243574630269E-7,3.210746297515408E-5,1.0961460416227115E-2]
[2004,12,30,18,6.2110773828061988E-3,2.1995788252802484E-3,3.1238942550358465E-3,2.7848464088879245E-3,1.4094786666402542E-5,2.4045801961764481E-4,1.4573949678294265E-2,null,5.1985140528909785E-3,1.7981442745874587E-3,3.1664003827835854E-3,1.0551350633418305E-3,2.0442113965322214E-6,9.64188019682188E-5,1.1316656786968603E-2]
[2004,12,30,19,6.4339891647800431E-3,2.18809527486716E-3,3.134025437143521E-3,2.6858878600799791E-3,1.4094786666402542E-5,2.4045801961764481E-4,1.4696550543154751E-2,null,5.3850855540533817E-3,1.7887565317205485E-3,3.1766694176115339E-3,1.017641205751895E-3,2.0442113965322214E-6,9.64188019682188E-5,1.146661572250211E-2]
[2004,12,30,20,7.6079760480494574E-3,2.0687641018744926E-3,3.0840808396159743E-3,2.6412985575180532E-3,1.4094786666402542E-5,2.4045801961764481E-4,1.5656672353342026E-2,null,6.3676827645599374E-3,1.6912039170879579E-3,3.1260452351590516E-3,1.0007470113600997E-3,2.0442113965322214E-6,9.64188019682188E-5,1.2284141941531797E-2]
[2004,12,30,21,6.6682791761105732E-3,2.1507842850988414E-3,3.0398808079689851E-3,2.6233519300986503E-3,1.4094786666402542E-5,2.4045801961764481E-4,1.4736849005561098E-2,null,5.5811803442624621E-3,1.758254991216518E-3,3.0812437836052866E-3,9.9394731289252571E-4,2.0442113965322214E-6,9.64188019682188E-5,1.1513089445341542E-2]
[2004,12,30,22,6.2972589934576894E-3,2.0706364956799769E-3,2.8644660210668102E-3,2.6085699013340675E-3,1.4094786666402542E-5,2.4045801961764481E-4,1.4095484217822592E-2,null,5.270645872615649E-3,1.6927345893068431E-3,2.9034421670820747E-3,9.8834663171777225E-4,2.0442113965322214E-6,9.64188019682188E-5,1.0953632274087091E-2]
[2004,12,30,23,5.9938887548799304E-3,2.0320036282719302E-3,2.709774527371559E-3,2.5757032067484508E-3,1.4094786666402542E-5,2.4045801961764481E-4,1.3565922923555919E-2,null,5.0167326863396087E-3,1.6611524206924381E-3,2.7466458209636346E-3,9.7589395146842231E-4,2.0442113965322214E-6,9.64188019682188E-5,1.0498887892828853E-2]
[2004,12,30,24,5.3709011591740715E-3,2.0695022539820064E-3,2.6232520686458394E-3,2.5506402156565649E-3,1.4094786666402542E-5,2.4045801961764481E-4,1.2868848503742531E-2,null,4.4953078881203911E-3,1.6918073526050877E-3,2.6589460705681617E-3,9.6639797330284991E-4,2.0442113965322214E-6,9.64188019682188E-5,9.9109222979612416E-3]
[2004,12,31,1,4.3429013952626435E-3,1.851465380359562E-3,2.3246412279171931E-3,2.4843984683412482E-3,1.4094786666402542E-5,2.4045801961764481E-4,1.1257959278164694E-2,null,3.6348981894977527E-3,1.5135633399572595E-3,2.3562720991741892E-3,9.4130000379675745E-4,2.0442113965322214E-6,9.64188019682188E-5,8.5444966457907095E-3]
[2004,12,31,2,4.1294610753387848E-3,1.8448980770873042E-3,2.2759301405164299E-3,2.4869250783631481E-3,1.4094786666402542E-5,2.4045801961764481E-4,1.0991767177589715E-2,null,3.4562540615644417E-3,1.5081946036142983E-3,2.3068982109438366E-3,9.4225729710276844E-4,2.0442113965322214E-6,9.64188019682188E-5,8.3120671865900952E-3]
[2004,12,31,3,3.6782203450802138E-3,1.919590111981653E-3,2.2808288318685267E-3,2.452561831214309E-3,1.4094786666402542E-5,2.4045801961764481E-4,1.058575392642875E-2,null,3.0785770285943368E-3,1.5692549545137247E-3,2.3118635576893009E-3,9.2923759632454852E-4,2.0442113965322214E-6,9.64188019682188E-5,7.9873961504866621E-3]
[2004,12,31,4,3.7906422146731103E-3,1.8793491316584985E-3,2.2763399436645983E-3,2.4649263205458486E-3,1.4094786666402542E-5,2.4045801961764481E-4,1.0665810416826103E-2,null,3.1726712787398569E-3,1.5363581619367878E-3,2.3073135901914327E-3,9.3392230934584333E-4,2.0442113965322214E-6,9.64188019682188E-5,8.0487283535786696E-3]
[2004,12,31,5,3.8334429658250062E-3,1.8941338207697994E-3,2.3161413246760212E-3,2.4431965973267657E-3,1.4094786666402542E-5,2.4045801961764481E-4,1.0741467514881642E-2,null,3.2084944206239615E-3,1.5484445685576798E-3,2.3476565396580236E-3,9.2568925462081688E-4,2.0442113965322214E-6,9.64188019682188E-5,8.1287477968252312E-3]
[2004,12,31,6,4.092205708544485E-3,1.9132753550371597E-3,2.3649916285178843E-3,2.454172266852702E-3,1.4094786666402542E-5,2.4045801961764481E-4,1.107919776523628E-2,null,3.4250722655749231E-3,1.5640926734830799E-3,2.3971715386163334E-3,9.2984776538231073E-4,2.0442113965322214E-6,9.64188019682188E-5,8.4146472564213971E-3]
[2004,12,31,7,4.1541400625723863E-3,1.9035765119959395E-3,2.5913288795812893E-3,2.4379047969766763E-3,1.4094786666402542E-5,2.4045801961764481E-4,1.134150305741034E-2,null,3.4769097472108872E-3,1.556163919630637E-3,2.6265885098374431E-3,9.2368427363523592E-4,2.0442113965322214E-6,9.64188019682188E-5,8.6818094636789533E-3]
[2004,12,31,8,4.3710874557675947E-3,1.8453543357279992E-3,2.8201017379734837E-3,2.2217918261270573E-3,1.4094786666402542E-5,2.4045801961764481E-4,1.1512888161880182E-2,null,3.6584892064179804E-3,1.5085675926852365E-3,2.8584742291494201E-3,8.4180242461884334E-4,2.0442113965322214E-6,9.64188019682188E-5,8.96579646623623E-3]
[2004,12,31,9,5.2055954242104432E-3,1.9026207781361281E-3,2.9213125684692423E-3,2.2949314707647996E-3,5.8775263205227454E-6,1.0027099896817401E-4,{"$f":"SUM(E8771:J8771)","v":1.2430608766869309E-2},null,4.3569511855278955E-3,1.5553826121601805E-3,2.9610622126917561E-3,8.6951390031507773E-4,8.5243619305500948E-7,4.0206642340484467E-5,{"$f":"SUM(M8771:R8771)","v":9.7839689892284479E-3}]
[2004,12,31,10,6.1717583790989851E-3,1.8433130988153169E-3,2.9444465091625245E-3,2.4005999048370436E-3,0,0,1.336011789191387E-2,null,{"$f":"E8772*V$5","v":5.1656050452068281E-3},{"$f":"F8772*W$5","v":1.5068988921024564E-3},{"$f":"G8772*X$5","v":2.9845109317219913E-3},{"$f":"H8772*Y$5","v":9.0955002924563962E-4},{"$f":"I8772*Z$5","v":0},{"$f":"J8772*AA$5","v":0},{"$f":"SUM(M8772:R8772)","v":1.0566564898276915E-2}]
[2004,12,31,11,5.756204915065604E-3,1.9305583721786835E-3,2.9071949027317428E-3,2.3659791804855135E-3,0,0,1.2959937370461545E-2,null,4.8177973478683292E-3,1.5782214503031915E-3,2.9467524510462819E-3,8.9643277435323102E-4,0,0,1.0239204023571034E-2]
[2004,12,31,12,5.802977648803399E-3,2.0719723301362031E-3,2.896539909416746E-3,2.390935330707273E-3,0,0,1.3162425219063622E-2,null,4.8569449383171533E-3,1.6938266270422736E-3,2.9359524776295196E-3,9.0588827217205669E-4,0,0,1.0392612315161004E-2]
[2004,12,31,13,5.1258718242131679E-3,2.0273581631797492E-3,2.9455351866912029E-3,2.3927007692207971E-3,0,0,1.2491465943304917E-2,null,4.2902245567339632E-3,1.6573547770879918E-3,2.9856144226413708E-3,9.0655716941243894E-4,0,0,9.8397509258757645E-3]
[2004,12,31,14,5.2995170581778845E-3,2.0446635419396563E-3,2.9778779952145682E-3,2.4271778994448072E-3,0,0,1.2749236494776916E-2,null,4.4355612082273115E-3,1.6715018344150823E-3,3.0183973124986671E-3,9.1962001871955109E-4,0,0,1.0045080373860612E-2]
[2004,12,31,15,5.5642726459303408E-3,2.0302856514322026E-3,2.947824206599049E-3,2.4191591763795851E-3,0,0,1.2961541680341178E-2,null,4.6571549122958831E-3,1.6597479835416865E-3,2.9879345887291698E-3,9.1658184905879687E-4,0,0,1.0221419333625538E-2]
[2004,12,31,16,5.6307875561484172E-3,1.9543644348888911E-3,2.9053032683660526E-3,2.4505894837462548E-3,0,0,1.2941044743149615E-2,null,4.7128262031499715E-3,1.5976827830232751E-3,2.9448350776364895E-3,9.2849030449402041E-4,0,0,1.0183834368303757E-2]
[2004,12,31,17,5.5467958663737889E-3,1.9236596896687168E-3,2.8116929688236786E-3,2.4536061496074988E-3,4.6935642405449312E-6,8.0072525320291826E-5,1.2820520764034518E-2,null,4.6425272915910573E-3,1.5725818131531509E-3,2.8499510437657409E-3,9.2963327234834301E-4,6.8072243574630269E-7,3.210746297515408E-5,1.0027481606269192E-2]
[2004,12,31,18,6.0660541763012856E-3,1.8996163236334525E-3,2.7603289018115649E-3,2.5430531668613945E-3,1.4094786666402542E-5,2.4045801961764481E-4,1.3523605374891745E-2,null,5.077133311588657E-3,1.5529264861963584E-3,2.797888077426116E-3,9.6352335832030711E-4,2.0442113965322214E-6,9.64188019682188E-5,1.0489934246896189E-2]
[2004,12,31,19,6.6749508834310313E-3,1.8625761542047905E-3,2.645241437125803E-3,2.5367644668835418E-3,1.4094786666402542E-5,2.4045801961764481E-4,1.3974085747929216E-2,null,5.5867643938764932E-3,1.52264633991453E-3,2.6812346434479523E-3,9.6114066754486886E-4,2.0442113965322214E-6,9.64188019682188E-5,1.0850249058148595E-2]
[2004,12,31,20,7.1633392572975525E-3,1.915023737583111E-3,2.5845615646865024E-3,2.5177652618060711E-3,1.4094786666402542E-5,2.4045801961764481E-4,1.4435242627657285E-2,null,5.9955330612645333E-3,1.565521967140874E-3,2.6197291136082889E-3,9.5394216374628177E-4,2.0442113965322214E-6,9.64188019682188E-5,1.1233189319124728E-2]
[2004,12,31,21,6.5578821833987009E-3,2.0660910622666714E-3,2.5153470220710163E-3,2.5122995616844498E-3,1.4094786666402542E-5,2.4045801961764481E-4,1.3906172635704886E-2,null,5.488780864649107E-3,1.6890187210807464E-3,2.5495727842515668E-3,9.5187129483745119E-4,2.0442113965322214E-6,9.64188019682188E-5,1.0777706678183622E-2]
[2004,12,31,22,6.095497040837717E-3,1.9032461195982958E-3,2.4160548568788868E-3,2.5504341985895266E-3,1.4094786666402542E-5,2.4045801961764481E-4,1.3219785022188475E-2,null,5.1017762415694863E-3,1.5558938255601895E-3,2.4489295728608658E-3,9.6631991663502601E-4,2.0442113965322214E-6,9.64188019682188E-5,1.0171382569990318E-2]
[2004,12,31,23,5.7148020874935373E-3,1.9278945047302826E-3,2.3840187667486181E-3,2.5484435488167339E-3,1.4094786666402542E-5,2.4045801961764481E-4,1.282971171407322E-2,null,4.783144232523376E-3,1.5760437524887057E-3,2.4164575748449762E-3,9.6556569034541683E-4,2.0442113965322214E-6,9.64188019682188E-5,9.839674263567225E-3]
[2004,12,31,24,5.0667279800458266E-3,2.1200273053117356E-3,2.3571250591544121E-3,2.5664438939670318E-3,1.4094786666402542E-5,2.4045801961764481E-4,1.2364877044763054E-2,null,4.240722660992487E-3,1.733111319859007E-3,2.3891979306097438E-3,9.7238574162713859E-4,2.0442113965322214E-6,9.64188019682188E-5,9.4338806664531275E-3]
[]
["NCP",1,null,null,{"$f":"MAX(IF($B$3:$B$8786=$B8788,E$3:E$8786))","v":6.6620028077144754E-3},{"$f":"MAX(IF($B$3:$B$8786=$B8788,F$3:F$8786))","v":2.2658325662127722E-3},{"$f":"MAX(IF($B$3:$B$8786=$B8788,G$3:G$8786))","v":4.2417294742871812E-3},{"$f":"MAX(IF($B$3:$B$8786=$B8788,H$3:H$8786))","v":9.1200628830489031E-3},{"$f":"MAX(IF($B$3:$B$8786=$B8788,I$3:I$8786))","v":1.5627816280617899E-5},{"$f":"MAX(IF($B$3:$B$8786=$B8788,J$3:J$8786))","v":2.6501993358583322E-4},{"$f":"MAX(IF($B$3:$B$8786=$B8788,K$3:K$8786))","v":2.0665512025152644E-2},null,{"$f":"MAX(IF($B$3:$B$8786=$B8788,M$3:M$8786))","v":5.5759271832893668E-3},{"$f":"MAX(IF($B$3:$B$8786=$B8788,N$3:N$8786))","v":1.8523063639650193E-3},{"$f":"MAX(IF($B$3:$B$8786=$B8788,O$3:O$8786))","v":4.2994457348855515E-3},{"$f":"MAX(IF($B$3:$B$8786=$B8788,P$3:P$8786))","v":3.4554502169582856E-3},{"$f":"MAX(IF($B$3:$B$8786=$B8788,Q$3:Q$8786))","v":2.2665515200667258E-6},{"$f":"MAX(IF($B$3:$B$8786=$B8788,R$3:R$8786))","v":1.0626763263988838E-4},{"$f":"MAX(IF($B$3:$B$8786=$B8788,S$3:S$8786))","v":1.3931729569147981E-2}]
[null,2,null,null,{"$f":"MAX(IF($B$3:$B$8786=$B8789,E$3:E$8786))","v":6.0003877180980353E-3},{"$f":"MAX(IF($B$3:$B$8786=$B8789,F$3:F$8786))","v":2.2553254275686349E-3},{"$f":"MAX(IF($B$3:$B$8786=$B8789,G$3:G$8786))","v":4.2426110315959128E-3},{"$f":"MAX(IF($B$3:$B$8786=$B8789,H$3:H$8786))","v":9.0677512601672616E-3},{"$f":"MAX(IF($B$3:$B$8786=$B8789,I$3:I$8786))","v":1.5642010860590053E-5},{"$f":"MAX(IF($B$3:$B$8786=$B8789,J$3:J$8786))","v":2.6526072469491103E-4},{"$f":"MAX(IF($B$3:$B$8786=$B8789,K$3:K$8786))","v":1.9582800731964198E-2},null,{"$f":"MAX(IF($B$3:$B$8786=$B8789,M$3:M$8786))","v":5.0221721535264234E-3},{"$f":"MAX(IF($B$3:$B$8786=$B8789,N$3:N$8786))","v":1.8437168326519758E-3},{"$f":"MAX(IF($B$3:$B$8786=$B8789,O$3:O$8786))","v":4.3003392873466545E-3},{"$f":"MAX(IF($B$3:$B$8786=$B8789,P$3:P$8786))","v":3.4356301553036912E-3},{"$f":"MAX(IF($B$3:$B$8786=$B8789,Q$3:Q$8786))","v":2.2686102048013613E-6},{"$f":"MAX(IF($B$3:$B$8786=$B8789,R$3:R$8786))","v":1.0636418500399251E-4},{"$f":"MAX(IF($B$3:$B$8786=$B8789,S$3:S$8786))","v":1.3133290072142867E-2}]
[null,3,null,null,{"$f":"MAX(IF($B$3:$B$8786=$B8790,E$3:E$8786))","v":4.6945351164805107E-3},{"$f":"MAX(IF($B$3:$B$8786=$B8790,F$3:F$8786))","v":2.1063028888968116E-3},{"$f":"MAX(IF($B$3:$B$8786=$B8790,G$3:G$8786))","v":4.0308206881721669E-3},{"$f":"MAX(IF($B$3:$B$8786=$B8790,H$3:H$8786))","v":9.1050405115962411E-3},{"$f":"MAX(IF($B$3:$B$8786=$B8790,I$3:I$8786))","v":1.5874064092104082E-5},{"$f":"MAX(IF($B$3:$B$8786=$B8790,J$3:J$8786))","v":2.6919509946941503E-4},{"$f":"MAX(IF($B$3:$B$8786=$B8790,K$3:K$8786))","v":1.877910369004334E-2},null,{"$f":"MAX(IF($B$3:$B$8786=$B8790,M$3:M$8786))","v":3.9292066851995952E-3},{"$f":"MAX(IF($B$3:$B$8786=$B8790,N$3:N$8786))","v":1.7218916806649421E-3},{"$f":"MAX(IF($B$3:$B$8786=$B8790,O$3:O$8786))","v":4.0856671602713668E-3},{"$f":"MAX(IF($B$3:$B$8786=$B8790,P$3:P$8786))","v":3.4497584736708779E-3},{"$f":"MAX(IF($B$3:$B$8786=$B8790,Q$3:Q$8786))","v":2.3022656173798181E-6},{"$f":"MAX(IF($B$3:$B$8786=$B8790,R$3:R$8786))","v":1.0794178970544877E-4},{"$f":"MAX(IF($B$3:$B$8786=$B8790,S$3:S$8786))","v":1.2221761218315154E-2}]
[null,4,null,null,{"$f":"MAX(IF($B$3:$B$8786=$B8791,E$3:E$8786))","v":4.4269597689261886E-3},{"$f":"MAX(IF($B$3:$B$8786=$B8791,F$3:F$8786))","v":1.773263838213777E-3},{"$f":"MAX(IF($B$3:$B$8786=$B8791,G$3:G$8786))","v":3.5149748758537933E-3},{"$f":"MAX(IF($B$3:$B$8786=$B8791,H$3:H$8786))","v":8.6827351184492838E-3},{"$f":"MAX(IF($B$3:$B$8786=$B8791,I$3:I$8786))","v":1.5531848486561106E-5},{"$f":"MAX(IF($B$3:$B$8786=$B8791,J$3:J$8786))","v":2.6359329730152108E-4},{"$f":"MAX(IF($B$3:$B$8786=$B8791,K$3:K$8786))","v":1.7833662304809712E-2},null,{"$f":"MAX(IF($B$3:$B$8786=$B8791,M$3:M$8786))","v":3.7052529137784011E-3},{"$f":"MAX(IF($B$3:$B$8786=$B8791,N$3:N$8786))","v":1.4496339850929539E-3},{"$f":"MAX(IF($B$3:$B$8786=$B8791,O$3:O$8786))","v":3.5628023498031061E-3},{"$f":"MAX(IF($B$3:$B$8786=$B8791,P$3:P$8786))","v":3.2897535174457879E-3},{"$f":"MAX(IF($B$3:$B$8786=$B8791,Q$3:Q$8786))","v":2.2526330079988151E-6},{"$f":"MAX(IF($B$3:$B$8786=$B8791,R$3:R$8786))","v":1.0569558034736558E-4},{"$f":"MAX(IF($B$3:$B$8786=$B8791,S$3:S$8786))","v":1.1532615747564794E-2}]
[null,5,null,null,{"$f":"MAX(IF($B$3:$B$8786=$B8792,E$3:E$8786))","v":4.0737779766013291E-3},{"$f":"MAX(IF($B$3:$B$8786=$B8792,F$3:F$8786))","v":1.6370776504905336E-3},{"$f":"MAX(IF($B$3:$B$8786=$B8792,G$3:G$8786))","v":3.2047985992556954E-3},{"$f":"MAX(IF($B$3:$B$8786=$B8792,H$3:H$8786))","v":8.6200410558429225E-3},{"$f":"MAX(IF($B$3:$B$8786=$B8792,I$3:I$8786))","v":1.5512284125915815E-5},{"$f":"MAX(IF($B$3:$B$8786=$B8792,J$3:J$8786))","v":2.632616625685445E-4},{"$f":"MAX(IF($B$3:$B$8786=$B8792,K$3:K$8786))","v":1.6996192125795062E-2},null,{"$f":"MAX(IF($B$3:$B$8786=$B8792,M$3:M$8786))","v":3.4096487218698334E-3},{"$f":"MAX(IF($B$3:$B$8786=$B8792,N$3:N$8786))","v":1.338302483390012E-3},{"$f":"MAX(IF($B$3:$B$8786=$B8792,O$3:O$8786))","v":3.2484055742504924E-3},{"$f":"MAX(IF($B$3:$B$8786=$B8792,P$3:P$8786))","v":3.2659997105901578E-3},{"$f":"MAX(IF($B$3:$B$8786=$B8792,Q$3:Q$8786))","v":2.249795527024924E-6},{"$f":"MAX(IF($B$3:$B$8786=$B8792,R$3:R$8786))","v":1.0556260152763024E-4},{"$f":"MAX(IF($B$3:$B$8786=$B8792,S$3:S$8786))","v":1.0831157506057058E-2}]
[null,6,null,null,{"$f":"MAX(IF($B$3:$B$8786=$B8793,E$3:E$8786))","v":3.4074279009426488E-3},{"$f":"MAX(IF($B$3:$B$8786=$B8793,F$3:F$8786))","v":1.6106719531643191E-3},{"$f":"MAX(IF($B$3:$B$8786=$B8793,G$3:G$8786))","v":3.3304355874775749E-3},{"$f":"MAX(IF($B$3:$B$8786=$B8793,H$3:H$8786))","v":8.5097519402722796E-3},{"$f":"MAX(IF($B$3:$B$8786=$B8793,I$3:I$8786))","v":1.5449265141447738E-5},{"$f":"MAX(IF($B$3:$B$8786=$B8793,J$3:J$8786))","v":2.621902472901438E-4},{"$f":"MAX(IF($B$3:$B$8786=$B8793,K$3:K$8786))","v":1.5460939673803287E-2},null,{"$f":"MAX(IF($B$3:$B$8786=$B8793,M$3:M$8786))","v":2.8519306290239917E-3},{"$f":"MAX(IF($B$3:$B$8786=$B8793,N$3:N$8786))","v":1.3167159628625776E-3},{"$f":"MAX(IF($B$3:$B$8786=$B8793,O$3:O$8786))","v":3.3757520767629377E-3},{"$f":"MAX(IF($B$3:$B$8786=$B8793,P$3:P$8786))","v":3.2242128771862951E-3},{"$f":"MAX(IF($B$3:$B$8786=$B8793,Q$3:Q$8786))","v":2.2406556848054878E-6},{"$f":"MAX(IF($B$3:$B$8786=$B8793,R$3:R$8786))","v":1.05132985673195E-4},{"$f":"MAX(IF($B$3:$B$8786=$B8793,S$3:S$8786))","v":9.6096355207665948E-3}]
[null,7,null,null,{"$f":"MAX(IF($B$3:$B$8786=$B8794,E$3:E$8786))","v":3.3109465312625872E-3},{"$f":"MAX(IF($B$3:$B$8786=$B8794,F$3:F$8786))","v":1.5474898780153713E-3},{"$f":"MAX(IF($B$3:$B$8786=$B8794,G$3:G$8786))","v":3.0164672880407572E-3},{"$f":"MAX(IF($B$3:$B$8786=$B8794,H$3:H$8786))","v":8.6883267469141864E-3},{"$f":"MAX(IF($B$3:$B$8786=$B8794,I$3:I$8786))","v":1.5597601540512758E-5},{"$f":"MAX(IF($B$3:$B$8786=$B8794,J$3:J$8786))","v":2.6479431570797181E-4},{"$f":"MAX(IF($B$3:$B$8786=$B8794,K$3:K$8786))","v":1.4843948461807224E-2},null,{"$f":"MAX(IF($B$3:$B$8786=$B8794,M$3:M$8786))","v":2.7711781725319163E-3},{"$f":"MAX(IF($B$3:$B$8786=$B8794,N$3:N$8786))","v":1.2650649443221714E-3},{"$f":"MAX(IF($B$3:$B$8786=$B8794,O$3:O$8786))","v":3.057511681168227E-3},{"$f":"MAX(IF($B$3:$B$8786=$B8794,P$3:P$8786))","v":3.291872098648568E-3},{"$f":"MAX(IF($B$3:$B$8786=$B8794,Q$3:Q$8786))","v":2.2621693809447895E-6},{"$f":"MAX(IF($B$3:$B$8786=$B8794,R$3:R$8786))","v":1.0617716443458336E-4},{"$f":"MAX(IF($B$3:$B$8786=$B8794,S$3:S$8786))","v":9.1467704891923882E-3}]
[null,8,null,null,{"$f":"MAX(IF($B$3:$B$8786=$B8795,E$3:E$8786))","v":3.1860735754974225E-3},{"$f":"MAX(IF($B$3:$B$8786=$B8795,F$3:F$8786))","v":1.5650083594089339E-3},{"$f":"MAX(IF($B$3:$B$8786=$B8795,G$3:G$8786))","v":3.0336486618865281E-3},{"$f":"MAX(IF($B$3:$B$8786=$B8795,H$3:H$8786))","v":8.6463634515559114E-3},{"$f":"MAX(IF($B$3:$B$8786=$B8795,I$3:I$8786))","v":1.5494307790317184E-5},{"$f":"MAX(IF($B$3:$B$8786=$B8795,J$3:J$8786))","v":2.6413648564822193E-4},{"$f":"MAX(IF($B$3:$B$8786=$B8795,K$3:K$8786))","v":1.5046609185950254E-2},null,{"$f":"MAX(IF($B$3:$B$8786=$B8795,M$3:M$8786))","v":2.6666626794278922E-3},{"$f":"MAX(IF($B$3:$B$8786=$B8795,N$3:N$8786))","v":1.2793862119463441E-3},{"$f":"MAX(IF($B$3:$B$8786=$B8795,O$3:O$8786))","v":3.0749268381103346E-3},{"$f":"MAX(IF($B$3:$B$8786=$B8795,P$3:P$8786))","v":3.2759728576115849E-3},{"$f":"MAX(IF($B$3:$B$8786=$B8795,Q$3:Q$8786))","v":2.2471883623357128E-6},{"$f":"MAX(IF($B$3:$B$8786=$B8795,R$3:R$8786))","v":1.0591338788697384E-4},{"$f":"MAX(IF($B$3:$B$8786=$B8795,S$3:S$8786))","v":9.3133738685020357E-3}]
[null,9,null,null,{"$f":"MAX(IF($B$3:$B$8786=$B8796,E$3:E$8786))","v":3.9674382626421652E-3},{"$f":"MAX(IF($B$3:$B$8786=$B8796,F$3:F$8786))","v":1.6120111570527668E-3},{"$f":"MAX(IF($B$3:$B$8786=$B8796,G$3:G$8786))","v":3.3958027411813401E-3},{"$f":"MAX(IF($B$3:$B$8786=$B8796,H$3:H$8786))","v":8.7457189658741892E-3},{"$f":"MAX(IF($B$3:$B$8786=$B8796,I$3:I$8786))","v":1.5450732300731166E-5},{"$f":"MAX(IF($B$3:$B$8786=$B8796,J$3:J$8786))","v":2.6339167538295868E-4},{"$f":"MAX(IF($B$3:$B$8786=$B8796,K$3:K$8786))","v":1.5915211602918453E-2},null,{"$f":"MAX(IF($B$3:$B$8786=$B8796,M$3:M$8786))","v":3.3206450815469113E-3},{"$f":"MAX(IF($B$3:$B$8786=$B8796,N$3:N$8786))","v":1.3178107550913631E-3},{"$f":"MAX(IF($B$3:$B$8786=$B8796,O$3:O$8786))","v":3.4420086666508373E-3},{"$f":"MAX(IF($B$3:$B$8786=$B8796,P$3:P$8786))","v":3.3136171192696055E-3},{"$f":"MAX(IF($B$3:$B$8786=$B8796,Q$3:Q$8786))","v":2.2408684715470466E-6},{"$f":"MAX(IF($B$3:$B$8786=$B8796,R$3:R$8786))","v":1.056147340363578E-4},{"$f":"MAX(IF($B$3:$B$8786=$B8796,S$3:S$8786))","v":9.8841700971076529E-3}]
[null,10,null,null,{"$f":"MAX(IF($B$3:$B$8786=$B8797,E$3:E$8786))","v":4.8506872015385318E-3},{"$f":"MAX(IF($B$3:$B$8786=$B8797,F$3:F$8786))","v":1.7225118379352239E-3},{"$f":"MAX(IF($B$3:$B$8786=$B8797,G$3:G$8786))","v":3.4412257936699475E-3},{"$f":"MAX(IF($B$3:$B$8786=$B8797,H$3:H$8786))","v":8.7157561136344194E-3},{"$f":"MAX(IF($B$3:$B$8786=$B8797,I$3:I$8786))","v":1.552701846517056E-5},{"$f":"MAX(IF($B$3:$B$8786=$B8797,J$3:J$8786))","v":2.6469218609405376E-4},{"$f":"MAX(IF($B$3:$B$8786=$B8797,K$3:K$8786))","v":1.650277800373243E-2},null,{"$f":"MAX(IF($B$3:$B$8786=$B8797,M$3:M$8786))","v":4.0599020152577107E-3},{"$f":"MAX(IF($B$3:$B$8786=$B8797,N$3:N$8786))","v":1.4081444882511603E-3},{"$f":"MAX(IF($B$3:$B$8786=$B8797,O$3:O$8786))","v":3.4880497804162182E-3},{"$f":"MAX(IF($B$3:$B$8786=$B8797,P$3:P$8786))","v":3.3022646597964328E-3},{"$f":"MAX(IF($B$3:$B$8786=$B8797,Q$3:Q$8786))","v":2.2519324947519149E-6},{"$f":"MAX(IF($B$3:$B$8786=$B8797,R$3:R$8786))","v":1.0613621252524336E-4},{"$f":"MAX(IF($B$3:$B$8786=$B8797,S$3:S$8786))","v":1.044011544674097E-2}]
[null,11,null,null,{"$f":"MAX(IF($B$3:$B$8786=$B8798,E$3:E$8786))","v":5.5212016637446286E-3},{"$f":"MAX(IF($B$3:$B$8786=$B8798,F$3:F$8786))","v":1.8847711392016729E-3},{"$f":"MAX(IF($B$3:$B$8786=$B8798,G$3:G$8786))","v":3.2468144584445148E-3},{"$f":"MAX(IF($B$3:$B$8786=$B8798,H$3:H$8786))","v":8.8768714285903053E-3},{"$f":"MAX(IF($B$3:$B$8786=$B8798,I$3:I$8786))","v":1.554403721631171E-5},{"$f":"MAX(IF($B$3:$B$8786=$B8798,J$3:J$8786))","v":2.6518398312492451E-4},{"$f":"MAX(IF($B$3:$B$8786=$B8798,K$3:K$8786))","v":1.7355485260537658E-2},null,{"$f":"MAX(IF($B$3:$B$8786=$B8798,M$3:M$8786))","v":4.6211055938983909E-3},{"$f":"MAX(IF($B$3:$B$8786=$B8798,N$3:N$8786))","v":1.5407906249649253E-3},{"$f":"MAX(IF($B$3:$B$8786=$B8798,O$3:O$8786))","v":3.2909931338018423E-3},{"$f":"MAX(IF($B$3:$B$8786=$B8798,P$3:P$8786))","v":3.3633087509566356E-3},{"$f":"MAX(IF($B$3:$B$8786=$B8798,Q$3:Q$8786))","v":2.2544007779449065E-6},{"$f":"MAX(IF($B$3:$B$8786=$B8798,R$3:R$8786))","v":1.0633341318672884E-4},{"$f":"MAX(IF($B$3:$B$8786=$B8798,S$3:S$8786))","v":1.1233114604327171E-2}]
[null,12,null,null,{"$f":"MAX(IF($B$3:$B$8786=$B8799,E$3:E$8786))","v":7.7136156722716325E-3},{"$f":"MAX(IF($B$3:$B$8786=$B8799,F$3:F$8786))","v":2.4607012378860186E-3},{"$f":"MAX(IF($B$3:$B$8786=$B8799,G$3:G$8786))","v":3.5857628505981008E-3},{"$f":"MAX(IF($B$3:$B$8786=$B8799,H$3:H$8786))","v":8.0902036947925176E-3},{"$f":"MAX(IF($B$3:$B$8786=$B8799,I$3:I$8786))","v":1.4094786666402542E-5},{"$f":"MAX(IF($B$3:$B$8786=$B8799,J$3:J$8786))","v":2.4045801961764481E-4},{"$f":"MAX(IF($B$3:$B$8786=$B8799,K$3:K$8786))","v":1.8879066864824389E-2},null,{"$f":"MAX(IF($B$3:$B$8786=$B8799,M$3:M$8786))","v":6.4561004475502245E-3},{"$f":"MAX(IF($B$3:$B$8786=$B8799,N$3:N$8786))","v":2.011610491754605E-3},{"$f":"MAX(IF($B$3:$B$8786=$B8799,O$3:O$8786))","v":3.6345535206263571E-3},{"$f":"MAX(IF($B$3:$B$8786=$B8799,P$3:P$8786))","v":3.0652525614014046E-3},{"$f":"MAX(IF($B$3:$B$8786=$B8799,Q$3:Q$8786))","v":2.0442113965322214E-6},{"$f":"MAX(IF($B$3:$B$8786=$B8799,R$3:R$8786))","v":9.64188019682188E-5},{"$f":"MAX(IF($B$3:$B$8786=$B8799,S$3:S$8786))","v":1.2954283373161879E-2}]
[]
["CP"]
[null,1,null,null,{"$f":"MAX(IF($K$3:$K$8786=$K8802,E$3:E$8786))","v":5.6021256841321532E-3},{"$f":"MAX(IF($K$3:$K$8786=$K8802,F$3:F$8786))","v":1.9961333842516832E-3},{"$f":"MAX(IF($K$3:$K$8786=$K8802,G$3:G$8786))","v":4.1897877464117392E-3},{"$f":"MAX(IF($K$3:$K$8786=$K8802,H$3:H$8786))","v":8.7840095040301533E-3},{"$f":"MAX(IF($K$3:$K$8786=$K8802,I$3:I$8786))","v":5.2040631344716196E-6},{"$f":"MAX(IF($K$3:$K$8786=$K8802,J$3:J$8786))","v":8.8251643192443688E-5},{"$f":"MAX(IF($B$3:$B$8786=$B8802,K$3:K$8786))","v":2.0665512025152644E-2},null,{"$f":"MAX(IF($S$3:$S$8786=$S8802,M$3:M$8786))","v":4.6888369440769512E-3},{"$f":"MAX(IF($S$3:$S$8786=$S8802,N$3:N$8786))","v":1.6318286823604671E-3},{"$f":"MAX(IF($S$3:$S$8786=$S8802,O$3:O$8786))","v":4.2467972475809281E-3},{"$f":"MAX(IF($S$3:$S$8786=$S8802,P$3:P$8786))","v":3.3281248096304252E-3},{"$f":"MAX(IF($S$3:$S$8786=$S8802,Q$3:Q$8786))","v":7.5476170158134809E-7},{"$f":"MAX(IF($S$3:$S$8786=$S8802,R$3:R$8786))","v":3.5387123797628309E-5},{"$f":"S8788","v":1.3931729569147981E-2}]
[null,2,null,null,{"$f":"MAX(IF($K$3:$K$8786=$K8803,E$3:E$8786))","v":5.4352437547067478E-3},{"$f":"MAX(IF($K$3:$K$8786=$K8803,F$3:F$8786))","v":2.0991303997086896E-3},{"$f":"MAX(IF($K$3:$K$8786=$K8803,G$3:G$8786))","v":3.3895977696304013E-3},{"$f":"MAX(IF($K$3:$K$8786=$K8803,H$3:H$8786))","v":8.3779260723628578E-3},{"$f":"MAX(IF($K$3:$K$8786=$K8803,I$3:I$8786))","v":1.5642010860590053E-5},{"$f":"MAX(IF($K$3:$K$8786=$K8803,J$3:J$8786))","v":2.6526072469491103E-4},{"$f":"MAX(IF($B$3:$B$8786=$B8803,K$3:K$8786))","v":1.9582800731964198E-2},null,{"$f":"MAX(IF($S$3:$S$8786=$S8803,M$3:M$8786))","v":4.2336403780635027E-3},{"$f":"MAX(IF($S$3:$S$8786=$S8803,N$3:N$8786))","v":1.6878520299808872E-3},{"$f":"MAX(IF($S$3:$S$8786=$S8803,O$3:O$8786))","v":4.2448311893181438E-3},{"$f":"MAX(IF($S$3:$S$8786=$S8803,P$3:P$8786))","v":2.9669664747803319E-3},{"$f":"MAX(IF($S$3:$S$8786=$S8803,Q$3:Q$8786))","v":0},{"$f":"MAX(IF($S$3:$S$8786=$S8803,R$3:R$8786))","v":0},{"$f":"S8789","v":1.3133290072142867E-2}]
[null,3,null,null,{"$f":"MAX(IF($K$3:$K$8786=$K8804,E$3:E$8786))","v":4.1603047294471816E-3},{"$f":"MAX(IF($K$3:$K$8786=$K8804,F$3:F$8786))","v":1.6840275703468362E-3},{"$f":"MAX(IF($K$3:$K$8786=$K8804,G$3:G$8786))","v":3.8297308786530838E-3},{"$f":"MAX(IF($K$3:$K$8786=$K8804,H$3:H$8786))","v":9.1050405115962411E-3},{"$f":"MAX(IF($K$3:$K$8786=$K8804,I$3:I$8786))","v":0},{"$f":"MAX(IF($K$3:$K$8786=$K8804,J$3:J$8786))","v":0},{"$f":"MAX(IF($B$3:$B$8786=$B8804,K$3:K$8786))","v":1.877910369004334E-2},null,{"$f":"MAX(IF($S$3:$S$8786=$S8804,M$3:M$8786))","v":3.7002452851857947E-3},{"$f":"MAX(IF($S$3:$S$8786=$S8804,N$3:N$8786))","v":1.3110281840331484E-3},{"$f":"MAX(IF($S$3:$S$8786=$S8804,O$3:O$8786))","v":3.929914323388013E-3},{"$f":"MAX(IF($S$3:$S$8786=$S8804,P$3:P$8786))","v":3.280573425708198E-3},{"$f":"MAX(IF($S$3:$S$8786=$S8804,Q$3:Q$8786))","v":0},{"$f":"MAX(IF($S$3:$S$8786=$S8804,R$3:R$8786))","v":0},1.2221761218315154E-2]
[null,4,null,null,{"$f":"MAX(IF($K$3:$K$8786=$K8805,E$3:E$8786))","v":4.0985533489869917E-3},{"$f":"MAX(IF($K$3:$K$8786=$K8805,F$3:F$8786))","v":1.5738111792815653E-3},{"$f":"MAX(IF($K$3:$K$8786=$K8805,G$3:G$8786))","v":3.4785626580918711E-3},{"$f":"MAX(IF($K$3:$K$8786=$K8805,H$3:H$8786))","v":8.6827351184492838E-3},{"$f":"MAX(IF($K$3:$K$8786=$K8805,I$3:I$8786))","v":0},{"$f":"MAX(IF($K$3:$K$8786=$K8805,J$3:J$8786))","v":0},{"$f":"MAX(IF($B$3:$B$8786=$B8805,K$3:K$8786))","v":1.7833662304809712E-2},null,{"$f":"MAX(IF($S$3:$S$8786=$S8805,M$3:M$8786))","v":3.4303850794410676E-3},{"$f":"MAX(IF($S$3:$S$8786=$S8805,N$3:N$8786))","v":1.2865824715085265E-3},{"$f":"MAX(IF($S$3:$S$8786=$S8805,O$3:O$8786))","v":3.5258946791694125E-3},{"$f":"MAX(IF($S$3:$S$8786=$S8805,P$3:P$8786))","v":3.2897535174457879E-3},{"$f":"MAX(IF($S$3:$S$8786=$S8805,Q$3:Q$8786))","v":0},{"$f":"MAX(IF($S$3:$S$8786=$S8805,R$3:R$8786))","v":0},1.1532615747564794E-2]
[null,5,null,null,{"$f":"MAX(IF($K$3:$K$8786=$K8806,E$3:E$8786))","v":3.7974061402225668E-3},{"$f":"MAX(IF($K$3:$K$8786=$K8806,F$3:F$8786))","v":1.4882314010573811E-3},{"$f":"MAX(IF($K$3:$K$8786=$K8806,G$3:G$8786))","v":3.1498125060737269E-3},{"$f":"MAX(IF($K$3:$K$8786=$K8806,H$3:H$8786))","v":8.5607420784413885E-3},{"$f":"MAX(IF($K$3:$K$8786=$K8806,I$3:I$8786))","v":0},{"$f":"MAX(IF($K$3:$K$8786=$K8806,J$3:J$8786))","v":0},{"$f":"MAX(IF($B$3:$B$8786=$B8806,K$3:K$8786))","v":1.6996192125795062E-2},null,{"$f":"MAX(IF($S$3:$S$8786=$S8806,M$3:M$8786))","v":3.1783325126698825E-3},{"$f":"MAX(IF($S$3:$S$8786=$S8806,N$3:N$8786))","v":1.2166214469407095E-3},{"$f":"MAX(IF($S$3:$S$8786=$S8806,O$3:O$8786))","v":3.1926712976441409E-3},{"$f":"MAX(IF($S$3:$S$8786=$S8806,P$3:P$8786))","v":3.2435322488023246E-3},{"$f":"MAX(IF($S$3:$S$8786=$S8806,Q$3:Q$8786))","v":0},{"$f":"MAX(IF($S$3:$S$8786=$S8806,R$3:R$8786))","v":0},1.0831157506057058E-2]
[null,6,null,null,{"$f":"MAX(IF($K$3:$K$8786=$K8807,E$3:E$8786))","v":2.2746335888303602E-3},{"$f":"MAX(IF($K$3:$K$8786=$K8807,F$3:F$8786))","v":1.5211166285143329E-3},{"$f":"MAX(IF($K$3:$K$8786=$K8807,G$3:G$8786))","v":3.1554375161863138E-3},{"$f":"MAX(IF($K$3:$K$8786=$K8807,H$3:H$8786))","v":8.5097519402722796E-3},{"$f":"MAX(IF($K$3:$K$8786=$K8807,I$3:I$8786))","v":0},{"$f":"MAX(IF($K$3:$K$8786=$K8807,J$3:J$8786))","v":0},{"$f":"MAX(IF($B$3:$B$8786=$B8807,K$3:K$8786))","v":1.5460939673803287E-2},null,{"$f":"MAX(IF($S$3:$S$8786=$S8807,M$3:M$8786))","v":1.9624389803962338E-3},{"$f":"MAX(IF($S$3:$S$8786=$S8807,N$3:N$8786))","v":1.2435049497234252E-3},{"$f":"MAX(IF($S$3:$S$8786=$S8807,O$3:O$8786))","v":3.3229385624787386E-3},{"$f":"MAX(IF($S$3:$S$8786=$S8807,P$3:P$8786))","v":3.0807530281681981E-3},{"$f":"MAX(IF($S$3:$S$8786=$S8807,Q$3:Q$8786))","v":0},{"$f":"MAX(IF($S$3:$S$8786=$S8807,R$3:R$8786))","v":0},9.6096355207665948E-3]
[null,7,null,null,{"$f":"MAX(IF($K$3:$K$8786=$K8808,E$3:E$8786))","v":2.2761644618461202E-3},{"$f":"MAX(IF($K$3:$K$8786=$K8808,F$3:F$8786))","v":1.398145018572474E-3},{"$f":"MAX(IF($K$3:$K$8786=$K8808,G$3:G$8786))","v":2.9409704868322744E-3},{"$f":"MAX(IF($K$3:$K$8786=$K8808,H$3:H$8786))","v":8.2286684945563539E-3},{"$f":"MAX(IF($K$3:$K$8786=$K8808,I$3:I$8786))","v":0},{"$f":"MAX(IF($K$3:$K$8786=$K8808,J$3:J$8786))","v":0},{"$f":"MAX(IF($B$3:$B$8786=$B8808,K$3:K$8786))","v":1.4843948461807224E-2},null,{"$f":"MAX(IF($S$3:$S$8786=$S8808,M$3:M$8786))","v":1.9050918564231479E-3},{"$f":"MAX(IF($S$3:$S$8786=$S8808,N$3:N$8786))","v":1.142976296777522E-3},{"$f":"MAX(IF($S$3:$S$8786=$S8808,O$3:O$8786))","v":2.9809876119363341E-3},{"$f":"MAX(IF($S$3:$S$8786=$S8808,P$3:P$8786))","v":3.1177147240553844E-3},{"$f":"MAX(IF($S$3:$S$8786=$S8808,Q$3:Q$8786))","v":0},{"$f":"MAX(IF($S$3:$S$8786=$S8808,R$3:R$8786))","v":0},9.1467704891923882E-3]
[null,8,null,null,{"$f":"MAX(IF($K$3:$K$8786=$K8809,E$3:E$8786))","v":2.3281609903065903E-3},{"$f":"MAX(IF($K$3:$K$8786=$K8809,F$3:F$8786))","v":1.3854219928701762E-3},{"$f":"MAX(IF($K$3:$K$8786=$K8809,G$3:G$8786))","v":2.8759675246366988E-3},{"$f":"MAX(IF($K$3:$K$8786=$K8809,H$3:H$8786))","v":8.457058678136788E-3},{"$f":"MAX(IF($K$3:$K$8786=$K8809,I$3:I$8786))","v":0},{"$f":"MAX(IF($K$3:$K$8786=$K8809,J$3:J$8786))","v":0},{"$f":"MAX(IF($B$3:$B$8786=$B8809,K$3:K$8786))","v":1.5046609185950254E-2},null,{"$f":"MAX(IF($S$3:$S$8786=$S8809,M$3:M$8786))","v":2.1725886726708171E-3},{"$f":"MAX(IF($S$3:$S$8786=$S8809,N$3:N$8786))","v":1.1561942479439578E-3},{"$f":"MAX(IF($S$3:$S$8786=$S8809,O$3:O$8786))","v":2.9095971992907001E-3},{"$f":"MAX(IF($S$3:$S$8786=$S8809,P$3:P$8786))","v":3.0749937485965604E-3},{"$f":"MAX(IF($S$3:$S$8786=$S8809,Q$3:Q$8786))","v":0},{"$f":"MAX(IF($S$3:$S$8786=$S8809,R$3:R$8786))","v":0},9.3133738685020357E-3]
[null,9,null,null,{"$f":"MAX(IF($K$3:$K$8786=$K8810,E$3:E$8786))","v":2.6669675775229996E-3},{"$f":"MAX(IF($K$3:$K$8786=$K8810,F$3:F$8786))","v":1.3568320148507251E-3},{"$f":"MAX(IF($K$3:$K$8786=$K8810,G$3:G$8786))","v":3.2086265327731312E-3},{"$f":"MAX(IF($K$3:$K$8786=$K8810,H$3:H$8786))","v":8.6827854777715967E-3},{"$f":"MAX(IF($K$3:$K$8786=$K8810,I$3:I$8786))","v":0},{"$f":"MAX(IF($K$3:$K$8786=$K8810,J$3:J$8786))","v":0},{"$f":"MAX(IF($B$3:$B$8786=$B8810,K$3:K$8786))","v":1.5915211602918453E-2},null,{"$f":"MAX(IF($S$3:$S$8786=$S8810,M$3:M$8786))","v":2.4215251244742988E-3},{"$f":"MAX(IF($S$3:$S$8786=$S8810,N$3:N$8786))","v":1.1092031306356774E-3},{"$f":"MAX(IF($S$3:$S$8786=$S8810,O$3:O$8786))","v":3.2630584616647283E-3},{"$f":"MAX(IF($S$3:$S$8786=$S8810,P$3:P$8786))","v":3.0903833803329482E-3},{"$f":"MAX(IF($S$3:$S$8786=$S8810,Q$3:Q$8786))","v":0},{"$f":"MAX(IF($S$3:$S$8786=$S8810,R$3:R$8786))","v":0},9.8841700971076529E-3]
[null,10,null,null,{"$f":"MAX(IF($K$3:$K$8786=$K8811,E$3:E$8786))","v":3.1579849691897484E-3},{"$f":"MAX(IF($K$3:$K$8786=$K8811,F$3:F$8786))","v":1.4468038797591436E-3},{"$f":"MAX(IF($K$3:$K$8786=$K8811,G$3:G$8786))","v":3.1822330411491189E-3},{"$f":"MAX(IF($K$3:$K$8786=$K8811,H$3:H$8786))","v":8.7157561136344194E-3},{"$f":"MAX(IF($K$3:$K$8786=$K8811,I$3:I$8786))","v":0},{"$f":"MAX(IF($K$3:$K$8786=$K8811,J$3:J$8786))","v":0},{"$f":"MAX(IF($B$3:$B$8786=$B8811,K$3:K$8786))","v":1.650277800373243E-2},null,{"$f":"MAX(IF($S$3:$S$8786=$S8811,M$3:M$8786))","v":3.6626045789048762E-3},{"$f":"MAX(IF($S$3:$S$8786=$S8811,N$3:N$8786))","v":1.1207194594056499E-3},{"$f":"MAX(IF($S$3:$S$8786=$S8811,O$3:O$8786))","v":2.6066231385124829E-3},{"$f":"MAX(IF($S$3:$S$8786=$S8811,P$3:P$8786))","v":2.995974197407963E-3},{"$f":"MAX(IF($S$3:$S$8786=$S8811,Q$3:Q$8786))","v":1.1259662473759574E-6},{"$f":"MAX(IF($S$3:$S$8786=$S8811,R$3:R$8786))","v":5.3068106262621682E-5},1.044011544674097E-2]
[null,11,null,null,{"$f":"MAX(IF($K$3:$K$8786=$K8812,E$3:E$8786))","v":4.5571302920910609E-3},{"$f":"MAX(IF($K$3:$K$8786=$K8812,F$3:F$8786))","v":1.4860378633653356E-3},{"$f":"MAX(IF($K$3:$K$8786=$K8812,G$3:G$8786))","v":2.6750196962436815E-3},{"$f":"MAX(IF($K$3:$K$8786=$K8812,H$3:H$8786))","v":8.3565693884963439E-3},{"$f":"MAX(IF($K$3:$K$8786=$K8812,I$3:I$8786))","v":1.554403721631171E-5},{"$f":"MAX(IF($K$3:$K$8786=$K8812,J$3:J$8786))","v":2.6518398312492451E-4},{"$f":"MAX(IF($B$3:$B$8786=$B8812,K$3:K$8786))","v":1.7355485260537658E-2},null,{"$f":"MAX(IF($S$3:$S$8786=$S8812,M$3:M$8786))","v":4.2065243147982826E-3},{"$f":"MAX(IF($S$3:$S$8786=$S8812,N$3:N$8786))","v":1.2805256844313189E-3},{"$f":"MAX(IF($S$3:$S$8786=$S8812,O$3:O$8786))","v":2.8300285418462628E-3},{"$f":"MAX(IF($S$3:$S$8786=$S8812,P$3:P$8786))","v":2.8798763190390417E-3},{"$f":"MAX(IF($S$3:$S$8786=$S8812,Q$3:Q$8786))","v":7.507155039416823E-7},{"$f":"MAX(IF($S$3:$S$8786=$S8812,R$3:R$8786))","v":3.5409028708321832E-5},1.1233114604327171E-2]
[null,12,null,null,{"$f":"MAX(IF($K$3:$K$8786=$K8813,E$3:E$8786))","v":5.0800901525950223E-3},{"$f":"MAX(IF($K$3:$K$8786=$K8813,F$3:F$8786))","v":2.1047109064947834E-3},{"$f":"MAX(IF($K$3:$K$8786=$K8813,G$3:G$8786))","v":3.5404239093710568E-3},{"$f":"MAX(IF($K$3:$K$8786=$K8813,H$3:H$8786))","v":8.0902036947925176E-3},{"$f":"MAX(IF($K$3:$K$8786=$K8813,I$3:I$8786))","v":3.5236966666006355E-6},{"$f":"MAX(IF($K$3:$K$8786=$K8813,J$3:J$8786))","v":6.0114504904411202E-5},{"$f":"MAX(IF($B$3:$B$8786=$B8813,K$3:K$8786))","v":1.8879066864824389E-2},null,{"$f":"MAX(IF($S$3:$S$8786=$S8813,M$3:M$8786))","v":6.4561004475502245E-3},{"$f":"MAX(IF($S$3:$S$8786=$S8813,N$3:N$8786))","v":1.6912039170879579E-3},{"$f":"MAX(IF($S$3:$S$8786=$S8813,O$3:O$8786))","v":3.1644667978872006E-3},{"$f":"MAX(IF($S$3:$S$8786=$S8813,P$3:P$8786))","v":1.5440491972717469E-3},{"$f":"MAX(IF($S$3:$S$8786=$S8813,Q$3:Q$8786))","v":2.0442113965322214E-6},{"$f":"MAX(IF($S$3:$S$8786=$S8813,R$3:R$8786))","v":9.64188019682188E-5},1.2954283373161879E-2]
[]
["4CP",{"$f":"SUMIF($K$8802:$K$8813,$K8815,B$8802:B$8813)","v":1},null,null,{"$f":"SUMIF($K$8802:$K$8813,$K8815,E$8802:E$8813)","v":5.6021256841321532E-3},1.9961333842516832E-3,4.1897877464117392E-3,8.7840095040301533E-3,5.2040631344716196E-6,8.8251643192443688E-5,{"$f":"LARGE(K$8802:K$8813,1)","v":2.0665512025152644E-2},null,{"$f":"SUMIF($S$8802:$S$8813,$S8815,M$8802:M$8813)","v":4.6888369440769512E-3},1.6318286823604671E-3,4.2467972475809281E-3,3.3281248096304252E-3,7.5476170158134809E-7,3.5387123797628309E-5,{"$f":"LARGE(S$8802:S$8813,1)","v":1.3931729569147981E-2}]
[null,{"$f":"SUMIF($K$8802:$K$8813,$K8816,B$8802:B$8813)","v":2},null,null,5.4352437547067478E-3,2.0991303997086896E-3,3.3895977696304013E-3,8.3779260723628578E-3,1.5642010860590053E-5,2.6526072469491103E-4,{"$f":"LARGE(K$8802:K$8813,2)","v":1.9582800731964198E-2},null,4.2336403780635027E-3,1.6878520299808872E-3,4.2448311893181438E-3,2.9669664747803319E-3,0,0,{"$f":"LARGE(S$8802:S$8813,2)","v":1.3133290072142867E-2}]
[null,{"$f":"SUMIF($K$8802:$K$8813,$K8817,B$8802:B$8813)","v":12},null,null,5.0800901525950223E-3,2.1047109064947834E-3,3.5404239093710568E-3,8.0902036947925176E-3,3.5236966666006355E-6,6.0114504904411202E-5,{"$f":"LARGE(K$8802:K$8813,3)","v":1.8879066864824389E-2},null,6.4561004475502245E-3,1.6912039170879579E-3,3.1644667978872006E-3,1.5440491972717469E-3,2.0442113965322214E-6,9.64188019682188E-5,{"$f":"LARGE(S$8802:S$8813,3)","v":1.2954283373161879E-2}]
[null,{"$f":"SUMIF($K$8802:$K$8813,$K8818,B$8802:B$8813)","v":3},null,null,4.1603047294471816E-3,1.6840275703468362E-3,3.8297308786530838E-3,9.1050405115962411E-3,0,0,{"$f":"LARGE(K$8802:K$8813,4)","v":1.877910369004334E-2},null,3.7002452851857947E-3,1.3110281840331484E-3,3.929914323388013E-3,3.280573425708198E-3,0,0,{"$f":"LARGE(S$8802:S$8813,4)","v":1.2221761218315154E-2}]

{"sheet":"2006 Input to CA model","index":2,"n_rows":33,"n_cols":23,"rows_kept":33,"cut":false,"hidden":false,"merged":[]}
[]
[" Feed into OEB Cost Allocation Model (version 50) sheet \"I6 Customer Data\", row 27"]
[null,null,null,1,2,3,4,5,6,7,8,9,10,11,12,13,14,15,16,17,18,19,20]
[null,"ID","Total","Residential","GS>50kW","Street Lighting","Sentinel Lighting","GS<50 kW","Intermediate Use"]
[]
["kWh - 30 year weather normalized amount",null,117394248.5599993,27252917.784579217,23215769.788801715,1125333.4197785456,66176.723736146203,13029066.168827049,52704984.674276628]
[]
[]
[" Feed into OEB Cost Allocation Model sheet (version 50) \"I8 Demand Data\", row 40, 45, 50, 55, 61 and 67"]
[null,null,null,1,2,3,4,5,6,7,8,9,10,11,12,13,14,15,16,17,18,19,20]
["Customer Classes",null,"Total","Residential","GS>50kW","Street Lighting","Sentinel Lighting","GS<50 kW","Intermediate Use"]
[]
["CO-INCIDENT PEAK (kW)"]
[]
["1 CP"]
["Total Sytem CP ","DCP1",20665.512025152646,5602.1256841321529,4189.7877464117391,88.251643192443694,5.2040631344716193,1996.1333842516831,8784.009504030153]
[]
["4 CP"]
["Total Sytem CP ","DCP4",77906.483311984572,20277.764320881102,14949.540304066282,413.62687279176595,24.369770661662308,7884.0022608019917,34357.179782781772]
[]
["12 CP"]
["Total Sytem CP ","DCP12",207861.30993133865,45434.765689877546,39616.170266053094,678.81085591669057,39.913807877974023,19540.402239073126,102551.24707254022]
[]
["NON CO_INCIDENT PEAK (kW)"]
[]
["1 NCP"]
["Classification NCP from \n Load Data Provider","DNCP1",23822.059988363984,7713.6156722716323,4242.6110315959131,269.19509946941503,15.874064092104081,2460.7012378860186,9120.0628830489022]
[]
["4 NCP"]
["Classification NCP from \n Load Data Provider","DNCP4",88383.421344097995,25897.207861828771,16100.924044653364,1064.6597408750838,62.741492773824774,9088.1621205642368,36169.726083402711]
[]
["12 NCP"]
["Classification NCP from \n Load Data Provider","DNCP12",230746.26075442176,57815.054195720149,42285.092050463514,3151.1776304861446,185.3457729666826,22440.967934046836,104868.62317073841]

{"sheet":"Revised Inputs to CA model","index":3,"n_rows":33,"n_cols":16,"rows_kept":33,"cut":false,"hidden":false,"merged":[[8,10,8,15]]}
[]
[" Feed into OEB Cost Allocation Model (version 50) sheet \"I6 Customer Data\", row 27"]
[]
[null,"ID","Total",{"$f":"'Hourly load shapes by class'!E2","v":"Residential"},{"$f":"'Hourly load shapes by class'!F2","v":"GS<50 kW"},{"$f":"'Hourly load shapes by class'!G2","v":"GS>50kW"},{"$f":"'Hourly load shapes by class'!H2","v":"Intermediate Use"},{"$f":"'Hourly load shapes by class'!I2","v":"Sentinel Lighting"},{"$f":"'Hourly load shapes by class'!J2","v":"Street Lighting"}]
[]
["kWh - 30 year weather normalized amount",null,{"$f":"SUM(D6:I6)","v":135216364.13369405},{"$f":"'Hourly load shapes by class'!V4","v":22925577.124790709},{"$f":"'Hourly load shapes by class'!X4","v":23550379.678110421},{"$f":"'Hourly load shapes by class'!W4","v":10686841.341342891},{"$f":"'Hourly load shapes by class'!Z4","v":9597.8191120162519},{"$f":"'Hourly load shapes by class'!AA4","v":451235.93849097955},{"$f":"'Hourly load shapes by class'!AB4","v":77592732.231847033}]
[]
[]
[" Feed into OEB Cost Allocation Model sheet (version 50) \"I8 Demand Data\", row 40, 45, 50, 55, 61 and 67",null,null,null,null,null,null,null,null,null,"2021 Demand Data"]
[]
["Customer Classes",null,"Total",{"$f":"'Hourly load shapes by class'!E2","v":"Residential"},{"$f":"'Hourly load shapes by class'!F2","v":"GS<50 kW"},{"$f":"'Hourly load shapes by class'!G2","v":"GS>50kW"},{"$f":"'Hourly load shapes by class'!H2","v":"Intermediate Use"},{"$f":"'Hourly load shapes by class'!I2","v":"Sentinel Lighting"},{"$f":"'Hourly load shapes by class'!J2","v":"Street Lighting"},null,{"$f":"D11","v":"Residential"},{"$f":"E11","v":"GS<50 kW"},{"$f":"F11","v":"GS>50kW"},{"$f":"G11","v":"Intermediate Use"},"Sentinel Lighting","Street Lighting"]
[]
["CO-INCIDENT PEAK (kW)"]
[]
["1 CP"]
["Total Sytem CP ","DCP1",{"$f":"SUM(D16:I16)","v":20665.512025152646},{"$f":"'Hourly load shapes by class'!E8802*1000000","v":5602.1256841321529},{"$f":"'Hourly load shapes by class'!F8802*1000000","v":1996.1333842516831},{"$f":"'Hourly load shapes by class'!G8802*1000000","v":4189.7877464117391},{"$f":"'Hourly load shapes by class'!H8802*1000000","v":8784.009504030153},{"$f":"'Hourly load shapes by class'!I8802*1000000","v":5.2040631344716193},{"$f":"'Hourly load shapes by class'!J8802*1000000","v":88.251643192443694},null,{"$f":"'Hourly load shapes by class'!M8815*1000000","v":4688.8369440769511},{"$f":"'Hourly load shapes by class'!N8815*1000000","v":1631.8286823604672},{"$f":"'Hourly load shapes by class'!O8815*1000000","v":4246.7972475809283},{"$f":"'Hourly load shapes by class'!P8815*1000000","v":3328.1248096304253},{"$f":"'Hourly load shapes by class'!Q8815*1000000","v":0.75476170158134803},{"$f":"'Hourly load shapes by class'!R8815*1000000","v":35.387123797628306}]
[]
["4 CP"]
["Total Sytem CP ","DCP4",{"$f":"SUM(D19:I19)","v":77906.483311984572},{"$f":"SUM('Hourly load shapes by class'!E8815:E8818)*1000000","v":20277.764320881102},{"$f":"SUM('Hourly load shapes by class'!F8815:F8818)*1000000","v":7884.0022608019917},{"$f":"SUM('Hourly load shapes by class'!G8815:G8818)*1000000","v":14949.540304066282},{"$f":"SUM('Hourly load shapes by class'!H8815:H8818)*1000000","v":34357.179782781772},{"$f":"SUM('Hourly load shapes by class'!I8815:I8818)*1000000","v":24.369770661662308},{"$f":"SUM('Hourly load shapes by class'!J8815:J8818)*1000000","v":413.62687279176595},null,{"$f":"SUM('Hourly load shapes by class'!M8815:M8818)*1000000","v":19078.823054876473},{"$f":"SUM('Hourly load shapes by class'!N8815:N8818)*1000000","v":6321.9128134624616},{"$f":"SUM('Hourly load shapes by class'!O8815:O8818)*1000000","v":15586.009558174286},{"$f":"SUM('Hourly load shapes by class'!P8815:P8818)*1000000","v":11119.713907390702},{"$f":"SUM('Hourly load shapes by class'!Q8815:Q8818)*1000000","v":2.7989730981135694},{"$f":"SUM('Hourly load shapes by class'!R8815:R8818)*1000000","v":131.80592576584709}]
[]
["12 CP"]
["Total Sytem CP ","DCP12",{"$f":"SUM(D22:I22)","v":207861.30993133868},{"$f":"SUM('Hourly load shapes by class'!E8802:E8813)*1000000","v":45434.765689877546},{"$f":"SUM('Hourly load shapes by class'!F8802:F8813)*1000000","v":19540.402239073126},{"$f":"SUM('Hourly load shapes by class'!G8802:G8813)*1000000","v":39616.170266053094},{"$f":"SUM('Hourly load shapes by class'!H8802:H8813)*1000000","v":102551.24707254022},{"$f":"SUM('Hourly load shapes by class'!I8802:I8813)*1000000","v":39.913807877974023},{"$f":"SUM('Hourly load shapes by class'!J8802:J8813)*1000000","v":678.81085591669057},null,{"$f":"SUM('Hourly load shapes by class'!M8802:M8813)*1000000","v":42018.314174655083},{"$f":"SUM('Hourly load shapes by class'!N8802:N8813)*1000000","v":15878.240500829244},{"$f":"SUM('Hourly load shapes by class'!O8802:O8813)*1000000","v":40217.809050717078},{"$f":"SUM('Hourly load shapes by class'!P8802:P8813)*1000000","v":35892.695071238915},{"$f":"SUM('Hourly load shapes by class'!Q8802:Q8813)*1000000","v":4.6756548494312096},{"$f":"SUM('Hourly load shapes by class'!R8802:R8813)*1000000","v":220.28306073679062}]
[]
["NON CO_INCIDENT PEAK (kW)"]
[]
["1 NCP"]
["Classification NCP from \n Load Data Provider","DNCP1",{"$f":"SUM(D27:I27)","v":22570.275481129785},{"$f":"'Hourly load shapes by class'!E8788*1000000","v":6662.0028077144752},{"$f":"'Hourly load shapes by class'!F8788*1000000","v":2265.8325662127722},{"$f":"'Hourly load shapes by class'!G8788*1000000","v":4241.7294742871809},{"$f":"'Hourly load shapes by class'!H8788*1000000","v":9120.0628830489022},{"$f":"'Hourly load shapes by class'!I8788*1000000","v":15.6278162806179},{"$f":"'Hourly load shapes by class'!J8788*1000000","v":265.0199335858332},null,{"$f":"'Hourly load shapes by class'!M8788*1000000","v":5575.9271832893664},{"$f":"'Hourly load shapes by class'!N8788*1000000","v":1852.3063639650193},{"$f":"'Hourly load shapes by class'!O8788*1000000","v":4299.4457348855512},{"$f":"'Hourly load shapes by class'!P8788*1000000","v":3455.4502169582856},{"$f":"'Hourly load shapes by class'!Q8788*1000000","v":2.2665515200667259},{"$f":"'Hourly load shapes by class'!R8788*1000000","v":106.26763263988839}]
[]
["4 NCP"]
["Classification NCP from \n Load Data Provider","DNCP4",{"$f":"SUM(D30:I30)","v":88383.421344097995},{"$f":"(LARGE('Hourly load shapes by class'!E8788:E8799,1)+LARGE('Hourly load shapes by class'!E8788:E8799,2)+LARGE('Hourly load shapes by class'!E8788:E8799,3)+LARGE('Hourly load shapes by class'!E8788:E8799,4))*1000000","v":25897.207861828771},{"$f":"(LARGE('Hourly load shapes by class'!F8788:F8799,1)+LARGE('Hourly load shapes by class'!F8788:F8799,2)+LARGE('Hourly load shapes by class'!F8788:F8799,3)+LARGE('Hourly load shapes by class'!F8788:F8799,4))*1000000","v":9088.1621205642368},{"$f":"(LARGE('Hourly load shapes by class'!G8788:G8799,1)+LARGE('Hourly load shapes by class'!G8788:G8799,2)+LARGE('Hourly load shapes by class'!G8788:G8799,3)+LARGE('Hourly load shapes by class'!G8788:G8799,4))*1000000","v":16100.924044653364},{"$f":"(LARGE('Hourly load shapes by class'!H8788:H8799,1)+LARGE('Hourly load shapes by class'!H8788:H8799,2)+LARGE('Hourly load shapes by class'!H8788:H8799,3)+LARGE('Hourly load shapes by class'!H8788:H8799,4))*1000000","v":36169.726083402711},{"$f":"(LARGE('Hourly load shapes by class'!I8788:I8799,1)+LARGE('Hourly load shapes by class'!I8788:I8799,2)+LARGE('Hourly load shapes by class'!I8788:I8799,3)+LARGE('Hourly load shapes by class'!I8788:I8799,4))*1000000","v":62.741492773824781},{"$f":"(LARGE('Hourly load shapes by class'!J8788:J8799,1)+LARGE('Hourly load shapes by class'!J8788:J8799,2)+LARGE('Hourly load shapes by class'!J8788:J8799,3)+LARGE('Hourly load shapes by class'!J8788:J8799,4))*1000000","v":1064.6597408750838},null,{"$f":"(LARGE('Hourly load shapes by class'!M8788:M8799,1)+LARGE('Hourly load shapes by class'!M8788:M8799,2)+LARGE('Hourly load shapes by class'!M8788:M8799,3)+LARGE('Hourly load shapes by class'!M8788:M8799,4))*1000000","v":21675.305378264406},{"$f":"(LARGE('Hourly load shapes by class'!N8788:N8799,1)+LARGE('Hourly load shapes by class'!N8788:N8799,2)+LARGE('Hourly load shapes by class'!N8788:N8799,3)+LARGE('Hourly load shapes by class'!N8788:N8799,4))*1000000","v":7429.5253690365416},{"$f":"(LARGE('Hourly load shapes by class'!O8788:O8799,1)+LARGE('Hourly load shapes by class'!O8788:O8799,2)+LARGE('Hourly load shapes by class'!O8788:O8799,3)+LARGE('Hourly load shapes by class'!O8788:O8799,4))*1000000","v":16320.005703129931},{"$f":"(LARGE('Hourly load shapes by class'!P8788:P8799,1)+LARGE('Hourly load shapes by class'!P8788:P8799,2)+LARGE('Hourly load shapes by class'!P8788:P8799,3)+LARGE('Hourly load shapes by class'!P8788:P8799,4))*1000000","v":13704.14759688949},{"$f":"(LARGE('Hourly load shapes by class'!Q8788:Q8799,1)+LARGE('Hourly load shapes by class'!Q8788:Q8799,2)+LARGE('Hourly load shapes by class'!Q8788:Q8799,3)+LARGE('Hourly load shapes by class'!Q8788:Q8799,4))*1000000","v":9.0995967231926951},{"$f":"(LARGE('Hourly load shapes by class'!R8788:R8799,1)+LARGE('Hourly load shapes by class'!R8788:R8799,2)+LARGE('Hourly load shapes by class'!R8788:R8799,3)+LARGE('Hourly load shapes by class'!R8788:R8799,4))*1000000","v":426.9070205360585}]
[]
["12 NCP"]
["Classification NCP from \n Load Data Provider","DNCP12",{"$f":"SUM(D33:I33)","v":230746.26075442176},{"$f":"SUM('Hourly load shapes by class'!E8788:E8799)*1000000","v":57815.054195720149},{"$f":"SUM('Hourly load shapes by class'!F8788:F8799)*1000000","v":22440.967934046836},{"$f":"SUM('Hourly load shapes by class'!G8788:G8799)*1000000","v":42285.092050463514},{"$f":"SUM('Hourly load shapes by class'!H8788:H8799)*1000000","v":104868.62317073841},{"$f":"SUM('Hourly load shapes by class'!I8788:I8799)*1000000","v":185.3457729666826},{"$f":"SUM('Hourly load shapes by class'!J8788:J8799)*1000000","v":3151.1776304861446},null,{"$f":"SUM('Hourly load shapes by class'!M8788:M8799)*1000000","v":48389.73227690065},{"$f":"SUM('Hourly load shapes by class'!N8788:N8799)*1000000","v":18345.374824958049},{"$f":"SUM('Hourly load shapes by class'!O8788:O8799)*1000000","v":42860.45580409393},{"$f":"SUM('Hourly load shapes by class'!P8788:P8799)*1000000","v":39733.092998839325},{"$f":"SUM('Hourly load shapes by class'!Q8788:Q8799)*1000000","v":26.881282446133724},{"$f":"SUM('Hourly load shapes by class'!R8788:R8799)*1000000","v":1263.5584889356267}]