{"text_format":"1","workbook":"xlsx","n_sheets":4,"sheets":["Data summary","Hourly load shapes by class","2006 Input to CA model","Revised Inputs to CA model"],"not_rendered":{"charts":0,"images":0,"macros":0,"external_links":0,"defined_names":3,"comments":0,"pivot_tables":0},"unopened":[],"bounds":{"document_bytes":16777216,"sheet_cells":100000,"rows_first":2000,"rows_last":500,"rows_between":2000,"halvings":0,"cell_chars":16384,"cell_head_chars":4096},"cells_cut":0,"cells_raw":0,"read":"whole","date_system":"1900"}

{"sheet":"Data summary","index":0,"n_rows":44,"n_cols":15,"rows_kept":44,"cut":false,"hidden":false,"merged":[[34,0,34,1],[40,0,40,1]]}
["RUN # 1 and 'RUN # 2","Rate classes","Weather station used for normalization",null,null,null,null,"Test Year"]
[1,"Residential class","North Bay",null,null,null,null,2004]
[2,"Streetlights"]
[3,"Sentinellights"]
[4,"General service >50kW"]
[5,"General service <50kW "]
[6,"Intermediate"]
[]
[]
["Monthly kWh by class (with actual weather)",null,"Jan","Feb","Mar","Apr","May","Jun","Jul","Aug","Sep","Oct","Nov","Dec","TOTAL"]
[1,"Residential class",3754748.7853982737,2727866.4391902364,2358962.4236877118,2166392.3165576132,1905828.0757104089,1593379.7562810639,1599552.4550179197,1593350.9798228936,1582450.0823180128,1991761.3430262862,2384692.8284349828,3732021.2751076329,27391006.760553032]
[2,"Streetlights",125269.62245153608,106372.99917804137,100747.07378279834,79802.607359941161,70356.153008883935,61353.304704267524,67633.234720292035,79020.92020718049,90277.760344360475,108590.23424296176,118404.64868703492,117504.86109129185,1125333.4197785901]
[3,"Sentinellights",7386.9562139216396,6272.649712203629,5940.9161216985012,4702.2516089599367,4145.6269205017807,3615.1744066641086,3983.908201513289,4635.3855907463549,5295.7539594302762,6369.9748644206038,6940.412630081647,6887.713506002322,66176.723736144108]
[4,"General service >50kW",2491538.573378962,2194842.19822904,2278232.5847715847,1950481.1657709219,1803087.3981595158,1722155.157544289,1595399.8487508146,1645065.5915873931,1716972.2795028759,1816229.459534996,1813884.7169292166,2206347.6626132871,23234236.636772893]
[5,"General service <50kW ",1526793.7561633219,1223166.0998221145,1211406.7827350944,1017376.9617504892,940608.37291032192,860587.59371456993,869932.01801709167,875491.9970074665,863031.88147826865,995187.77012232284,1110975.0303970301,1578113.5207643583,13072671.784882449]
[6,"Intermediate",4782635.3063938171,4686471.6138684405,4944033.2189010289,4605870.6969519695,4678218.3732904876,4534933.0133490972,3246471.5352923498,4589960.1257842248,4500405.2423970001,4276484.218209086,4402615.3629216682,3456885.9669175521,52704984.674276724]
[]
[]
["Monthly kWh by class (with normalized weather)",null,"Jan","Feb","Mar","Apr","May","Jun","Jul","Aug","Sep","Oct","Nov","Dec","TOTAL"]
[1,"Residential class",3409639.9857546045,2823511.3615409345,2467268.463708078,2113546.6763339289,1833181.9514738421,1583958.514662751,1604012.3020863049,1582473.9286872828,1692660.7696736564,2084392.9990956909,2483977.038806648,3574293.7927555353,27252917.784579255]
[2,"Streetlights",125269.62245153608,106372.99917804137,100747.07378279834,79802.607359941161,70356.153008883935,61353.304704267524,67633.234720292035,79020.92020718049,90277.760344360475,108590.23424296176,118404.64868703492,117504.86109129185,1125333.4197785901]
[3,"Sentinellights",7386.9562139216396,6272.649712203629,5940.9161216985012,4702.2516089599367,4145.6269205017807,3615.1744066641086,3983.908201513289,4635.3855907463549,5295.7539594302762,6369.9748644206038,6940.412630081647,6887.713506002322,66176.723736144108]
[4,"General service >50kW",2366576.2176979557,2229474.7976243924,2317449.7183520687,1931345.9953648325,1762515.2085855736,1710132.8661592044,1601090.986199707,1631185.5656353366,1817157.132853945,1849770.9686620231,1849835.0862700802,2149235.2453967356,23215769.788801853]
[5,"General service <50kW ",1414244.463487983,1254358.4900760548,1246728.305134218,1000142.5723802561,916270.01472082606,857124.8867179451,871571.20149979764,871494.21809511934,901705.94077154237,1025397.4529258769,1143354.2906844856,1526674.3323329939,13029066.168827102]
[6,"Intermediate",4782635.3063938171,4686471.6138684405,4944033.2189010289,4605870.6969519695,4678218.3732904876,4534933.0133490972,3246471.5352923498,4589960.1257842248,4500405.2423970001,4276484.218209086,4402615.3629216682,3456885.9669175521,52704984.674276724]
[]
[]
["Residential class information",null,"Equipment saturation"]
[null,"Electric space heating",0.32160790958923513]
[null,"Electric water heating",0.44902912621359226]
[null,"Air conditioning",0.13450146936870028]
[null,"Baseload",1]
[]
[]
["General service >50kW",null,"2004 kWh (Actual)","2004 kWh (Weather Corrected)"]
[null,"Weather sensitive load",13131546.926795885,13113080.078824844]
[null,"Non-weather sensitive load",10102689.709977012,10102689.709977012]
[null,"TOTAL",23234236.636772897,23215769.788801856]
[]
[]
["Intermediate",null,"2004 kWh (Actual)","2004 kWh (Weather Corrected)"]
[null,"Weather sensitive load",0,0]
[null,"Non-weather sensitive load",52704984.674276724,52704984.674276724]
[null,"TOTAL",52704984.674276724,52704984.674276724]

{"sheet":"Hourly load shapes by class","index":1,"n_rows":8818,"n_cols":28,"rows_kept":4500,"cut":true,"hidden":false,"merged":[],"bounds":{"rows_first":2000,"rows_last":500,"rows_between":2000,"halvings":0}}
["ALL UNITS IN GWh",null,null,null,"2004 Load Shape",null,null,null,null,null,null,null,"2021 Load Shape"]
["Year","Month","Day","Hour (EST)","Residential","GS<50 kW","GS>50kW","Intermediate Use","Sentinel Lighting","Street Lighting","TOTAL LDC sales",null,{"$f":"E2","v":"Residential"},"GS<50 kW","GS>50kW","Intermediate Use","Sentinel Lighting","Street Lighting","TOTAL LDC sales",null,null,"Residential","GS<50 kW","GS>50 kW",{"$f":"P2","v":"Intermediate Use"},"Sentinel ","Street Lighting"]
[2004,1,1,1,3.8469245523226271E-3,1.936830607950105E-3,2.4479772894686609E-3,2.5482518814589606E-3,1.5627816280617882E-5,2.6501993358583322E-4,{"$f":"SUM(E3:J3)","v":1.1060632081066807E-2},null,{"$f":"E3*V$5","v":3.2168428031928132E-3},1.5676718068170607E-3,2.4733379636690642E-3,9.6549307055962205E-4,2.2665515200667233E-6,1.0626763263988838E-4,{"$f":"SUM(M3:R3)","v":8.3318798283985151E-3},null,2004,{"$f":"'Data summary'!O11","v":27391006.760553032},{"$f":"'Data summary'!O15","v":13072671.784882449},{"$f":"'Data summary'!O14","v":23234236.636772893},{"$f":"'Data summary'!O16","v":52704984.674276724},{"$f":"'Data summary'!O13","v":66176.723736144108},{"$f":"'Data summary'!O12","v":1125333.4197785901},{"$f":"SUM(V3:AA3)","v":117594409.99999982}]
[2004,1,1,2,3.6646183815771949E-3,1.9301859747436047E-3,2.4358795367285554E-3,2.5393339693248551E-3,1.5627816280617882E-5,2.6501993358583322E-4,1.0850665612240663E-2,null,{"$f":"E4*V$5","v":3.0643962747091682E-3},{"$f":"F4*W$5","v":1.5622936368822641E-3},{"$f":"G4*X$5","v":2.461114880041651E-3},{"$f":"H4*Y$5","v":9.621142121225948E-4},{"$f":"I4*Z$5","v":2.2665515200667233E-6},{"$f":"J4*AA$5","v":1.0626763263988838E-4},8.158453187915634E-3,null,"2021 Forecast",22904676.650518578,10581028.053156942,23474939.811665572,19969100.330000002,9597.8191120162519,451235.93849097955,{"$f":"SUM(V4:AA4)","v":77390578.602944091}]
[2004,1,1,3,3.2703210308390575E-3,1.9696697624897886E-3,2.434443018098901E-3,2.5336271097547085E-3,1.5627816280617882E-5,2.6501993358583322E-4,1.0488708671048909E-2,null,2.7346802696801217E-3,1.5942518373681354E-3,2.4596634792964202E-3,9.5995197164325924E-4,2.2665515200667233E-6,1.0626763263988838E-4,7.8570817421478919E-3,null,"Scaling Factor",{"$f":"V4/V3","v":0.83621156574297917},{"$f":"W4/W3","v":0.80940057451706982},1.0103598486430028,0.37888447275739656,0.14503315622399357,0.40097977235916482]
[2004,1,1,4,3.3659325036617723E-3,1.8791170239779898E-3,2.4388784341164782E-3,2.5470865984864957E-3,1.5627816280617882E-5,2.6501993358583322E-4,1.0511662310109188E-2,null,2.8146316890721966E-3,1.5209583987925914E-3,2.4641448455526085E-3,9.6505156293498658E-4,2.2665515200667233E-6,1.0626763263988838E-4,7.8733206805123371E-3]
[2004,1,1,5,3.4019684754372495E-3,1.8607730827162748E-3,2.4917426491612412E-3,2.5502493675619636E-3,1.5627816280617882E-5,2.6501993358583322E-4,1.0585381324743182E-2,null,2.8447653854536382E-3,1.506110802196452E-3,2.5175567258638662E-3,9.6624988702859866E-4,2.2665515200667233E-6,1.0626763263988838E-4,7.94321698470251E-3]
[2004,1,1,6,3.6210386691468872E-3,1.8009248573667156E-3,2.5670671835922947E-3,2.5595818316561879E-3,1.5627816280617882E-5,2.6501993358583322E-4,1.0829260291628538E-2,null,3.0279544151431922E-3,1.4576696142146917E-3,2.5936616110707302E-3,9.6978581276646614E-4,2.2665515200667233E-6,1.0626763263988838E-4,8.1576056373550351E-3]
[2004,1,1,7,3.6721749822625502E-3,1.7279029568250217E-3,2.7526017333822051E-3,2.5559775204115013E-3,1.5627816280617882E-5,2.6501993358583322E-4,1.0989304942747731E-2,null,3.0707151915999637E-3,1.3985656459639163E-3,2.781118270714512E-3,9.6842019520086947E-4,2.2665515200667233E-6,1.0626763263988838E-4,8.3273534876392163E-3]
[2004,1,1,8,3.8555049240727828E-3,1.6494283756185669E-3,3.0080533950044819E-3,2.5273167667607416E-3,1.5627816280617882E-5,2.6501993358583322E-4,1.1320951211323026E-2,null,3.2240178092886678E-3,1.3350482748504253E-3,3.0392163728867991E-3,9.5756108066507174E-4,2.2665515200667233E-6,1.0626763263988838E-4,8.6643777218509185E-3]
[2004,1,1,9,4.5630432561028986E-3,1.6906769575158415E-3,3.0605056193667647E-3,2.5052697477191883E-3,6.5167997020435214E-6,1.1051331761365367E-4,1.193652569802039E-2,null,3.8156695457387466E-3,1.3684349007360938E-3,3.0922119943544639E-3,9.4920780747964053E-4,9.4515202926695283E-7,4.4313604939378932E-5,9.2707830052775903E-3]
[2004,1,1,10,5.3791551186908922E-3,1.6240270485970698E-3,3.0977035886122395E-3,2.4876318516510445E-3,0,0,1.2588517607551246E-2,null,4.4981117241748719E-3,1.3144884261657296E-3,3.1297953289311487E-3,9.4252508252731218E-4,0,0,9.8849205617990623E-3]
[2004,1,1,11,5.0390351774723553E-3,1.7062734549514412E-3,3.0443711025406085E-3,2.4278653182530593E-3,0,0,1.2217545053217463E-2,null,4.2136994955881092E-3,1.3810587147209221E-3,3.0759103263760606E-3,9.1988047103227914E-4,0,0,9.5905490077173704E-3]
[2004,1,1,12,5.0708496570263583E-3,1.8173127176186793E-3,3.0129928682494835E-3,2.4288503656036534E-3,0,0,1.2330005608498175E-2,null,4.2403031313492604E-3,1.4709339577177365E-3,3.044207018326995E-3,9.2025369017835013E-4,0,0,9.675697797572342E-3]
[2004,1,1,13,4.4792689781758457E-3,1.775113948524079E-3,3.0860866857239733E-3,2.4328091502678353E-3,0,0,1.1773278762691733E-2,null,3.7456165256243784E-3,1.4367782497686538E-3,3.1180580766872598E-3,9.2175361221859872E-4,0,0,9.2222064642988912E-3]
[2004,1,1,14,4.63593770809033E-3,1.7791715185711699E-3,3.1155644297076535E-3,2.4725292499375713E-3,0,0,1.2003202906306725E-2,null,3.8766247295691334E-3,1.4400624492959125E-3,3.1478412056369482E-3,9.3680294123983784E-4,0,0,9.4013313257418317E-3]
[2004,1,1,15,4.8701268222384221E-3,1.7687102501280209E-3,3.0962412020783736E-3,2.4727546698376322E-3,0,0,1.2207832944282447E-2,null,4.0724563753908706E-3,1.4315950926078503E-3,3.1283177922941346E-3,9.3688834933982148E-4,0,0,9.5692576096326771E-3]
[2004,1,1,16,4.9129621866715201E-3,1.6528587616958723E-3,3.0724342200039263E-3,2.4469891802943893E-3,0,0,1.2085244348665708E-2,null,4.1082758025526422E-3,1.3378248313122116E-3,3.1042641734887492E-3,9.2712620541889371E-4,0,0,9.4774910127724959E-3]
[2004,1,1,17,4.8404228061001836E-3,1.7038923499475569E-3,2.9639636934048596E-3,2.445349166523004E-3,5.2040631344716196E-6,8.8251643192443688E-5,1.2047083722302518E-2,null,4.0476175335470597E-3,1.3791314469627928E-3,2.9946699086518896E-3,9.265048296658075E-4,7.5476170158134809E-7,3.5387123797628309E-5,9.3840656043267592E-3]
[2004,1,1,18,5.2713516564722729E-3,1.7146672281246839E-3,2.9360178567224204E-3,2.5010222651058421E-3,1.5627816280617882E-5,2.6501993358583322E-4,1.270370675629167E-2,null,4.4079652222405261E-3,1.3878526395497107E-3,2.9664345573312181E-3,9.4759850226913667E-4,2.2665515200667233E-6,1.0626763263988838E-4,9.8183851055505464E-3]
[2004,1,1,19,5.7823164450431942E-3,1.6982710537690646E-3,2.8431157966897613E-3,2.5120277310047966E-3,1.5627816280617882E-5,2.6501993358583322E-4,1.3116378776373269E-2,null,4.8352398881309462E-3,1.3745815666063904E-3,2.8725700460179972E-3,9.5176830241371156E-4,2.2665515200667233E-6,1.0626763263988838E-4,1.0142693987329001E-2]
[2004,1,1,20,6.212100791095191E-3,1.7516318234617068E-3,2.783970999001583E-3,2.5247151954448468E-3,1.5627816280617882E-5,2.6501993358583322E-4,1.3553066558869779E-2,null,5.1946305290749093E-3,1.4177718042522882E-3,2.8128125171777486E-3,9.5657538568870817E-4,2.2665515200667233E-6,1.0626763263988838E-4,1.0490324420353608E-2]
[2004,1,1,21,5.7082604182281255E-3,1.8682529715301488E-3,2.7211025607080559E-3,2.5164190611018313E-3,1.5627816280617882E-5,2.6501993358583322E-4,1.3094682761434613E-2,null,4.7733133819952136E-3,1.5121650284997254E-3,2.7492927713790786E-3,9.534321092022302E-4,2.2665515200667233E-6,1.0626763263988838E-4,1.0096737475236203E-2]
[2004,1,1,22,5.3291730218009738E-3,1.6723899162373944E-3,2.6103700739348425E-3,2.486679992930152E-3,1.5627816280617882E-5,2.6501993358583322E-4,1.2379260754769814E-2,null,4.4563161166754359E-3,1.3536333590191013E-3,2.6374131128030316E-3,9.4216443803770724E-4,2.2665515200667233E-6,1.0626763263988838E-4,9.4980612106952324E-3]
[2004,1,1,23,5.0099598701613245E-3,1.6640086346567057E-3,2.580015804503919E-3,2.4808858640139255E-3,1.5627816280617882E-5,2.6501993358583322E-4,1.2015517923202327E-2,null,4.1893863873370936E-3,1.3468495448925024E-3,2.6067443777351347E-3,9.3996913255819437E-4,2.2665515200667233E-6,1.0626763263988838E-4,9.1914836266828795E-3]
[2004,1,1,24,4.4551437319463776E-3,1.8187150728075539E-3,2.5725202400027885E-3,2.4716106801445587E-3,1.5627816280617882E-5,2.6501993358583322E-4,1.1598637474767731E-2,null,3.7254427157008998E-3,1.4720690248132885E-3,2.5991711603202787E-3,9.3645490940812148E-4,2.2665515200667233E-6,1.0626763263988838E-4,8.8416719944025435E-3]
[2004,1,2,1,3.8927826080023824E-3,1.8535058010994707E-3,2.4258395826719029E-3,2.5087807917935495E-3,1.5627816280617882E-5,2.6501993358583322E-4,1.0961556533433758E-2,null,3.2551898397347101E-3,1.5002286602806333E-3,2.4509709135805886E-3,9.5053808756258285E-4,2.2665515200667233E-6,1.0626763263988838E-4,8.2654616853184704E-3]
[2004,1,2,2,3.6002602635394863E-3,1.7994804153092512E-3,2.3893225143457567E-3,2.5217384592191375E-3,1.5627816280617899E-5,2.6501993358583322E-4,1.0591449402280084E-2,null,3.0105792720565845E-3,1.4565004819835233E-3,2.4140755339536976E-3,9.5544754655329243E-4,2.2665515200667258E-6,1.0626763263988838E-4,7.945137018707053E-3]
[2004,1,2,3,3.2289077493431145E-3,1.8184665836449446E-3,2.3683685418330611E-3,2.5222640712259576E-3,1.5627816280617882E-5,2.6501993358583322E-4,1.0218654695913531E-2,null,2.7000500047178449E-3,1.4718678975423113E-3,2.3929044814573006E-3,9.5564669278137143E-4,2.2665515200667233E-6,1.0626763263988838E-4,7.6290032606587833E-3]
[2004,1,2,4,3.2584964076720216E-3,1.7884336493437776E-3,2.3764538031747951E-3,2.5139739347071854E-3,1.5627816280617882E-5,2.6501993358583322E-4,1.0218005544764232E-2,null,2.7247923830272941E-3,1.4475592232645134E-3,2.4010735048827741E-3,9.5250568877736964E-4,2.2665515200667233E-6,1.0626763263988838E-4,7.6344649841119071E-3]
[2004,1,2,5,3.2558697760366518E-3,1.8182382563106728E-3,2.4377128698129143E-3,2.5088767569814607E-3,1.5627816280617882E-5,2.6501993358583322E-4,1.0301345409008152E-2,null,2.7225959632748513E-3,1.4716830892667738E-3,2.4629672061792758E-3,9.5057444728220773E-4,2.2665515200667233E-6,1.0626763263988838E-4,7.7163548901630638E-3]
[2004,1,2,6,3.3958288508645585E-3,1.7729693748910964E-3,2.5555739015494039E-3,2.5006798876330144E-3,1.5627816280617882E-5,2.6501993358583322E-4,1.0505699764804526E-2,null,2.8396313603766344E-3,1.4350424306380236E-3,2.5820492603654639E-3,9.4746878076086029E-4,2.2665515200667233E-6,1.0626763263988838E-4,7.9127260163009364E-3]
[2004,1,2,7,3.4984622955105708E-3,1.7534527034629873E-3,2.772249484454575E-3,2.517539360392462E-3,1.5627816280617882E-5,2.6501993358583322E-4,1.0822351593687047E-2,null,2.9254546338216714E-3,1.4192456255714512E-3,2.8009695695141671E-3,9.5385657320829138E-4,2.2665515200667233E-6,1.0626763263988838E-4,8.2080605862755365E-3]
[2004,1,2,8,3.6695488324413458E-3,1.8586511640627712E-3,3.19521797655939E-3,2.5094113657246481E-3,1.5627816280617882E-5,2.6501993358583322E-4,1.1513477088654607E-2,null,3.0685191747460987E-3,1.5043933200192276E-3,3.2283199511779466E-3,9.507770022340017E-4,2.2665515200667233E-6,1.0626763263988838E-4,8.8605436323372297E-3]
[2004,1,2,9,4.3362081739821683E-3,1.9961333842516832E-3,3.2695065736131953E-3,2.4792815362934708E-3,6.5167997020435214E-6,1.1051331761365367E-4,1.2198159785456216E-2,null,3.6259874265531337E-3,1.6156715080260153E-3,3.3033781668531307E-3,9.3936127769569987E-4,9.4515202926695283E-7,4.4313604939378932E-5,9.529657136096624E-3]
[2004,1,2,10,4.9977781879649557E-3,1.9981550971564814E-3,3.2846059434172804E-3,2.4082658227292013E-3,0,0,1.2688805051267918E-2,null,4.1791999237942848E-3,1.6173078836126675E-3,3.3186339638429907E-3,9.1245452650441129E-4,0,0,1.0027596297754354E-2]
[2004,1,2,11,4.8407879292624995E-3,2.0655653012101906E-3,3.2348812641791961E-3,2.4004743080081495E-3,0,0,1.2541708802660036E-2,null,4.0479228537583086E-3,1.6718697415020526E-3,3.2683941444541782E-3,9.0950244255734404E-4,0,0,9.8976891822718845E-3]
[2004,1,2,12,5.1939617339028434E-3,2.0334517058621772E-3,3.1712021640313529E-3,2.389522922825574E-3,0,0,1.2788138526621948E-2,null,4.3432508739160158E-3,1.6458769789775619E-3,3.2040553384670807E-3,9.0535313275648085E-4,0,0,1.0098536324117138E-2]
[2004,1,2,13,4.2105097399661338E-3,2.0613113316058818E-3,3.2171644258802631E-3,2.3849782470175915E-3,0,0,1.1873963744469871E-2,null,3.5208769422331448E-3,1.668426576060347E-3,3.2504937623920355E-3,9.0363122565912009E-4,0,0,9.3434285063446476E-3]
[2004,1,2,14,4.6178457570930451E-3,2.0443065086866237E-3,3.4002204565242119E-3,2.3794786132784154E-3,0,0,1.2441851335582295E-2,null,3.8614960308983484E-3,1.6546628626199385E-3,3.4354462258066446E-3,9.015474998294936E-4,0,0,9.8531526191544243E-3]
[2004,1,2,15,4.5851880900277149E-3,2.0642855410882002E-3,3.3710735413828466E-3,2.3761985857356448E-3,0,0,1.2396745758234406E-2,null,3.8341873119881356E-3,1.6708339029240695E-3,3.4059973530360041E-3,9.0030474832332116E-4,0,0,9.8113233162715301E-3]
[2004,1,2,16,4.8482210027202448E-3,2.0994488001220696E-3,3.3240847150130576E-3,2.376003355553164E-3,0,0,1.2647757873408536E-2,null,4.0541384757526921E-3,1.6992950649879759E-3,3.3585217295371119E-3,9.0023077863856554E-4,0,0,1.0012186048916346E-2]
[2004,1,2,17,4.2682975193729395E-3,2.2658325662127722E-3,3.1561401843587661E-3,2.388144215601538E-3,5.2040631344716196E-6,8.8251643192443688E-5,1.217187019187293E-2,null,3.5691997517317197E-3,1.8339661808521044E-3,3.1888373189648219E-3,9.0483076199681506E-4,7.5476170158134809E-7,3.5387123797628309E-5,9.5329758990446694E-3]
[2004,1,2,18,4.9676741543879278E-3,2.0828932470469395E-3,3.0823451187286391E-3,2.4413662902636655E-3,1.5627816280617882E-5,2.6501993358583322E-4,1.2854926560293625E-2,null,4.1540265827416595E-3,1.6858949908175179E-3,3.1142777476241661E-3,9.2499577969423004E-4,2.2665515200667233E-6,1.0626763263988838E-4,9.987729285037529E-3]
[2004,1,2,19,5.3503816187716532E-3,1.957897892840062E-3,3.0317994571538633E-3,2.4462082595644646E-3,1.5627816280617882E-5,2.6501993358583322E-4,1.3066934978196495E-2,null,4.4740509907554996E-3,1.5847236793105066E-3,3.0632084406459151E-3,9.2683032667987089E-4,2.2665515200667233E-6,1.0626763263988838E-4,1.0157347621551748E-2]
[2004,1,2,20,5.6354744073947773E-3,1.8088410458242065E-3,2.9615627089573664E-3,2.4349624795030169E-3,1.5627816280617882E-5,2.6501993358583322E-4,1.3121488391545821E-2,null,4.7124488779120748E-3,1.4640769817001701E-3,2.9922440503689259E-3,9.2256947523054354E-4,2.2665515200667233E-6,1.0626763263988838E-4,1.019987356937167E-2]
[2004,1,2,21,5.2204554873149641E-3,2.0975234523271827E-3,2.9401938017235437E-3,2.4462743359293321E-3,1.5627816280617882E-5,2.6501993358583322E-4,1.2985094827161474E-2,null,4.3654052569391732E-3,1.6977366873766493E-3,2.9706537644904945E-3,9.2685536198853537E-4,2.2665515200667233E-6,1.0626763263988838E-4,1.0069185254954807E-2]
[2004,1,2,22,4.7940913686583429E-3,2.1097206068520663E-3,2.7229251104600198E-3,2.4455954785097419E-3,1.5627816280617882E-5,2.6501993358583322E-4,1.2352980314346623E-2,null,4.0088746497006951E-3,1.7076090712565637E-3,2.7511342024706172E-3,9.2659815345303646E-4,2.2665515200667233E-6,1.0626763263988838E-4,9.5027502610408668E-3]
[2004,1,2,23,4.7563141113022463E-3,2.039837485402794E-3,2.5513250826265802E-3,2.4534200815623168E-3,1.5627816280617882E-5,2.6501993358583322E-4,1.2081544510760388E-2,null,3.977284870177478E-3,1.6510456326064764E-3,2.5777564243216881E-3,9.2956277405514722E-4,2.2665515200667233E-6,1.0626763263988838E-4,9.2441838853207434E-3]
[2004,1,2,24,4.2714284012493279E-3,1.6035519165104753E-3,2.4778134271442502E-3,2.4458507872328465E-3,1.5627816280617882E-5,2.6501993358583322E-4,1.107929228200335E-2,null,3.5718178313677309E-3,1.297915842491527E-3,2.5034831992150645E-3,9.2669488596398039E-4,2.2665515200667233E-6,1.0626763263988838E-4,8.4084459431982578E-3]
[2004,1,3,1,3.9516881152270545E-3,1.4751907442292463E-3,2.5597250089393351E-3,2.4547776961033182E-3,1.5627816280617882E-5,2.6501993358583322E-4,1.0722029314365406E-2,null,3.3044473061619377E-3,1.1940202359014157E-3,2.5862433725996553E-3,9.3007715312472239E-4,2.2665515200667233E-6,1.0626763263988838E-4,8.1233222519476855E-3]
[2004,1,3,2,3.4333931625297105E-3,1.5645205994591171E-3,2.5017056528935109E-3,2.4439223764068331E-3,1.5627816280617882E-5,2.6501993358583322E-4,1.0224189541155624E-2,null,2.8710430722502082E-3,1.2663238720459998E-3,2.5276229448068319E-3,9.2596424104490662E-4,2.2665515200667233E-6,1.0626763263988838E-4,7.6994883143079017E-3]
[2004,1,3,3,3.3818067129715674E-3,1.5205692690073718E-3,2.4811400971154729E-3,2.439972588479018E-3,1.5627816280617882E-5,2.6501993358583322E-4,1.0104136417439883E-2,null,2.8279058864940721E-3,1.2307496399275675E-3,2.5068443329836743E-3,9.2446772772837289E-4,2.2665515200667233E-6,1.0626763263988838E-4,7.5985017712936415E-3]
[2004,1,3,4,3.201827264039581E-3,1.5275742355775369E-3,2.4705702567206882E-3,2.4518010601757875E-3,1.5627816280617882E-5,2.6501993358583322E-4,9.9324205663800461E-3,null,2.6774049897010971E-3,1.2364194638939321E-3,2.4961649906422188E-3,9.2894935199072919E-4,2.2665515200667233E-6,1.0626763263988838E-4,7.4474729803879324E-3]
[2004,1,3,5,3.3415371524455439E-3,1.5112286848505694E-3,2.5217906719830706E-3,2.4498636526134074E-3,1.5627816280617882E-5,2.6501993358583322E-4,1.0105067911759044E-2,null,2.7942320142348245E-3,1.2231893657447268E-3,2.5479160416541514E-3,9.2821529834794057E-4,2.2665515200667233E-6,1.0626763263988838E-4,7.6020869041415985E-3]
[2004,1,3,6,3.500267891298692E-3,1.4816640468577852E-3,2.5828898434195123E-3,2.4430873749605297E-3,1.5627816280617882E-5,2.6501993358583322E-4,1.0288556906402971E-2,null,2.9269644939027553E-3,1.1992597307679781E-3,2.6096481912588876E-3,9.2564787196217232E-4,2.2665515200667233E-6,1.0626763263988838E-4,7.7700544720517486E-3]
[2004,1,3,7,3.6311683462616822E-3,1.5209712517858425E-3,2.8481033065598134E-3,2.4475898654024442E-3,1.5627816280617882E-5,2.6501993358583322E-4,1.0728480519876234E-2,null,3.0364249683038258E-3,1.2310750050194077E-3,2.8776092257354088E-3,9.2735379567935228E-4,2.2665515200667233E-6,1.0626763263988838E-4,8.1809971788979509E-3]
[2004,1,3,8,3.7806074865937528E-3,1.5552007744881727E-3,3.316360200818878E-3,2.4997458217884982E-3,1.5627816280617882E-5,2.6501993358583322E-4,1.1432562033555754E-2,null,3.1613877058241911E-3,1.2587804003601189E-3,3.3507171905450398E-3,9.471148777158401E-4,2.2665515200667233E-6,1.0626763263988838E-4,8.8265343586051443E-3]
[2004,1,3,9,4.0768393260174948E-3,1.7818536563730142E-3,3.4051219542556308E-3,2.4733617539626457E-3,6.5167997020435214E-6,1.1051331761365367E-4,1.1854206807924483E-2,null,3.4091001960916412E-3,1.4422333731736593E-3,3.4403985023126848E-3,9.3711836408844659E-4,9.4515202926695283E-7,4.4313604939378932E-5,9.2741091926350772E-3]
[2004,1,3,10,4.7848292366840838E-3,1.8226917619904408E-3,3.391108897757318E-3,2.4149010512141554E-3,0,0,1.2413530947645997E-2,null,4.0011295478203819E-3,1.4752877593225931E-3,3.4262402726700238E-3,9.1496851155055804E-4,0,0,9.8176260913635568E-3]
[2004,1,3,11,5.0376315697215311E-3,1.9233675367896826E-3,3.3537468626039634E-3,2.3867597111496149E-3,0,0,1.2701505680264792E-2,null,4.2125257825531039E-3,1.5567747892850504E-3,3.3884911724874861E-3,9.0430619475751796E-4,0,0,1.0062097939083159E-2]
[2004,1,3,12,4.649161639653141E-3,1.933617058049366E-3,3.2993231692815934E-3,2.387237240264301E-3,0,0,1.2269339107248402E-2,null,3.8876827340865493E-3,1.5650707576811633E-3,3.333503657939703E-3,9.0448712312436209E-4,0,0,9.6907442728317774E-3]
[2004,1,3,13,4.333635203443543E-3,1.9194859131063109E-3,3.328602178451579E-3,2.3901452021075562E-3,0,0,1.1971868497108989E-2,null,3.6238358788304192E-3,1.5536330008456703E-3,3.3630859932131068E-3,9.055889047141425E-4,0,0,9.44614377760334E-3]
[2004,1,3,14,4.3129982109452779E-3,1.8366190730686736E-3,3.2661217926371238E-3,2.4589806965257233E-3,0,0,1.1874719773176799E-2,null,3.6065789870212187E-3,1.4865605329107926E-3,3.2999583200584571E-3,9.3166960472376443E-4,0,0,9.3247674447142319E-3]
[2004,1,3,15,4.360125152475627E-3,1.8017288977030474E-3,3.2386819988370823E-3,2.4224798437708856E-3,0,0,1.1823015892786642E-2,null,3.64598708058699E-3,1.4583204049248533E-3,3.2722342541478522E-3,9.1783999837255243E-4,0,0,9.294381738032249E-3]
[2004,1,3,16,4.219712446093777E-3,1.8683994355841497E-3,3.2001696991875244E-3,2.4029047407367189E-3,0,0,1.1691186321602171E-2,null,3.5285723515332138E-3,1.5122835765891797E-3,3.233322972903031E-3,9.1042329578028042E-4,0,0,9.1846021968057055E-3]
[2004,1,3,17,4.5680168252950982E-3,1.9090311552512743E-3,3.1370915272656394E-3,2.397792367854026E-3,5.2040631344716196E-6,8.8251643192443688E-5,{"$f":"SUM(E67:J67)","v":1.2105387581992953E-2},null,3.8198285018202871E-3,1.5451709138313669E-3,3.1695913206673579E-3,9.0848629707608217E-4,7.5476170158134809E-7,3.5387123797628309E-5,{"$f":"SUM(M67:R67)","v":9.4792189188943037E-3}]
[2004,1,3,18,5.3059769510857705E-3,1.9367089016275078E-3,3.0701429620055704E-3,2.4899506225438419E-3,1.5627816280617882E-5,2.6501993358583322E-4,1.3083427187129142E-2,null,{"$f":"E68*V$5","v":4.4369192940635913E-3},{"$f":"F68*W$5","v":1.5675732976496281E-3},{"$f":"G68*X$5","v":3.1019491784043283E-3},{"$f":"H68*Y$5","v":9.4340362881447488E-4},{"$f":"I68*Z$5","v":2.2665515200667233E-6},{"$f":"J68*AA$5","v":1.0626763263988838E-4},1.0158379583091978E-2]
[2004,1,3,19,5.4355280161845305E-3,1.807442334258533E-3,2.9681182689071314E-3,2.5231474564589313E-3,1.5627816280617882E-5,2.6501993358583322E-4,1.3014883825675578E-2,null,4.5452513930534953E-3,1.4629448637553304E-3,2.9988675249275408E-3,9.5598139372960844E-4,2.2665515200667233E-6,1.0626763263988838E-4,1.0071579359625929E-2]
[2004,1,3,20,5.2871514127821907E-3,1.7926754392121869E-3,2.9482740277325466E-3,2.4992291062198662E-3,1.5627816280617882E-5,2.6501993358583322E-4,1.2807977735813244E-2,null,4.4211771612028003E-3,1.4509925304209846E-3,2.9788177004179519E-3,9.4691910221005341E-4,2.2665515200667233E-6,1.0626763263988838E-4,9.9064406784117459E-3]
[2004,1,3,21,5.0775869308914865E-3,1.8120670605728344E-3,2.8165331764991065E-3,2.4178918793168695E-3,1.5627816280617882E-5,2.6501993358583322E-4,1.2404726797146749E-2,null,4.2459369176768577E-3,1.4666881198911101E-3,2.8457120339056329E-3,9.1610168987936284E-4,2.2665515200667233E-6,1.0626763263988838E-4,9.5829729455129183E-3]
[2004,1,3,22,4.6730631549369303E-3,1.8506209477886163E-3,2.5882630832840367E-3,2.3427093528720199E-3,1.5627816280617882E-5,2.6501993358583322E-4,1.1735304288748055E-2,null,3.9076694576056364E-3,1.4978936583534303E-3,2.6150770970751309E-3,8.8761619798673696E-4,2.2665515200667233E-6,1.0626763263988838E-4,9.0167905951808892E-3]
[2004,1,3,23,4.9552264394965642E-3,1.698242922685597E-3,2.4597669221043342E-3,2.3071634580483749E-3,1.5627816280617882E-5,2.6501993358583322E-4,1.1701047492201322E-2,null,4.14361765958243E-3,1.37455879729127E-3,2.4852497351144E-3,8.7414841036779036E-4,2.2665515200667233E-6,1.0626763263988838E-4,8.9861087865158451E-3]
[2004,1,3,24,4.7629340497449737E-3,1.6421633467485985E-3,2.4375987747799715E-3,2.3077852358394644E-3,1.5627816280617882E-5,2.6501993358583322E-4,1.1431129156979461E-2,null,3.9828205392677934E-3,1.3291679563091896E-3,2.4628519291390611E-3,8.7438399231833954E-4,2.2665515200667233E-6,1.0626763263988838E-4,8.7577586011943383E-3]
[2004,1,4,1,3.4316431344930398E-3,1.936830607950105E-3,2.4144081178656619E-3,2.3094883270635947E-3,1.5627816280617882E-5,2.6501993358583322E-4,1.0373017937238854E-2,null,2.8695796785655698E-3,1.5676718068170607E-3,2.4394210205291875E-3,8.7502926713885188E-4,2.2665515200667233E-6,1.0626763263988838E-4,7.8602359572106251E-3]
[2004,1,4,2,3.2616784480131739E-3,1.9301859747436047E-3,2.3951920551234839E-3,2.312957586964602E-3,1.5627816280617882E-5,2.6501993358583322E-4,1.0180661814711316E-2,null,2.7274532419632263E-3,1.5622936368822641E-3,2.4200058822854858E-3,8.7634371584730344E-4,2.2665515200667233E-6,1.0626763263988838E-4,7.6946306611382336E-3]
[2004,1,4,3,2.9665422163352674E-3,1.9696697624897886E-3,2.3943251516775899E-3,2.3094733325029837E-3,1.5627816280617882E-5,2.6501993358583322E-4,9.9206582128720817E-3,null,2.4806569115643617E-3,1.5942518373681354E-3,2.4191299978511042E-3,8.7502358593266063E-4,2.2665515200667233E-6,1.0626763263988838E-4,7.4775965168762167E-3]
[2004,1,4,4,3.0975826856568947E-3,1.8791170239779898E-3,2.4024182076351217E-3,2.319628802395023E-3,1.5627816280617882E-5,2.6501993358583322E-4,9.9793944695314822E-3,null,2.5902344675914945E-3,1.5209583987925914E-3,2.4273068966434155E-3,8.7887133578830952E-4,2.2665515200667233E-6,1.0626763263988838E-4,7.5259052829757655E-3]
[2004,1,4,5,2.9807391584391846E-3,1.8607730827162748E-3,2.4465451196526464E-3,2.2920459620724685E-3,1.5627816280617882E-5,2.6501993358583322E-4,9.8607510727470263E-3,null,2.4925285587498406E-3,1.506110802196452E-3,2.4718909567905249E-3,8.6842062587554698E-4,2.2665515200667233E-6,1.0626763263988838E-4,7.4474851277723199E-3]
[2004,1,4,6,3.1427623874016016E-3,1.8009248573667156E-3,2.4997611187868138E-3,2.2492313662188274E-3,1.5627816280617882E-5,2.6501993358583322E-4,9.9733274796404096E-3,null,2.6280142567272364E-3,1.4576696142146917E-3,2.5256582656211085E-3,8.5219884029921918E-4,2.2665515200667233E-6,1.0626763263988838E-4,7.5720751610222105E-3]
[2004,1,4,7,3.2655540035603412E-3,1.7279029568250217E-3,2.6672976922593621E-3,2.2841011016404688E-3,1.5627816280617882E-5,2.6501993358583322E-4,1.0225503504151646E-2,null,2.7306940263354469E-3,1.3985656459639163E-3,2.6949304926369997E-3,8.6541044161963772E-4,2.2665515200667233E-6,1.0626763263988838E-4,7.7981347907159562E-3]
[2004,1,4,8,3.6161964085814251E-3,1.6494283756185669E-3,2.8983042502736464E-3,2.3058115404370819E-3,1.5627816280617882E-5,2.6501993358583322E-4,1.0750388324777174E-2,null,3.0239052608540115E-3,1.3350482748504253E-3,2.928330243627853E-3,8.7363618977642418E-4,2.2665515200667233E-6,1.0626763263988838E-4,8.2694541532686693E-3]
[2004,1,4,9,3.7340433609014912E-3,1.6906769575158415E-3,3.1061112094982867E-3,2.3449124600351361E-3,6.5167997020435214E-6,1.1051331761365367E-4,1.0992774105266454E-2,null,3.1224502453716121E-3,1.3684349007360938E-3,3.1382900514970234E-3,8.8845092108266223E-4,9.4515202926695283E-7,4.4313604939378932E-5,8.562884875656037E-3]
[2004,1,4,10,4.0213934591261484E-3,1.6240270485970698E-3,3.2032723473524975E-3,2.2940542402458183E-3,0,0,1.1142747095321535E-2,null,3.3627357209244516E-3,1.3144884261657296E-3,3.2364577640333855E-3,8.6918153129240678E-4,0,0,8.782863442415972E-3]
[2004,1,4,11,3.9917803132443735E-3,1.7062734549514412E-3,3.205490865210053E-3,2.2997192153444315E-3,0,0,1.1203263848750301E-2,null,3.3379728658400774E-3,1.3810587147209221E-3,3.238699265400157E-3,8.7132790239582861E-4,0,0,8.8290587483569848E-3]
[2004,1,4,12,3.6870715768090815E-3,1.8173127176186793E-3,3.1588257032872558E-3,2.3213725745125442E-3,0,0,1.098458257222756E-2,null,3.0831718962499571E-3,1.4709339577177365E-3,3.1915506594629387E-3,8.7953202396766556E-4,0,0,8.6251885373982984E-3]
[2004,1,4,13,3.7316021016432404E-3,1.775113948524079E-3,3.1633056762547787E-3,2.3684670392238043E-3,0,0,1.1038488765645902E-2,null,3.1204088361448858E-3,1.4367782497686538E-3,3.1960770442723296E-3,8.9737538539958318E-4,0,0,8.650639515585451E-3]
[2004,1,4,14,3.3503342092473017E-3,1.7791715185711699E-3,3.1389199098280484E-3,2.7425792108615133E-3,0,0,1.1011004848508033E-2,null,2.801588214876952E-3,1.4400624492959125E-3,3.1714386449963748E-3,1.0391206783026611E-3,0,0,8.4522099874719016E-3]
[2004,1,4,15,3.2064626146079103E-3,1.7687102501280209E-3,3.1686075276441917E-3,2.7511908327664363E-3,0,0,1.0894971225146559E-2,null,2.6812811234576076E-3,1.4315950926078503E-3,3.2014338220396647E-3,1.0423834881276939E-3,0,0,8.3566935262328161E-3]
[2004,1,4,16,3.5754863188159382E-3,1.6528587616958723E-3,3.1273446799104381E-3,2.8456932538205265E-3,0,0,1.1201383014242776E-2,null,2.9898630129496766E-3,1.3378248313122116E-3,3.15974349744881E-3,1.0781889881030704E-3,0,0,8.5656203298137678E-3]
[2004,1,4,17,4.3106365657657819E-3,1.7038923499475569E-3,3.0835255018802372E-3,2.9010512660341721E-3,3.9069540701544705E-6,6.6254983396458306E-5,1.206926762109436E-2,null,3.6046041520079431E-3,1.3791314469627928E-3,3.1154703593665556E-3,1.0991632793735352E-3,5.6663788001668081E-7,2.6566908159972096E-5,9.2255027837508143E-3]
[2004,1,4,18,4.5510975788808907E-3,1.7146672281246839E-3,3.0201417813262919E-3,2.9695022979116209E-3,1.5627816280617882E-5,2.6501993358583322E-4,1.2536056636109939E-2,null,3.8056804322850711E-3,1.3878526395497107E-3,3.0514299930612409E-3,1.125098312496122E-3,2.2665515200667233E-6,1.0626763263988838E-4,9.4785955615520993E-3]
[2004,1,4,19,5.0103276853037775E-3,1.6982710537690646E-3,2.8798858865422259E-3,3.0026415507073173E-3,1.5627816280617882E-5,2.6501993358583322E-4,1.2871773926188837E-2,null,4.1896939586132682E-3,1.3745815666063904E-3,2.9097210684359233E-3,1.1376542608191936E-3,2.2665515200667233E-6,1.0626763263988838E-4,9.7201850386347301E-3]
[2004,1,4,20,4.7622476198957179E-3,1.7516318234617068E-3,2.8262070814227629E-3,3.1472264662596159E-3,1.5627816280617882E-5,2.6501993358583322E-4,1.2767960740906255E-2,null,3.9822465386887742E-3,1.4177718042522882E-3,2.8554861590200853E-3,1.1924352403168989E-3,2.2665515200667233E-6,1.0626763263988838E-4,9.5564739264380003E-3]
[2004,1,4,21,4.5869406983979222E-3,1.8682529715301488E-3,2.6749319612173715E-3,3.3179664290365137E-3,1.5627816280617882E-5,2.6501993358583322E-4,1.2728739810048408E-2,null,3.8356528633775211E-3,1.5121650284997254E-3,2.7026438514659141E-3,1.2571259610922414E-3,2.2665515200667233E-6,1.0626763263988838E-4,9.4161218885953583E-3]
[2004,1,4,22,4.7586409077616477E-3,1.6723899162373944E-3,2.5370180829767451E-3,3.6115447813254518E-3,1.5627816280617882E-5,2.6501993358583322E-4,1.2860241438167691E-2,null,3.9792305642879595E-3,1.3536333590191013E-3,2.5633012063209452E-3,1.3683582403122209E-3,2.2665515200667233E-6,1.0626763263988838E-4,9.373057554100183E-3]
[2004,1,4,23,4.4982931913480663E-3,1.6640086346567057E-3,2.5149773383911496E-3,4.0252601953583086E-3,1.5627816280617882E-5,2.6501993358583322E-4,1.2983187109620683E-2,null,3.7615247927081492E-3,1.3468495448925024E-3,2.541032122957464E-3,1.5251085868296678E-3,2.2665515200667233E-6,1.0626763263988838E-4,9.2830492315477374E-3]
[2004,1,4,24,3.8997814069747314E-3,1.8187150728075539E-3,2.5055427683950788E-3,5.3035501707190706E-3,1.5627816280617882E-5,2.6501993358583322E-4,1.3808237168762887E-2,null,3.2610423163816986E-3,1.4720690248132885E-3,2.531499812244222E-3,2.0094328101752956E-3,2.2665515200667233E-6,1.0626763263988838E-4,9.3825781477744601E-3]
[2004,1,5,1,3.8172767880865939E-3,1.8710934749822529E-3,2.4889915235822907E-3,5.3980869739477721E-3,1.5627816280617882E-5,2.6501993358583322E-4,1.3856096510465363E-2,null,3.1920509998402211E-3,1.5144641336257761E-3,2.5147770990403199E-3,2.0452513370227718E-3,2.2665515200667233E-6,1.0626763263988838E-4,9.3750777536890442E-3]
[2004,1,5,2,3.5880946147840891E-3,1.9483690552491407E-3,2.4716234665647162E-3,4.8875589635116803E-3,1.5627816280617882E-5,2.6501993358583322E-4,1.3176293849976078E-2,null,3.000406215862555E-3,1.5770110326899351E-3,2.4972291115808202E-3,1.8518202009608106E-3,2.2665515200667233E-6,1.0626763263988838E-4,9.0350007452540751E-3]
[2004,1,5,3,3.2586616865356932E-3,2.0043158053417434E-3,2.4759664663855049E-3,5.6744257940231652E-3,1.5627816280617882E-5,2.6501993358583322E-4,1.3694017502152558E-2,null,2.7249305911246692E-3,1.6222943643572506E-3,2.5016171042224092E-3,2.1499518251694382E-3,2.2665515200667233E-6,1.0626763263988838E-4,9.1073280690337228E-3]
[2004,1,5,4,3.381667591581935E-3,1.9452649649872075E-3,2.4923427853297906E-3,5.5342193102358057E-3,1.5627816280617882E-5,2.6501993358583322E-4,1.3634142402001191E-2,null,2.8277895515790193E-3,1.5744985802485735E-3,2.5181630793522872E-3,2.0968297654824961E-3,2.2665515200667233E-6,1.0626763263988838E-4,9.1258151608223318E-3]
[2004,1,5,5,3.468535265839995E-3,1.9788193703889228E-3,2.5836168311024294E-3,6.2729646439157226E-3,1.5627816280617882E-5,2.6501993358583322E-4,1.4584583861113522E-2,null,2.9004293054828026E-3,1.6016575352583004E-3,2.6103827104241649E-3,2.3767289017357983E-3,2.2665515200667233E-6,1.0626763263988838E-4,9.5977326370610214E-3]
[2004,1,5,6,3.6763627212757222E-3,1.9665716633387297E-3,2.683759811462458E-3,5.869490765542845E-3,1.5627816280617882E-5,2.6501993358583322E-4,1.4476832711486209E-2,null,3.0742170273970913E-3,1.5917442341353573E-3,2.7115631569033828E-3,2.2238589140571086E-3,2.2665515200667233E-6,1.0626763263988838E-4,9.7099175166528943E-3]
[2004,1,5,7,4.1583762351284585E-3,1.9065669037822708E-3,3.0325628512228018E-3,6.53618765660848E-3,1.5627816280617882E-5,2.6501993358583322E-4,1.591434139660846E-2,null,3.4772823025251633E-3,1.543176347276601E-3,3.063979743361863E-3,2.4764600141175073E-3,2.2665515200667233E-6,1.0626763263988838E-4,1.066943259144109E-2]
[2004,1,5,8,4.3419313803441505E-3,2.0041419204153864E-3,3.8138745318671259E-3,6.2031779828306795E-3,1.5627816280617882E-5,2.6501993358583322E-4,1.6643773565323792E-2,null,3.6307732379061569E-3,1.6221536217979574E-3,3.8533856947606726E-3,2.3502878194450929E-3,2.2665515200667233E-6,1.0626763263988838E-4,1.1565134558069835E-2]
[2004,1,5,9,4.838322092834209E-3,2.0545504193530554E-3,4.0770197964615975E-3,7.3804660420168609E-3,6.5167997020435214E-6,1.1051331761365367E-4,1.8467388467981419E-2,null,4.0458608928177417E-3,1.6629542897986498E-3,4.1192571044674654E-3,2.7963439850334278E-3,9.4515202926695283E-7,4.4313604939378932E-5,1.266967502908593E-2]
[2004,1,5,10,4.6405724541415151E-3,2.1729351755796398E-3,4.1096680412985673E-3,7.2937792373122118E-3,0,0,1.8216954908331934E-2,null,3.8805003578214156E-3,1.7587749795025104E-3,4.1522435801794062E-3,2.7634997007378835E-3,0,0,1.2555018618241216E-2]
[2004,1,5,11,4.6222819220972777E-3,2.1145503545625262E-3,4.1246759039370497E-3,7.5876077028854379E-3,0,0,1.8449115883482293E-2,null,3.8652056033824317E-3,1.7115182718281823E-3,4.1674069220032778E-3,2.8748267439977098E-3,0,0,1.2618957541211602E-2]
[2004,1,5,12,4.4046223688402053E-3,2.1172521484105322E-3,4.0880594521696782E-3,8.1736445093653996E-3,0,0,1.8783578478785815E-2,null,3.6831961675544179E-3,1.7137051053209851E-3,4.1304111293377528E-3,3.0968669904372988E-3,0,0,1.2624179392650453E-2]
[2004,1,5,13,3.8968048471698102E-3,2.1169398306579656E-3,4.0004345002316597E-3,7.424166319928348E-3,0,0,1.7438345497987784E-2,null,3.2585532826466977E-3,1.7134523151526259E-3,4.0418783961603064E-3,2.8129013417892731E-3,0,0,1.1826785335748904E-2]
[2004,1,5,14,3.8330357022023829E-3,2.1695159674071781E-3,4.06026740940008E-3,8.3412047025426487E-3,0,0,1.8404023781552287E-2,null,3.205228786087394E-3,1.7560074704433264E-3,4.1023311652115821E-3,3.1603529458843881E-3,0,0,1.222392036762669E-2]
[2004,1,5,15,3.7869529295975453E-3,2.1480985614019143E-3,3.9808819527276992E-3,8.023464376012257E-3,0,0,1.7939397819739418E-2,null,3.1666938386537254E-3,1.7386722097180007E-3,4.0221232872236197E-3,3.0399660697931576E-3,0,0,1.1967455405388504E-2]
[2004,1,5,16,4.3551931560338155E-3,2.1064952236830442E-3,3.831947115208548E-3,8.28584858596116E-3,0,0,1.8579484080886569E-2,null,3.6418628881201439E-3,1.7049984442665195E-3,3.8716455073300998E-3,3.1393793728395139E-3,0,0,1.2357886212556277E-2]
[2004,1,5,17,4.8672054043566639E-3,2.2212927999415606E-3,3.6519798730629293E-3,7.0685253507692843E-3,3.9069540701544705E-6,6.6254983396458306E-5,1.7879165365597052E-2,null,4.0700134519697758E-3,1.7979156684433297E-3,3.6898138317951537E-3,2.678154500698512E-3,5.6663788001668081E-7,2.6566908159972096E-5,1.226303099894676E-2]
[2004,1,5,18,5.0018825187809427E-3,2.1781388283112616E-3,3.4572191814001788E-3,6.8540970856629212E-3,1.5627816280617882E-5,2.6501993358583322E-4,1.7771985364021754E-2,null,4.1826320126922487E-3,1.7629868190130724E-3,3.4930354488451705E-3,2.5969109605294043E-3,2.2665515200667233E-6,1.0626763263988838E-4,1.2144099425239849E-2]
[2004,1,5,19,5.5397561868288005E-3,2.0197937216277924E-3,3.3808609398427729E-3,6.6699706009937208E-3,1.5627816280617882E-5,2.6501993358583322E-4,1.7891029199159535E-2,null,4.6324081948224674E-3,1.6348221986915057E-3,3.4158861474625842E-3,2.5271482944648413E-3,2.2665515200667233E-6,1.0626763263988838E-4,1.2318799019601354E-2]
[2004,1,5,20,5.3716301430390629E-3,2.1061143755398428E-3,3.3558659725059742E-3,8.505001752464143E-3,1.5627816280617882E-5,2.6501993358583322E-4,1.9619259993415471E-2,null,4.4918192525028782E-3,1.7046901855606086E-3,3.3906322360473394E-3,3.2224131047831105E-3,2.2665515200667233E-6,1.0626763263988838E-4,1.2918088963053891E-2]
[2004,1,5,21,5.3308466990595015E-3,2.0722846977366846E-3,3.3035554208250282E-3,8.4330981603153322E-3,1.5627816280617882E-5,2.6501993358583322E-4,1.9420432727802993E-2,null,4.4577156649563375E-3,1.6773084249110048E-3,3.3377797549685468E-3,3.1951699501824456E-3,2.2665515200667233E-6,1.0626763263988838E-4,1.277650797917829E-2]
[2004,1,5,22,5.0012899638589396E-3,1.9990676883215185E-3,3.0100977563896681E-3,8.0542542770380976E-3,1.5627816280617882E-5,2.6501993358583322E-4,1.834535743547467E-2,null,4.1821365114131318E-3,1.6180465354259477E-3,3.0412819135465074E-3,3.0516318852095857E-3,2.2665515200667233E-6,1.0626763263988838E-4,1.2001631029755128E-2]
[2004,1,5,23,4.7351229319866229E-3,1.936097408622489E-3,2.8190576533953311E-3,8.2110963081242893E-3,1.5627816280617882E-5,2.6501993358583322E-4,1.7982022051995179E-2,null,3.9595645609420199E-3,1.5670783548600528E-3,2.8482626640004053E-3,3.1110568954638767E-3,2.2665515200667233E-6,1.0626763263988838E-4,1.1594496659426311E-2]
[2004,1,5,24,4.3390076607284743E-3,1.9482351632281419E-3,2.6860583101812187E-3,7.8674154518676032E-3,1.5627816280617882E-5,2.6501993358583322E-4,1.7121364335871886E-2,null,3.6283283897485387E-3,1.5769026604112153E-3,2.7138854677209757E-3,2.9808415554442515E-3,2.2665515200667233E-6,1.0626763263988838E-4,1.1008492257484936E-2]
[2004,1,6,1,4.1676950154288604E-3,1.8007554334152206E-3,2.6572714040446798E-3,8.136625235972892E-3,1.5627816280617882E-5,2.6501993358583322E-4,1.70429948387281E-2,null,3.485074774390977E-3,1.4575324823710145E-3,2.6848003335939621E-3,3.0828409625561167E-3,2.2665515200667233E-6,1.0626763263988838E-4,1.0818782737072026E-2]
[2004,1,6,2,3.7735651679188728E-3,1.7900317789785187E-3,2.6261589018261927E-3,7.9932833745118802E-3,1.5627816280617882E-5,2.6501993358583322E-4,1.6463686973101913E-2,null,3.1554988374986087E-3,1.4488527503090257E-3,2.6533655105615865E-3,3.0285309569523973E-3,2.2665515200667233E-6,1.0626763263988838E-4,1.0394782239481573E-2]
[2004,1,6,3,3.7648561130631253E-3,1.8294017511052178E-3,2.6014930682006594E-3,8.42928811767912E-3,1.5627816280617882E-5,2.6501993358583322E-4,1.6905686799914572E-2,null,3.1482162251015426E-3,1.4807188283670967E-3,2.6284441426330392E-3,3.1937263841870412E-3,2.2665515200667233E-6,1.0626763263988838E-4,1.0559639764448674E-2]
[2004,1,6,4,3.9128757217957487E-3,1.7187510218067709E-3,2.5824641204457849E-3,8.0335791650109085E-3,1.5627816280617882E-5,2.6501993358583322E-4,1.6528317778925661E-2,null,3.271991933880513E-3,1.3911580645022011E-3,2.6092180578595886E-3,3.0437984062899642E-3,2.2665515200667233E-6,1.0626763263988838E-4,1.0424700646692223E-2]
[2004,1,6,5,4.002146040814945E-3,1.8654506334827498E-3,2.5861855649828985E-3,6.9007878005176429E-3,1.5627816280617882E-5,2.6501993358583322E-4,1.5635217789664688E-2,null,3.3466408071219302E-3,1.5098968144741695E-3,2.6129780559988399E-3,2.6146013474098013E-3,2.2665515200667233E-6,1.0626763263988838E-4,1.0192651209164696E-2]
[2004,1,6,6,4.2593288576686303E-3,1.7212237721674251E-3,2.6572669778732738E-3,6.8766670186937084E-3,1.5627816280617882E-5,2.6501993358583322E-4,1.579513437626949E-2,null,3.5617000530853401E-3,1.3931595100647519E-3,2.6847958615680901E-3,2.6054623577059437E-3,2.2665515200667233E-6,1.0626763263988838E-4,1.035365196658408E-2]
[2004,1,6,7,4.8862682236802697E-3,1.722425040963626E-3,3.0364572991634447E-3,6.4643710128447461E-3,1.5627816280617882E-5,2.6501993358583322E-4,1.6390169326518537E-2,null,4.0859540019638442E-3,1.3941318177185464E-3,3.0679145371937189E-3,2.4492498029098793E-3,2.2665515200667233E-6,1.0626763263988838E-4,1.1105784343945943E-2]
[2004,1,6,8,4.7462663604697589E-3,1.9044692988673055E-3,3.8021813241983066E-3,6.8751306629702812E-3,1.5627816280617882E-5,2.6501993358583322E-4,1.7608695396372102E-2,null,3.9688828247216486E-3,1.5414785446533181E-3,3.841571347230253E-3,2.6048802563777055E-3,2.2665515200667233E-6,1.0626763263988838E-4,1.2065347157142881E-2]
[2004,1,6,9,4.9055489829128189E-3,2.0554554874122354E-3,4.1205725296600297E-3,8.6788331021814095E-3,6.5167997020435214E-6,1.1051331761365367E-4,{"$f":"SUM(E131:J131)","v":1.9877440219482189E-2},null,4.1020767958304073E-3,1.6636868524057271E-3,4.1632610373898227E-3,3.2882751040694438E-3,9.4515202926695283E-7,4.4313604939378932E-5,{"$f":"SUM(M131:R131)","v":1.3262558546664046E-2}]
[2004,1,6,10,4.8212007330320833E-3,2.0673676789240369E-3,4.1182624923831995E-3,8.5936164665039103E-3,0,0,1.9600447370843231E-2,null,{"$f":"E132*V$5","v":4.031543813729957E-3},{"$f":"F132*W$5","v":1.6733285870591365E-3},{"$f":"G132*X$5","v":4.160927068476445E-3},{"$f":"H132*Y$5","v":3.2559878439906154E-3},{"$f":"I132*Z$5","v":0},{"$f":"J132*AA$5","v":0},1.3121787313256153E-2]
[2004,1,6,11,4.5030071642552811E-3,2.0850049600294241E-3,4.1382050792401386E-3,8.1816421366042238E-3,0,0,1.8907859340129066E-2,null,3.7654666713737611E-3,1.6876042125187562E-3,4.1810762575147714E-3,3.099897167216991E-3,0,0,1.2734044308624279E-2]
[2004,1,6,12,4.1862876631789453E-3,2.1552722242807127E-3,4.0580957473982399E-3,8.1809502805543586E-3,0,0,1.8580605915412256E-2,null,3.5006221614773832E-3,1.7444785765734917E-3,4.100137005120099E-3,3.0996350337023138E-3,0,0,1.2444872776873287E-2]
[2004,1,6,13,4.0419651375618645E-3,2.0271741026099597E-3,3.9457029563826646E-3,7.4048167170259549E-3,0,0,1.7419658913580445E-2,null,3.3799379963591427E-3,1.6407958832986267E-3,3.9865798418010374E-3,2.8055700776955352E-3,0,0,1.1812883799154343E-2]
[2004,1,6,14,3.9952677688931413E-3,2.093365220179126E-3,4.0312584856146954E-3,7.7027504124664598E-3,0,0,1.782264188715342E-2,null,3.3408891165885926E-3,1.694371011887037E-3,4.0730217133664844E-3,2.9184525288091737E-3,0,0,1.2026734370651286E-2]
[2004,1,6,15,3.7542973690811274E-3,2.0743999763973872E-3,3.9380796816740581E-3,7.841361374706611E-3,0,0,1.7608138401859184E-2,null,3.139386881264077E-3,1.6790205326742413E-3,3.978877591120286E-3,2.9709700701559287E-3,0,0,1.1768255075214534E-2]
[2004,1,6,16,4.0059738650512627E-3,2.1138677518926924E-3,3.8182371182824719E-3,8.454270580230688E-3,0,0,1.8392349315457114E-2,null,3.3498416780199706E-3,1.7109657728350521E-3,3.8577934769109734E-3,3.2031918513390732E-3,0,0,1.2121792779105068E-2]
[2004,1,6,17,4.7136529012566705E-3,2.2375863626022878E-3,3.63551921325665E-3,7.032378660506172E-3,3.9069540701544705E-6,6.6254983396458306E-5,1.7689299075088396E-2,null,3.941611072928777E-3,1.8111036874218522E-3,3.6731826420447174E-3,2.6644590810162476E-3,5.6663788001668081E-7,2.6566908159972096E-5,1.211749002945158E-2]
[2004,1,6,18,5.2258595117813285E-3,2.1627110338737362E-3,3.4322199622915175E-3,6.6353906668012086E-3,1.5627816280617882E-5,2.6501993358583322E-4,1.7736828924614239E-2,null,4.3699241646995056E-3,1.7504995533318081E-3,3.4677772416103502E-3,2.5140464943303261E-3,2.2665515200667233E-6,1.0626763263988838E-4,1.2210781638131945E-2]
[2004,1,6,19,5.29259330997945E-3,2.132052690819231E-3,3.3855366553082735E-3,6.6128028405958647E-3,1.5627816280617882E-5,2.6501993358583322E-4,1.7703633246569268E-2,null,4.4257277385787329E-3,1.7256846728497502E-3,3.4206103026326049E-3,2.5054883177077786E-3,2.2665515200667233E-6,1.0626763263988838E-4,1.2186045215928821E-2]
[2004,1,6,20,6.0611863352535659E-3,1.9522034633005273E-3,3.3536269404674762E-3,8.3402957312750728E-3,1.5627816280617882E-5,2.6501993358583322E-4,1.9987960220163092E-2,null,5.068434115662334E-3,1.5801146047696602E-3,3.3883700079758157E-3,3.1600085507849213E-3,2.2665515200667233E-6,1.0626763263988838E-4,1.3305461463352687E-2]
[2004,1,6,21,5.3219232124431751E-3,2.0006892537292554E-3,3.2616300729180129E-3,8.6645532154044514E-3,1.5627816280617882E-5,2.6501993358583322E-4,1.9529443504361345E-2,null,4.4502537422410129E-3,1.619359031398587E-3,3.2954200668029099E-3,3.2828646766969206E-3,2.2665515200667233E-6,1.0626763263988838E-4,1.2756431701299385E-2]
[2004,1,6,22,5.5672672579366519E-3,1.9009261029423019E-3,2.9494728263411603E-3,8.4041118090531011E-3,1.5627816280617882E-5,2.6501993358583322E-4,1.9102425746139663E-2,null,4.65541327066883E-3,1.5386106798359936E-3,2.9800289183987043E-3,3.1841874717672943E-3,2.2665515200667233E-6,1.0626763263988838E-4,1.2466774524830776E-2]
[2004,1,6,23,5.3515926210914999E-3,1.7885519653008594E-3,2.8164579075740945E-3,8.4757202139708453E-3,1.5627816280617882E-5,2.6501993358583322E-4,1.8712970457803749E-2,null,4.4750636449014973E-3,1.4476549882681499E-3,2.8456359852059502E-3,3.2113187845095523E-3,2.2665515200667233E-6,1.0626763263988838E-4,1.2088207587045105E-2]
[2004,1,6,24,4.9417290429810369E-3,1.8080684329545118E-3,2.7186197834400258E-3,7.5844950828309202E-3,1.5627816280617882E-5,2.6501993358583322E-4,1.7333560092072944E-2,null,4.1323309805087272E-3,1.46345162839956E-3,2.7467842729143373E-3,2.87364742058946E-3,2.2665515200667233E-6,1.0626763263988838E-4,1.1324748486572039E-2]
[2004,1,7,1,4.2059824850522107E-3,1.8007554334152206E-3,2.6612049793755255E-3,7.8993180596222054E-3,1.5627816280617882E-5,2.6501993358583322E-4,1.6847908707331612E-2,null,3.5170911993130556E-3,1.4575324823710145E-3,2.6887746601698612E-3,2.9929289581629402E-3,2.2665515200667233E-6,1.0626763263988838E-4,1.0764861484176828E-2]
[2004,1,7,2,3.8079824275311586E-3,1.7900317789785187E-3,2.6340210024197144E-3,7.6459815073808618E-3,1.5627816280617882E-5,2.6501993358583322E-4,1.6158664466176701E-2,null,3.184278948047581E-3,1.4488527503090257E-3,2.6613090613272733E-3,2.8969436721368019E-3,2.2665515200667233E-6,1.0626763263988838E-4,1.0299918615980636E-2]
[2004,1,7,3,3.8017186408402306E-3,1.8294017511052178E-3,2.6102772479672538E-3,7.8421063084910692E-3,1.5627816280617882E-5,2.6501993358583322E-4,1.636415169827022E-2,null,3.1790410971712798E-3,1.4807188283670967E-3,2.6373193251724683E-3,2.9712523140000922E-3,2.2665515200667233E-6,1.0626763263988838E-4,1.0376865748870891E-2]
[2004,1,7,4,3.9516893255098252E-3,1.7187510218067709E-3,2.588817272869361E-3,7.3979143847657637E-3,1.5627816280617882E-5,2.6501993358583322E-4,1.5937819754818169E-2,null,3.3044483182143882E-3,1.3911580645022011E-3,2.6156370279806786E-3,2.8029548911763361E-3,2.2665515200667233E-6,1.0626763263988838E-4,1.0222732486033559E-2]
[2004,1,7,5,4.042141939804688E-3,1.8654506334827498E-3,2.5949659674549073E-3,6.3032045103453482E-3,1.5627816280617882E-5,2.6501993358583322E-4,1.5086410800954145E-2,null,3.3800858404394413E-3,1.5098968144741695E-3,2.6218494221114832E-3,2.3881863175842411E-3,2.2665515200667233E-6,1.0626763263988838E-4,1.000855257876929E-2]
[2004,1,7,6,4.3027810057059022E-3,1.7212237721674251E-3,2.664277658932335E-3,6.1932809008055784E-3,1.5627816280617882E-5,2.6501993358583322E-4,1.5162211087477694E-2,null,3.598035241830483E-3,1.3931595100647519E-3,2.6918791722218079E-3,2.3465379687401754E-3,2.2665515200667233E-6,1.0626763263988838E-4,1.0138146077017173E-2]
[2004,1,7,7,4.9389242312023116E-3,1.722425040963626E-3,3.0490978043701323E-3,6.6567026514782772E-3,1.5627816280617882E-5,2.6501993358583322E-4,1.6647797477880796E-2,null,4.129985564459625E-3,1.3941318177185464E-3,3.0806859961211189E-3,2.5221212744081108E-3,2.2665515200667233E-6,1.0626763263988838E-4,1.1235458836867357E-2]
[2004,1,7,8,4.7950511118498565E-3,1.9044692988673055E-3,3.8121306108404281E-3,7.2109766055284694E-3,1.5627816280617882E-5,2.6501993358583322E-4,1.8003275376952507E-2,null,4.0096771980575813E-3,1.5414785446533181E-3,3.8516237069760925E-3,2.7321270692515754E-3,2.2665515200667233E-6,1.0626763263988838E-4,1.2243440703098523E-2]
[2004,1,7,9,4.9526987293659081E-3,2.0554554874122354E-3,4.1317680213128864E-3,9.0186564346988202E-3,6.5167997020435214E-6,1.1051331761365367E-4,2.0275608790105544E-2,null,4.1415039591363298E-3,1.6636868524057271E-3,4.1745725126416866E-3,3.4170288882409642E-3,9.4515202926695283E-7,4.4313604939378932E-5,1.3442050969393353E-2]
[2004,1,7,10,4.8632496429517717E-3,2.0673676789240369E-3,4.117594838585893E-3,8.7810415739776864E-3,0,0,1.9829253734439389E-2,null,4.0667055985316855E-3,1.6733285870591365E-3,4.1602524978868521E-3,3.3270003070173153E-3,0,0,1.3227286990494989E-2]
[2004,1,7,11,4.543436830953226E-3,2.0850049600294241E-3,4.1539706679352018E-3,7.9482977468116247E-3,0,0,1.8730710205729476E-2,null,3.7992744262657164E-3,1.6876042125187562E-3,4.1970051753224833E-3,3.0114866011195255E-3,0,0,1.2695370415226483E-2]
[2004,1,7,12,4.2236527103857047E-3,2.1552722242807127E-3,4.0655134072827403E-3,9.1200628830489031E-3,0,0,1.956450122499806E-2,null,3.5318672461062081E-3,1.7444785765734917E-3,4.1076315108382879E-3,3.4554502169582856E-3,0,0,1.2839427550476273E-2]
[2004,1,7,13,4.0775089406481025E-3,2.0271741026099597E-3,3.9510802915848353E-3,7.9259684288378682E-3,0,0,1.7981731763680765E-2,null,3.4096601355903459E-3,1.6407958832986267E-3,3.9920128853820052E-3,3.0030263692520064E-3,0,0,1.2045495273522985E-2]
[2004,1,7,14,4.0269862758541084E-3,2.093365220179126E-3,4.0300466294305361E-3,9.0650514507983494E-3,0,0,1.921544957626212E-2,null,3.3674124989574528E-3,1.694371011887037E-3,4.0717973025356799E-3,3.4346072394544052E-3,0,0,1.2568188052834576E-2]
[2004,1,7,15,3.7841835568826533E-3,2.0743999763973872E-3,3.9504177056923192E-3,8.5353068126414969E-3,0,0,1.8344308051613856E-2,null,3.1643780571596796E-3,1.6790205326742413E-3,3.9913434351999295E-3,3.2338952215302886E-3,0,0,1.2068637246564137E-2]
[2004,1,7,16,4.0391898874447439E-3,2.1138677518926924E-3,3.8397796449714076E-3,8.8644878384880436E-3,0,0,1.8857325122796888E-2,null,3.3776173001133772E-3,1.7109657728350521E-3,3.8795591809157944E-3,3.3586168009498963E-3,0,0,1.232675905481412E-2]
[2004,1,7,17,4.7529856090619584E-3,2.2375863626022878E-3,3.6441239306807391E-3,7.2148139493015528E-3,2.60984563188905E-6,4.4258334217195357E-5,1.789637803149562E-2,null,3.9745015381075473E-3,1.8111036874218522E-3,3.6818765030389358E-3,2.733580979223829E-3,3.785141492502718E-7,1.7746696779406829E-5,1.2219187918720821E-2]
[2004,1,7,18,5.2666658971834718E-3,2.1627110338737362E-3,3.4413324992697454E-3,6.5229981401661707E-3,1.5627816280617882E-5,2.6501993358583322E-4,1.7674355320359575E-2,null,4.4040469361289435E-3,1.7504995533318081E-3,3.4769841830924264E-3,2.4714627111343378E-3,2.2665515200667233E-6,1.0626763263988838E-4,1.2211527567847472E-2]
[2004,1,7,19,5.3352673179711402E-3,2.132052690819231E-3,3.3884835549671233E-3,6.7555592121057908E-3,1.5627816280617882E-5,2.6501993358583322E-4,1.7892010525729734E-2,null,4.4614122376179927E-3,1.7256846728497502E-3,3.4235877317258866E-3,2.5595764902600761E-3,2.2665515200667233E-6,1.0626763263988838E-4,1.2278795316613661E-2]
[2004,1,7,20,6.1119532256835724E-3,1.9522034633005273E-3,3.3570842168634237E-3,8.5246978149649839E-3,1.5627816280617882E-5,2.6501993358583322E-4,2.0226586470678959E-2,null,5.1108859765967123E-3,1.5801146047696602E-3,3.3918631012319423E-3,3.2298756370391386E-3,2.2665515200667233E-6,1.0626763263988838E-4,1.3421273503797409E-2]
[2004,1,7,21,5.3672261891822637E-3,2.0006892537292554E-3,3.2542269408216331E-3,8.475940047272609E-3,1.5627816280617882E-5,2.6501993358583322E-4,1.937873018087221E-2,null,4.4881366153528245E-3,1.619359031398587E-3,3.287940239378527E-3,3.2114020759341855E-3,2.2665515200667233E-6,1.0626763263988838E-4,1.2715372146224077E-2]
[2004,1,7,22,5.6132591746282622E-3,1.9009261029423019E-3,2.9587554805563378E-3,8.0083462882805153E-3,1.5627816280617882E-5,2.6501993358583322E-4,1.8761934796273867E-2,null,4.6938722433370423E-3,1.5386106798359936E-3,2.9894077395065562E-3,3.0342380610938169E-3,2.2665515200667233E-6,1.0626763263988838E-4,1.2364662907933364E-2]
[2004,1,7,23,5.3960359432668158E-3,1.7885519653008594E-3,2.8216012408025584E-3,8.6456105919667774E-3,1.5627816280617882E-5,2.6501993358583322E-4,1.8932447491203458E-2,null,4.5122276649245379E-3,1.4476549882681499E-3,2.8508326025881818E-3,3.2756876108030958E-3,2.2665515200667233E-6,1.0626763263988838E-4,1.2194937050743919E-2]
[2004,1,7,24,4.9831096565975761E-3,1.8080684329545118E-3,2.7207792618711177E-3,8.1286825620343547E-3,1.5627816280617882E-5,2.6501993358583322E-4,1.7921287663324008E-2,null,4.1669339282124187E-3,1.46345162839956E-3,2.7489661232151233E-3,3.0798316067286299E-3,2.2665515200667233E-6,1.0626763263988838E-4,1.1567717470715687E-2]
[2004,1,8,1,4.1905742325426308E-3,1.8007554334152206E-3,2.6572899829203694E-3,8.6968962620483075E-3,1.5627816280617882E-5,2.6501993358583322E-4,1.7626163660792976E-2,null,3.5042066403566568E-3,1.4575324823710145E-3,2.684819104943992E-3,3.2951189548719459E-3,2.2665515200667233E-6,1.0626763263988838E-4,1.1050211366703564E-2]
[2004,1,8,2,3.7941317104697981E-3,1.7900317789785187E-3,2.6288589049008717E-3,8.4506314856186773E-3,1.5627816280617882E-5,2.6501993358583322E-4,1.6944301629834315E-2,null,3.1726968182470374E-3,1.4488527503090257E-3,2.6560934852594546E-3,3.2018130548956874E-3,2.2665515200667233E-6,1.0626763263988838E-4,1.058799029287116E-2]
[2004,1,8,3,3.7868837796403423E-3,1.8294017511052178E-3,2.6059228425056474E-3,8.7052037902507432E-3,1.5627816280617882E-5,2.6501993358583322E-4,1.72080599133684E-2,null,3.1666360146597418E-3,1.4807188283670967E-3,2.6329198087293496E-3,3.298266548314843E-3,2.2665515200667233E-6,1.0626763263988838E-4,1.0687075384230986E-2]
[2004,1,8,4,3.9360692942648403E-3,1.7187510218067709E-3,2.589114927374177E-3,8.3278257832454447E-3,1.5627816280617882E-5,2.6501993358583322E-4,1.6852408776557682E-2,null,3.2913866674300651E-3,1.3911580645022011E-3,2.6159377661411124E-3,3.1552838811004032E-3,2.2665515200667233E-6,1.0626763263988838E-4,1.0562300563333736E-2]
[2004,1,8,5,4.02604622587423E-3,1.8654506334827498E-3,2.5955493650375605E-3,6.8432971505591363E-3,1.5627816280617882E-5,2.6501993358583322E-4,1.5610991124820129E-2,null,3.3666264182919017E-3,1.5098968144741695E-3,2.6224388636047914E-3,2.5928190328117925E-3,2.2665515200667233E-6,1.0626763263988838E-4,1.020031531334261E-2]
[2004,1,8,6,4.285294202724485E-3,1.7212237721674251E-3,2.6616248323452071E-3,6.9212878723617782E-3,1.5627816280617882E-5,2.6501993358583322E-4,1.5870078429465348E-2,null,3.5834125749295534E-3,1.3931595100647519E-3,2.689198862752761E-3,2.6223685063219552E-3,2.2665515200667233E-6,1.0626763263988838E-4,1.0396673638228977E-2]
[2004,1,8,7,4.9177334414325022E-3,1.722425040963626E-3,3.0554247517457526E-3,6.723299051787859E-3,1.5627816280617882E-5,2.6501993358583322E-4,1.669953003579619E-2,null,4.1122655809668817E-3,1.3941318177185464E-3,3.0870784897139231E-3,2.5473536164269473E-3,2.2665515200667233E-6,1.0626763263988838E-4,1.1249363688986252E-2]
[2004,1,8,8,4.7754182759806169E-3,1.9044692988673055E-3,3.806681554924874E-3,6.9345468351740911E-3,1.5627816280617882E-5,2.6501993358583322E-4,1.7701763714813336E-2,null,3.99325999363539E-3,1.5414785446533181E-3,3.8461181996660059E-3,2.6273921214564084E-3,2.2665515200667233E-6,1.0626763263988838E-4,1.2116783043571078E-2]
[2004,1,8,9,4.9337239795624287E-3,2.0554554874122354E-3,4.1231711527912321E-3,8.7819766428039875E-3,5.2040631344716196E-6,8.8251643192443688E-5,1.9987782968896799E-2,null,4.1256370538935803E-3,1.6636868524057271E-3,4.1658865818633446E-3,3.3273545900765603E-3,7.5476170158134809E-7,3.5387123797628309E-5,1.331870696373842E-2]
[2004,1,8,10,4.8463277088004759E-3,2.0673676789240369E-3,4.1345701921797024E-3,8.6987995682641459E-3,0,0,1.9747065148168361E-2,null,4.0525552814796306E-3,1.6733285870591365E-3,4.177403713574555E-3,3.2958400880440299E-3,0,0,1.3199127670157353E-2]
[2004,1,8,11,4.5271663713205255E-3,2.0850049600294241E-3,4.143698880196482E-3,8.409895938251177E-3,0,0,1.9165766149797606E-2,null,3.785668879740898E-3,1.6876042125187562E-3,4.1866269734174974E-3,3.1863789885088682E-3,0,0,1.2846279054186019E-2]
[2004,1,8,12,4.2086156390608639E-3,2.1552722242807127E-3,4.0876463365418329E-3,8.4718582871449472E-3,0,0,1.8923392487028359E-2,null,3.5192930731494741E-3,1.7444785765734917E-3,4.1299937338945313E-3,3.2098555604002941E-3,0,0,1.260362094401779E-2]
[2004,1,8,13,4.0632048723084607E-3,2.0271741026099597E-3,3.9536019953558205E-3,7.4817329256052284E-3,0,0,1.752571389587947E-2,null,3.3976989082075597E-3,1.6407958832986267E-3,3.9945607136223802E-3,2.8347124348295908E-3,0,0,1.1867767939958156E-2]
[2004,1,8,14,4.0142216658210737E-3,2.093365220179126E-3,4.0339423338177638E-3,8.5992030686946313E-3,0,0,1.8740732288512595E-2,null,3.3567385844156302E-3,1.694371011887037E-3,4.0757333658307171E-3,3.2581045208161519E-3,0,0,1.2384947482949535E-2]
[2004,1,8,15,3.7721564272749867E-3,2.0743999763973872E-3,3.9412538485204263E-3,7.8045635193202565E-3,0,0,1.7592373771513056E-2,null,3.154320832279059E-3,1.6790205326742413E-3,3.9820846418547502E-3,2.9570279341192668E-3,0,0,1.1772453940927317E-2]
[2004,1,8,16,4.0258225107468997E-3,2.1138677518926924E-3,3.8390808613572788E-3,8.0473607308846826E-3,0,0,1.8026131854881555E-2,null,3.3664393451149966E-3,1.7109657728350521E-3,3.8788531580091889E-3,3.0490200276098202E-3,0,0,1.2005278303569058E-2]
[2004,1,8,17,4.7371565887639154E-3,2.2375863626022878E-3,3.6468213487228784E-3,7.2216818893538976E-3,2.60984563188905E-6,4.4258334217195357E-5,1.7890114369292061E-2,null,3.9612651282599437E-3,1.8111036874218522E-3,3.6846018659237186E-3,2.7361831350694909E-3,3.785141492502718E-7,1.7746696779406829E-5,1.2211279027603664E-2]
[2004,1,8,18,5.2502439020056576E-3,2.1627110338737362E-3,3.4501374130188143E-3,6.6498477902879154E-3,1.5627816280617882E-5,2.6501993358583322E-4,1.7793587889052574E-2,null,4.3903146738286797E-3,1.7504995533318081E-3,3.4858803144152501E-3,2.5195240739401756E-3,2.2665515200667233E-6,1.0626763263988838E-4,1.2254752799675868E-2]
[2004,1,8,19,5.318093601039576E-3,2.132052690819231E-3,3.3998089620772406E-3,6.3368466776939749E-3,1.5627816280617882E-5,2.6501993358583322E-4,1.746744968149647E-2,null,4.4470513768930225E-3,1.7256846728497502E-3,3.4350304683394852E-3,2.4009328124225417E-3,2.2665515200667233E-6,1.0626763263988838E-4,1.2117233514664755E-2]
[2004,1,8,20,6.0915229033216729E-3,1.9522034633005273E-3,3.3839631489843967E-3,7.8864347632106035E-3,1.5627816280617882E-5,2.6501993358583322E-4,1.9594772028683649E-2,null,5.093801904745834E-3,1.5801146047696602E-3,3.4190204950213742E-3,2.988047677194653E-3,2.2665515200667233E-6,1.0626763263988838E-4,1.3189518865891477E-2]
[2004,1,8,21,5.3489946665497877E-3,2.0006892537292554E-3,3.3031620118294789E-3,7.9728333714569818E-3,1.5627816280617882E-5,2.6501993358583322E-4,1.8906327053431954E-2,null,4.4728912052664424E-3,1.619359031398587E-3,3.3373822703153489E-3,3.0207827683270548E-3,2.2665515200667233E-6,1.0626763263988838E-4,1.2558949459467388E-2]
[2004,1,8,22,5.5947503296736277E-3,1.9009261029423019E-3,3.0356838306660949E-3,7.9215456051469329E-3,1.5627816280617882E-5,2.6501993358583322E-4,1.8733553618295408E-2,null,4.6783949331174329E-3,1.5386106798359936E-3,3.0671330556798064E-3,3.0013506300297674E-3,2.2665515200667233E-6,1.0626763263988838E-4,1.2394023482822956E-2]
[2004,1,8,23,5.3781504946779505E-3,1.7885519653008594E-3,2.9040041524731057E-3,8.1980272797574655E-3,1.5627816280617882E-5,2.6501993358583322E-4,1.854938164207583E-2,null,4.4972716459560271E-3,1.4476549882681499E-3,2.9340891959513788E-3,3.1061052435416613E-3,2.2665515200667233E-6,1.0626763263988838E-4,1.2093655257877173E-2]
[2004,1,8,24,4.9664565222888651E-3,1.8080684329545118E-3,2.7572133509898384E-3,7.5980806261700213E-3,1.5627816280617882E-5,2.6501993358583322E-4,1.7410466682269685E-2,null,4.1530083846976033E-3,1.46345162839956E-3,2.7857776639825596E-3,2.8787947720146181E-3,2.2665515200667233E-6,1.0626763263988838E-4,1.1389566633254295E-2]
[2004,1,9,1,3.88728298905927E-3,1.8535058010994707E-3,2.6776066722481074E-3,7.7488837408923924E-3,1.5627816280617882E-5,2.6501993358583322E-4,{"$f":"SUM(E195:J195)","v":1.6447926953165687E-2},null,3.2505909947673005E-3,1.5002286602806333E-3,2.7053462720980919E-3,2.9359317306263768E-3,2.2665515200667233E-6,1.0626763263988838E-4,{"$f":"SUM(M195:R195)","v":1.0500631841932357E-2}]
[2004,1,9,2,3.5499332961723864E-3,1.7994804153092512E-3,2.6311395903809861E-3,7.7391559118556909E-3,1.5627816280617882E-5,2.6501993358583322E-4,1.6000356963584761E-2,null,{"$f":"E196*V$5","v":2.9684952798754464E-3},{"$f":"F196*W$5","v":1.4565004819835233E-3},{"$f":"G196*X$5","v":2.6583977982959453E-3},{"$f":"H196*Y$5","v":2.932246007250732E-3},{"$f":"I196*Z$5","v":2.2665515200667233E-6},{"$f":"J196*AA$5","v":1.0626763263988838E-4},1.0124173751565602E-2]
[2004,1,9,3,3.5172758575351929E-3,1.8184665836449446E-3,2.5785666054622459E-3,8.2765117388467809E-3,1.5627816280617882E-5,2.6501993358583322E-4,1.6471468535355614E-2,null,2.9411867519794832E-3,1.4718678975423113E-3,2.6052801652107363E-3,3.135841786443366E-3,2.2665515200667233E-6,1.0626763263988838E-4,1.0262710785335851E-2]
[2004,1,9,4,3.5131734640071561E-3,1.7884336493437776E-3,2.5671662159511433E-3,7.585324698275284E-3,1.5627816280617882E-5,2.6501993358583322E-4,1.5734745777443812E-2,null,2.93775628306411E-3,1.4475592232645134E-3,2.5937616693898274E-3,2.8739617489996891E-3,2.2665515200667233E-6,1.0626763263988838E-4,9.9615731088780954E-3]
[2004,1,9,5,3.6965871947413163E-3,1.8182382563106728E-3,2.5842091184149862E-3,6.4077528356842207E-3,1.5627816280617882E-5,2.6501993358583322E-4,1.4787435155017648E-2,null,3.0911289660200832E-3,1.4716830892667738E-3,2.610981133743633E-3,2.4277980547079288E-3,2.2665515200667233E-6,1.0626763263988838E-4,9.7101254278983747E-3]
[2004,1,9,6,4.1009745897056015E-3,1.7729693748910964E-3,2.686371248113838E-3,6.6493485767343576E-3,1.5627816280617882E-5,2.6501993358583322E-4,1.5490311539311345E-2,null,3.4292823827298926E-3,1.4350424306380236E-3,2.7142016476432119E-3,2.5193349296761423E-3,2.2665515200667233E-6,1.0626763263988838E-4,1.0206395574847225E-2]
[2004,1,9,7,4.451227002239171E-3,1.7534527034629873E-3,3.0304928304840202E-3,6.7285258747888585E-3,1.5627816280617882E-5,2.6501993358583322E-4,1.6244346160841486E-2,null,3.7221675010198447E-3,1.4192456255714512E-3,3.0618882775215396E-3,2.5493339785038773E-3,2.2665515200667233E-6,1.0626763263988838E-4,1.0861169566776668E-2]
[2004,1,9,8,4.4305462846613262E-3,1.8586511640627712E-3,3.7854793993170079E-3,6.8829076846216143E-3,1.5627816280617882E-5,2.6501993358583322E-4,1.7238232282529169E-2,null,3.7048740457933868E-3,1.5043933200192276E-3,3.8246963929351369E-3,2.6078268491256935E-3,2.2665515200667233E-6,1.0626763263988838E-4,1.17503247920334E-2]
[2004,1,9,9,4.5371205244508338E-3,1.9961333842516832E-3,4.0802113056000369E-3,8.5155575721078836E-3,5.2040631344716196E-6,8.8251643192443688E-5,1.9222478492737356E-2,null,3.7939926577156384E-3,1.6156715080260153E-3,4.1224816771575218E-3,3.2264125409433514E-3,7.5476170158134809E-7,3.5387123797628309E-5,1.2794700269341736E-2]
[2004,1,9,10,4.4913237778973839E-3,1.9981550971564814E-3,4.1182455036777145E-3,8.9107170217704763E-3,0,0,1.9518441400502056E-2,null,3.7556968885742439E-3,1.6173078836126675E-3,4.1609099037705427E-3,3.3761323206838658E-3,0,0,1.2910046996641319E-2]
[2004,1,9,11,4.3202261786933456E-3,2.0655653012101906E-3,4.044398312133617E-3,8.3675364849861E-3,0,0,1.8797726277023252E-2,null,3.6126230972489703E-3,1.6718697415020526E-3,4.0862976664993375E-3,3.1703296493922378E-3,0,0,1.2541120154642597E-2]
[2004,1,9,12,4.2748982459309337E-3,2.0334517058621772E-3,3.9728292903651232E-3,8.5215460285229874E-3,0,0,1.880272527068122E-2,null,3.5747193556218211E-3,1.6458769789775619E-3,4.0139872004977938E-3,3.2286814740948187E-3,0,0,1.2463265009191996E-2]
[2004,1,9,13,3.9926481699579337E-3,2.0613113316058818E-3,3.9465412455909777E-3,7.642763564342285E-3,0,0,1.7643264311497077E-2,null,3.3386985776613642E-3,1.668426576060347E-3,3.987426815558668E-3,2.8957244434852677E-3,0,0,1.1890276412765646E-2]
[2004,1,9,14,3.7699537571451412E-3,2.0443065086866237E-3,3.9413512771024522E-3,8.6872628937268419E-3,0,0,1.8442874436661059E-2,null,3.1524789340409655E-3,1.6546628626199385E-3,3.9821830797821395E-3,3.2914690211945895E-3,0,0,1.2080793897637634E-2]
[2004,1,9,15,3.706170778002445E-3,2.0642855410882002E-3,3.8829068150175519E-3,7.9295833315565431E-3,0,0,1.7582946465664738E-2,null,3.0991428691842997E-3,1.6708339029240695E-3,3.9231331419160177E-3,3.0043959997626407E-3,0,0,1.1697505913787027E-2]
[2004,1,9,16,3.8300224356066269E-3,2.0994488001220696E-3,3.7287351387460957E-3,7.9366598113494152E-3,0,0,1.7594866185824207E-2,null,3.2027090577093562E-3,1.6992950649879759E-3,3.767364270413351E-3,3.0070771680779417E-3,0,0,1.1676445561188624E-2]
[2004,1,9,17,4.3492865502590397E-3,2.2658325662127722E-3,3.5047274025127237E-3,7.0868926845703804E-3,2.60984563188905E-6,4.4258334217195357E-5,1.7253607383403997E-2,null,3.6369237160569922E-3,1.8339661808521044E-3,3.5410358479377397E-3,2.6851135982816992E-3,3.785141492502718E-7,1.7746696779406829E-5,1.1715164554057194E-2]
[2004,1,9,18,4.696820902474824E-3,2.0828932470469395E-3,3.3653460013578951E-3,6.997997647462278E-3,1.5627816280617882E-5,2.6501993358583322E-4,1.7423705548208386E-2,null,3.9275359608728251E-3,1.6858949908175179E-3,3.4002104765632974E-3,2.6514326490162466E-3,2.2665515200667233E-6,1.0626763263988838E-4,1.1773608261429841E-2]
[2004,1,9,19,5.1336595244339932E-3,1.957897892840062E-3,3.3230180141070285E-3,7.2463311617321285E-3,1.5627816280617882E-5,2.6501993358583322E-4,1.794155434297966E-2,null,4.2928254689183071E-3,1.5847236793105066E-3,3.3574439777711491E-3,2.7455223616383705E-3,2.2665515200667233E-6,1.0626763263988838E-4,1.2089049671798288E-2]
[2004,1,9,20,5.7227873891021498E-3,1.8088410458242065E-3,3.2580024590420187E-3,7.4118254053516892E-3,1.5627816280617882E-5,2.6501993358583322E-4,1.8482104049186512E-2,null,4.7854610030552847E-3,1.4640769817001701E-3,3.2917548713962247E-3,2.8082255608765519E-3,2.2665515200667233E-6,1.0626763263988838E-4,1.2458052601188187E-2]
[2004,1,9,21,5.0521540334163683E-3,2.0975234523271827E-3,3.1607915711976257E-3,7.0903084354443802E-3,1.5627816280617882E-5,2.6501993358583322E-4,1.7681425242252004E-2,null,4.2246696346578084E-3,1.6977366873766493E-3,3.1935368934673121E-3,2.6864077732506654E-3,2.2665515200667233E-6,1.0626763263988838E-4,1.1910885172912391E-2]
[2004,1,9,22,4.7628283946031759E-3,2.1097206068520663E-3,2.9973288218397062E-3,7.1918231455253981E-3,1.5627816280617882E-5,2.6501993358583322E-4,1.7342348718686795E-2,null,3.9827321892162417E-3,1.7076090712565637E-3,3.0283806947672752E-3,2.7248701206568316E-3,2.2665515200667233E-6,1.0626763263988838E-4,1.1552126260056868E-2]
[2004,1,9,23,4.7004633337387859E-3,2.039837485402794E-3,2.8402496287258535E-3,6.8593593941184911E-3,1.5627816280617882E-5,2.6501993358583322E-4,1.6720557591852373E-2,null,3.9305818040231743E-3,1.6510456326064764E-3,2.8696741849877981E-3,2.5989047674940795E-3,2.2665515200667233E-6,1.0626763263988838E-4,1.1158740573271483E-2]
[2004,1,9,24,4.7290940352129858E-3,1.6035519165104753E-3,2.6353710645987335E-3,6.8928630097204232E-3,1.5627816280617882E-5,2.6501993358583322E-4,1.6141527775909069E-2,null,3.9545231277312342E-3,1.297915842491527E-3,2.6626731099461255E-3,2.6115987672268842E-3,2.2665515200667233E-6,1.0626763263988838E-4,1.0635245031555727E-2]
[2004,1,10,1,4.6493347360976427E-3,1.4751907442292463E-3,2.5359412747431322E-3,6.6422555979081957E-3,1.5627816280617882E-5,2.6501993358583322E-4,1.5583370102844669E-2,null,3.8878274793354307E-3,1.1940202359014157E-3,2.5622132425170145E-3,2.5166475101333127E-3,2.2665515200667233E-6,1.0626763263988838E-4,1.0269242652047128E-2]
[2004,1,10,2,4.0538891234591472E-3,1.5645205994591171E-3,2.4836827727890121E-3,6.7715815771571862E-3,1.5627816280617882E-5,2.6501993358583322E-4,1.5154321822730916E-2,null,3.3899089712762067E-3,1.2663238720459998E-3,2.5094133503923395E-3,2.5656471155949003E-3,2.2665515200667233E-6,1.0626763263988838E-4,9.8398274934694014E-3]
[2004,1,10,3,4.0423677430645507E-3,1.5205692690073718E-3,2.4644282362149732E-3,6.6295161690467508E-3,1.5627816280617882E-5,2.6501993358583322E-4,1.4937529167200099E-2,null,3.3802746597369209E-3,1.2307496399275675E-3,2.4899593397337025E-3,2.5118207383459136E-3,2.2665515200667233E-6,1.0626763263988838E-4,9.7213385619040592E-3]
[2004,1,10,4,3.804337738371172E-3,1.5275742355775369E-3,2.462623078367916E-3,6.6920052332273064E-3,1.5627816280617882E-5,2.6501993358583322E-4,1.4767188035410383E-2,null,3.1812312168184621E-3,1.2364194638939321E-3,2.4881354807245733E-3,2.5354968744810665E-3,2.2665515200667233E-6,1.0626763263988838E-4,9.5498172200779892E-3]
[2004,1,10,5,3.9818279042528994E-3,1.5112286848505694E-3,2.5161779191328259E-3,6.6175285544111456E-3,1.5627816280617882E-5,2.6501993358583322E-4,1.4907410812513892E-2,null,3.3296505463344022E-3,1.2231893657447268E-3,2.5422451415339077E-3,2.5072788172950835E-3,2.2665515200667233E-6,1.0626763263988838E-4,9.7108980550680759E-3]
[2004,1,10,6,4.1874231863843472E-3,1.4816640468577852E-3,2.5818756052638442E-3,6.711237758192286E-3,1.5627816280617882E-5,2.6501993358583322E-4,1.5242848346564714E-2,null,3.5015716991149098E-3,1.1992597307679781E-3,2.6086234457494387E-3,2.5427837795622163E-3,2.2665515200667233E-6,1.0626763263988838E-4,9.9607728393544988E-3]
[2004,1,10,7,4.3415182738957211E-3,1.5209712517858425E-3,2.8252458636710922E-3,6.4507742662093517E-3,1.5627816280617882E-5,2.6501993358583322E-4,1.5419157405428461E-2,null,3.6304277935160973E-3,1.2310750050194077E-3,2.8545149831979942E-3,2.4440982067297119E-3,2.2665515200667233E-6,1.0626763263988838E-4,1.0268650172623166E-2]
[2004,1,10,8,4.5197085779210278E-3,1.5552007744881727E-3,3.2920877210583471E-3,5.7240726338449871E-3,1.5627816280617882E-5,2.6501993358583322E-4,1.5371717457178987E-2,null,3.7794325866453162E-3,1.2587804003601189E-3,3.3261932515679994E-3,2.1687622418994001E-3,2.2665515200667233E-6,1.0626763263988838E-4,1.0641702664632789E-2]
[2004,1,10,9,4.8698598301567305E-3,1.7818536563730142E-3,3.3773244253496159E-3,5.1982370726228588E-3,5.2040631344716196E-6,8.8251643192443688E-5,1.5320730690829135E-2,null,4.0722331135241985E-3,1.4422333731736593E-3,3.4123129952145542E-3,1.9695313125286645E-3,7.5476170158134809E-7,3.5387123797628309E-5,1.0932452679940285E-2]
[2004,1,10,10,5.7251874974751978E-3,1.8226917619904408E-3,3.3764647714608423E-3,4.6067036112493777E-3,0,0,1.5531047642175859E-2,null,4.787468001435864E-3,1.4752877593225931E-3,3.4114444354416077E-3,1.7454084688978153E-3,0,0,1.1419608665097879E-2]
[2004,1,10,11,5.934672440870847E-3,1.9233675367896826E-3,3.3402507011791082E-3,4.4567585163882038E-3,0,0,1.5655049195227842E-2,null,4.9626417339523193E-3,1.5567747892850504E-3,3.3748551928730075E-3,1.6885966006887816E-3,0,0,1.1582868316799159E-2]
[2004,1,10,12,5.4302835487988685E-3,1.933617058049366E-3,3.2912744328642213E-3,4.5028495390834217E-3,0,0,1.5158024578795877E-2,null,4.5408659087694432E-3,1.5650707576811633E-3,3.3253715378312792E-3,1.7060597735215084E-3,0,0,1.1137367977803394E-2]
[2004,1,10,13,5.0998786068090557E-3,1.9194859131063109E-3,3.3215156134428795E-3,4.208828350782178E-3,0,0,1.4549708484140424E-2,null,4.2645774748989234E-3,1.5536330008456703E-3,3.3559260124635185E-3,1.5946597106124883E-3,0,0,1.0768796198820601E-2]
[2004,1,10,14,4.9842882896044324E-3,1.8366190730686736E-3,3.267728964711651E-3,4.4387840400751197E-3,0,0,1.4527420367459876E-2,null,4.1679195147645183E-3,1.4865605329107926E-3,3.3015821421924197E-3,1.6817863507078083E-3,0,0,1.0637848540575538E-2]
[2004,1,10,15,5.0818620334122429E-3,1.8017288977030474E-3,3.2279434394359399E-3,4.348978446995052E-3,0,0,1.4460512817546282E-2,null,4.2495118078494515E-3,1.4583204049248533E-3,3.2613844448966698E-3,1.6477604059230017E-3,0,0,1.0616977063593977E-2]
[2004,1,10,16,4.8999039687228282E-3,1.8683994355841497E-3,3.194194173469759E-3,4.4288975796237095E-3,0,0,1.4391395157400446E-2,null,4.0973563696759538E-3,1.5122835765891797E-3,3.227285541643267E-3,1.6780405243522389E-3,0,0,1.0514966012260639E-2]
[2004,1,10,17,5.3265470638350146E-3,1.9090311552512743E-3,3.1340364399410074E-3,4.1293796561972327E-3,2.60984563188905E-6,4.4258334217195357E-5,1.4545862495073614E-2,null,4.4541202602531461E-3,1.5451709138313669E-3,3.1665045831004517E-3,1.564557833853408E-3,3.785141492502718E-7,1.7746696779406829E-5,1.074847880196703E-2]
[2004,1,10,18,6.1260120695537899E-3,1.9367089016275078E-3,3.046338299737091E-3,4.4109869931820336E-3,1.5627816280617882E-5,2.6501993358583322E-4,1.5800694013966873E-2,null,5.1226421444419629E-3,1.5675732976496281E-3,3.0778979034377495E-3,1.6712544812515088E-3,2.2665515200667233E-6,1.0626763263988838E-4,1.1547902010940803E-2]
[2004,1,10,19,6.3094099738782404E-3,1.807442334258533E-3,2.9647827634052323E-3,4.3330293597109125E-3,1.5627816280617882E-5,2.6501993358583322E-4,1.5695312181119369E-2,null,5.2760015931710928E-3,1.4629448637553304E-3,2.9954974640934938E-3,1.6417175443963886E-3,2.2665515200667233E-6,1.0626763263988838E-4,1.148469564957626E-2]
[2004,1,10,20,6.1852879288837809E-3,1.7926754392121869E-3,2.9475403244349201E-3,4.3762885969440739E-3,1.5627816280617882E-5,2.6501993358583322E-4,1.5582440039341415E-2,null,5.1722093035830551E-3,1.4509925304209846E-3,2.9780763960652133E-3,1.6581077976873622E-3,2.2665515200667233E-6,1.0626763263988838E-4,1.1367920211916571E-2]
[2004,1,10,21,5.9314910527000497E-3,1.8120670605728344E-3,2.7692390992120346E-3,4.4456411078254076E-3,1.5627816280617882E-5,2.6501993358583322E-4,1.523908607017678E-2,null,4.9599814203687802E-3,1.4666881198911101E-3,2.7979279971361566E-3,1.6843843872070378E-3,2.2665515200667233E-6,1.0626763263988838E-4,1.101751610876304E-2]
[2004,1,10,22,5.4053828771878885E-3,1.8506209477886163E-3,2.5881247603284476E-3,4.5778227535020199E-3,1.5627816280617882E-5,2.6501993358583322E-4,1.4702599088673425E-2,null,4.5200436791735738E-3,1.4978936583534303E-3,2.6149373411146581E-3,1.7344659603374263E-3,2.2665515200667233E-6,1.0626763263988838E-4,1.0475874823139044E-2]
[2004,1,10,23,5.7670367235512334E-3,1.698242922685597E-3,2.4488964493453902E-3,4.5598665715562044E-3,1.5627816280617882E-5,2.6501993358583322E-4,1.4754690417004878E-2,null,4.8224628082980375E-3,1.37455879729127E-3,2.4742666459029953E-3,1.7276626418081501E-3,2.2665515200667233E-6,1.0626763263988838E-4,1.0507485077460407E-2]
[2004,1,10,24,5.5928026032099317E-3,1.6421633467485985E-3,2.4323003099202293E-3,4.2844443353767213E-3,1.5627816280617882E-5,2.6501993358583322E-4,1.4232358345121932E-2,null,4.676766221721587E-3,1.3291679563091896E-3,2.4574985729853317E-3,1.6233094330676233E-3,2.2665515200667233E-6,1.0626763263988838E-4,1.0195276368243687E-2]
[2004,1,11,1,4.2383380198724539E-3,1.936830607950105E-3,2.4362660024427303E-3,4.2306970499004877E-3,1.5627816280617882E-5,2.6501993358583322E-4,1.312277943003223E-2,null,3.5441472717455424E-3,1.5676718068170607E-3,2.4615053494821304E-3,1.6029454211478192E-3,2.2665515200667233E-6,1.0626763263988838E-4,9.2848040333525072E-3]
[2004,1,11,2,4.0422509292205736E-3,1.9301859747436047E-3,2.4128413306774058E-3,4.1479676256855214E-3,1.5627816280617882E-5,2.6501993358583322E-4,1.2813893610193557E-2,null,3.3801769786495485E-3,1.5622936368822641E-3,2.4378380016628052E-3,1.5716005268726089E-3,2.2665515200667233E-6,1.0626763263988838E-4,9.0604433282271812E-3]
[2004,1,11,3,3.7019229314903587E-3,1.9696697624897886E-3,2.4123387254541065E-3,4.0987298314572318E-3,1.5627816280617882E-5,2.6501993358583322E-4,1.2463309000757938E-2,null,3.0955907708013924E-3,1.5942518373681354E-3,2.4373301895254653E-3,1.5529450911666862E-3,2.2665515200667233E-6,1.0626763263988838E-4,8.7886520730216348E-3]
[2004,1,11,4,3.9364819709201398E-3,1.8791170239779898E-3,2.4188227927381101E-3,4.2575582556815443E-3,1.5627816280617882E-5,2.6501993358583322E-4,1.2772627793184235E-2,null,3.2917317524221385E-3,1.5209583987925914E-3,2.4438814307651221E-3,1.613122714937803E-3,2.2665515200667233E-6,1.0626763263988838E-4,8.9782284810776096E-3]
[2004,1,11,5,3.808319628391189E-3,1.8607730827162748E-3,2.4571143569547703E-3,4.4843036045310123E-3,1.5627816280617882E-5,2.6501993358583322E-4,1.2891158422459697E-2,null,3.1845609193067166E-3,1.506110802196452E-3,2.4825696897913707E-3,1.6990330068868255E-3,2.2665515200667233E-6,1.0626763263988838E-4,8.980808602341319E-3]
[2004,1,11,6,4.0054193886466492E-3,1.8009248573667156E-3,2.5226018814726104E-3,4.5258479554879097E-3,1.5627816280617882E-5,2.6501993358583322E-4,1.3135441832840336E-2,null,3.3493780184375007E-3,1.4576696142146917E-3,2.5487356551512205E-3,1.7147735163951779E-3,2.2665515200667233E-6,1.0626763263988838E-4,9.1790909883585469E-3]
[2004,1,11,7,4.1888819928861953E-3,1.7279029568250217E-3,2.6770721544455787E-3,4.9263385983199419E-3,1.5627816280617882E-5,2.6501993358583322E-4,1.3800843452343191E-2,null,3.5027915699839362E-3,1.3985656459639163E-3,2.7048062167720323E-3,1.8665132024488632E-3,2.2665515200667233E-6,1.0626763263988838E-4,9.5812108193287036E-3]
[2004,1,11,8,4.6519549430361923E-3,1.6494283756185669E-3,2.8984458565672394E-3,5.1600225672696022E-3,1.5627816280617882E-5,2.6501993358583322E-4,1.4640499492358055E-2,null,3.8900185266820858E-3,1.3350482748504253E-3,2.9284733169412146E-3,1.9550524298162109E-3,2.2665515200667233E-6,1.0626763263988838E-4,1.0217126732449891E-2]
[2004,1,11,9,4.7502256900386723E-3,1.6906769575158415E-3,3.0978693154157817E-3,5.1027816394359025E-3,5.2040631344716196E-6,8.8251643192443688E-5,1.4735009308733112E-2,null,3.9721936618997622E-3,1.3684349007360938E-3,3.1299627726392915E-3,1.9333647310537955E-3,7.5476170158134809E-7,3.5387123797628309E-5,1.0440097951828152E-2]
[2004,1,11,10,5.0973598805322384E-3,1.6240270485970698E-3,3.2015683401036398E-3,5.1605861822186933E-3,0,0,1.5083541451451642E-2,null,4.2624712868553081E-3,1.3144884261657296E-3,3.2347361035273432E-3,1.9552659747690358E-3,0,0,1.0766961791317416E-2]
[2004,1,11,11,5.1095387566711904E-3,1.7062734549514412E-3,3.216369698189437E-3,5.1241281065857605E-3,0,0,1.515631001639783E-2,null,4.2726554039404507E-3,1.3810587147209221E-3,3.2496908014426201E-3,1.9414525760051025E-3,0,0,1.0844857496109096E-2]
[2004,1,11,12,4.5383669550672651E-3,1.8173127176186793E-3,3.1796273385091682E-3,5.6013749123746239E-3,0,0,1.5136681923569737E-2,null,3.7950349374129945E-3,1.4709339577177365E-3,3.2125677964772769E-3,2.1222739803915679E-3,0,0,1.0600810671999576E-2]
[2004,1,11,13,4.521508483378036E-3,1.775113948524079E-3,3.1947690263985484E-3,5.3606817536083371E-3,0,0,1.4852073211909001E-2,null,3.7809376884057107E-3,1.4367782497686538E-3,3.2278663499613908E-3,2.0310790798360907E-3,0,0,1.0476661367971846E-2]
[2004,1,11,14,4.0517998494578808E-3,1.7791715185711699E-3,3.1638077555391697E-3,5.1942125626545125E-3,0,0,1.4188991686222733E-2,null,3.3881618961923419E-3,1.4400624492959125E-3,3.196584325022114E-3,1.9680064881912006E-3,0,0,9.9928151587015679E-3]
[2004,1,11,15,3.8523464981925176E-3,1.7687102501280209E-3,3.1810833539452354E-3,5.2974844446760415E-3,0,0,1.4099624546941816E-2,null,3.2213766970380481E-3,1.4315950926078503E-3,3.2140388960128835E-3,2.0071346007615918E-3,0,0,9.8741452864203744E-3]
[2004,1,11,16,4.3347088030819591E-3,1.6528587616958723E-3,3.1378073984951881E-3,5.3961750621550472E-3,0,0,1.4521550025428067E-2,null,3.62473363526504E-3,1.3378248313122116E-3,3.1703146082144927E-3,2.0445269433312266E-3,0,0,1.0177400018122972E-2]
[2004,1,11,17,5.2057091040031266E-3,1.7038923499475569E-3,3.0767011864944373E-3,5.0368005276355049E-3,1.2971090643171483E-6,2.1996659795985365E-5,{"$f":"SUM(E259:J259)","v":1.5046396936940928E-2},null,4.3530741606609361E-3,1.3791314469627928E-3,3.1085753451062666E-3,1.9083655122973551E-3,1.8812382156466709E-7,8.8202156376562046E-6,{"$f":"SUM(M259:R259)","v":1.0758154804486572E-2}]
[2004,1,11,18,5.428325746601936E-3,1.7146672281246839E-3,3.0155906187910729E-3,5.4052390283327693E-3,1.5627816280617882E-5,2.6501993358583322E-4,1.5844470371716914E-2,null,{"$f":"E260*V$5","v":4.5392287719289316E-3},{"$f":"F260*W$5","v":1.3878526395497107E-3},{"$f":"G260*X$5","v":3.0468316811710075E-3},{"$f":"H260*Y$5","v":2.0479611393775638E-3},{"$f":"I260*Z$5","v":2.2665515200667233E-6},{"$f":"J260*AA$5","v":1.0626763263988838E-4},1.1130408416187168E-2]
[2004,1,11,19,5.9707382804471253E-3,1.6982710537690646E-3,2.8789682058022637E-3,5.5822851416466026E-3,1.5627816280617882E-5,2.6501993358583322E-4,1.6410910431531506E-2,null,4.9928004061342334E-3,1.3745815666063904E-3,2.9087938806623922E-3,2.115041162674222E-3,2.2665515200667233E-6,1.0626763263988838E-4,1.1499751200237194E-2]
[2004,1,11,20,5.7029342960411827E-3,1.7516318234617068E-3,2.8154470240317076E-3,5.4072092233321371E-3,1.5627816280617882E-5,2.6501993358583322E-4,1.5957870116733185E-2,null,4.7688596170219321E-3,1.4177718042522882E-3,2.8446146290630686E-3,2.0487076156711285E-3,2.2665515200667233E-6,1.0626763263988838E-4,1.1188487850168374E-2]
[2004,1,11,21,5.4953171759565293E-3,1.8682529715301488E-3,2.6166724610963547E-3,5.0143688454568763E-3,1.5627816280617882E-5,2.6501993358583322E-4,1.5275259203906362E-2,null,4.5952477799608956E-3,1.5121650284997254E-3,2.6437807917416263E-3,1.899866496222044E-3,2.2665515200667233E-6,1.0626763263988838E-4,1.0759594280584246E-2]
[2004,1,11,22,5.7529875423123506E-3,1.6723899162373944E-3,2.551845520843107E-3,5.4252202783465261E-3,1.5627816280617882E-5,2.6501993358583322E-4,1.5683091007605829E-2,null,4.8107147204568641E-3,1.3536333590191013E-3,2.5782822541993663E-3,2.0555317247540599E-3,2.2665515200667233E-6,1.0626763263988838E-4,1.0906696242589347E-2]
[2004,1,11,23,5.472641346364251E-3,1.6640086346567057E-3,2.5329979177081585E-3,6.0795200979570727E-3,1.5627816280617882E-5,2.6501993358583322E-4,1.6029815746552635E-2,null,4.5762859889930162E-3,1.3468495448925024E-3,2.5592393927486561E-3,2.3034357669324615E-3,2.2665515200667233E-6,1.0626763263988838E-4,1.0894344877726591E-2]
[2004,1,11,24,4.6984306671347953E-3,1.8187150728075539E-3,2.522084547796578E-3,7.0905066244402069E-3,1.5627816280617882E-5,2.6501993358583322E-4,1.6410384662045582E-2,null,3.9288820646996171E-3,1.4720690248132885E-3,2.5482129619766067E-3,2.6864828639838554E-3,2.2665515200667233E-6,1.0626763263988838E-4,1.0744181099633323E-2]
[2004,1,12,1,3.9498748256550434E-3,1.8710934749822529E-3,2.5149267790161101E-3,7.2354074187138944E-3,1.5627816280617882E-5,2.6501993358583322E-4,1.5851950248233753E-2,null,3.3029310124497806E-3,1.5144641336257761E-3,2.5409810397949515E-3,2.7413835250243695E-3,2.2665515200667233E-6,1.0626763263988838E-4,1.0208293895054833E-2]
[2004,1,12,2,3.7118482434382355E-3,1.9483690552491407E-3,2.4953354910600294E-3,6.9725382876847956E-3,1.5627816280617882E-5,2.6501993358583322E-4,1.5408738827298655E-2,null,3.1038904314458137E-3,1.5770110326899351E-3,2.5211867890609242E-3,2.6417864929102145E-3,2.2665515200667233E-6,1.0626763263988838E-4,9.9524089302668421E-3]
[2004,1,12,3,3.3734530142995331E-3,2.0043158053417434E-3,2.5010929529597978E-3,7.3702485277535625E-3,1.5627816280617882E-5,2.6501993358583322E-4,1.5529758050221089E-2,null,2.8209204270477854E-3,1.6222943643572506E-3,2.5270038973945422E-3,2.7924727275288868E-3,2.2665515200667233E-6,1.0626763263988838E-4,9.8712256004884202E-3]
[2004,1,12,4,3.5082161750831509E-3,1.9452649649872075E-3,2.4990041033508418E-3,6.523331159842851E-3,1.5627816280617882E-5,2.6501993358583322E-4,1.4756464153130503E-2,null,2.9336109407311272E-3,1.5744985802485735E-3,2.5248934076197993E-3,2.4715888871189549E-3,2.2665515200667233E-6,1.0626763263988838E-4,9.6131259998784094E-3]
[2004,1,12,5,3.5994706248325507E-3,1.9788193703889228E-3,2.594421215481237E-3,7.3819142558103025E-3,1.5627816280617882E-5,2.6501993358583322E-4,1.5835273216379463E-2,null,3.009918967037087E-3,1.6016575352583004E-3,2.6212990265898177E-3,2.7968926907529961E-3,2.2665515200667233E-6,1.0626763263988838E-4,1.0138302403798156E-2]
[2004,1,12,6,3.8174458706205375E-3,1.9665716633387297E-3,2.6890326659922757E-3,6.999760255570895E-3,1.5627816280617882E-5,2.6501993358583322E-4,1.5753458205388888E-2,null,3.1921923886106701E-3,1.5917442341353573E-3,2.7168906374080461E-3,2.6521004738601578E-3,2.2665515200667233E-6,1.0626763263988838E-4,1.0261461918174185E-2]
[2004,1,12,7,4.3260076894492717E-3,1.9065669037822708E-3,3.0923694987624989E-3,7.2423657373558549E-3,1.5627816280617882E-5,2.6501993358583322E-4,1.6847957579216345E-2,null,3.6174576634105432E-3,1.543176347276601E-3,3.1244059787179168E-3,2.7440199239143065E-3,2.2665515200667233E-6,1.0626763263988838E-4,1.1137594097479324E-2]
[2004,1,12,8,4.5155552257797804E-3,2.0041419204153864E-3,3.8359234676931713E-3,7.0566471011445798E-3,1.5627816280617882E-5,2.6501993358583322E-4,1.7692915464899366E-2,null,3.775959505548202E-3,1.6221536217979574E-3,3.8756630542246149E-3,2.673654016352175E-3,2.2665515200667233E-6,1.0626763263988838E-4,1.2055964382082902E-2]
[2004,1,12,9,5.028157437966127E-3,2.0545504193530554E-3,4.1023170461070161E-3,7.9314112938763115E-3,5.2040631344716196E-6,8.8251643192443688E-5,1.9209891903629425E-2,null,4.2046034040038619E-3,1.6629542897986498E-3,4.1448164297902953E-3,3.0050885863023868E-3,7.5476170158134809E-7,3.5387123797628309E-5,1.3053604595394402E-2]
[2004,1,12,10,4.7881645600814206E-3,2.1729351755796398E-3,4.1670190921652469E-3,8.1614841614048462E-3,0,0,1.9289602989231151E-2,null,4.0039185838207274E-3,1.7587749795025104E-3,4.2101887792525819E-3,3.0922596234117181E-3,0,0,1.3065141965987539E-2]
[2004,1,12,11,4.7817379193822902E-3,2.1145503545625262E-3,4.1586831622868713E-3,7.6424471941632394E-3,0,0,1.8697418630394928E-2,null,3.9985445525392406E-3,1.7115182718281823E-3,4.2017664904023672E-3,2.8956045757367837E-3,0,0,1.2807433890506575E-2]
[2004,1,12,12,4.5558177819325849E-3,2.1172521484105322E-3,4.1085251398106076E-3,8.1316119375216458E-3,0,0,1.8913207007675369E-2,null,3.8096275206695534E-3,1.7137051053209851E-3,4.1510888384050171E-3,3.0809415016156408E-3,0,0,1.2755362966011197E-2]
[2004,1,12,13,4.0308878326517977E-3,2.1169398306579656E-3,4.0220268190543917E-3,7.4339413291735768E-3,0,0,1.7603795811537731E-2,null,3.3706750258760835E-3,1.7134523151526259E-3,4.0636944081378929E-3,2.8166049410133505E-3,0,0,1.1964426690179953E-2]
[2004,1,12,14,3.9615426008662614E-3,2.1695159674071781E-3,4.0889852682812113E-3,8.0420620443241633E-3,0,0,1.8262105880878815E-2,null,3.3126877410278904E-3,1.7560074704433264E-3,4.1313465367640726E-3,3.0470124375460315E-3,0,0,1.2247054185781321E-2]
[2004,1,12,15,3.9058781620963413E-3,2.1480985614019143E-3,3.9960774938251351E-3,7.3527356532112455E-3,0,0,1.7402789870534636E-2,null,3.2661404935278916E-3,1.7386722097180007E-3,4.0374762518268735E-3,2.7858373712914544E-3,0,0,1.1828126326364222E-2]
[2004,1,12,16,4.4986192061497107E-3,2.1064952236830442E-3,3.8846760184843678E-3,7.8854175402453264E-3,0,0,1.8375207988562448E-2,null,3.7617974100558876E-3,1.7049984442665195E-3,3.9249206740629688E-3,2.9876622672077775E-3,0,0,1.2379378795593152E-2]
[2004,1,12,17,5.0317354153793046E-3,2.2212927999415606E-3,3.6583496659102362E-3,7.1597009552315568E-3,1.2971090643171483E-6,2.1996659795985365E-5,1.8094372605322963E-2,null,4.2075953500987275E-3,1.7979156684433297E-3,3.696249614732246E-3,2.7126995215235369E-3,1.8812382156466709E-7,8.8202156376562046E-6,1.2423468494257061E-2]
[2004,1,12,18,5.1592806092434886E-3,2.1781388283112616E-3,3.4773359919647493E-3,6.4424854235336677E-3,1.5627816280617882E-5,2.6501993358583322E-4,1.7537888602919618E-2,null,4.3142501163628893E-3,1.7629868190130724E-3,3.5133606665223699E-3,2.4409576929427662E-3,2.2665515200667233E-6,1.0626763263988838E-4,1.2140089479001054E-2]
[2004,1,12,19,5.7181405275514435E-3,2.0197937216277924E-3,3.4015543237907596E-3,6.7683162432804912E-3,1.5627816280617882E-5,2.6501993358583322E-4,1.8188452566116935E-2,null,4.7815752436821774E-3,1.6348221986915057E-3,3.4367939117361836E-3,2.5644099312906519E-3,2.2665515200667233E-6,1.0626763263988838E-4,1.2526135469560475E-2]
[2004,1,12,20,5.5421242299006947E-3,2.1061143755398428E-3,3.3897316171424678E-3,8.18265048319778E-3,1.5627816280617882E-5,2.6501993358583322E-4,1.9501268455647234E-2,null,4.6343883798273628E-3,1.7046901855606086E-3,3.4248487236364649E-3,3.1002792140844473E-3,2.2665515200667233E-6,1.0626763263988838E-4,1.2972740687268839E-2]
[2004,1,12,21,5.4917233699767684E-3,2.0722846977366846E-3,3.3453968250458559E-3,8.1085952367831223E-3,1.5627816280617882E-5,2.6501993358583322E-4,1.9298647879408881E-2,null,4.5922425978355838E-3,1.6773084249110048E-3,3.3800546298041129E-3,3.0722208310917103E-3,2.2665515200667233E-6,1.0626763263988838E-4,1.2830360667802366E-2]
[2004,1,12,22,5.1556934558572211E-3,1.9990676883215185E-3,3.1083369277442826E-3,7.9458776046625115E-3,1.5627816280617882E-5,2.6501993358583322E-4,1.8489623426451982E-2,null,4.3112504972131985E-3,1.6180465354259477E-3,3.1405388278471697E-3,3.0105696468373608E-3,2.2665515200667233E-6,1.0626763263988838E-4,1.2188939691483632E-2]
[2004,1,12,23,4.8881093629912905E-3,1.936097408622489E-3,2.9443461147012685E-3,7.9876411770988687E-3,1.5627816280617882E-5,2.6501993358583322E-4,1.8036841813280365E-2,null,4.0874935839498635E-3,1.5670783548600528E-3,2.9748490948021868E-3,3.0263932159603755E-3,2.2665515200667233E-6,1.0626763263988838E-4,1.1764348433732433E-2]
[2004,1,12,24,4.4765871085290301E-3,1.9482351632281419E-3,2.7570480366452938E-3,7.4621516241504615E-3,1.5627816280617882E-5,2.6501993358583322E-4,1.6924669682419378E-2,null,3.7433739152078959E-3,1.5769026604112153E-3,2.7856106370064268E-3,2.8272933837519979E-3,2.2665515200667233E-6,1.0626763263988838E-4,1.104171478053749E-2]
[2004,1,13,1,3.7202690921954405E-3,1.8007554334152206E-3,2.6497265905570996E-3,8.3762920647061229E-3,1.5627816280617882E-5,2.6501993358583322E-4,1.6827690930740331E-2,null,3.1109320425699609E-3,1.4575324823710145E-3,2.6771773569806111E-3,3.1736470025981438E-3,2.2665515200667233E-6,1.0626763263988838E-4,1.0527823068679686E-2]
[2004,1,13,2,3.4535315257674154E-3,1.7900317789785187E-3,2.6091700131690926E-3,8.1377994053503135E-3,1.5627816280617882E-5,2.6501993358583322E-4,1.6271180473131787E-2,null,2.8878830045047103E-3,1.4488527503090257E-3,2.6362006195893859E-3,3.0832858371016088E-3,2.2665515200667233E-6,1.0626763263988838E-4,1.0164756395664686E-2]
[2004,1,13,3,3.0535066980376482E-3,1.8294017511052178E-3,2.5927225098780495E-3,7.8428059576991574E-3,1.5627816280617882E-5,2.6501993358583322E-4,1.5599084666586525E-2,null,2.5533776169727363E-3,1.4807188283670967E-3,2.6195827226536922E-3,2.9715174002214136E-3,2.2665515200667233E-6,1.0626763263988838E-4,9.7337307523748928E-3]
[2004,1,13,4,3.0244349419704291E-3,1.7187510218067709E-3,2.564445174548255E-3,7.1641236485246122E-3,1.5627816280617882E-5,2.6501993358583322E-4,1.475240253671652E-2,null,2.5290674783128688E-3,1.3911580645022011E-3,2.5910124384098537E-3,2.7143752113400438E-3,2.2665515200667233E-6,1.0626763263988838E-4,9.3341473767249231E-3]
[2004,1,13,5,3.1802945741189245E-3,1.8654506334827498E-3,2.5741474121979586E-3,6.4172410426124446E-3,1.5627816280617882E-5,2.6501993358583322E-4,1.4317781412278529E-2,null,2.6593991053478869E-3,1.5098968144741695E-3,2.6008151897731068E-3,2.4313929889873418E-3,2.2665515200667233E-6,1.0626763263988838E-4,9.310038282742461E-3]
[2004,1,13,6,3.5219015199561676E-3,1.7212237721674251E-3,2.6444598150468682E-3,6.7058172897131972E-3,1.5627816280617882E-5,2.6501993358583322E-4,1.487405014675011E-2,null,2.9450547843951251E-3,1.3931595100647519E-3,2.671856018473257E-3,2.5407300482204187E-3,2.2665515200667233E-6,1.0626763263988838E-4,9.6593345453135082E-3]
[2004,1,13,7,4.0333316474002673E-3,1.722425040963626E-3,2.991727899658402E-3,6.4569020667233417E-3,1.5627816280617882E-5,2.6501993358583322E-4,1.5485034404612089E-2,null,3.3727185720332873E-3,1.3941318177185464E-3,3.0227217478799116E-3,2.4464199351966177E-3,2.2665515200667233E-6,1.0626763263988838E-4,1.0344526256988318E-2]
[2004,1,13,8,3.8915174949495698E-3,1.9044692988673055E-3,3.7359704184804728E-3,6.8856844866836851E-3,1.5627816280617882E-5,2.6501993358583322E-4,1.6698289448847482E-2,null,3.2541319375679759E-3,1.5414785446533181E-3,3.7746745065506664E-3,2.6088789363109327E-3,2.2665515200667233E-6,1.0626763263988838E-4,1.128769810924285E-2]
[2004,1,13,9,4.3482740029043314E-3,2.0554554874122354E-3,4.0347210104991083E-3,8.779317390070521E-3,5.2040631344716196E-6,8.8251643192443688E-5,1.9311223597213111E-2,null,3.6360770122481224E-3,1.6636868524057271E-3,4.076520109484622E-3,3.326347040506712E-3,7.5476170158134809E-7,3.5387123797628309E-5,1.2738772900144392E-2]
[2004,1,13,10,4.3846428542877961E-3,2.0673676789240369E-3,4.0299872623001595E-3,8.214353537914991E-3,0,0,1.8696351333426984E-2,null,3.6664890664077632E-3,1.6733285870591365E-3,4.0717373203708182E-3,3.1122910092557764E-3,0,0,1.2523845983093494E-2]
[2004,1,13,11,3.9362588693440852E-3,2.0850049600294241E-3,4.0367933212071662E-3,7.952712065223853E-3,0,0,1.801076921580453E-2,null,3.2915451923039062E-3,1.6876042125187562E-3,4.0786138890179565E-3,3.0131591178237261E-3,0,0,1.2070922411664345E-2]
[2004,1,13,12,3.7118462887120382E-3,2.1552722242807127E-3,3.9729664285111394E-3,8.6943342583126072E-3,0,0,1.85344191998165E-2,null,3.10388879688116E-3,1.7444785765734917E-3,4.0141257593742461E-3,3.2941482514373425E-3,0,0,1.215664138426624E-2]
[2004,1,13,13,3.4739898427153851E-3,2.0271741026099597E-3,3.8748112674382366E-3,7.6166660882038472E-3,0,0,1.6992641300967427E-2,null,2.904990485752238E-3,1.6407958832986267E-3,3.9149537256890988E-3,2.8858365149982568E-3,0,0,1.1346576609738221E-2]
[2004,1,13,14,3.5157417380504491E-3,2.093365220179126E-3,3.9287290004055642E-3,8.456457489255052E-3,0,0,1.7994293447890192E-2,null,2.939903903523109E-3,1.694371011887037E-3,3.9694300382091411E-3,3.2040204372117379E-3,0,0,1.1807725390831025E-2]
[2004,1,13,15,3.6961310275539054E-3,2.0743999763973872E-3,3.8747893290543229E-3,7.0651082358195632E-3,0,0,1.6710428568825177E-2,null,3.0907475137420576E-3,1.6790205326742413E-3,3.9149315600268478E-3,2.6768598089024352E-3,0,0,1.1361559415345581E-2]
[2004,1,13,16,3.8641381291511694E-3,2.1138677518926924E-3,3.7563746787521992E-3,6.6633599555615819E-3,0,0,1.6397740515357643E-2,null,3.2312369952246455E-3,1.7109657728350521E-3,3.7952901518704804E-3,2.5246436235556993E-3,0,0,1.1262136543485877E-2]
[2004,1,13,17,4.392974159010782E-3,2.2375863626022878E-3,3.5861280015148378E-3,6.5215903364712856E-3,1.2971090643171483E-6,2.1996659795985365E-5,1.6761572628459495E-2,null,3.6734557997748531E-3,1.8111036874218522E-3,3.6232797448249657E-3,2.4709293161736556E-3,1.8812382156466709E-7,8.8202156376562046E-6,1.1587776887654546E-2]
[2004,1,13,18,4.7760566536521904E-3,2.1627110338737362E-3,3.4096723850565933E-3,5.9902447706988143E-3,1.5627816280617882E-5,2.6501993358583322E-4,1.6619332593147781E-2,null,3.9937938124276718E-3,1.7504995533318081E-3,3.4449960748880056E-3,2.2696107316339722E-3,2.2665515200667233E-6,1.0626763263988838E-4,1.1567434356441413E-2]
[2004,1,13,19,4.913972753790072E-3,2.132052690819231E-3,3.3756131853610784E-3,6.2142443998541626E-3,1.5627816280617882E-5,2.6501993358583322E-4,1.6916530779690991E-2,null,4.1091208504651349E-3,1.7256846728497502E-3,3.4105840270387436E-3,2.3544807130243487E-3,2.2665515200667233E-6,1.0626763263988838E-4,1.1708404447537932E-2]
[2004,1,13,20,5.4656311248474192E-3,1.9522034633005273E-3,3.3326892834236004E-3,7.7826958532834336E-3,1.5627816280617882E-5,2.6501993358583322E-4,1.881386747472143E-2,null,4.5704239606822209E-3,1.5801146047696602E-3,3.3672154399740262E-3,2.9487426150024702E-3,2.2665515200667233E-6,1.0626763263988838E-4,1.2575030804588333E-2]
[2004,1,13,21,5.2812607049081018E-3,2.0006892537292554E-3,3.2116216768629238E-3,8.0122876712278007E-3,1.5627816280617882E-5,2.6501993358583322E-4,1.8786507056594529E-2,null,4.4162512831480739E-3,1.619359031398587E-3,3.2448935913338105E-3,3.0357313898937339E-3,2.2665515200667233E-6,1.0626763263988838E-4,1.2424769479934159E-2]
[2004,1,13,22,5.0200000401749937E-3,1.9009261029423019E-3,3.0031994603985594E-3,8.0290041891539314E-3,1.5627816280617882E-5,2.6501993358583322E-4,1.8233777542536234E-2,null,4.1977820936245497E-3,1.5386106798359936E-3,3.0343121522530361E-3,3.0420650189745156E-3,2.2665515200667233E-6,1.0626763263988838E-4,1.1921304128848051E-2]
[2004,1,13,23,4.7153310632921906E-3,1.7885519653008594E-3,2.8742418751784874E-3,8.3806406979129635E-3,1.5627816280617882E-5,2.6501993358583322E-4,1.8039413351550952E-2,null,3.9430143714320699E-3,1.4476549882681499E-3,2.9040185859687171E-3,3.1752946321979333E-3,2.2665515200667233E-6,1.0626763263988838E-4,1.1578516762026826E-2]
[2004,1,13,24,4.3932512007194757E-3,1.8080684329545118E-3,2.7309249964872183E-3,8.1121574629599204E-3,1.5627816280617882E-5,2.6501993358583322E-4,1.7325049842987578E-2,null,3.6736874652558561E-3,1.46345162839956E-3,2.7592169661062186E-3,3.0735705032785493E-3,2.2665515200667233E-6,1.0626763263988838E-4,1.1078460747200137E-2]
[2004,1,14,1,3.6741899142400027E-3,1.8007554334152206E-3,2.6616958491335278E-3,8.3712164711210926E-3,1.5627816280617882E-5,2.6501993358583322E-4,1.6788505417776295E-2,null,3.0724001010236949E-3,1.4575324823710145E-3,2.6892706152642598E-3,3.171723938998749E-3,2.2665515200667233E-6,1.0626763263988838E-4,1.0499461321817675E-2]
[2004,1,14,2,3.4103928961807597E-3,1.7900317789785187E-3,2.6239434187717149E-3,8.2804849965142143E-3,1.5627816280617882E-5,2.6501993358583322E-4,1.6385500840311658E-2,null,2.8518099835140465E-3,1.4488527503090257E-3,2.6511270754379932E-3,3.1373471920798208E-3,2.2665515200667233E-6,1.0626763263988838E-4,1.0197671185500841E-2]
[2004,1,14,3,3.0150076589050678E-3,1.8294017511052178E-3,2.6011453005785777E-3,8.5773079009245808E-3,1.5627816280617882E-5,2.6501993358583322E-4,1.6303510361379892E-2,null,2.5211842751800806E-3,1.4807188283670967E-3,2.6280927721910297E-3,3.2498087817196615E-3,2.2665515200667233E-6,1.0626763263988838E-4,9.9883388416178234E-3]
[2004,1,14,4,2.9868135369043518E-3,1.7187510218067709E-3,2.5676062921759324E-3,7.9081264964140016E-3,1.5627816280617882E-5,2.6501993358583322E-4,1.546194509716751E-2,null,2.4976080242771134E-3,1.3911580645022011E-3,2.5942063047376964E-3,2.9962663380926169E-3,2.2665515200667233E-6,1.0626763263988838E-4,9.587772915769583E-3]
[2004,1,14,5,3.1395690755564457E-3,1.8654506334827498E-3,2.5833639305277976E-3,6.560864200023879E-3,1.5627816280617882E-5,2.6501993358583322E-4,1.4429895589457325E-2,null,2.6253439724292929E-3,1.5098968144741695E-3,2.6101271898378584E-3,2.4858095732589259E-3,2.2665515200667233E-6,1.0626763263988838E-4,9.3397117341602019E-3]
[2004,1,14,6,3.4744071919395234E-3,1.7212237721674251E-3,2.6552223485419297E-3,6.7161707881034823E-3,1.5627816280617882E-5,2.6501993358583322E-4,1.4847671850618813E-2,null,2.9053394780004164E-3,1.3931595100647519E-3,2.6827300501863424E-3,2.5446528279992166E-3,2.2665515200667233E-6,1.0626763263988838E-4,9.6344160504106824E-3]
[2004,1,14,7,3.9749267182902798E-3,1.722425040963626E-3,2.9758235510803847E-3,6.6879804624632002E-3,1.5627816280617882E-5,2.6501993358583322E-4,1.5641803522663943E-2,null,3.323879694815117E-3,1.3941318177185464E-3,3.0066526326578604E-3,2.5339719513321388E-3,2.2665515200667233E-6,1.0626763263988838E-4,1.0367170280683617E-2]
[2004,1,14,8,3.8387554794983253E-3,1.9044692988673055E-3,3.7334973842464095E-3,6.8523842855819396E-3,1.5627816280617882E-5,2.6501993358583322E-4,1.6609754198060427E-2,null,3.2100117300157354E-3,1.5414785446533181E-3,3.7721758520562489E-3,2.5962620071737826E-3,2.2665515200667233E-6,1.0626763263988838E-4,1.1228462318059041E-2]
[2004,1,14,9,4.2916600917066328E-3,2.0554554874122354E-3,4.0269971542232358E-3,8.0288388477944943E-3,5.2040631344716196E-6,8.8251643192443688E-5,{"$f":"SUM(E323:J323)","v":1.8496407287463514E-2},null,3.5887358049226611E-3,1.6636868524057271E-3,4.0687162352267912E-3,3.0420023737007204E-3,7.5476170158134809E-7,3.5387123797628309E-5,{"$f":"SUM(M323:R323)","v":1.2399283151755107E-2}]
[2004,1,14,10,4.3328907456915569E-3,2.0673676789240369E-3,4.0234138431014827E-3,7.7085591347505833E-3,0,0,1.8132231402467659E-2,null,{"$f":"E324*V$5","v":3.6232133546480012E-3},{"$f":"F324*W$5","v":1.6733285870591365E-3},{"$f":"G324*X$5","v":4.065095801544176E-3},{"$f":"H324*Y$5","v":2.920653363489188E-3},{"$f":"I324*Z$5","v":0},{"$f":"J324*AA$5","v":0},1.2282291106740503E-2]
[2004,1,14,11,3.8895724612320812E-3,2.0850049600294241E-3,4.0375763632696168E-3,6.9107369171626173E-3,0,0,1.6922890701693741E-2,null,3.2525054778776517E-3,1.6876042125187562E-3,4.0794050432776553E-3,2.6183709132242346E-3,0,0,1.1637885646898298E-2]
[2004,1,14,12,3.6676673028875543E-3,2.1552722242807127E-3,3.9663106726957617E-3,7.5410325113292849E-3,0,0,1.7330282711193312E-2,null,3.0669458179719312E-3,1.7444785765734917E-3,4.0074010509360165E-3,2.8571801271013823E-3,0,0,1.1676005572582821E-2]
[2004,1,14,13,3.4344032180228345E-3,2.0271741026099597E-3,3.8532485963205252E-3,7.1671647660793893E-3,0,0,1.6481990683032709E-2,null,2.8718876923356008E-3,1.6407958832986267E-3,3.8931676685622688E-3,2.7155274435613787E-3,0,0,1.1121378687757876E-2]
[2004,1,14,14,3.4798442032425566E-3,2.093365220179126E-3,3.9244183708388404E-3,8.2927891919584561E-3,0,0,1.7790416986218978E-2,null,2.9098859697350883E-3,1.694371011887037E-3,3.9650747511725502E-3,3.1420090606834165E-3,0,0,1.1711340793478091E-2]
[2004,1,14,15,3.6540776401940483E-3,2.0743999763973872E-3,3.879123798867434E-3,7.7513806311120771E-3,0,0,1.7358982046570947E-2,null,3.0555819848530757E-3,1.6790205326742413E-3,3.9193109342911701E-3,2.936877763560795E-3,0,0,1.1590791215379283E-2]
[2004,1,14,16,3.8190130923006116E-3,2.1138677518926924E-3,3.7607170451526835E-3,8.2017627507833344E-3,0,0,1.7895360640129324E-2,null,3.1935029175056309E-3,1.7109657728350521E-3,3.799677504529626E-3,3.1075205555117984E-3,0,0,1.1811666750382107E-2]
[2004,1,14,17,4.3427323425922083E-3,2.2375863626022878E-3,3.5855189194267424E-3,6.9412303371143014E-3,0,0,1.7107067961735542E-2,null,3.6314430118017061E-3,1.8111036874218522E-3,3.6226643527386263E-3,2.6299243965651983E-3,0,0,1.1695135448527383E-2]
[2004,1,14,18,4.7263801105676779E-3,2.1627110338737362E-3,3.407051134898924E-3,6.2412460530140747E-3,1.5627816280617882E-5,2.6501993358583322E-4,1.681803608222086E-2,null,3.9522537125542727E-3,1.7504995533318081E-3,3.4423476689754476E-3,2.3647112201454199E-3,2.2665515200667233E-6,1.0626763263988838E-4,1.1618346339166903E-2]
[2004,1,14,19,4.8601044200618938E-3,2.132052690819231E-3,3.3738233108328913E-3,6.1430367559140693E-3,1.5627816280617882E-5,2.6501993358583322E-4,1.6789664927494532E-2,null,4.0640755267743302E-3,1.7256846728497502E-3,3.4087756096813546E-3,2.3275012423938099E-3,2.2665515200667233E-6,1.0626763263988838E-4,1.16345712358592E-2]
[2004,1,14,20,5.4045808655030676E-3,1.9522034633005273E-3,3.3322206763001009E-3,6.7160750235119287E-3,1.5627816280617882E-5,2.6501993358583322E-4,1.7685727778482076E-2,null,4.5193730277268661E-3,1.5801146047696602E-3,3.3667419781516542E-3,2.5446165442824368E-3,2.2665515200667233E-6,1.0626763263988838E-4,1.2119380339090572E-2]
[2004,1,14,21,5.2165211464529158E-3,2.0006892537292554E-3,3.2502590928984052E-3,7.1738301943151559E-3,1.5627816280617882E-5,2.6501993358583322E-4,1.7921947437262182E-2,null,4.3621153156067531E-3,1.619359031398587E-3,3.2839312851513764E-3,2.7180528708241895E-3,2.2665515200667233E-6,1.0626763263988838E-4,1.2091992687140861E-2]
[2004,1,14,22,4.9648534042531639E-3,1.9009261029423019E-3,2.9998615213042848E-3,7.9613939559506752E-3,1.5627816280617882E-5,2.6501993358583322E-4,1.8107682734316875E-2,null,4.1516678388548982E-3,1.5386106798359936E-3,3.030939632614965E-3,3.0164485514142954E-3,2.2665515200667233E-6,1.0626763263988838E-4,1.1846200886880109E-2]
[2004,1,14,23,4.6642870597662011E-3,1.7885519653008594E-3,2.8603486952866208E-3,8.4961595051871105E-3,1.5627816280617882E-5,2.6501993358583322E-4,1.8089994975407239E-2,null,3.9003307853218115E-3,1.4476549882681499E-3,2.8899814748360006E-3,3.2190629145855618E-3,2.2665515200667233E-6,1.0626763263988838E-4,1.1565564347171479E-2]
[2004,1,14,24,4.3448061489588258E-3,1.8080684329545118E-3,2.7106523967944983E-3,7.7888066532732442E-3,1.5627816280617882E-5,2.6501993358583322E-4,1.6932981381847529E-2,null,3.6331771526705832E-3,1.46345162839956E-3,2.7387343453490818E-3,2.9510579022347357E-3,2.2665515200667233E-6,1.0626763263988838E-4,1.0894955212813917E-2]
[2004,1,15,1,4.1392128887012096E-3,1.8007554334152206E-3,2.6539652426013703E-3,8.4354991956785159E-3,1.5627816280617882E-5,2.6501993358583322E-4,1.7310080510262765E-2,null,3.4612576906043581E-3,1.4575324823710145E-3,2.6814599208185106E-3,3.1960796652000974E-3,2.2665515200667233E-6,1.0626763263988838E-4,1.0904863943153936E-2]
[2004,1,15,2,3.7479622862904198E-3,1.7900317789785187E-3,2.6274703101744996E-3,8.2011311638372168E-3,1.5627816280617882E-5,2.6501993358583322E-4,1.6647243289147101E-2,null,3.1340894117645479E-3,1.4488527503090257E-3,2.654690504901891E-3,3.1072812570247178E-3,2.2665515200667233E-6,1.0626763263988838E-4,1.0453448108160138E-2]
[2004,1,15,3,3.7374339121949707E-3,1.8294017511052178E-3,2.6056803726343253E-3,8.2678838084716925E-3,1.5627816280617882E-5,2.6501993358583322E-4,1.6721047594272655E-2,null,3.1252854635774644E-3,1.4807188283670967E-3,2.63267482690686E-3,3.1325727975922133E-3,2.2665515200667233E-6,1.0626763263988838E-4,1.0479786100603589E-2]
[2004,1,15,4,3.8840023979125182E-3,1.7187510218067709E-3,2.5873313378140649E-3,7.7350996474976862E-3,1.5627816280617882E-5,2.6501993358583322E-4,1.6205832154897487E-2,null,3.2478477265079123E-3,1.3911580645022011E-3,2.6141356988631163E-3,2.9307091516680849E-3,2.2665515200667233E-6,1.0626763263988838E-4,1.0292384825701269E-2]
[2004,1,15,5,3.9723930742939211E-3,1.8654506334827498E-3,2.5963207469334327E-3,6.8242456535682191E-3,1.5627816280617882E-5,2.6501993358583322E-4,1.5539057858144776E-2,null,3.3217610324018862E-3,1.5098968144741695E-3,2.623218236900351E-3,2.5856007164191497E-3,2.2665515200667233E-6,1.0626763263988838E-4,1.0149010984355512E-2]
[2004,1,15,6,4.227004626979565E-3,1.7212237721674251E-3,2.6664762069886147E-3,6.8653389641286401E-3,1.5627816280617882E-5,2.6501993358583322E-4,1.5760691320130697E-2,null,3.5346701575293994E-3,1.3931595100647519E-3,2.6941004969031849E-3,2.601170333724691E-3,2.2665515200667233E-6,1.0626763263988838E-4,1.0331634682381984E-2]
[2004,1,15,7,4.8470974848320745E-3,1.722425040963626E-3,3.0501805182439638E-3,6.7794570614176592E-3,1.5627816280617882E-5,2.6501993358583322E-4,1.6679807855323771E-2,null,4.0531989771002853E-3,1.3941318177185464E-3,3.0817799267468071E-3,2.568631014296639E-3,2.2665515200667233E-6,1.0626763263988838E-4,1.1206275920022232E-2]
[2004,1,15,8,4.7099752851731142E-3,1.9044692988673055E-3,3.8142564005624181E-3,7.3782892931740706E-3,1.5627816280617882E-5,2.6501993358583322E-4,1.8087638027643356E-2,null,3.9385358078253448E-3,1.5414785446533181E-3,3.8537715195578492E-3,2.795519248695802E-3,2.2665515200667233E-6,1.0626763263988838E-4,1.2237839304892268E-2]
[2004,1,15,9,4.8704740556871256E-3,2.0554554874122354E-3,4.140007684563342E-3,8.812996437014985E-3,5.2040631344716196E-6,8.8251643192443688E-5,1.9972389371004606E-2,null,4.0727467360166889E-3,1.6636868524057271E-3,4.1828975375562865E-3,3.3391075084512369E-3,7.5476170158134809E-7,3.5387123797628309E-5,1.3294580519929149E-2]
[2004,1,15,10,4.7899206664972502E-3,2.0673676789240369E-3,4.1451332721399014E-3,8.1373700493927066E-3,0,0,1.9139791666953895E-2,null,4.0053870603163197E-3,1.6733285870591365E-3,4.1880762254443453E-3,3.0831231607959856E-3,0,0,1.2949915033615788E-2]
[2004,1,15,11,4.4729313198993651E-3,2.0850049600294241E-3,4.1443807100190553E-3,7.7979448901667713E-3,0,0,1.8500261880114617E-2,null,3.7403169024738587E-3,1.6876042125187562E-3,4.1873158668938332E-3,2.9545202383020716E-3,0,0,1.2569757220188519E-2]
[2004,1,15,12,4.1584917285667038E-3,2.1552722242807127E-3,4.0700842164307013E-3,8.3483841182297597E-3,0,0,1.8732232287507877E-2,null,3.4773788794739912E-3,1.7444785765734917E-3,4.1122496728771976E-3,3.1630731150117056E-3,0,0,1.2497180243936387E-2]
[2004,1,15,13,4.015524319046713E-3,2.0271741026099597E-3,3.9562345790400315E-3,7.0128521217885653E-3,0,0,1.701178512248527E-2,null,3.3578278781090623E-3,1.6407958832986267E-3,3.9972205704751004E-3,2.6570607786894503E-3,0,0,1.165290511057224E-2]
[2004,1,15,14,3.9716723705787247E-3,2.093365220179126E-3,4.0400866903542061E-3,7.9170596037050744E-3,0,0,1.8022183884817133E-2,null,3.3211583716197652E-3,1.694371011887037E-3,4.0819413769708855E-3,2.99965095373868E-3,0,0,1.2097121714216367E-2]
[2004,1,15,15,3.7320649537680205E-3,2.0743999763973872E-3,3.9556261186367179E-3,7.4111657349497408E-3,0,0,1.7173256783751867E-2,null,3.1207958784448555E-3,1.6790205326742413E-3,3.9966058065141032E-3,2.8079756220041161E-3,0,0,1.1604397839637317E-2]
[2004,1,15,16,3.9812644768334581E-3,2.1138677518926924E-3,3.8322793307340314E-3,7.7725459599564577E-3,0,0,1.769995751941664E-2,null,3.3291794018098088E-3,1.7109657728350521E-3,3.8719811645581441E-3,2.9448969780207354E-3,0,0,1.1857023317223742E-2]
[2004,1,15,17,4.6843932900587915E-3,2.2375863626022878E-3,3.647044118617633E-3,6.5133816720707059E-3,0,0,1.7082405443349418E-2,null,3.9171438476359672E-3,1.8111036874218522E-3,3.6848269436808652E-3,2.4678191806901994E-3,0,0,1.1880893659428883E-2]
[2004,1,15,18,5.1955033740915552E-3,2.1627110338737362E-3,3.4647782972635297E-3,6.0420344485800064E-3,1.5627816280617882E-5,2.6501993358583322E-4,1.7145674903675277E-2,null,4.3445400112720302E-3,1.7504995533318081E-3,3.5006728760047408E-3,2.2892330364322629E-3,2.2665515200667233E-6,1.0626763263988838E-4,1.1993479661200799E-2]
[2004,1,15,19,5.2608479802227128E-3,2.132052690819231E-3,3.4089413822182956E-3,6.252553506353768E-3,1.5627816280617882E-5,2.6501993358583322E-4,1.7335043309480457E-2,null,4.3991819266778242E-3,1.7256846728497502E-3,3.4442574989709458E-3,2.3689954386422584E-3,2.2665515200667233E-6,1.0626763263988838E-4,1.2046653721300734E-2]
[2004,1,15,20,6.0234207454553605E-3,1.9522034633005273E-3,3.3913368269026531E-3,7.9409713643640561E-3,1.5627816280617882E-5,2.6501993358583322E-4,1.9588580149889047E-2,null,5.0368540926859695E-3,1.5801146047696602E-3,3.4264705631268061E-3,3.0087107485686593E-3,2.2665515200667233E-6,1.0626763263988838E-4,1.316068419331105E-2]
[2004,1,15,21,5.2882223572061227E-3,2.0006892537292554E-3,3.3130173840373671E-3,8.1895360054969127E-3,1.5627816280617882E-5,2.6501993358583322E-4,1.9072112750336108E-2,null,4.42207269731636E-3,1.619359031398587E-3,3.3473397426876314E-3,3.1028880315704132E-3,2.2665515200667233E-6,1.0626763263988838E-4,1.2600193687132945E-2]
[2004,1,15,22,5.5330538822587275E-3,1.9009261029423019E-3,2.9857941493603357E-3,8.2433265796191778E-3,1.5627816280617882E-5,2.6501993358583322E-4,1.8943748464046992E-2,null,4.6268036502238397E-3,1.5386106798359936E-3,3.016726524826872E-3,3.1232684448860453E-3,2.2665515200667233E-6,1.0626763263988838E-4,1.2413943483932705E-2]
[2004,1,15,23,5.3185313284294196E-3,1.7885519653008594E-3,2.9007453392207029E-3,7.8642202965478643E-3,1.5627816280617882E-5,2.6501993358583322E-4,1.8152696679365296E-2,null,4.4474174095990521E-3,1.4476549882681499E-3,2.930796621886925E-3,2.9796309607055542E-3,2.2665515200667233E-6,1.0626763263988838E-4,1.1914034164619636E-2]
[2004,1,15,24,4.9109459444079875E-3,1.8080684329545118E-3,2.7948918018467208E-3,7.9930228502834936E-3,1.5627816280617882E-5,2.6501993358583322E-4,1.778757677935916E-2,null,4.1065897974525371E-3,1.46345162839956E-3,2.8238464578874221E-3,3.0284322483674847E-3,2.2665515200667233E-6,1.0626763263988838E-4,1.1530854316266957E-2]
[2004,1,16,1,4.7269549884359314E-3,1.8535058010994707E-3,2.7445664395874692E-3,8.3346623400353051E-3,1.5627816280617882E-5,2.6501993358583322E-4,1.7940337319024627E-2,null,3.9527344320765961E-3,1.5002286602806333E-3,2.7729997324922604E-3,3.1578741463152058E-3,2.2665515200667233E-6,1.0626763263988838E-4,1.1492371155324652E-2]
[2004,1,16,2,4.3392104511053064E-3,1.7994804153092512E-3,2.6915720539584286E-3,7.8067472388693758E-3,1.5627816280617882E-5,2.6501993358583322E-4,1.6917657909108812E-2,null,3.6284979654070673E-3,1.4565004819835233E-3,2.719456333049174E-3,2.9578553115492848E-3,2.2665515200667233E-6,1.0626763263988838E-4,1.0870844276149004E-2]
[2004,1,16,3,4.3414827646244452E-3,1.8184665836449446E-3,2.6453706556534727E-3,8.3140251105857394E-3,1.5627816280617882E-5,2.6501993358583322E-4,1.739999286437505E-2,null,3.6303981002527652E-3,1.4718678975423113E-3,2.6727762952506837E-3,3.1500550205160334E-3,2.2665515200667233E-6,1.0626763263988838E-4,1.103363149772175E-2]
[2004,1,16,4,4.3655108862609895E-3,1.7884336493437776E-3,2.6275645399430141E-3,7.7378947539602592E-3,1.5627816280617882E-5,2.6501993358583322E-4,1.6800051579374489E-2,null,3.6504906934683229E-3,1.4475592232645134E-3,2.6547857108765449E-3,2.9317681741064575E-3,2.2665515200667233E-6,1.0626763263988838E-4,1.0793137985875794E-2]
[2004,1,16,5,4.6041636332479156E-3,1.8182382563106728E-3,2.6408734417716962E-3,6.7811409656241498E-3,1.5627816280617882E-5,2.6501993358583322E-4,1.6125064046820882E-2,null,3.8500548806951231E-3,1.4716830892667738E-3,2.6682324909137766E-3,2.5692690194540888E-3,2.2665515200667233E-6,1.0626763263988838E-4,1.0667773664489717E-2]
[2004,1,16,6,5.1417377445496038E-3,1.7729693748910964E-3,2.7557572790650395E-3,6.8492166319954273E-3,1.5627816280617882E-5,2.6501993358583322E-4,1.6800328780367614E-2,null,4.2995805700095984E-3,1.4350424306380236E-3,2.7843065073730063E-3,2.5950618324147791E-3,2.2665515200667233E-6,1.0626763263988838E-4,1.1222525524595362E-2]
[2004,1,16,7,5.4076082569161511E-3,1.7534527034629873E-3,3.0912849314866037E-3,6.5896864034715799E-3,1.5627816280617882E-5,2.6501993358583322E-4,1.7122680045203773E-2,null,4.5219045674405167E-3,1.4192456255714512E-3,3.1233101754892002E-3,2.4967298586159145E-3,2.2665515200667233E-6,1.0626763263988838E-4,1.1669724411277036E-2]
[2004,1,16,8,5.5223899683422943E-3,1.8586511640627712E-3,3.8827499593523081E-3,7.3351323198476018E-3,1.5627816280617882E-5,2.6501993358583322E-4,1.8879571161471424E-2,null,4.6178863620708315E-3,1.5043933200192276E-3,3.9229746612498232E-3,2.7791677416111977E-3,2.2665515200667233E-6,1.0626763263988838E-4,1.2932956269111034E-2]
[2004,1,16,9,5.6021256841321532E-3,1.9961333842516832E-3,4.1897877464117392E-3,8.7840095040301533E-3,5.2040631344716196E-6,8.8251643192443688E-5,2.0665512025152644E-2,null,4.6845622898171058E-3,1.6156715080260153E-3,4.2331933133108726E-3,3.3281248096304252E-3,7.5476170158134809E-7,3.5387123797628309E-5,1.3897693806283628E-2]
[2004,1,16,10,5.4251418097542928E-3,1.9981550971564814E-3,4.2417294742871812E-3,8.6419283892386223E-3,0,0,2.0306954770436578E-2,null,4.5365663271123369E-3,1.6173078836126675E-3,4.2856731496253601E-3,3.2742924813638527E-3,0,0,1.3713839841714218E-2]
[2004,1,16,11,5.238134945039487E-3,2.0655653012101906E-3,4.1423572256021474E-3,8.4204074763003338E-3,0,0,1.9866464948152158E-2,null,4.3801890239644837E-3,1.6718697415020526E-3,4.1852714194846345E-3,3.1903616470604921E-3,0,0,1.3427691832011663E-2]
[2004,1,16,12,5.1667205671105179E-3,2.0334517058621772E-3,4.0850375864436642E-3,8.4372727563209026E-3,0,0,1.9722482615737259E-2,null,4.3204714951799398E-3,1.6458769789775619E-3,4.1273579575401981E-3,3.1967516397889912E-3,0,0,1.329045807148669E-2]
[2004,1,16,13,4.8102556928988037E-3,2.0613113316058818E-3,4.0689944739527775E-3,7.0737510704903181E-3,0,0,1.8014312568947782E-2,null,4.0223914445829878E-3,1.668426576060347E-3,4.1111486408321428E-3,2.6801344447597935E-3,0,0,1.2482101106235271E-2]
[2004,1,16,14,4.4745281914668755E-3,2.0443065086866237E-3,4.0543486726292606E-3,7.906738100399581E-3,0,0,1.847992147318234E-2,null,3.7416522249476168E-3,1.6546628626199385E-3,4.0963511112236586E-3,2.9957402964007145E-3,0,0,1.2488406495191928E-2]
[2004,1,16,15,4.4438752427593022E-3,2.0642855410882002E-3,3.9878809087042803E-3,7.3359781233974866E-3,0,0,1.7832019815949271E-2,null,3.7160198747142178E-3,1.6708339029240695E-3,4.0291947513247774E-3,2.7794882034432524E-3,0,0,1.2195536732406316E-2]
[2004,1,16,16,4.5860805692375418E-3,2.0994488001220696E-3,3.8278803790206262E-3,7.8429197157634453E-3,0,0,1.8356329464143683E-2,null,3.8349336134255781E-3,1.6992950649879759E-3,3.8675366403707998E-3,2.9715605013856234E-3,0,0,1.2373325820169978E-2]
[2004,1,16,17,5.2112230881410388E-3,2.2658325662127722E-3,3.6086649336229469E-3,6.6885047906601672E-3,0,0,1.7774225378636925E-2,null,4.3576850179703813E-3,1.8339661808521044E-3,3.6460501561385921E-3,2.5341706111445986E-3,0,0,1.2371871966105678E-2]
[2004,1,16,18,5.5703785038019975E-3,2.0828932470469395E-3,3.4628611805630127E-3,6.5767079342242598E-3,1.5627816280617882E-5,2.6501993358583322E-4,1.7973488615502659E-2,null,4.6580149304453018E-3,1.6858949908175179E-3,3.4987358982653755E-3,2.4918125181379452E-3,2.2665515200667233E-6,1.0626763263988838E-4,1.2442992521826096E-2]
[2004,1,16,19,6.125983151088395E-3,1.957897892840062E-3,3.4111590900355831E-3,7.0307672116150417E-3,1.5627816280617882E-5,2.6501993358583322E-4,1.8806455095445533E-2,null,5.1226179624867365E-3,1.5847236793105066E-3,3.446498181905555E-3,2.6638485280527564E-3,2.2665515200667233E-6,1.0626763263988838E-4,1.2926222535915509E-2]
[2004,1,16,20,6.5369630803876564E-3,1.8088410458242065E-3,3.3527491491578982E-3,7.0141475515271955E-3,1.5627816280617882E-5,2.6501993358583322E-4,1.8993348576763405E-2,null,5.4662841326550103E-3,1.4640769817001701E-3,3.3874831228811303E-3,2.6575515969029656E-3,2.2665515200667233E-6,1.0626763263988838E-4,1.3083930018299231E-2]
[2004,1,16,21,6.0548987556026069E-3,2.0975234523271827E-3,3.2490123057347881E-3,6.8258148769603458E-3,1.5627816280617882E-5,2.6501993358583322E-4,1.8507897140491371E-2,null,5.0631763688376722E-3,1.6977366873766493E-3,3.2826715814614541E-3,2.5861952707967144E-3,2.2665515200667233E-6,1.0626763263988838E-4,1.2738314092632446E-2]
[2004,1,16,22,5.7300876180642387E-3,2.1097206068520663E-3,3.0822279332054841E-3,6.9466066944954639E-3,1.5627816280617882E-5,2.6501993358583322E-4,1.81492906024837E-2,null,4.7915655389459549E-3,1.7076090712565637E-3,3.1141593480767281E-3,2.6319614148969154E-3,2.2665515200667233E-6,1.0626763263988838E-4,1.2353829557336117E-2]
[2004,1,16,23,5.6810769479263652E-3,2.039837485402794E-3,2.9192529538430941E-3,6.9682685589422828E-3,1.5627816280617882E-5,2.6501993358583322E-4,1.7889083695980985E-2,null,4.7505822497318512E-3,1.6510456326064764E-3,2.9494959725955474E-3,2.6401687589867905E-3,2.2665515200667233E-6,1.0626763263988838E-4,1.209982679808062E-2]
[2004,1,16,24,5.7454593954089812E-3,1.6035519165104753E-3,2.6888544456498457E-3,7.083730276554694E-3,1.5627816280617882E-5,2.6501993358583322E-4,1.7402243783990447E-2,null,4.8044195969476544E-3,1.297915842491527E-3,2.7167105707298434E-3,2.6839154109880321E-3,2.2665515200667233E-6,1.0626763263988838E-4,1.1611495605317013E-2]
[2004,1,17,1,5.0650681103643382E-3,1.4751907442292463E-3,2.5609606694504674E-3,6.9112393402578874E-3,1.5627816280617882E-5,2.6501993358583322E-4,{"$f":"SUM(E387:J387)","v":1.6293106614168388E-2},null,4.2354685351625957E-3,1.1940202359014157E-3,2.5874918343666573E-3,2.6185612735337869E-3,2.2665515200667233E-6,1.0626763263988838E-4,{"$f":"SUM(M387:R387)","v":1.074407606312441E-2}]
[2004,1,17,2,4.4236476120449626E-3,1.5645205994591171E-3,2.5066371095697712E-3,6.4681695412568954E-3,1.5627816280617882E-5,2.6501993358583322E-4,1.5243622612197198E-2,null,{"$f":"E388*V$5","v":3.6991052959633093E-3},{"$f":"F388*W$5","v":1.2663238720459998E-3},{"$f":"G388*X$5","v":2.5326054906278481E-3},{"$f":"H388*Y$5","v":2.4506890063445705E-3},{"$f":"I388*Z$5","v":2.2665515200667233E-6},{"$f":"J388*AA$5","v":1.0626763263988838E-4},1.0057257849141684E-2]
[2004,1,17,3,4.4360013095685238E-3,1.5205692690073718E-3,2.4913458972683888E-3,6.4767531699709332E-3,1.5627816280617882E-5,2.6501993358583322E-4,1.5205317395681669E-2,null,3.7094356007122014E-3,1.2307496399275675E-3,2.517155863681455E-3,2.4539412099842338E-3,2.2665515200667233E-6,1.0626763263988838E-4,1.0019816498465414E-2]
[2004,1,17,4,4.1633786579336769E-3,1.5275742355775369E-3,2.4938877281086326E-3,6.2740610321410876E-3,1.5627816280617882E-5,2.6501993358583322E-4,1.4739549403627386E-2,null,3.4814653863316234E-3,1.2364194638939321E-3,2.5197240275044801E-3,2.3771443062105034E-3,2.2665515200667233E-6,1.0626763263988838E-4,9.7232873681004951E-3]
[2004,1,17,5,4.363382397263897E-3,1.5112286848505694E-3,2.53135492725215E-3,6.0918483649300033E-3,1.5627816280617882E-5,2.6501993358583322E-4,1.4778462124163071E-2,null,3.6487108263513974E-3,1.2231893657447268E-3,2.5575793811602014E-3,2.3081067558645128E-3,2.2665515200667233E-6,1.0626763263988838E-4,9.8461205132807927E-3]
[2004,1,17,6,4.5969042966771505E-3,1.4816640468577852E-3,2.6011425538179501E-3,6.3338628604305237E-3,1.5627816280617882E-5,2.6501993358583322E-4,1.5294221507649863E-2,null,3.8439845394950285E-3,1.1992597307679781E-3,2.6280899969743777E-3,2.3998022903918745E-3,2.2665515200667233E-6,1.0626763263988838E-4,1.0179670741789215E-2]
[2004,1,17,7,4.7648213814701183E-3,1.5209712517858425E-3,2.8498418089927921E-3,6.0500622053711673E-3,1.5627816280617882E-5,2.6501993358583322E-4,1.5466344397486374E-2,null,3.9843987478847525E-3,1.2310750050194077E-3,2.8793657387904585E-3,2.2922746288315068E-3,2.2665515200667233E-6,1.0626763263988838E-4,1.049564830468608E-2]
[2004,1,17,8,4.9601445335806004E-3,1.5552007744881727E-3,3.2887467801720081E-3,5.7451422783295252E-3,1.5627816280617882E-5,2.6501993358583322E-4,1.582988211643676E-2,null,4.1477302267369127E-3,1.2587804003601189E-3,3.3228176990397528E-3,2.1767452030411103E-3,2.2665515200667233E-6,1.0626763263988838E-4,1.1014607713337852E-2]
[2004,1,17,9,5.3424271936615125E-3,1.7818536563730142E-3,3.3630533650293578E-3,5.0088002768376647E-3,5.2040631344716196E-6,8.8251643192443688E-5,1.5589590198228464E-2,null,4.4673994084795639E-3,1.4422333731736593E-3,3.397894088869403E-3,1.8977566520367406E-3,7.5476170158134809E-7,3.5387123797628309E-5,1.1241425408058576E-2]
[2004,1,17,10,5.8181159835562152E-3,1.8226917619904408E-3,3.3613716075226096E-3,4.9606204967994564E-3,0,0,1.5962799849868724E-2,null,4.8651758762837958E-3,1.4752877593225931E-3,3.3961949086094307E-3,1.8795020814793967E-3,0,0,1.1616160625695216E-2]
[2004,1,17,11,5.934672440870847E-3,1.9233675367896826E-3,3.3309239772703883E-3,4.8415073779987773E-3,0,0,1.6030471332929695E-2,null,4.9626417339523193E-3,1.5567747892850504E-3,3.3654318455162585E-3,1.8343719702641121E-3,0,0,1.171922033901774E-2]
[2004,1,17,12,5.8957598605899435E-3,1.933617058049366E-3,3.2765122444691807E-3,4.8002334306237729E-3,0,0,1.5906122593732263E-2,null,4.9301025842685255E-3,1.5650707576811633E-3,3.3104564153988267E-3,1.8187339124743171E-3,0,0,1.1624363669822833E-2]
[2004,1,17,13,5.5564890291317538E-3,1.9194859131063109E-3,3.3117887579456593E-3,4.6612196312439246E-3,0,0,1.5448983331427649E-2,null,4.6464003910839501E-3,1.5536330008456703E-3,3.3460983882155743E-3,1.7660637423902808E-3,0,0,1.1312195522535476E-2]
[2004,1,17,14,5.3843154453900189E-3,1.8366190730686736E-3,3.2532074189357022E-3,4.7971731260513534E-3,0,0,1.5271315063445748E-2,null,4.5024268490436942E-3,1.4865605329107926E-3,3.2869101554001698E-3,1.817574410589919E-3,0,0,1.1093471947944574E-2]
[2004,1,17,15,5.5119507503801268E-3,1.8017288977030474E-3,3.2209585862968044E-3,4.4280240837774746E-3,0,0,1.4962662318157453E-2,null,4.6091569672735543E-3,1.4583204049248533E-3,3.2543272297362196E-3,1.6777095703390825E-3,0,0,1.0999514172273709E-2]
[2004,1,17,16,5.3052354265238251E-3,1.8683994355841497E-3,3.1644625286303251E-3,4.3470514303103058E-3,0,0,1.4685148821048606E-2,null,4.4362992226486099E-3,1.5122835765891797E-3,3.1972458814633893E-3,1.6470302892224067E-3,0,0,1.0792858969923587E-2]
[2004,1,17,17,5.7785610799863767E-3,1.9090311552512743E-3,3.1161685788563477E-3,3.935011034078984E-3,0,0,1.4738771848172981E-2,null,4.8320996084368489E-3,1.5451709138313669E-3,3.1484516136793803E-3,1.4909145809415536E-3,0,0,1.1016636716889149E-2]
[2004,1,17,18,6.6146774763737905E-3,1.9367089016275078E-3,3.0593816305472953E-3,3.9548899299211024E-3,1.5627816280617882E-5,2.6501993358583322E-4,1.5846305688336147E-2,null,5.5312698094033457E-3,1.5675732976496281E-3,3.0910763611809483E-3,1.4984463859116939E-3,2.2665515200667233E-6,1.0626763263988838E-4,1.1796900038305571E-2]
[2004,1,17,19,6.6620028077144754E-3,1.807442334258533E-3,2.9437016111085266E-3,4.152588859000949E-3,1.5627816280617882E-5,2.6501993358583322E-4,1.5846383361948935E-2,null,5.5708437988230448E-3,1.4629448637553304E-3,2.9741979142497744E-3,1.5733514404208135E-3,2.2665515200667233E-6,1.0626763263988838E-4,1.1689872201408918E-2]
[2004,1,17,20,6.4431395222192787E-3,1.7926754392121869E-3,2.9260785560921137E-3,4.2422550076839502E-3,1.5627816280617882E-5,2.6501993358583322E-4,1.5684796275073982E-2,null,5.3878277881754541E-3,1.4509925304209846E-3,2.9563922870507642E-3,1.6073245518887587E-3,2.2665515200667233E-6,1.0626763263988838E-4,1.1511071341695918E-2]
[2004,1,17,21,6.3621191366168735E-3,1.8120670605728344E-3,2.8171331839431145E-3,4.227609143296663E-3,1.5627816280617882E-5,2.6501993358583322E-4,1.5499576274295938E-2,null,5.3200776046737662E-3,1.4666881198911101E-3,2.8463182573359455E-3,1.601775461282305E-3,2.2665515200667233E-6,1.0626763263988838E-4,1.1343393627343082E-2]
[2004,1,17,22,5.8417779221735557E-3,1.8506209477886163E-3,2.6085343834812988E-3,4.2407349503974538E-3,1.5627816280617882E-5,2.6501993358583322E-4,1.4822315953707376E-2,null,4.8849622630235167E-3,1.4978936583534303E-3,2.6355584048742336E-3,1.6067486257852035E-3,2.2665515200667233E-6,1.0626763263988838E-4,1.0733697136196339E-2]
[2004,1,17,23,6.2508005329510868E-3,1.698242922685597E-3,2.4855179397814758E-3,4.2206464316013135E-3,1.5627816280617882E-5,2.6501993358583322E-4,1.4935855576885926E-2,null,5.2269917008060766E-3,1.37455879729127E-3,2.5112675294370799E-3,1.5991373979326508E-3,2.2665515200667233E-6,1.0626763263988838E-4,1.0820489609627032E-2]
[2004,1,17,24,6.0873278214911876E-3,1.6421633467485985E-3,2.473800622716319E-3,4.237977435651203E-3,1.5627816280617882E-5,2.6501993358583322E-4,1.4721916976473761E-2,null,5.0902939287999441E-3,1.3291679563091896E-3,2.4994288227406262E-3,1.6057038462644496E-3,2.2665515200667233E-6,1.0626763263988838E-4,1.0633128738274164E-2]
[2004,1,18,1,4.1561614542657528E-3,1.936830607950105E-3,2.4312768735951546E-3,4.2905955253986173E-3,1.5627816280617882E-5,2.6501993358583322E-4,1.309551221107608E-2,null,3.4754302771521826E-3,1.5676718068170607E-3,2.4564645340148334E-3,1.6256400234559E-3,2.2665515200667233E-6,1.0626763263988838E-4,9.2337408255999329E-3]
[2004,1,18,2,3.9627352323789132E-3,1.9301859747436047E-3,2.411919421198597E-3,4.2474538475272949E-3,1.5627816280617882E-5,2.6501993358583322E-4,1.2832942225714862E-2,null,3.3136850332924394E-3,1.5622936368822641E-3,2.4369065413413333E-3,1.6092943115817546E-3,2.2665515200667233E-6,1.0626763263988838E-4,9.0307137072577464E-3]
[2004,1,18,3,3.6270108660973149E-3,1.9696697624897886E-3,2.4084957895436731E-3,4.2221063100490071E-3,1.5627816280617882E-5,2.6501993358583322E-4,1.2507930478046237E-2,null,3.0329484353060349E-3,1.5942518373681354E-3,2.4334474413806552E-3,1.5996905232085951E-3,2.2665515200667233E-6,1.0626763263988838E-4,8.7688724214233758E-3]
[2004,1,18,4,3.8510247528212686E-3,1.8791170239779898E-3,2.4130302776425821E-3,4.2542182298298623E-3,1.5627816280617882E-5,2.6501993358583322E-4,1.2678038034138155E-2,null,3.2202714382716423E-3,1.5209583987925914E-3,2.4380289060899423E-3,1.6118572310039924E-3,2.2665515200667233E-6,1.0626763263988838E-4,8.8996501583181245E-3]
[2004,1,18,5,3.7240153441612761E-3,1.8607730827162748E-3,2.4573123686658523E-3,4.2705073074970129E-3,1.5627816280617882E-5,2.6501993358583322E-4,1.2593255852906868E-2,null,3.1140647017919802E-3,1.506110802196452E-3,2.482769752873809E-3,1.618028909607615E-3,2.2665515200667233E-6,1.0626763263988838E-4,8.8295083506298114E-3]
[2004,1,18,6,3.9175417863494977E-3,1.8009248573667156E-3,2.5155764065611227E-3,4.9930534305752698E-3,1.5627816280617882E-5,2.6501993358583322E-4,1.3507744230719057E-2,null,3.2758937510268611E-3,1.4576696142146917E-3,2.5416373973830048E-3,1.8917904164930212E-3,2.2665515200667233E-6,1.0626763263988838E-4,9.2755253632775345E-3]
[2004,1,18,7,4.0948240725228926E-3,1.7279029568250217E-3,2.6753636308376196E-3,5.6046103273285743E-3,1.5627816280617882E-5,2.6501993358583322E-4,1.438334873738056E-2,null,3.4241392491264106E-3,1.3985656459639163E-3,2.7030799931180918E-3,2.1234998288805467E-3,2.2665515200667233E-6,1.0626763263988838E-4,9.7578189012489207E-3]
[2004,1,18,8,4.5464438981050303E-3,1.6494283756185669E-3,2.9126576957038213E-3,5.4956621766471935E-3,1.5627816280617882E-5,2.6501993358583322E-4,1.4884839895941065E-2,null,3.8017889705970211E-3,1.3350482748504253E-3,2.94283238858019E-3,2.0822210662517385E-3,2.2665515200667233E-6,1.0626763263988838E-4,1.0270424884439331E-2]
[2004,1,18,9,4.6467089192756316E-3,1.6906769575158415E-3,3.0989548233301962E-3,5.5922391628690921E-3,3.9069540701544705E-6,6.6254983396458306E-5,1.5098741800457373E-2,null,3.8856317409393425E-3,1.3684349007360938E-3,3.1310595262514004E-3,2.1188125867569207E-3,5.6663788001668081E-7,2.6566908159972096E-5,1.0531072300723745E-2]
[2004,1,18,10,4.9877530239785745E-3,1.6240270485970698E-3,3.2015729102727025E-3,5.8174471630465805E-3,0,0,1.5630800145894928E-2,null,4.1708167657204028E-3,1.3144884261657296E-3,3.2347407210426655E-3,2.2041404011649162E-3,0,0,1.0924186314093714E-2]
[2004,1,18,11,4.9956745519386964E-3,1.7062734549514412E-3,3.2121710866585412E-3,5.829695983931355E-3,0,0,1.5743815077480034E-2,null,4.1774408390190133E-3,1.3810587147209221E-3,3.2454486929317534E-3,2.2087812892077436E-3,0,0,1.1012729535879433E-2]
[2004,1,18,12,4.4516469872538282E-3,1.8173127176186793E-3,3.1754063217886569E-3,5.9560640127795618E-3,0,0,1.5400430039440728E-2,null,3.7225186973465396E-3,1.4709339577177365E-3,3.2083030506624213E-3,2.2566601731912879E-3,0,0,1.0658415878917986E-2]
[2004,1,18,13,4.4410420627923703E-3,1.775113948524079E-3,3.1834581888630386E-3,5.9491244899957628E-3,0,0,1.5348738690175251E-2,null,3.7136507368580379E-3,1.4367782497686538E-3,3.2164383338609873E-3,2.2540308957601602E-3,0,0,1.0620898216247839E-2]
[2004,1,18,14,3.9803427498584865E-3,1.7791715185711699E-3,3.1561211771408307E-3,6.2438489282062894E-3,0,0,1.5159484373776776E-2,null,3.3284086430528802E-3,1.4400624492959125E-3,3.1888181148349852E-3,2.3656974091402754E-3,0,0,1.0322986616324054E-2]
[2004,1,18,15,3.7865514773695918E-3,1.7687102501280209E-3,3.1748072606472052E-3,6.220616737087379E-3,0,0,1.4950685725232197E-2,null,3.1663581396576173E-3,1.4315950926078503E-3,3.2076977833382166E-3,2.3568950926571883E-3,0,0,1.0162546108260872E-2]
[2004,1,18,16,4.2573680820824755E-3,1.6528587616958723E-3,3.1329338908512353E-3,6.234535560864762E-3,0,0,1.5277696295494345E-2,null,3.5600604298623713E-3,1.3378248313122116E-3,3.165390611768988E-3,2.3621687188654849E-3,0,0,1.0425444591809056E-2]
[2004,1,18,17,5.1145295778859054E-3,1.7038923499475569E-3,3.0660270642620014E-3,6.1169307042984464E-3,0,0,1.6001379696393911E-2,null,4.2768287863627517E-3,1.3791314469627928E-3,3.0977906405831057E-3,2.3176100647916472E-3,0,0,1.1071360938700297E-2]
[2004,1,18,18,5.3389638380181847E-3,1.7146672281246839E-3,3.0117388087148754E-3,5.8057627293966229E-3,1.4330707842352461E-5,2.4302328440657027E-4,1.6128486596503289E-2,null,4.4645033104343318E-3,1.3878526395497107E-3,3.0429399669254188E-3,2.1997133506819829E-3,2.0784277893003145E-6,9.744742125932311E-5,1.1194535116640068E-2]
[2004,1,18,19,5.8729027396298688E-3,1.6982710537690646E-3,2.8773056538732062E-3,6.0982909609518842E-3,1.5627816280617882E-5,2.6501993358583322E-4,1.6827418158090472E-2,null,4.9109891953621242E-3,1.3745815666063904E-3,2.9071141049469887E-3,2.3105477554614517E-3,2.2665515200667233E-6,1.0626763263988838E-4,1.1611766806536911E-2]
[2004,1,18,20,5.6071079262957832E-3,1.7516318234617068E-3,2.8186701290711575E-3,6.1215769419258716E-3,1.5627816280617882E-5,2.6501993358583322E-4,1.6579634570620966E-2,null,4.6887284983376659E-3,1.4177718042522882E-3,2.8478711249828878E-3,2.3193704520854197E-3,2.2665515200667233E-6,1.0626763263988838E-4,1.1382276063818215E-2]
[2004,1,18,21,5.4027823105676307E-3,1.8682529715301488E-3,2.6273047147431171E-3,6.4073658757222741E-3,1.5627816280617882E-5,2.6501993358583322E-4,1.658635362242962E-2,null,4.5178690552882296E-3,1.5121650284997254E-3,2.6545231939269034E-3,2.4276514415867683E-3,2.2665515200667233E-6,1.0626763263988838E-4,1.1220742903461582E-2]
[2004,1,18,22,5.6516951247690354E-3,1.6723899162373944E-3,2.5657352497686402E-3,6.4497574243703214E-3,1.5627816280617882E-5,2.6501993358583322E-4,1.662022546501184E-2,null,4.726012829385077E-3,1.3536333590191013E-3,2.5923158786142603E-3,2.4437129411456534E-3,2.2665515200667233E-6,1.0626763263988838E-4,1.1224209192324048E-2]
[2004,1,18,23,5.3733861780456207E-3,1.6640086346567057E-3,2.5451025899593527E-3,7.0668708338949464E-3,1.5627816280617882E-5,2.6501993358583322E-4,1.6930015986423075E-2,null,4.4932876692852109E-3,1.3468495448925024E-3,2.571469467572246E-3,2.6775276299449103E-3,2.2665515200667233E-6,1.0626763263988838E-4,1.1197668495854823E-2]
[2004,1,18,24,4.6170735149240055E-3,1.8187150728075539E-3,2.5316513884935639E-3,7.754805238325487E-3,1.5627816280617882E-5,2.6501993358583322E-4,1.7002892964417059E-2,null,3.8608502730650431E-3,1.4720690248132885E-3,2.557878913695205E-3,2.9381752940592491E-3,2.2665515200667233E-6,1.0626763263988838E-4,1.0937507689792741E-2]
[2004,1,19,1,3.7422595935142867E-3,1.8710934749822529E-3,2.4880673827564065E-3,7.4732582807758444E-3,1.5627816280617882E-5,2.6501993358583322E-4,1.5855326481895242E-2,null,3.1293207541092665E-3,1.5144641336257761E-3,2.5138433842553549E-3,2.8315015234916035E-3,2.2665515200667233E-6,1.0626763263988838E-4,1.0097663979641956E-2]
[2004,1,19,2,3.5180813989740796E-3,1.9483690552491407E-3,2.4684246663140507E-3,7.2501308435904098E-3,1.5627816280617882E-5,2.6501993358583322E-4,1.5465653713994132E-2,null,2.9418603550473658E-3,1.5770110326899351E-3,2.4939971722437188E-3,2.7469620020958911E-3,2.2665515200667233E-6,1.0626763263988838E-4,9.8683647462368667E-3]
[2004,1,19,3,3.1937186486500858E-3,2.0043158053417434E-3,2.4734599237843553E-3,7.6541439343894534E-3,1.5627816280617882E-5,2.6501993358583322E-4,1.560628606203209E-2,null,2.6706244717302399E-3,1.6222943643572506E-3,2.4990845942192944E-3,2.9000362889903728E-3,2.2665515200667233E-6,1.0626763263988838E-4,9.8005739034571129E-3]
[2004,1,19,4,3.3100730024880473E-3,1.9452649649872075E-3,2.4871207373638529E-3,6.9936351330080254E-3,1.5627816280617882E-5,2.6501993358583322E-4,1.5016741587713586E-2,null,2.7679213281340941E-3,1.5744985802485735E-3,2.5128869317598158E-3,2.6497797600273506E-3,2.2665515200667233E-6,1.0626763263988838E-4,9.6136207843297884E-3]
[2004,1,19,5,3.3944590171750659E-3,1.9788193703889228E-3,2.5814363341946488E-3,7.3485122822595245E-3,1.5627816280617882E-5,2.6501993358583322E-4,1.5583874753884614E-2,null,2.8384858896023362E-3,1.6016575352583004E-3,2.6081796238984533E-3,2.7842372016151527E-3,2.2665515200667233E-6,1.0626763263988838E-4,9.9410944345341978E-3]
[2004,1,19,6,3.5965452226493048E-3,1.9665716633387297E-3,2.6716771701375303E-3,6.9520374034219975E-3,1.5627816280617882E-5,2.6501993358583322E-4,1.5467479209414013E-2,null,3.0074727118970068E-3,1.5917442341353573E-3,2.6993553412431211E-3,2.6340190261852437E-3,2.2665515200667233E-6,1.0626763263988838E-4,1.0041125497620684E-2]
[2004,1,19,7,4.0635393378148704E-3,1.9065669037822708E-3,3.0419401541060881E-3,7.0493744082539096E-3,1.5627816280617882E-5,2.6501993358583322E-4,1.6342068553823589E-2,null,3.3979785921323617E-3,1.543176347276601E-3,3.0734541936836995E-3,2.6708985059407668E-3,2.2665515200667233E-6,1.0626763263988838E-4,1.0794041823193384E-2]
[2004,1,19,8,4.2437042239189624E-3,2.0041419204153864E-3,3.7864800206374285E-3,7.2041327771377468E-3,1.5627816280617882E-5,2.6501993358583322E-4,1.7519106691975973E-2,null,3.5486345536333698E-3,1.6221536217979574E-3,3.8257073805409861E-3,2.7295340489401142E-3,2.2665515200667233E-6,1.0626763263988838E-4,1.1834563789072383E-2]
[2004,1,19,9,4.7309232001164804E-3,2.0545504193530554E-3,4.0960454142964708E-3,7.9637370391014515E-3,3.9069540701544705E-6,6.6254983396458306E-5,1.8915418010334074E-2,null,3.9560526965791874E-3,1.6629542897986498E-3,4.1384798248234479E-3,3.017336309238504E-3,5.6663788001668081E-7,2.6566908159972096E-5,1.2801956666479777E-2]
[2004,1,19,10,4.557072686403779E-3,2.1729351755796398E-3,4.118850795244538E-3,8.1159838240995302E-3,0,0,1.8964842481327487E-2,null,3.8106768863022684E-3,1.7587749795025104E-3,4.161521466066383E-3,3.0750202521015097E-3,0,0,1.2805993583972672E-2]
[2004,1,19,11,4.5320699554570291E-3,2.1145503545625262E-3,4.1333947954628478E-3,7.8333665558167828E-3,0,0,1.8613381661299187E-2,null,3.789769313509436E-3,1.7115182718281823E-3,4.1762161399256179E-3,2.9679409574160653E-3,0,0,1.2645444682679301E-2]
[2004,1,19,12,4.3190840546754932E-3,2.1172521484105322E-3,4.0984252761068641E-3,8.3011382335394096E-3,0,0,1.88358997127323E-2,null,3.6116680399357294E-3,1.7137051053209851E-3,4.1408843416419882E-3,3.1451723829008455E-3,0,0,1.2611429869799549E-2]
[2004,1,19,13,3.8209478047783966E-3,2.1169398306579656E-3,4.0453437839071604E-3,7.0274608257519444E-3,0,0,1.7010692245095469E-2,null,3.1951207464559423E-3,1.7134523151526259E-3,4.087252933217351E-3,2.6625957897882841E-3,0,0,1.1658421784614202E-2]
[2004,1,19,14,3.7603330931253302E-3,2.1695159674071781E-3,4.0626878206769506E-3,7.505304806212614E-3,0,0,1.7497841687422074E-2,null,3.1444340235174725E-3,1.7560074704433264E-3,4.1047766515829344E-3,2.8436434543854206E-3,0,0,1.1848861599929154E-2]
[2004,1,19,15,3.7196712452064375E-3,2.1480985614019143E-3,3.9833290807642667E-3,7.4896769936850351E-3,0,0,1.7340775881057653E-2,null,3.110432116003212E-3,1.7386722097180007E-3,4.0245957671362562E-3,2.8377223188755575E-3,0,0,1.1711422411733027E-2]
[2004,1,19,16,4.2740503351177787E-3,2.1064952236830442E-3,3.836500622665719E-3,7.6525486936703116E-3,0,0,1.7869594875136854E-2,null,3.5740103227931428E-3,1.7049984442665195E-3,3.8762461884353219E-3,2.8994318770515799E-3,0,0,1.2054686832546563E-2]
[2004,1,19,17,4.7741231335491404E-3,2.2212927999415606E-3,3.6545026522965332E-3,7.1520647821517909E-3,0,0,{"$f":"SUM(E451:J451)","v":1.7801983367939027E-2},null,3.9921769805549047E-3,1.7979156684433297E-3,3.6923627466397776E-3,2.7098062941123256E-3,0,0,{"$f":"SUM(M451:R451)","v":1.2192261689750338E-2}]
[2004,1,19,18,4.912835174778688E-3,2.1781388283112616E-3,3.4604330260734973E-3,6.949815570599197E-3,1.4330707842352461E-5,2.4302328440657027E-4,1.775857659201157E-2,null,{"$f":"E452*V$5","v":4.1081695937388698E-3},{"$f":"F452*W$5","v":1.7629868190130724E-3},{"$f":"G452*X$5","v":3.4962825884628668E-3},{"$f":"H452*Y$5","v":2.6331772082276218E-3},{"$f":"I452*Z$5","v":2.0784277893003145E-6},{"$f":"J452*AA$5","v":9.744742125932311E-5},1.2100142058491054E-2]
[2004,1,19,19,5.4388355920971642E-3,2.0197937216277924E-3,3.3798478288683646E-3,7.0177982706946815E-3,1.5627816280617882E-5,2.6501993358583322E-4,1.8136923163154451E-2,null,4.5480172262862125E-3,1.6348221986915057E-3,3.4148625408118223E-3,2.6589347977099237E-3,2.2665515200667233E-6,1.0626763263988838E-4,1.236517094765942E-2]
[2004,1,19,20,5.275173556154554E-3,2.1061143755398428E-3,3.3725416669904708E-3,8.3789209170924209E-3,1.5627816280617882E-5,2.6501993358583322E-4,1.9413398265643738E-2,null,4.4111611389579591E-3,1.7046901855606086E-3,3.4074806882027123E-3,3.1746430339484833E-3,2.2665515200667233E-6,1.0626763263988838E-4,1.2806509230829717E-2]
[2004,1,19,21,5.2398310528317801E-3,2.0722846977366846E-3,3.3286511253331043E-3,8.3397522060272289E-3,1.5627816280617882E-5,2.6501993358583322E-4,1.9261166831795247E-2,null,4.3816073289171462E-3,1.6773084249110048E-3,3.3631354471769163E-3,3.1598026175079616E-3,2.2665515200667233E-6,1.0626763263988838E-4,1.2690388002672984E-2]
[2004,1,19,22,4.9139365986685182E-3,1.9990676883215185E-3,3.051249264941784E-3,8.2797968414637206E-3,1.5627816280617882E-5,2.6501993358583322E-4,1.8524698143261992E-2,null,4.1090906171343308E-3,1.6180465354259477E-3,3.0828597454986544E-3,3.1370864608163389E-3,2.2665515200667233E-6,1.0626763263988838E-4,1.2055617543035227E-2]
[2004,1,19,23,4.6485713075544418E-3,1.936097408622489E-3,2.8265576543454358E-3,8.3736139057830842E-3,1.5627816280617882E-5,2.6501993358583322E-4,1.8065488026171899E-2,null,3.8871890915579878E-3,1.5670783548600528E-3,2.8558403638251754E-3,3.1726322897666281E-3,2.2665515200667233E-6,1.0626763263988838E-4,1.1591274284169797E-2]
[2004,1,19,24,4.2611723011519668E-3,1.9482351632281419E-3,2.6875090336662267E-3,7.7537713658625742E-3,1.5627816280617882E-5,2.6501993358583322E-4,1.6931335613775359E-2,null,3.5632415618468997E-3,1.5769026604112153E-3,2.7153512204817114E-3,2.93778357583624E-3,2.2665515200667233E-6,1.0626763263988838E-4,1.0901813202736022E-2]
[2004,1,20,1,4.0715097948946979E-3,1.8007554334152206E-3,2.6889915126379407E-3,8.5178591519133751E-3,1.5627816280617882E-5,2.6501993358583322E-4,1.7359763642727684E-2,null,3.4046435805267714E-3,1.4575324823710145E-3,2.716849057711189E-3,3.2272845737944642E-3,2.2665515200667233E-6,1.0626763263988838E-4,1.0914843878563394E-2]
[2004,1,20,2,3.6871031480836909E-3,1.7900317789785187E-3,2.647788366084561E-3,8.1950118485354644E-3,1.5627816280617882E-5,2.6501993358583322E-4,1.6600582891548685E-2,null,3.0831982965149308E-3,1.4488527503090257E-3,2.6752190527959008E-3,3.1049627434729774E-3,2.2665515200667233E-6,1.0626763263988838E-4,1.0420767027252789E-2]
[2004,1,20,3,3.6722503757941902E-3,1.8294017511052178E-3,2.6262957625046938E-3,8.4579797531014744E-3,1.5627816280617882E-5,2.6501993358583322E-4,1.6866575392372025E-2,null,3.0707782365431034E-3,1.4807188283670967E-3,2.6535037890960018E-3,3.2045971993465874E-3,2.2665515200667233E-6,1.0626763263988838E-4,1.0518132237512745E-2]
[2004,1,20,4,3.8153692240113718E-3,1.7187510218067709E-3,2.5955982544099507E-3,7.8317451974724492E-3,1.5627816280617882E-5,2.6501993358583322E-4,1.624211144756699E-2,null,3.1904558726981247E-3,1.3911580645022011E-3,2.6224882594636802E-3,2.9673266499146214E-3,2.2665515200667233E-6,1.0626763263988838E-4,1.0279963030738583E-2]
[2004,1,20,5,3.9016687824019623E-3,1.8654506334827498E-3,2.6075328837910977E-3,6.5204735375836691E-3,1.5627816280617882E-5,2.6501993358583322E-4,1.5175773587125931E-2,null,3.2626205615428482E-3,1.5098968144741695E-3,2.6345465297988261E-3,2.4705061784159447E-3,2.2665515200667233E-6,1.0626763263988838E-4,9.9861042683917437E-3]
[2004,1,20,6,4.1501689640206724E-3,1.7212237721674251E-3,2.6878548650630463E-3,6.7176587600402396E-3,1.5627816280617882E-5,2.6501993358583322E-4,1.5557554111157838E-2,null,3.4704192875016442E-3,1.3931595100647519E-3,2.7157006346394579E-3,2.5452165974619526E-3,2.2665515200667233E-6,1.0626763263988838E-4,1.0233030213827762E-2]
[2004,1,20,7,4.7539864663479611E-3,1.722425040963626E-3,3.0120870635918316E-3,6.6674944925293016E-3,1.5627816280617882E-5,2.6501993358583322E-4,1.643664081329917E-2,null,3.9753384665457614E-3,1.3941318177185464E-3,3.0432918296701894E-3,2.5262101354148097E-3,2.2665515200667233E-6,1.0626763263988838E-4,1.1047506433509262E-2]
[2004,1,20,8,4.6237101471696025E-3,1.9044692988673055E-3,3.7796260198172515E-3,6.9862892225153435E-3,1.5627816280617882E-5,2.6501993358583322E-4,1.7574742438235952E-2,null,3.866399901706394E-3,1.5414785446533181E-3,3.8187823733097132E-3,2.6469965086034081E-3,2.2665515200667233E-6,1.0626763263988838E-4,1.1982191512432789E-2]
[2004,1,20,9,4.7870998515518477E-3,2.0554554874122354E-3,4.1062445395400483E-3,8.5608620774416475E-3,3.9069540701544705E-6,6.6254983396458306E-5,1.9579823893412392E-2,null,4.0030282622341533E-3,1.6636868524057271E-3,4.1487846114608394E-3,3.2435777145602691E-3,5.6663788001668081E-7,2.6566908159972096E-5,1.3086210986700977E-2]
[2004,1,20,10,4.7155662446570473E-3,2.0673676789240369E-3,4.1036024125209554E-3,8.8400559621555942E-3,0,0,1.9726592298257635E-2,null,3.94321103280941E-3,1.6733285870591365E-3,4.1461151124057337E-3,3.3493599423672022E-3,0,0,1.3112014674641483E-2]
[2004,1,20,11,4.4014401861753325E-3,2.0850049600294241E-3,4.1106784120101547E-3,8.4435740925452706E-3,0,0,1.9040697650760184E-2,null,3.6805351896057447E-3,1.6876042125187562E-3,4.1532644181786387E-3,3.1991391182420279E-3,0,0,1.2720542938545167E-2]
[2004,1,20,12,4.0924198038739725E-3,2.1552722242807127E-3,4.0446160545715582E-3,8.6365361145467751E-3,0,0,1.8928844197273018E-2,null,3.4221287718750304E-3,1.7444785765734917E-3,4.0865176647159789E-3,3.272249432210269E-3,0,0,1.2525374445374771E-2]
[2004,1,20,13,3.952673040778858E-3,2.0271741026099597E-3,3.9171727739141142E-3,7.701418293695114E-3,0,0,1.7598438210998046E-2,null,3.3052709122997513E-3,1.6407958832986267E-3,3.9577540909603555E-3,2.9179478096908419E-3,0,0,1.1821768696249575E-2]
[2004,1,20,14,3.9155852211502805E-3,2.093365220179126E-3,3.9883628561981277E-3,8.7802459495484528E-3,0,0,1.8777559247075987E-2,null,3.2742576485781452E-3,1.694371011887037E-3,4.0296816917217149E-3,3.3266988572749324E-3,0,0,1.2325009209461829E-2]
[2004,1,20,15,3.6792173787591801E-3,2.0743999763973872E-3,3.9369251966721195E-3,7.9617863320142618E-3,0,0,1.7652328883842949E-2,null,3.0766041250009936E-3,1.6790205326742413E-3,3.9777111458284666E-3,3.01659721661227E-3,0,0,1.1749933020115972E-2]
[2004,1,20,16,3.922529221436712E-3,2.1138677518926924E-3,3.7930785494247349E-3,7.939504695739924E-3,0,0,1.7768980218494063E-2,null,3.2800643019301819E-3,1.7109657728350521E-3,3.8323742690877958E-3,3.0081550506002954E-3,0,0,1.1831559394453324E-2]
[2004,1,20,17,4.6148421432843992E-3,2.2375863626022878E-3,3.6334637999262663E-3,7.568306383471537E-3,0,0,1.8054198689284491E-2,null,3.8589843742925334E-3,1.8111036874218522E-3,3.671105934943332E-3,2.8675137737680522E-3,0,0,1.2208707770425769E-2]
[2004,1,20,18,5.1233458410483669E-3,2.1627110338737362E-3,3.4501839159475586E-3,7.011148739703133E-3,1.4330707842352461E-5,2.4302328440657027E-4,1.8004743522821717E-2,null,4.2842010475858351E-3,1.7504995533318081E-3,3.4859272991072977E-3,2.6564153936661067E-3,2.0784277893003145E-6,9.744742125932311E-5,1.227656914273967E-2]
[2004,1,20,19,5.1853883001848683E-3,2.132052690819231E-3,3.4043415131537152E-3,6.7885910958209242E-3,1.5627816280617882E-5,2.6501993358583322E-4,1.7791021349845188E-2,null,4.3360816694829139E-3,1.7256846728497502E-3,3.4396099759590789E-3,2.572091758105668E-3,2.2665515200667233E-6,1.0626763263988838E-4,1.2182002260557365E-2]
[2004,1,20,20,5.9336501902529457E-3,1.9522034633005273E-3,3.3844731276359372E-3,8.1175220654218835E-3,1.5627816280617882E-5,2.6501993358583322E-4,1.9668496596477743E-2,null,4.9617869161625418E-3,1.5801146047696602E-3,3.4195357569745555E-3,3.0756030678539032E-3,2.2665515200667233E-6,1.0626763263988838E-4,1.3145574529920614E-2]
[2004,1,20,21,5.2081136994331029E-3,2.0006892537292554E-3,3.2817868659046987E-3,8.1872206447421852E-3,1.5627816280617882E-5,2.6501993358583322E-4,1.8958458213675693E-2,null,4.3550849111704147E-3,1.619359031398587E-3,3.3157856811140657E-3,3.1020107773316154E-3,2.2665515200667233E-6,1.0626763263988838E-4,1.2500774585174637E-2]
[2004,1,20,22,5.4517271794307601E-3,1.9009261029423019E-3,3.0450270764151828E-3,7.8639008171252824E-3,1.5627816280617882E-5,2.6501993358583322E-4,1.8542228925779974E-2,null,4.5587973207153517E-3,1.5386106798359936E-3,3.0765730960406893E-3,2.9795099149129726E-3,2.2665515200667233E-6,1.0626763263988838E-4,1.2262025195664963E-2]
[2004,1,20,23,5.239942754619106E-3,1.7885519653008594E-3,2.9001854013947451E-3,8.1533155560421181E-3,1.5627816280617882E-5,2.6501993358583322E-4,1.8362643427223276E-2,null,4.3817007352436217E-3,1.4476549882681499E-3,2.930230883189841E-3,3.0891646656756974E-3,2.2665515200667233E-6,1.0626763263988838E-4,1.1957285456537264E-2]
[2004,1,20,24,4.8377731901649221E-3,1.8080684329545118E-3,2.7483403444421685E-3,7.6500979305112026E-3,1.5627816280617882E-5,2.6501993358583322E-4,1.7324927647939255E-2,null,4.0454018940572168E-3,1.46345162839956E-3,2.7768127344300476E-3,2.8985033209441876E-3,2.2665515200667233E-6,1.0626763263988838E-4,1.1292703761990968E-2]
[2004,1,21,1,3.4276421263298752E-3,1.8007554334152206E-3,2.6010809693116786E-3,8.3427340574600464E-3,1.5627816280617882E-5,2.6501993358583322E-4,1.6452860336383268E-2,null,2.8662339892648993E-3,1.4575324823710145E-3,2.6280277744619427E-3,3.1609323947159253E-3,2.2665515200667233E-6,1.0626763263988838E-4,1.0221260824973736E-2]
[2004,1,21,2,3.1795777031983371E-3,1.7900317789785187E-3,2.5682132254702156E-3,8.1698574450111451E-3,1.5627816280617882E-5,2.6501993358583322E-4,1.5988327902524663E-2,null,2.658799649592947E-3,1.4488527503090257E-3,2.594819525769045E-3,3.0954321305561388E-3,2.2665515200667233E-6,1.0626763263988838E-4,9.9064382403871113E-3]
[2004,1,21,3,2.8090180862554558E-3,1.8294017511052178E-3,2.5463094407526437E-3,8.5157516087454553E-3,1.5627816280617882E-5,2.6501993358583322E-4,1.5981128636725222E-2,null,2.3489334121080219E-3,1.4807188283670967E-3,2.5726888211570899E-3,3.2264860584124734E-3,2.2665515200667233E-6,1.0626763263988838E-4,9.7373613042046371E-3]
[2004,1,21,4,2.785519432046234E-3,1.7187510218067709E-3,2.5223929421264728E-3,8.0293892534837215E-3,1.5627816280617882E-5,2.6501993358583322E-4,1.5336700399329651E-2,null,2.3292835656788754E-3,1.3911580645022011E-3,2.5485245512250816E-3,3.042210913870086E-3,2.2665515200667233E-6,1.0626763263988838E-4,9.4197112794361989E-3]
[2004,1,21,5,2.9216667502754111E-3,1.8654506334827498E-3,2.5268059187948783E-3,6.7579976385889421E-3,1.5627816280617882E-5,2.6501993358583322E-4,1.4352568691008434E-2,null,2.4431315278270033E-3,1.5098968144741695E-3,2.5529832456638369E-3,2.5605003721925024E-3,2.2665515200667233E-6,1.0626763263988838E-4,9.1750461443174669E-3]
[2004,1,21,6,3.220288178241638E-3,1.7212237721674251E-3,2.5928892974454313E-3,6.625401430918978E-3,1.5627816280617882E-5,2.6501993358583322E-4,1.4440450428639924E-2,null,2.6928422196710461E-3,1.3931595100647519E-3,2.6197512381150277E-3,2.5102617279598376E-3,2.2665515200667233E-6,1.0626763263988838E-4,9.3245488799706192E-3]
[2004,1,21,7,3.6624298075043559E-3,1.722425040963626E-3,2.9400437672507285E-3,6.7519988815611517E-3,1.5627816280617882E-5,2.6501993358583322E-4,1.5357545247146314E-2,null,3.0625661637569751E-3,1.3941318177185464E-3,2.9705021756832495E-3,2.5582275362988284E-3,2.2665515200667233E-6,1.0626763263988838E-4,1.0093961877617554E-2]
[2004,1,21,8,3.5564506172864989E-3,1.9044692988673055E-3,3.6779218123078254E-3,6.7759293277468869E-3,1.5627816280617882E-5,2.6501993358583322E-4,1.6195418806074967E-2,null,2.9739451391687282E-3,1.5414785446533181E-3,3.7160245256041328E-3,2.5672944107847599E-3,2.2665515200667233E-6,1.0626763263988838E-4,1.0907276804370893E-2]
[2004,1,21,9,3.9887469672443745E-3,2.0554554874122354E-3,4.0158163861110045E-3,8.3966531735776197E-3,3.9069540701544705E-6,6.6254983396458306E-5,1.8526833951811848E-2,null,3.3354363468319779E-3,1.6636868524057271E-3,4.0574196360492051E-3,3.1813615105976772E-3,5.6663788001668081E-7,2.6566908159972096E-5,1.2265037891924575E-2]
[2004,1,21,10,4.0559893587025914E-3,2.0673676789240369E-3,4.0319722481296054E-3,8.3172330639393974E-3,0,0,1.8472562349695631E-2,null,3.3916652122775561E-3,1.6733285870591365E-3,4.0737428703530153E-3,3.1512704642310645E-3,0,0,1.2290007133920772E-2]
[2004,1,21,11,3.6397763671966021E-3,2.0850049600294241E-3,4.0457876972553094E-3,7.6703428039636467E-3,0,0,1.7440911828444983E-2,null,3.0436230949677633E-3,1.6876042125187562E-3,4.0877014454405967E-3,2.9061737891482569E-3,0,0,1.1725102542075374E-2]
[2004,1,21,12,3.4312868888997654E-3,2.1552722242807127E-3,3.9789963994826304E-3,8.4296461817665747E-3,0,0,1.7995201694429683E-2,null,2.8692817818802285E-3,1.7444785765734917E-3,4.0202181999323232E-3,3.1938620491100298E-3,0,0,1.1827840607496073E-2]
[2004,1,21,13,3.2225938519052418E-3,2.0271741026099597E-3,3.8604592864911625E-3,7.6220122859671302E-3,0,0,1.6732239526973496E-2,null,2.6947702506553805E-3,1.6407958832986267E-3,3.9004530603916855E-3,2.8878621063190548E-3,0,0,1.1123881300664749E-2]
[2004,1,21,14,3.2877735553876997E-3,2.093365220179126E-3,3.9271150402888175E-3,8.5026380881544558E-3,0,0,1.7810891904010098E-2,null,2.7492742725591097E-3,1.694371011887037E-3,3.9677993577098697E-3,3.2215175490773592E-3,0,0,1.1632962191233377E-2]
[2004,1,21,15,3.4290697847479245E-3,2.0743999763973872E-3,3.8685379403779925E-3,8.0347753297549673E-3,0,0,1.7406783031278274E-2,null,2.8674278137460025E-3,1.6790205326742413E-3,3.9086154079100224E-3,3.0442516145383477E-3,0,0,1.1499315368868616E-2]
[2004,1,21,16,3.5775707996934048E-3,2.1138677518926924E-3,3.743260708104591E-3,8.2928737833534161E-3,0,0,1.7727573043044106E-2,null,2.991606079967984E-3,1.7109657728350521E-3,3.7820403224718539E-3,3.1420411110494955E-3,0,0,1.1626653286324385E-2]
[2004,1,21,17,4.0739116889749374E-3,2.2375863626022878E-3,3.5614776403983142E-3,7.6922385835559992E-3,0,0,1.7565214275531538E-2,null,3.4066520721363572E-3,1.8111036874218522E-3,3.5983740096982792E-3,2.9144697600547178E-3,0,0,1.1730599529311206E-2]
[2004,1,21,18,4.4605842955713166E-3,2.1627110338737362E-3,3.4022788346085705E-3,6.8094438457505756E-3,1.301797127478056E-5,2.207616099853603E-4,1.706879759106434E-2,null,3.7299921779282343E-3,1.7504995533318081E-3,3.4375259283764073E-3,2.5799925412683055E-3,1.8880374616147096E-6,8.8520940117572507E-5,1.1588419178483942E-2]
[2004,1,21,19,4.5718803819484594E-3,2.132052690819231E-3,3.349347146333486E-3,6.7301157997045388E-3,1.5627816280617882E-5,2.6501993358583322E-4,1.7064043768672162E-2,null,3.8230592525787307E-3,1.7256846728497502E-3,3.3840458758223743E-3,2.5499363763672785E-3,2.2665515200667233E-6,1.0626763263988838E-4,1.1591260361778087E-2]
[2004,1,21,20,5.0779290925378525E-3,1.9522034633005273E-3,3.3008574722435684E-3,8.4303228526927051E-3,1.5627816280617882E-5,2.6501993358583322E-4,1.9041960630641102E-2,null,4.2462230372029026E-3,1.5801146047696602E-3,3.3350538560481366E-3,3.1941184292171069E-3,2.2665515200667233E-6,1.0626763263988838E-4,1.2464044111397761E-2]
[2004,1,21,21,4.8701305575860835E-3,2.0006892537292554E-3,3.2305853573676505E-3,8.2628681128973942E-3,1.5627816280617882E-5,2.6501993358583322E-4,1.8644921031446833E-2,null,4.072459498931787E-3,1.619359031398587E-3,3.2640537326982804E-3,3.1306724284190335E-3,2.2665515200667233E-6,1.0626763263988838E-4,1.2195078875607644E-2]
[2004,1,21,22,4.6697911572855817E-3,1.9009261029423019E-3,3.0598611787512569E-3,7.6311819061231469E-3,1.5627816280617882E-5,2.6501993358583322E-4,1.7542408094968737E-2,null,3.9049333753264949E-3,1.5386106798359936E-3,3.0915608774317199E-3,2.8913363330172531E-3,2.2665515200667233E-6,1.0626763263988838E-4,1.1534975449771417E-2]
[2004,1,21,23,4.3911745774962846E-3,1.7885519653008594E-3,2.9280043755481478E-3,8.1034783805820979E-3,1.5627816280617882E-5,2.6501993358583322E-4,1.7491857048793837E-2,null,3.6719509688989331E-3,1.4476549882681499E-3,2.9583380577048765E-3,3.0702821337278098E-3,2.2665515200667233E-6,1.0626763263988838E-4,1.1256760332759724E-2]
[2004,1,21,24,4.085600358726571E-3,1.8080684329545118E-3,2.7110056578191176E-3,7.5319960569180224E-3,1.5627816280617882E-5,2.6501993358583322E-4,1.6417318256284671E-2,null,3.4164262729708232E-3,1.46345162839956E-3,2.7390912661044479E-3,2.8537563548361746E-3,2.2665515200667233E-6,1.0626763263988838E-4,1.0581259706470961E-2]
[2004,1,22,1,4.428702452263145E-3,1.8007554334152206E-3,2.6822500217996187E-3,8.0926227700243106E-3,1.5627816280617882E-5,2.6501993358583322E-4,1.7284978427368744E-2,null,3.7033322118167357E-3,1.4575324823710145E-3,2.7100377260481537E-3,3.0661691114451631E-3,2.2665515200667233E-6,1.0626763263988838E-4,1.1045605715841022E-2]
[2004,1,22,2,4.0081884167896594E-3,1.7900317789785187E-3,2.6541913083745813E-3,8.0177718189487057E-3,1.5627816280617882E-5,2.6501993358583322E-4,1.6750831072957911E-2,null,3.3516935117965537E-3,1.4488527503090257E-3,2.6816883285989152E-3,3.0378092483114927E-3,2.2665515200667233E-6,1.0626763263988838E-4,1.0628578023175943E-2]
[2004,1,22,3,4.0161499317572938E-3,1.8294017511052178E-3,2.6274724960305708E-3,8.2699085957115646E-3,1.5627816280617882E-5,2.6501993358583322E-4,1.7023580524471095E-2,null,3.3583510226933254E-3,1.4807188283670967E-3,2.6546927134031002E-3,3.133339958038038E-3,2.2665515200667233E-6,1.0626763263988838E-4,1.0735636706661516E-2]
[2004,1,22,4,4.1774690163194255E-3,1.7187510218067709E-3,2.6051335589884627E-3,7.6361816242215162E-3,1.5627816280617882E-5,2.6501993358583322E-4,1.6418182971202625E-2,null,3.4932479069792496E-3,1.3911580645022011E-3,2.6321223483543902E-3,2.8932306485728891E-3,2.2665515200667233E-6,1.0626763263988838E-4,1.0518293152568685E-2]
[2004,1,22,5,4.2748002898624713E-3,1.8654506334827498E-3,2.6099343274534831E-3,6.6211917506515472E-3,1.5627816280617882E-5,2.6501993358583322E-4,1.5652024751316704E-2,null,3.5746374436244383E-3,1.5098968144741695E-3,2.6369728520540783E-3,2.5086667454712352E-3,2.2665515200667233E-6,1.0626763263988838E-4,1.0338708039783876E-2]
[2004,1,22,6,4.5555444569575229E-3,1.7212237721674251E-3,2.6873344830146712E-3,6.6612477284789737E-3,1.5627816280617882E-5,2.6501993358583322E-4,1.5905998190485042E-2,null,3.8093989631642002E-3,1.3931595100647519E-3,2.7151748615118253E-3,2.5238433335111614E-3,2.2665515200667233E-6,1.0626763263988838E-4,1.0550110852411893E-2]
[2004,1,22,7,5.2452269870976427E-3,1.722425040963626E-3,3.0824012694790608E-3,6.4472739139071582E-3,1.5627816280617882E-5,2.6501993358583322E-4,1.6777974961313936E-2,null,4.386119471558249E-3,1.3941318177185464E-3,3.1143344800878634E-3,2.4427719775932302E-3,2.2665515200667233E-6,1.0626763263988838E-4,1.1445891931117844E-2]
[2004,1,22,8,5.0788341151502946E-3,1.9044692988673055E-3,3.8476467818254817E-3,6.9216663270450186E-3,1.5627816280617882E-5,2.6501993358583322E-4,1.8033264272754548E-2,null,4.2469798275786858E-3,1.5414785446533181E-3,3.8875078201169302E-3,2.6225118969250773E-3,2.2665515200667233E-6,1.0626763263988838E-4,1.2407012273433965E-2]
[2004,1,22,9,5.2269713707820634E-3,2.0554554874122354E-3,4.1768329627011802E-3,8.6491052272727933E-3,2.60984563188905E-6,4.4258334217195357E-5,{"$f":"SUM(E515:J515)","v":2.0155233228017353E-2},null,4.3708539140553957E-3,1.6636868524057271E-3,4.2201043200018693E-3,3.2770116738584949E-3,3.785141492502718E-7,1.7746696779406829E-5,{"$f":"SUM(M515:R515)","v":1.3549781971250145E-2}]
[2004,1,22,10,5.1078499954603914E-3,2.0673676789240369E-3,4.1633311128861554E-3,8.4432674211898408E-3,0,0,1.9781816208460423E-2,null,{"$f":"E516*V$5","v":4.2712432422842032E-3},{"$f":"F516*W$5","v":1.6733285870591365E-3},{"$f":"G516*X$5","v":4.2064625930663601E-3},{"$f":"H516*Y$5","v":3.1990229252272162E-3},{"$f":"I516*Z$5","v":0},{"$f":"J516*AA$5","v":0},1.3350057347636918E-2]
[2004,1,22,11,4.7786183371069709E-3,2.0850049600294241E-3,4.1887904898313746E-3,8.1286398852106253E-3,0,0,1.9181053672178393E-2,null,3.9959359217603312E-3,1.6876042125187562E-3,4.2321857253032769E-3,3.0798154371427721E-3,0,0,1.2995541296725137E-2]
[2004,1,22,12,4.4410068630854685E-3,2.1552722242807127E-3,4.1087968630368491E-3,8.3938061929585937E-3,0,0,1.9098882143361626E-2,null,3.7136213024560158E-3,1.7444785765734917E-3,4.1513633766427551E-3,3.1802828338468869E-3,0,0,1.278974608951915E-2]
[2004,1,22,13,4.2842681308637252E-3,2.0271741026099597E-3,3.9817650635670361E-3,7.6477484784431672E-3,0,0,1.7940955775483887E-2,null,3.5825545617723022E-3,1.6407958832986267E-3,4.0230155469575873E-3,2.8976131500361214E-3,0,0,1.2143979142064637E-2]
[2004,1,22,14,4.2114941227618958E-3,2.093365220179126E-3,4.0637827757696319E-3,8.3249941883465125E-3,0,0,1.8693636307057164E-2,null,3.5217000945120796E-3,1.694371011887037E-3,4.1058829502446468E-3,3.1542110337600591E-3,0,0,1.2476165090403822E-2]
[2004,1,22,15,3.9580338687312472E-3,2.0743999763973872E-3,3.9958351284377323E-3,7.691409870795243E-3,0,0,1.7719678844361611E-2,null,3.3097536986354975E-3,1.6790205326742413E-3,4.0372313755707408E-3,2.9141557736572913E-3,0,0,1.1940161380537771E-2]
[2004,1,22,16,4.2324086709149226E-3,2.1138677518926924E-3,3.8668570784305654E-3,8.0894713847750269E-3,0,0,1.8302604886013207E-2,null,3.5391890815699291E-3,1.7109657728350521E-3,3.9069171324872297E-3,3.0649751005065329E-3,0,0,1.2222047087398743E-2]
[2004,1,22,17,4.9817850333737732E-3,2.2375863626022878E-3,3.6838896623742935E-3,7.2503959213356083E-3,0,0,1.8153656979685961E-2,null,4.1658262629524229E-3,1.8111036874218522E-3,3.7220542016940137E-3,2.7470624359376204E-3,0,0,1.244604658800591E-2]
[2004,1,22,18,5.5040393962417118E-3,2.1627110338737362E-3,3.4927040992380424E-3,6.9904165480474435E-3,1.301797127478056E-5,2.207616099853603E-4,1.8383650658661075E-2,null,4.6025414014423238E-3,1.7504995533318081E-3,3.5288879850609439E-3,2.6485602881615358E-3,1.8880374616147096E-6,8.8520940117572507E-5,1.2620898205575798E-2]
[2004,1,22,19,5.5835039656259924E-3,2.132052690819231E-3,3.4377534825219356E-3,6.723990496611776E-3,1.5627816280617882E-5,2.6501993358583322E-4,1.8157948385445384E-2,null,4.6689905934282445E-3,1.7256846728497502E-3,3.4733680882728184E-3,2.5476155941344977E-3,2.2665515200667233E-6,1.0626763263988838E-4,1.2524193132845267E-2]
[2004,1,22,20,6.4072674646575983E-3,1.9522034633005273E-3,3.425656438413264E-3,8.1445554127720504E-3,1.5627816280617882E-5,2.6501993358583322E-4,2.021033052900989E-2,null,5.357831158755379E-3,1.5801146047696602E-3,3.4611457206181534E-3,3.0858455834115385E-3,2.2665515200667233E-6,1.0626763263988838E-4,1.3593471251714687E-2]
[2004,1,22,21,5.6307557359816292E-3,2.0006892537292554E-3,3.3440653515256751E-3,8.7555691754369943E-3,1.5627816280617882E-5,2.6501993358583322E-4,2.0011727266540005E-2,null,4.7085030703014593E-3,1.619359031398587E-3,3.3787093624197909E-3,3.3173492107263589E-3,2.2665515200667233E-6,1.0626763263988838E-4,1.3132454859006151E-2]
[2004,1,22,22,5.880795988532422E-3,1.9009261029423019E-3,3.0826869763386547E-3,8.2279319801498822E-3,1.5627816280617882E-5,2.6501993358583322E-4,1.9372988797829709E-2,null,4.9175896213857276E-3,1.5386106798359936E-3,3.114623146827279E-3,3.1174356701828099E-3,2.2665515200667233E-6,1.0626763263988838E-4,1.2796793302391765E-2]
[2004,1,22,23,5.6545649147163469E-3,1.7885519653008594E-3,2.9133673533067979E-3,8.5142966248420437E-3,1.5627816280617882E-5,2.6501993358583322E-4,1.9151428608032497E-2,null,4.7284125809302722E-3,1.4476549882681499E-3,2.9435493981285221E-3,3.225934787603359E-3,2.2665515200667233E-6,1.0626763263988838E-4,1.2454085939090259E-2]
[2004,1,22,24,5.2238225588582222E-3,1.8080684329545118E-3,2.7562875178190047E-3,7.920945822722486E-3,1.5627816280617882E-5,2.6501993358583322E-4,1.7989772082220676E-2,null,4.3682208411063303E-3,1.46345162839956E-3,2.7848422393202074E-3,3.0011233817821121E-3,2.2665515200667233E-6,1.0626763263988838E-4,1.1726172274768165E-2]
[2004,1,23,1,4.2408289039210945E-3,1.8535058010994707E-3,2.7061570812394243E-3,8.3554810989498254E-3,1.5627816280617882E-5,2.6501993358583322E-4,1.7436620635076262E-2,null,3.5462301777959408E-3,1.5002286602806333E-3,2.7341924590052547E-3,3.1657620508099972E-3,2.2665515200667233E-6,1.0626763263988838E-4,1.105494753205178E-2]
[2004,1,23,2,3.8822603431115728E-3,1.7994804153092512E-3,2.6620303893566534E-3,8.2182728352306906E-3,1.5627816280617882E-5,2.6501993358583322E-4,1.6842691732874615E-2,null,3.2463910001352039E-3,1.4565004819835233E-3,2.6896086212734619E-3,3.1137759701528149E-3,2.2665515200667233E-6,1.0626763263988838E-4,1.061481025770496E-2]
[2004,1,23,3,3.8643100679648136E-3,1.8184665836449446E-3,2.6147160223375528E-3,8.5131170493962169E-3,1.5627816280617882E-5,2.6501993358583322E-4,1.7091257473209977E-2,null,3.2313807724492151E-3,1.4718678975423113E-3,2.641804084573404E-3,3.2254878647824891E-3,2.2665515200667233E-6,1.0626763263988838E-4,1.0679074803507374E-2]
[2004,1,23,4,3.8720521914379809E-3,1.7884336493437776E-3,2.5963932442447045E-3,7.5808647843589178E-3,1.5627816280617882E-5,2.6501993358583322E-4,1.611839161925183E-2,null,3.2378548256408878E-3,1.4475592232645134E-3,2.6232914852727944E-3,2.8722719568669433E-3,2.2665515200667233E-6,1.0626763263988838E-4,1.0289511675205094E-2]
[2004,1,23,5,4.0787244384462799E-3,1.8182382563106728E-3,2.6087788873530799E-3,6.460785978882647E-3,1.5627816280617882E-5,2.6501993358583322E-4,1.5247175310859132E-2,null,3.4106765489073172E-3,1.4716830892667738E-3,2.6358054417691189E-3,2.447891489207332E-3,2.2665515200667233E-6,1.0626763263988838E-4,1.0074590753310497E-2]
[2004,1,23,6,4.539190237184851E-3,1.7729693748910964E-3,2.7162528153137659E-3,6.4502692353614393E-3,1.5627816280617882E-5,2.6501993358583322E-4,1.5759329412617606E-2,null,3.7957233754415893E-3,1.4350424306380236E-3,2.7443927833565467E-3,2.4439068583831745E-3,2.2665515200667233E-6,1.0626763263988838E-4,1.0527599631979289E-2]
[2004,1,23,7,4.9346123912285961E-3,1.7534527034629873E-3,3.0599726695456171E-3,6.4877898285692522E-3,1.5627816280617882E-5,2.6501993358583322E-4,1.65164753426729E-2,null,4.1263799540039708E-3,1.4192456255714512E-3,3.0916735232538349E-3,2.4581228285582611E-3,2.2665515200667233E-6,1.0626763263988838E-4,1.1203956115547472E-2]
[2004,1,23,8,4.8906263604552337E-3,1.8586511640627712E-3,3.817514892582669E-3,6.8252820735843723E-3,1.5627816280617882E-5,2.6501993358583322E-4,1.7672722240551494E-2,null,4.0895983263401587E-3,1.5043933200192276E-3,3.8570637690622345E-3,2.5859933998705251E-3,2.2665515200667233E-6,1.0626763263988838E-4,1.2145582999452101E-2]
[2004,1,23,9,4.9855435638456961E-3,1.9961333842516832E-3,4.1248995260008857E-3,8.4055283988547624E-3,2.60984563188905E-6,4.4258334217195357E-5,1.9558973052802107E-2,null,4.1689691896032418E-3,1.6156715080260153E-3,4.1676328607578488E-3,3.1847241956474105E-3,3.785141492502718E-7,1.7746696779406829E-5,1.3155122964963174E-2]
[2004,1,23,10,4.8845099630433E-3,1.9981550971564814E-3,4.1670313937424092E-3,8.1621971803362229E-3,0,0,1.9211893634278415E-2,null,4.0844837240836193E-3,1.6173078836126675E-3,4.2102012082722217E-3,3.0925297752135987E-3,0,0,1.3004522591182108E-2]
[2004,1,23,11,4.7067137785866044E-3,2.0655653012101906E-3,4.0825085219536959E-3,8.0992162945676197E-3,0,0,1.8954003896318111E-2,null,3.9358084982959582E-3,1.6718697415020526E-3,4.1248026923249052E-3,3.0686672955153676E-3,0,0,1.2801148227638283E-2]
[2004,1,23,12,4.6504022387438178E-3,2.0334517058621772E-3,4.0149557314981864E-3,8.6263214788309533E-3,0,0,1.9325131154935137E-2,null,3.8887201373946235E-3,1.6458769789775619E-3,4.0565500651848644E-3,3.2683792653426711E-3,0,0,1.285952644689972E-2]
[2004,1,23,13,4.3369038149242752E-3,2.0613113316058818E-3,3.9944448923102706E-3,7.8017524353817553E-3,0,0,1.8194412474222182E-2,null,3.6265691295545278E-3,1.668426576060347E-3,4.0358267368074208E-3,2.9559628580633508E-3,0,0,1.2286785300485647E-2]
[2004,1,23,14,4.0666165285659153E-3,2.0443065086866237E-3,4.0023076886629106E-3,8.8269460623322527E-3,0,0,1.8940176788247703E-2,null,3.4005517746283826E-3,1.6546628626199385E-3,4.0437709905401849E-3,3.3443928048847334E-3,0,0,1.2443378432673239E-2]
[2004,1,23,15,4.0167830212396788E-3,2.0642855410882002E-3,3.9322717787598519E-3,8.2246116729064352E-3,0,0,1.8237952013994165E-2,null,3.3588804194406461E-3,1.6708339029240695E-3,3.973009519210955E-3,3.1161776573234842E-3,0,0,1.2118901498899156E-2]
[2004,1,23,16,4.1483625313470159E-3,2.0994488001220696E-3,3.7636603532246555E-3,8.7664308941504381E-3,0,0,1.877790257884418E-2,null,3.4689087276071969E-3,1.6992950649879759E-3,3.8026513048277331E-3,3.3214645472943415E-3,0,0,1.2292319644717248E-2]
[2004,1,23,17,4.7122068299907099E-3,2.2658325662127722E-3,3.5359889760369235E-3,7.1174284603847922E-3,0,0,1.7631456832625198E-2,null,3.9404018514112918E-3,1.8339661808521044E-3,3.5726212866319922E-3,2.6966831296013809E-3,0,0,1.2043672448496769E-2]
[2004,1,23,18,5.0646342850438914E-3,2.0828932470469395E-3,3.4048743985994885E-3,6.8044272374594384E-3,1.301797127478056E-5,2.207616099853603E-4,1.7590608749409899E-2,null,4.2351057654121263E-3,1.6858949908175179E-3,3.4401483820174143E-3,2.5780918262808877E-3,1.8880374616147096E-6,8.8520940117572507E-5,1.2029649942107134E-2]
[2004,1,23,19,5.5514797484775107E-3,1.957897892840062E-3,3.3587230163593306E-3,6.9177265288021227E-3,1.5627816280617882E-5,2.6501993358583322E-4,1.8066474936345476E-2,null,4.6422115726648195E-3,1.5847236793105066E-3,3.3935188784425829E-3,2.6210191685450473E-3,2.2665515200667233E-6,1.0626763263988838E-4,1.2350007483122913E-2]
[2004,1,23,20,6.2306382504333322E-3,1.8088410458242065E-3,3.3010479280572904E-3,6.1890153244213214E-3,1.5627816280617882E-5,2.6501993358583322E-4,1.7810190298602598E-2,null,5.2101317669729528E-3,1.4640769817001701E-3,3.3352462849552617E-3,2.34492180808082E-3,2.2665515200667233E-6,1.0626763263988838E-4,1.2462911025869161E-2]
[2004,1,23,21,5.4743618838043392E-3,2.0975234523271827E-3,3.2035253671232875E-3,2.5727702548176083E-3,1.5627816280617882E-5,2.6501993358583322E-4,1.362882870793887E-2,null,4.5777247222997114E-3,1.6977366873766493E-3,3.2367134050507048E-3,9.7478270152248235E-4,2.2665515200667233E-6,1.0626763263988838E-4,1.0595491700409503E-2]
[2004,1,23,22,5.1700951526874699E-3,2.1097206068520663E-3,3.0192949088605368E-3,2.8231947329903774E-3,1.5627816280617882E-5,2.6501993358583322E-4,1.3402953151256902E-2,null,4.3232933626689762E-3,1.7076090712565637E-3,3.0505743471249207E-3,1.0696646479005181E-3,2.2665515200667233E-6,1.0626763263988838E-4,1.0259675613110933E-2]
[2004,1,23,23,5.1133530034593883E-3,2.039837485402794E-3,2.8748860148946134E-3,2.6820711838826824E-3,1.5627816280617882E-5,2.6501993358583322E-4,1.299079543750593E-2,null,4.2758449212193404E-3,1.6510456326064764E-3,2.9046693988748072E-3,1.0161951264031964E-3,2.2665515200667233E-6,1.0626763263988838E-4,9.9562892632637755E-3]
[2004,1,23,24,5.1570369564160473E-3,1.6035519165104753E-3,2.6480149358187829E-3,4.6293388182596061E-3,1.5627816280617882E-5,2.6501993358583322E-4,1.4318590376871363E-2,null,4.3123739479190709E-3,1.297915842491527E-3,2.6754479697582764E-3,1.7539845973716401E-3,2.2665515200667233E-6,1.0626763263988838E-4,1.0148256541700469E-2]
[2004,1,24,1,4.4298703002893401E-3,1.4751907442292463E-3,2.5443841463367919E-3,5.5558525395697335E-3,1.5627816280617882E-5,2.6501993358583322E-4,1.4285945480291565E-2,null,3.7043087798432702E-3,1.1940202359014157E-3,2.5707435809824968E-3,2.1050262601727213E-3,2.2665515200667233E-6,1.0626763263988838E-4,9.6826330410598599E-3]
[2004,1,24,2,3.8586945753632217E-3,1.5645205994591171E-3,2.4882608231637116E-3,5.673957622704626E-3,1.5627816280617882E-5,2.6501993358583322E-4,1.3866081370557129E-2,null,3.2266850325884198E-3,1.2663238720459998E-3,2.5140388286760012E-3,2.1497744423262534E-3,2.2665515200667233E-6,1.0626763263988838E-4,9.2653563597966289E-3]
[2004,1,24,3,3.834569703039567E-3,1.5205692690073718E-3,2.467894329331454E-3,5.7928647292857108E-3,1.5627816280617882E-5,2.6501993358583322E-4,1.3896545780530557E-2,null,3.2065115353293069E-3,1.2307496399275675E-3,2.4934613410502529E-3,2.1948264987103352E-3,2.2665515200667233E-6,1.0626763263988838E-4,9.2340831991774182E-3]
[2004,1,24,4,3.6148012240123121E-3,1.5275742355775369E-3,2.4695639736135753E-3,5.9877269883924535E-3,1.5627816280617882E-5,2.6501993358583322E-4,1.388031417146233E-2,null,3.0227385913809729E-3,1.2364194638939321E-3,2.4951482825944244E-3,2.2686567830123086E-3,2.2665515200667233E-6,1.0626763263988838E-4,9.1314973050415933E-3]
[2004,1,24,5,3.7804064224987981E-3,1.5112286848505694E-3,2.5159213458312169E-3,6.1332852565413936E-3,1.5627816280617882E-5,2.6501993358583322E-4,1.422148945958843E-2,null,3.1612195737025345E-3,1.2231893657447268E-3,2.541985910171728E-3,2.3238065506953997E-3,2.2665515200667233E-6,1.0626763263988838E-4,9.3587355844743439E-3]
[2004,1,24,6,3.9712589866382928E-3,1.4816640468577852E-3,2.5810683830856714E-3,6.2446013642876701E-3,1.5627816280617882E-5,2.6501993358583322E-4,1.4559240530735871E-2,null,3.3208126951876837E-3,1.1992597307679781E-3,2.6078078608716788E-3,2.3659824954882533E-3,2.2665515200667233E-6,1.0626763263988838E-4,9.6023969664755481E-3]
[2004,1,24,7,4.1180578552477186E-3,1.5209712517858425E-3,2.8409153220338985E-3,5.7638302148996347E-3,1.5627816280617882E-5,2.6501993358583322E-4,1.4524422393833548E-2,null,3.4435676069568696E-3,1.2310750050194077E-3,2.8703467747777573E-3,2.1838257720353999E-3,2.2665515200667233E-6,1.0626763263988838E-4,9.8373493429493898E-3]
[2004,1,24,8,4.2872034790630009E-3,1.5552007744881727E-3,3.305595165678586E-3,5.6373987976709138E-3,1.5627816280617882E-5,2.6501993358583322E-4,1.5066045966767125E-2,null,3.5850091338860196E-3,1.2587804003601189E-3,3.3398406312700577E-3,2.1359228711787252E-3,2.2665515200667233E-6,1.0626763263988838E-4,1.0428087220854875E-2]
[2004,1,24,9,4.6203929883803074E-3,1.7818536563730142E-3,3.3778696958448352E-3,5.0581035556749847E-3,2.60984563188905E-6,4.4258334217195357E-5,1.4885088076122226E-2,null,3.8636260551613796E-3,1.4422333731736593E-3,3.4128639146295734E-3,1.9164368988442294E-3,3.785141492502718E-7,1.7746696779406829E-5,1.0653285452737499E-2]
[2004,1,24,10,5.4293711714722814E-3,1.8226917619904408E-3,3.3824004500579434E-3,4.7639041176489733E-3,0,0,1.5398367501169638E-2,null,4.5401029682966294E-3,1.4752877593225931E-3,3.417441606770568E-3,1.8049692998822217E-3,0,0,1.1237801634272012E-2]
[2004,1,24,11,5.7143078973150505E-3,1.9233675367896826E-3,3.3523576281388277E-3,4.6229477052346949E-3,0,0,1.5612980767478257E-2,null,4.778370353951289E-3,1.5567747892850504E-3,3.3870875457635615E-3,1.7515631038828637E-3,0,0,1.1473795792882765E-2]
[2004,1,24,12,5.1845596377764081E-3,1.933617058049366E-3,3.2875603093929918E-3,4.6880067468390652E-3,0,0,1.5093743752057832E-2,null,4.3353887323928633E-3,1.5650707576811633E-3,3.3216189366030466E-3,1.7762129645592371E-3,0,0,1.0998291391236311E-2]
[2004,1,24,13,4.8588351690354737E-3,1.9194859131063109E-3,3.3270295253202999E-3,4.4470723812599124E-3,0,0,1.4552422988721997E-2,null,4.0630141643862062E-3,1.5536330008456703E-3,3.3614970476334195E-3,1.684926674487642E-3,0,0,1.0663070887352938E-2]
[2004,1,24,14,4.7731150965977598E-3,1.8366190730686736E-3,3.2660379803237448E-3,4.5861315655143075E-3,0,0,1.4461903715504485E-2,null,3.991334048397464E-3,1.4865605329107926E-3,3.2998736394621972E-3,1.737614040195942E-3,0,0,1.0515382260966396E-2]
[2004,1,24,15,4.8548193557650787E-3,1.8017288977030474E-3,3.2356534283282477E-3,4.3742858953357867E-3,0,0,1.4266487577132159E-2,null,4.0596560948836374E-3,1.4583204049248533E-3,3.2691743081069411E-3,1.6573490051444159E-3,0,0,1.0444499813059848E-2]
[2004,1,24,16,4.6859304925758018E-3,1.8683994355841497E-3,3.2087543796926019E-3,4.3707407599481163E-3,0,0,1.4133825067800669E-2,null,3.9184292741595806E-3,1.5122835765891797E-3,3.2419965893987894E-3,1.6560058083922048E-3,0,0,1.0328715248539753E-2]
[2004,1,24,17,5.0879299522831132E-3,1.9090311552512743E-3,3.1473815581817182E-3,3.926676315071093E-3,0,0,1.4071018980787197E-2,null,4.2545858717892631E-3,1.5451709138313669E-3,3.1799879547462591E-3,1.4877566853246679E-3,0,0,1.0467501425691557E-2]
[2004,1,24,18,5.8680469068550858E-3,1.9367089016275078E-3,3.0528994883373302E-3,3.5951740209105173E-3,1.1720862210463411E-5,1.9876495018937492E-4,1.4663315130130281E-2,null,4.9069286918345372E-3,1.5675732976496281E-3,3.0845270649588054E-3,1.3621556133837707E-3,1.6999136400500424E-6,7.9700724479916284E-5,1.1002585305946708E-2]
[2004,1,24,19,6.0345056367913322E-3,1.807442334258533E-3,2.948014246878385E-3,3.6892325929372819E-3,1.5627816280617882E-5,2.6501993358583322E-4,1.4759842560731984E-2,null,5.0461234070261138E-3,1.4629448637553304E-3,2.9785552282734608E-3,1.397792945854445E-3,2.2665515200667233E-6,1.0626763263988838E-4,1.0993950629069306E-2]
[2004,1,24,20,5.9027538384734644E-3,1.7926754392121869E-3,2.8614682421238733E-3,3.8090389619290913E-3,1.5627816280617882E-5,2.6501993358583322E-4,1.4646584231605067E-2,null,4.9359510294652758E-3,1.4509925304209846E-3,2.8911126200090358E-3,1.4431857188028849E-3,2.2665515200667233E-6,1.0626763263988838E-4,1.0829776082858136E-2]
[2004,1,24,21,5.6628715351800286E-3,1.8120670605728344E-3,2.7326619643630373E-3,3.762593867007091E-3,1.5627816280617882E-5,2.6501993358583322E-4,1.4250842176989444E-2,null,4.7353586730342397E-3,1.4666881198911101E-3,2.7609719287063289E-3,1.4255883935011956E-3,2.2665515200667233E-6,1.0626763263988838E-4,1.0497141299292828E-2]
[2004,1,24,22,5.1750110205241199E-3,1.8506209477886163E-3,2.5828950170340469E-3,4.0207904622536804E-3,1.5627816280617882E-5,2.6501993358583322E-4,1.3909965197466914E-2,null,4.3274040682096471E-3,1.4978936583534303E-3,2.6096534184712858E-3,1.5234150743589545E-3,2.2665515200667233E-6,1.0626763263988838E-4,1.0066900403553273E-2]
[2004,1,24,23,5.51165879595201E-3,1.698242922685597E-3,2.4455707218399309E-3,4.413306757023382E-3,1.5627816280617882E-5,2.6501993358583322E-4,1.4349426947367372E-2,null,4.6089128316040935E-3,1.37455879729127E-3,2.4709064643639515E-3,1.6721334037514597E-3,2.2665515200667233E-6,1.0626763263988838E-4,1.0235045681170731E-2]
[2004,1,24,24,5.3317440872918641E-3,1.6421633467485985E-3,2.4269703814934398E-3,4.4635345031797799E-3,1.5627816280617882E-5,2.6501993358583322E-4,1.4145060068580136E-2,null,4.4584660713752012E-3,1.3291679563091896E-3,2.4521134273067626E-3,1.6911639168717188E-3,2.2665515200667233E-6,1.0626763263988838E-4,1.0039445556022828E-2]
[2004,1,25,1,4.6803430044715169E-3,1.936830607950105E-3,2.4533203272491242E-3,4.5409348404870566E-3,1.5627816280617882E-5,2.6501993358583322E-4,{"$f":"SUM(E579:J579)","v":1.3892076530024255E-2},null,3.9137569519833264E-3,1.5676718068170607E-3,2.4787363545122273E-3,1.7204897028636312E-3,2.2665515200667233E-6,1.0626763263988838E-4,{"$f":"SUM(M579:R579)","v":9.7891890003362E-3}]
[2004,1,25,2,4.4699426953218949E-3,1.9301859747436047E-3,2.4292313535165437E-3,4.6644619868386594E-3,1.5627816280617882E-5,2.6501993358583322E-4,1.3774469760287155E-2,null,{"$f":"E580*V$5","v":3.7378177800365142E-3},{"$f":"F580*W$5","v":1.5622936368822641E-3},{"$f":"G580*X$5","v":2.4543978226578118E-3},{"$f":"H580*Y$5","v":1.7672922205802838E-3},{"$f":"I580*Z$5","v":2.2665515200667233E-6},{"$f":"J580*AA$5","v":1.0626763263988838E-4},9.6303356443168293E-3]
[2004,1,25,3,4.1048531562623905E-3,1.9696697624897886E-3,2.4300534164825457E-3,4.8420945930853655E-3,1.5627816280617882E-5,2.6501993358583322E-4,1.3627318678186543E-2,null,3.4325256849431834E-3,1.5942518373681354E-3,2.4552284020717165E-3,1.8345944569425894E-3,2.2665515200667233E-6,1.0626763263988838E-4,9.4251345654855802E-3]
[2004,1,25,4,4.3961323240452486E-3,1.8791170239779898E-3,2.4338067659627452E-3,4.8938904894536266E-3,1.5627816280617882E-5,2.6501993358583322E-4,1.3883594353306062E-2,null,3.676096693903199E-3,1.5209583987925914E-3,2.4590206356844353E-3,1.8542191178290747E-3,2.2665515200667233E-6,1.0626763263988838E-4,9.6188290303692563E-3]
[2004,1,25,5,4.2617679457730706E-3,1.8607730827162748E-3,2.4780851743926692E-3,5.3206297475751167E-3,1.5627816280617882E-5,2.6501993358583322E-4,1.4201903700323582E-2,null,3.5637396467681393E-3,1.506110802196452E-3,2.5037577617238464E-3,2.0159039966473179E-3,2.2665515200667233E-6,1.0626763263988838E-4,9.6980463914957109E-3]
[2004,1,25,6,4.4780867762119992E-3,1.8009248573667156E-3,2.5425349906906345E-3,5.6751305183054251E-3,1.5627816280617882E-5,2.6501993358583322E-4,1.4777324892441226E-2,null,3.7446279546691657E-3,1.4576696142146917E-3,2.5688752683637279E-3,2.1502188342575617E-3,2.2665515200667233E-6,1.0626763263988838E-4,1.0029925855665102E-2]
[2004,1,25,7,4.6947922256407966E-3,1.7279029568250217E-3,2.6960114114453369E-3,5.7007941451346893E-3,1.5627816280617882E-5,2.6501993358583322E-4,1.5100148488912297E-2,null,3.9258395578410567E-3,1.3985656459639163E-3,2.7239416816077187E-3,2.1599423839778098E-3,2.2665515200667233E-6,1.0626763263988838E-4,1.0316823453550457E-2]
[2004,1,25,8,5.2194683920216423E-3,1.6494283756185669E-3,2.9186395044599957E-3,5.6079284480785602E-3,1.5627816280617882E-5,2.6501993358583322E-4,1.5676112470045217E-2,null,4.3645798364384076E-3,1.3350482748504253E-3,2.9488761679696898E-3,2.1247570133114506E-3,2.2665515200667233E-6,1.0626763263988838E-4,1.088179547672993E-2]
[2004,1,25,9,5.3070128382950634E-3,1.6906769575158415E-3,3.1271719978642528E-3,6.0151143979361704E-3,2.60984563188905E-6,4.4258334217195357E-5,1.618684437146041E-2,null,4.4377855149288067E-3,1.3684349007360938E-3,3.159569026442763E-3,2.2790334472374708E-3,3.785141492502718E-7,1.7746696779406829E-5,1.1262948100273793E-2]
[2004,1,25,10,5.6869039671066058E-3,1.6240270485970698E-3,3.2293362214665458E-3,6.0761502835805252E-3,0,0,1.6616417520750746E-2,null,4.7554548705641747E-3,1.3144884261657296E-3,3.2627916559383055E-3,2.3021589965891128E-3,0,0,1.1634893949257322E-2]
[2004,1,25,11,5.7070232925584656E-3,1.7062734549514412E-3,3.2352527576547459E-3,6.0201239151563331E-3,0,0,1.6668673420320988E-2,null,4.7722788832019669E-3,1.3810587147209221E-3,3.2687694865459064E-3,2.2809314755282014E-3,0,0,1.1703038559996997E-2]
[2004,1,25,12,5.0048093338552584E-3,1.8173127176186793E-3,3.2043165044002746E-3,6.208032639833984E-3,0,0,1.6234471195708196E-2,null,4.1850794493081822E-3,1.4709339577177365E-3,3.2375127383901373E-3,2.3521271736042077E-3,0,0,1.1245653319020265E-2]
[2004,1,25,13,4.9543144904364367E-3,1.775113948524079E-3,3.2165697269555169E-3,6.1495782358042738E-3,0,0,1.6095576401720307E-2,null,4.1428550772309829E-3,1.4367782497686538E-3,3.2498929024764407E-3,2.3299797075530633E-3,0,0,1.1159505937029142E-2]
[2004,1,25,14,4.4361473724351293E-3,1.7791715185711699E-3,3.179026454234876E-3,6.1069438755725017E-3,0,0,1.5501289220813676E-2,null,3.7095577401705824E-3,1.4400624492959125E-3,3.2119606871328509E-3,2.3138262104552992E-3,0,0,1.0675407087054644E-2]
[2004,1,25,15,4.2062397703518323E-3,1.7687102501280209E-3,3.2070141268401979E-3,6.083671394719682E-3,0,0,1.5265635542039732E-2,null,3.5173063442562949E-3,1.4315950926078503E-3,3.2402383077902342E-3,2.305008628817622E-3,0,0,1.0494148373472002E-2]
[2004,1,25,16,4.7507024826084938E-3,1.6528587616958723E-3,3.1589457050770794E-3,6.1059856178346519E-3,0,0,1.5668492567216096E-2,null,3.9725923613611073E-3,1.3378248313122116E-3,3.1916719044531418E-3,2.3134631414775285E-3,0,0,1.081555223860399E-2]
[2004,1,25,17,5.6961376598087636E-3,1.7038923499475569E-3,3.1048026663233674E-3,6.0605277667899402E-3,0,0,1.6565360442869628E-2,null,4.7631761911962351E-3,1.3791314469627928E-3,3.1369679520128688E-3,2.2962398675517685E-3,0,0,1.1575515457723666E-2]
[2004,1,25,18,5.9089770376646996E-3,1.7146672281246839E-3,3.0273918622830067E-3,6.0583149608032074E-3,1.1720862210463411E-5,1.9876495018937492E-4,1.6919836901275437E-2,null,4.9411549406049096E-3,1.3878526395497107E-3,3.058755183759317E-3,2.2954014697221707E-3,1.6999136400500424E-6,7.9700724479916284E-5,1.1764564871756072E-2]
[2004,1,25,19,6.4969668856110253E-3,1.6982710537690646E-3,2.8315299073473302E-3,6.0522215424638265E-3,1.5627816280617882E-5,2.6501993358583322E-4,1.7359637139057697E-2,null,5.4328388519970829E-3,1.3745815666063904E-3,2.8608641286155842E-3,2.2930927681273643E-3,2.2665515200667233E-6,1.0626763263988838E-4,1.2069911499506376E-2]
[2004,1,25,20,6.218355727584772E-3,1.7516318234617068E-3,2.8256264446250077E-3,5.9280260399016769E-3,1.5627816280617882E-5,2.6501993358583322E-4,1.7004287785439613E-2,null,5.1998609793104849E-3,1.4177718042522882E-3,2.8548995069129887E-3,2.2460370206202644E-3,2.2665515200667233E-6,1.0626763263988838E-4,1.1827103495255981E-2]
[2004,1,25,21,5.9930353530653633E-3,1.8682529715301488E-3,2.7068260563006112E-3,6.2153574275439294E-3,1.5627816280617882E-5,2.6501993358583322E-4,1.7064119558306501E-2,null,5.0114454761398157E-3,1.5121650284997254E-3,2.7348683645468217E-3,2.3549024219337504E-3,2.2665515200667233E-6,1.0626763263988838E-4,1.1721915475280068E-2]
[2004,1,25,22,6.2978107751630666E-3,1.6723899162373944E-3,2.581262087260059E-3,6.3504632332025499E-3,1.5627816280617882E-5,2.6501993358583322E-4,1.7182573761729519E-2,null,5.2663022090521129E-3,1.3536333590191013E-3,2.6080035717919946E-3,2.4060919138771801E-3,2.2665515200667233E-6,1.0626763263988838E-4,1.1742565237900343E-2]
[2004,1,25,23,6.0065067069542495E-3,1.6640086346567057E-3,2.5634553777265901E-3,6.9091052381732836E-3,1.5627816280617882E-5,2.6501993358583322E-4,1.7423723707377277E-2,null,5.0227103780679187E-3,1.3468495448925024E-3,2.5900123874429289E-3,2.6177526953906514E-3,2.2665515200667233E-6,1.0626763263988838E-4,1.1685859189953955E-2]
[2004,1,25,24,5.1360269632876798E-3,1.8187150728075539E-3,2.550772975357574E-3,7.808737864597461E-3,1.5627816280617882E-5,2.6501993358583322E-4,1.7594900625916718E-2,null,4.2948051486689492E-3,1.4720690248132885E-3,2.5771985973049405E-3,2.9586095287287275E-3,2.2665515200667233E-6,1.0626763263988838E-4,1.1411216483675862E-2]
[2004,1,26,1,4.2402116854879535E-3,1.8710934749822529E-3,2.5371323936138192E-3,7.642234381733972E-3,1.5627816280617882E-5,2.6501993358583322E-4,1.6571319685684448E-2,null,3.5457140526035584E-3,1.5144641336257761E-3,2.5634167011989177E-3,2.8955239444117243E-3,2.2665515200667233E-6,1.0626763263988838E-4,1.0627653015999931E-2]
[2004,1,26,2,3.9828189610343206E-3,1.9483690552491407E-3,2.5247832313951158E-3,7.6391646792324727E-3,1.5627816280617882E-5,2.6501993358583322E-4,1.63757836767775E-2,null,3.3304792794773348E-3,1.5770110326899351E-3,2.5509396035287607E-3,2.8943608817979219E-3,2.2665515200667233E-6,1.0626763263988838E-4,1.0461324981653907E-2]
[2004,1,26,3,3.6248002554106554E-3,2.0043158053417434E-3,2.5194893327084703E-3,7.7961181815913135E-3,1.5627816280617882E-5,2.6501993358583322E-4,1.6225371324918633E-2,null,3.0310998970824949E-3,1.6222943643572506E-3,2.5455908608529899E-3,2.9538281267865781E-3,2.2665515200667233E-6,1.0626763263988838E-4,1.0261347433239268E-2]
[2004,1,26,4,3.7853069954519192E-3,1.9452649649872075E-3,2.521428550991855E-3,7.1624251008182158E-3,1.5627816280617882E-5,2.6501993358583322E-4,1.569507336211565E-2,null,3.1653174894847014E-3,1.5744985802485735E-3,2.5475501691442763E-3,2.7137316579878526E-3,2.2665515200667233E-6,1.0626763263988838E-4,1.0109632081025359E-2]
[2004,1,26,5,3.8861667120790601E-3,1.9788193703889228E-3,2.6147829712280068E-3,7.8020516646396644E-3,1.5627816280617882E-5,2.6501993358583322E-4,1.6562468468202102E-2,null,3.249657551045876E-3,1.6016575352583004E-3,2.64187172704423E-3,2.9560762313829672E-3,2.2665515200667233E-6,1.0626763263988838E-4,1.0557797228891328E-2]
[2004,1,26,6,4.1263616103834151E-3,1.9665716633387297E-3,2.7147890751313365E-3,7.4653743113031303E-3,1.5627816280617882E-5,2.6501993358583322E-4,1.6553744410023059E-2,null,3.4505113030404364E-3,1.5917442341353573E-3,2.7429138790473744E-3,2.8285144098746991E-3,2.2665515200667233E-6,1.0626763263988838E-4,1.0722218010257823E-2]
[2004,1,26,7,4.6930529329839736E-3,1.9065669037822708E-3,3.0888423590280244E-3,7.7075886306358782E-3,1.5627816280617882E-5,2.6501993358583322E-4,1.7676698576296595E-2,null,3.9243851412052088E-3,1.543176347276601E-3,3.1208422983496505E-3,2.920285654549379E-3,2.2665515200667233E-6,1.0626763263988838E-4,1.1617223625540796E-2]
[2004,1,26,8,4.8957220192038711E-3,2.0041419204153864E-3,3.858572187066896E-3,7.3096860489653389E-3,1.5627816280617882E-5,2.6501993358583322E-4,1.8348769925517941E-2,null,4.0938593751208485E-3,1.6221536217979574E-3,3.8985464109030092E-3,2.7695265446843298E-3,2.2665515200667233E-6,1.0626763263988838E-4,1.24926201366661E-2]
[2004,1,26,9,5.443821209658254E-3,2.0545504193530554E-3,4.1658229890646466E-3,8.1164543524081863E-3,1.2971090643171483E-6,2.1996659795985365E-5,1.9803942739344445E-2,null,4.5521862573531672E-3,1.6629542897986498E-3,4.2089802847048979E-3,3.0751985279716524E-3,1.8812382156466709E-7,8.8202156376562046E-6,1.3508327699287587E-2]
[2004,1,26,10,5.111331991897867E-3,2.1729351755796398E-3,4.2091672239650008E-3,8.0671065913799269E-3,0,0,1.9560540982822436E-2,null,4.2741549279770958E-3,1.7587749795025104E-3,4.2527735593183664E-3,3.0565014275527021E-3,0,0,1.3342204894350673E-2]
[2004,1,26,11,5.1308828313728029E-3,2.1145503545625262E-3,4.2211154112479551E-3,7.7629237247328073E-3,0,0,1.9229472321916092E-2,null,4.2905035660660215E-3,1.7115182718281823E-3,4.2648455280131304E-3,2.9412512625012748E-3,0,0,1.3208118628408609E-2]
[2004,1,26,12,4.8868750491576889E-3,2.1172521484105322E-3,4.1663004811095345E-3,8.3092849237672069E-3,0,0,1.9479712602444965E-2,null,4.0864614364464497E-3,1.7137051053209851E-3,4.2094627234950987E-3,3.1482590373325221E-3,0,0,1.3157888302595056E-2]
[2004,1,26,13,4.3244757603955845E-3,2.1169398306579656E-3,4.0715790525685455E-3,7.1544127498136146E-3,0,0,1.7667407393435711E-2,null,3.6161766466179524E-3,1.7134523151526259E-3,4.1137599952911766E-3,2.7106959026019272E-3,0,0,1.2154084859663683E-2]
[2004,1,26,14,4.2429216233006231E-3,2.1695159674071781E-3,4.1508904831398232E-3,7.7839133213401185E-3,0,0,1.8347241395187744E-2,null,3.5479801339449567E-3,1.7560074704433264E-3,4.1938930802788328E-3,2.9492038947452263E-3,0,0,1.2447084579412342E-2]
[2004,1,26,15,4.1662770994685934E-3,2.1480985614019143E-3,4.0428916504523212E-3,7.397042313160497E-3,0,0,1.7754309624483326E-2,null,3.4838890966657505E-3,1.7386722097180007E-3,4.084775396031067E-3,2.802624476785968E-3,0,0,1.2109961179200787E-2]
[2004,1,26,16,4.8126649206781079E-3,2.1064952236830442E-3,3.9199857294289755E-3,8.0848864392996014E-3,0,0,1.8924032313089728E-2,null,4.024406068716551E-3,1.7049984442665195E-3,3.9605961882685902E-3,3.0632379358574548E-3,0,0,1.2753238637109116E-2]
[2004,1,26,17,5.3919901396795901E-3,2.2212927999415606E-3,3.6961869415343927E-3,7.5664698456745835E-3,0,0,1.8875939726830125E-2,null,4.5088445171721746E-3,1.7979156684433297E-3,3.7344788788049323E-3,2.8668179381131542E-3,0,0,1.290805700253359E-2]
[2004,1,26,18,5.5039193473381907E-3,2.1781388283112616E-3,3.5077672629100546E-3,7.085200676277899E-3,1.1720862210463411E-5,1.9876495018937492E-4,1.8485511927237245E-2,null,4.6024410151607447E-3,1.7629868190130724E-3,3.544107200828683E-3,2.6844725226119015E-3,1.6999136400500424E-6,7.9700724479916284E-5,1.2675408195734367E-2]
[2004,1,26,19,6.1087311782928953E-3,2.0197937216277924E-3,3.4360058983572287E-3,7.0504232050447981E-3,1.5627816280617882E-5,2.6501993358583322E-4,1.8895601753189162E-2,null,5.1081916633032558E-3,1.6348221986915057E-3,3.4716023994006743E-3,2.6712958787599122E-3,2.2665515200667233E-6,1.0626763263988838E-4,1.2994446324315304E-2]
[2004,1,26,20,5.9154379315153145E-3,2.1061143755398428E-3,3.4125613065908436E-3,8.5890375088194942E-3,1.5627816280617882E-5,2.6501993358583322E-4,2.0303798872331944E-2,null,4.9465576147678311E-3,1.7046901855606086E-3,3.4479149252120925E-3,3.2542529480225767E-3,2.2665515200667233E-6,1.0626763263988838E-4,1.3461949857723064E-2]
[2004,1,26,21,5.8439790846497273E-3,2.0722846977366846E-3,3.3537783312836398E-3,8.456419506379249E-3,1.5627816280617882E-5,2.6501993358583322E-4,2.0007109369915749E-2,null,4.8868029005441705E-3,1.6773084249110048E-3,3.3885229671779208E-3,3.2040060460898656E-3,2.2665515200667233E-6,1.0626763263988838E-4,1.3265174522882917E-2]
[2004,1,26,22,5.4937753664077525E-3,1.9990676883215185E-3,3.0378020841004905E-3,8.21196468876342E-3,1.5627816280617882E-5,2.6501993358583322E-4,1.902325757745963E-2,null,4.5939585009840359E-3,1.6180465354259477E-3,3.0692732538991699E-3,3.1113859114044865E-3,2.2665515200667233E-6,1.0626763263988838E-4,1.2501198385873595E-2]
[2004,1,26,23,5.2230883377635939E-3,1.936097408622489E-3,2.8679971260928967E-3,8.3058160449924444E-3,1.5627816280617882E-5,2.6501993358583322E-4,1.8613646667337874E-2,null,4.367606876935189E-3,1.5670783548600528E-3,2.897709142227786E-3,3.1469447330268871E-3,2.2665515200667233E-6,1.0626763263988838E-4,1.2087873291209871E-2]
[2004,1,26,24,4.7778311660428181E-3,1.9482351632281419E-3,2.7293016139954894E-3,7.9300203703409622E-3,1.5627816280617882E-5,2.6501993358583322E-4,1.7666036063473861E-2,null,3.9952776802122687E-3,1.5769026604112153E-3,2.7575767656175857E-3,3.0045615869720502E-3,2.2665515200667233E-6,1.0626763263988838E-4,1.1442852877373075E-2]
[2004,1,27,1,4.321311217223461E-3,1.8007554334152206E-3,2.6780399805430683E-3,7.9034832677319315E-3,1.5627816280617882E-5,2.6501993358583322E-4,1.698423764878013E-2,null,3.6135304190171294E-3,1.4575324823710145E-3,2.7057840694014045E-3,2.9945070908415188E-3,2.2665515200667233E-6,1.0626763263988838E-4,1.0879888245791022E-2]
[2004,1,27,2,3.9116528679463075E-3,1.7900317789785187E-3,2.6480627577392048E-3,7.8774515670638236E-3,1.5627816280617882E-5,2.6501993358583322E-4,1.6507846721594305E-2,null,3.2709693693483968E-3,1.4488527503090257E-3,2.6754962871065554E-3,2.9846440836589043E-3,2.2665515200667233E-6,1.0626763263988838E-4,1.0488496674582837E-2]
[2004,1,27,3,3.9127553351326599E-3,1.8294017511052178E-3,2.6250299665551498E-3,8.3892367335014362E-3,1.5627816280617882E-5,2.6501993358583322E-4,1.7037071536160912E-2,null,3.2718912651604768E-3,1.4807188283670967E-3,2.6522248796920079E-3,3.1785515366096755E-3,2.2665515200667233E-6,1.0626763263988838E-4,1.0691920693989212E-2]
[2004,1,27,4,4.0686024019766526E-3,1.7187510218067709E-3,2.6041764223476193E-3,7.991380339090878E-3,1.5627816280617882E-5,2.6501993358583322E-4,1.666355793508837E-2,null,3.4022123849425426E-3,1.3911580645022011E-3,2.6311552959228171E-3,3.0278099263802722E-3,2.2665515200667233E-6,1.0626763263988838E-4,1.0560869855907788E-2]
[2004,1,27,5,4.1626170500736592E-3,1.8654506334827498E-3,2.6084393243100334E-3,6.6568322967535494E-3,1.5627816280617882E-5,2.6501993358583322E-4,1.5573987054486444E-2,null,3.4808285210305157E-3,1.5098968144741695E-3,2.6354623609043419E-3,2.5221703949898778E-3,2.2665515200667233E-6,1.0626763263988838E-4,1.0256892275558861E-2]
[2004,1,27,6,4.4336669733724965E-3,1.7212237721674251E-3,2.680323762519741E-3,6.5245318981701893E-3,1.5627816280617882E-5,2.6501993358583322E-4,1.5640394156096301E-2,null,3.7074836017867508E-3,1.3931595100647519E-3,2.7080915110136894E-3,2.4720438282270279E-3,2.2665515200667233E-6,1.0626763263988838E-4,1.0389312635252175E-2]
[2004,1,27,7,5.0975337830694665E-3,1.722425040963626E-3,3.0796522356553151E-3,6.6268285219296848E-3,1.5627816280617882E-5,2.6501993358583322E-4,1.680708733148454E-2,null,4.2626167061682501E-3,1.3941318177185464E-3,3.1115569666897891E-3,2.5108024305850064E-3,2.2665515200667233E-6,1.0626763263988838E-4,1.1387642105321547E-2]
[2004,1,27,8,4.9419993870007976E-3,1.9044692988673055E-3,3.8294305149230365E-3,7.2849568590736035E-3,1.5627816280617882E-5,2.6501993358583322E-4,1.8241503809731191E-2,null,4.1325570453047801E-3,1.5414785446533181E-3,3.8691028354465354E-3,2.7601570386104821E-3,2.2665515200667233E-6,1.0626763263988838E-4,1.241182964817507E-2]
[2004,1,27,9,5.0947226153919244E-3,2.0554554874122354E-3,4.1656826383741968E-3,8.7658437994284945E-3,1.2971090643171483E-6,2.1996659795985365E-5,2.0104998309467152E-2,null,4.260265975243047E-3,1.6636868524057271E-3,4.2088384800025381E-3,3.3212421062201588E-3,1.8812382156466709E-7,8.8202156376562046E-6,1.3463041753330693E-2]
[2004,1,27,10,4.989908488647771E-3,2.0673676789240369E-3,4.1611086604988433E-3,8.7874720640196639E-3,0,0,2.0005856892090314E-2,null,4.1726191902063357E-3,1.6733285870591365E-3,4.2042171164086992E-3,3.3294367198464419E-3,0,0,1.3379601613520614E-2]
[2004,1,27,11,4.6652183215686776E-3,2.0850049600294241E-3,4.1771146255967784E-3,8.4148993473156866E-3,0,0,1.9342237254510567E-2,null,3.9011095172117771E-3,1.6876042125187562E-3,4.220388900882434E-3,3.1882747025142643E-3,0,0,1.2997377333127232E-2]
[2004,1,27,12,4.3362028631452635E-3,2.1552722242807127E-3,4.1064185123153183E-3,8.7364713006229805E-3,0,0,1.9334364900364276E-2,null,3.6259829855698898E-3,1.7444785765734917E-3,4.1489603865677294E-3,3.3101133224966647E-3,0,0,1.2829535271207775E-2]
[2004,1,27,13,4.1845728343611402E-3,2.0271741026099597E-3,3.9873145277878955E-3,7.7776305502778578E-3,0,0,1.7976692015036853E-2,null,3.4991882017866654E-3,1.6407958832986267E-3,4.0286225027878243E-3,2.9468234503438463E-3,0,0,1.2115430038216964E-2]
[2004,1,27,14,4.1225280840516583E-3,2.093365220179126E-3,4.0684934087447736E-3,8.4889161895953542E-3,0,0,1.8773302902570912E-2,null,3.4473056639842412E-3,1.694371011887037E-3,4.1106423846644239E-3,3.2163185347765634E-3,0,0,1.2468637595312266E-2]
[2004,1,27,15,3.8742067596668622E-3,2.0743999763973872E-3,3.9785134488125743E-3,8.6043052412628166E-3,0,0,1.8531425426139642E-2,null,3.2396565005130607E-3,1.6790205326742413E-3,4.0197302459664234E-3,3.260037654779566E-3,0,0,1.2198444933933291E-2]
[2004,1,27,16,4.1392423330298593E-3,2.1138677518926924E-3,3.8475478497485343E-3,8.6615915640042961E-3,0,0,1.876224949867538E-2,null,3.4612823122925208E-3,1.7109657728350521E-3,3.8874078631186398E-3,3.2817425529676814E-3,0,0,1.2341398501213893E-2]
[2004,1,27,17,4.8714624001234049E-3,2.2375863626022878E-3,3.6604059039315453E-3,7.6980186205952228E-3,0,0,{"$f":"SUM(E643:J643)","v":1.846747328725246E-2},null,4.0735732010652439E-3,1.8111036874218522E-3,3.6983271550682299E-3,2.9166597263408423E-3,0,0,{"$f":"SUM(M643:R643)","v":1.2499663769896169E-2}]
[2004,1,27,18,5.3895826490302102E-3,2.1627110338737362E-3,3.4771643955283579E-3,6.8276387471212603E-3,1.0423753772197991E-5,1.7676830101011196E-4,1.8044288880335876E-2,null,{"$f":"E644*V$5","v":4.5068313456467458E-3},{"$f":"F644*W$5","v":1.7504995533318081E-3},{"$f":"G644*X$5","v":3.5131872923728699E-3},{"$f":"H644*Y$5","v":2.5868863068810102E-3},{"$f":"I644*Z$5","v":1.5117899092836334E-6},{"$f":"J644*AA$5","v":7.0880513099351024E-5},1.2429796801241068E-2]
[2004,1,27,19,5.4638091155611865E-3,2.132052690819231E-3,3.4195348296751464E-3,7.0402526402939683E-3,1.5627816280617882E-5,2.6501993358583322E-4,1.8336297026215982E-2,null,4.5689003754441817E-3,1.7256846728497502E-3,3.4549606929400573E-3,2.6674424096966493E-3,2.2665515200667233E-6,1.0626763263988838E-4,1.2525522335090593E-2]
[2004,1,27,20,6.2648726066730186E-3,1.9522034633005273E-3,3.3740755568377702E-3,8.5503537389009683E-3,1.5627816280617882E-5,2.6501993358583322E-4,2.0422153115578733E-2,null,5.2387589316063438E-3,1.5801146047696602E-3,3.4090304689166646E-3,3.2395962682527277E-3,2.2665515200667233E-6,1.0626763263988838E-4,1.3576034457705352E-2]
[2004,1,27,21,5.5036869604130874E-3,2.0006892537292554E-3,3.3117103045379372E-3,8.6182068739528959E-3,1.5627816280617882E-5,2.6501993358583322E-4,1.9714941142499623E-2,null,4.6022466905262455E-3,1.619359031398587E-3,3.346019122042423E-3,3.2653047675518139E-3,2.2665515200667233E-6,1.0626763263988838E-4,1.2941463795679025E-2]
[2004,1,27,22,5.75179510686687E-3,1.9009261029423019E-3,3.0073811503084366E-3,7.8272229182238199E-3,1.5627816280617882E-5,2.6501993358583322E-4,1.8767973028207877E-2,null,4.8097175921459519E-3,1.5386106798359936E-3,3.0385371638374514E-3,2.965613228525843E-3,2.2665515200667233E-6,1.0626763263988838E-4,1.2461012848505195E-2]
[2004,1,27,23,5.5299073592395744E-3,1.7885519653008594E-3,2.8498556475522649E-3,8.363186036378813E-3,1.5627816280617882E-5,2.6501993358583322E-4,1.8812148758337963E-2,null,4.6241724912833475E-3,1.4476549882681499E-3,2.879379720715313E-3,3.1686813319654079E-3,2.2665515200667233E-6,1.0626763263988838E-4,1.2228422716392174E-2]
[2004,1,27,24,5.1077554954084888E-3,1.8080684329545118E-3,2.7438879959927383E-3,7.933415760718876E-3,1.5627816280617882E-5,2.6501993358583322E-4,1.7873775434941064E-2,null,4.2711642202478391E-3,1.46345162839956E-3,2.7723142603245754E-3,3.0058480476651914E-3,2.2665515200667233E-6,1.0626763263988838E-4,1.1621312340797121E-2]
[2004,1,28,1,4.4978064269056558E-3,1.8007554334152206E-3,2.6959866983197792E-3,8.2395508389258645E-3,1.5627816280617882E-5,2.6501993358583322E-4,1.7514747147432969E-2,null,3.7611177546516129E-3,1.4575324823710145E-3,2.7239167124579211E-3,3.1218378753641906E-3,2.2665515200667233E-6,1.0626763263988838E-4,1.1172939009004693E-2]
[2004,1,28,2,4.0703069012984917E-3,1.7900317789785187E-3,2.6673694168127962E-3,8.3217925337116336E-3,1.5627816280617882E-5,2.6501993358583322E-4,1.7130148380667891E-2,null,3.4036377069892655E-3,1.4488527503090257E-3,2.6950029602459515E-3,3.1529979765317715E-3,2.2665515200667233E-6,1.0626763263988838E-4,1.0809025578235969E-2]
[2004,1,28,3,4.0826822237794115E-3,1.8294017511052178E-3,2.6456757217190891E-3,8.5618967121570532E-3,1.5627816280617882E-5,2.6501993358583322E-4,1.7400304158627221E-2,null,3.4139860947776097E-3,1.4807188283670967E-3,2.6730845217545658E-3,3.2439697215889121E-3,2.2665515200667233E-6,1.0626763263988838E-4,1.092029335064814E-2]
[2004,1,28,4,4.2475222501227091E-3,1.7187510218067709E-3,2.6176969989791998E-3,7.8231388813377531E-3,1.5627816280617882E-5,2.6501993358583322E-4,1.6687756902112882E-2,null,3.5518272313032526E-3,1.3911580645022011E-3,2.644815943681867E-3,2.9640658503635436E-3,2.2665515200667233E-6,1.0626763263988838E-4,1.0660401274010819E-2]
[2004,1,28,5,4.3469880351654829E-3,1.8654506334827498E-3,2.6266659866119231E-3,6.7226857592090116E-3,1.5627816280617882E-5,2.6501993358583322E-4,1.5842438164335618E-2,null,3.635001671151725E-3,1.5098968144741695E-3,2.6538778486689461E-3,2.5471212493915645E-3,2.2665515200667233E-6,1.0626763263988838E-4,1.045443176784636E-2]
[2004,1,28,6,4.6339702249060411E-3,1.7212237721674251E-3,2.6950826181844374E-3,6.8131334304110079E-3,1.5627816280617882E-5,2.6501993358583322E-4,1.614405779553536E-2,null,3.8749794973750259E-3,1.3931595100647519E-3,2.723003266189216E-3,2.5813904676070675E-3,2.2665515200667233E-6,1.0626763263988838E-4,1.0681066925396016E-2]
[2004,1,28,7,5.3402645881077179E-3,1.722425040963626E-3,3.0825828965688525E-3,6.7521522272721013E-3,1.5627816280617882E-5,2.6501993358583322E-4,1.7178072502778745E-2,null,4.4655910127033406E-3,1.3941318177185464E-3,3.1145179888068149E-3,2.5582856366076711E-3,2.2665515200667233E-6,1.0626763263988838E-4,1.1641060639996328E-2]
[2004,1,28,8,5.1668843150942823E-3,1.9044692988673055E-3,3.8363649138078277E-3,7.3524105470574343E-3,1.5627816280617882E-5,2.6501993358583322E-4,1.8540776824693298E-2,null,4.3206084231378304E-3,1.5414785446533181E-3,3.8761090736542029E-3,2.7857141936177775E-3,2.2665515200667233E-6,1.0626763263988838E-4,1.2632444419223085E-2]
[2004,1,28,9,5.3120708121198769E-3,2.0554554874122354E-3,4.1764736637360036E-3,8.962968241257193E-3,1.2971090643171483E-6,2.1996659795985365E-5,2.0530261973385609E-2,null,4.4420150511403408E-3,1.6636868524057271E-3,4.219741298753796E-3,3.3959294964300214E-3,1.8812382156466709E-7,8.8202156376562046E-6,1.3730381038189106E-2]
[2004,1,28,10,5.1837430108056751E-3,2.0673676789240369E-3,4.1566196352812498E-3,8.5977061000215085E-3,0,0,2.0005436425032469E-2,null,4.3347058594750383E-3,1.6733285870591365E-3,4.1996815855692973E-3,3.2575373426297015E-3,0,0,1.3465253374733173E-2]
[2004,1,28,11,4.8515886859473176E-3,2.0850049600294241E-3,4.1806728076395003E-3,8.1911026512360968E-3,0,0,1.9308369104852341E-2,null,4.0569545714169292E-3,1.6876042125187562E-3,4.2239839451525627E-3,3.1034816093153017E-3,0,0,1.307202433840355E-2]
[2004,1,28,12,4.5084458297673258E-3,2.1552722242807127E-3,4.1089859153583532E-3,8.6291750590632953E-3,0,0,1.9401879028469689E-2,null,3.7700145463771405E-3,1.7444785765734917E-3,4.1515543875176959E-3,3.2694604425844731E-3,0,0,1.29355079530528E-2]
[2004,1,28,13,4.3484198474546595E-3,2.0271741026099597E-3,3.9958543444224021E-3,7.6860485982396375E-3,0,0,1.8057496892726659E-2,null,3.6361989691479075E-3,1.6407958832986267E-3,4.0372507906301031E-3,2.9121244707317521E-3,0,0,1.222637011380839E-2]
[2004,1,28,14,4.2687418637373433E-3,2.093365220179126E-3,4.0689370542190684E-3,8.7368418718830488E-3,0,0,1.9167886010018585E-2,null,3.5695713176284068E-3,1.694371011887037E-3,4.1110906262386837E-3,3.3102537261931546E-3,0,0,1.2685286681947282E-2]
[2004,1,28,15,4.0119747760456927E-3,2.0743999763973872E-3,3.9932595034936772E-3,8.1391913017677467E-3,0,0,1.8218825557704505E-2,null,3.3548597091985067E-3,1.6790205326742413E-3,4.0346290675421044E-3,3.083813205041861E-3,0,0,1.2152322514456715E-2]
[2004,1,28,16,4.2923592235295047E-3,2.1138677518926924E-3,3.8675459821010407E-3,8.3486982116503985E-3,0,0,1.8622471169173635E-2,null,3.5893204270389255E-3,1.7109657728350521E-3,3.9076131730954606E-3,3.1631921201317808E-3,0,0,1.237109149310122E-2]
[2004,1,28,17,5.0527753633227944E-3,2.2375863626022878E-3,3.680212601648501E-3,7.41441939413895E-3,0,0,1.8384993721712532E-2,null,4.2251891979117042E-3,1.8111036874218522E-3,3.7183390471756507E-3,2.8092083829505516E-3,0,0,1.256384031545976E-2]
[2004,1,28,18,5.5776901904518329E-3,2.1627110338737362E-3,3.4834088601638311E-3,6.5335617630013698E-3,1.0423753772197991E-5,1.7676830101011196E-4,1.7944563902273079E-2,null,4.6641290473869827E-3,1.7504995533318081E-3,3.5194964487168232E-3,2.4754651038026605E-3,1.5117899092836334E-6,7.0880513099351024E-5,1.2481982456246909E-2]
[2004,1,28,19,5.6605250169252845E-3,2.132052690819231E-3,3.4325841240202787E-3,6.1691983024538067E-3,1.5627816280617882E-5,2.6501993358583322E-4,1.7675007884085051E-2,null,4.7333964873303956E-3,1.7256846728497502E-3,3.4681451759995029E-3,2.3374134461610365E-3,2.2665515200667233E-6,1.0626763263988838E-4,1.2373173966500639E-2]
[2004,1,28,20,6.49889544616058E-3,1.9522034633005273E-3,3.3938934001985551E-3,8.0362523090250198E-3,1.5627816280617882E-5,2.6501993358583322E-4,2.0161892368551131E-2,null,5.4344515366338561E-3,1.5801146047696602E-3,3.4290536221350983E-3,3.0448112190503552E-3,2.2665515200667233E-6,1.0626763263988838E-4,1.3596965166748926E-2]
[2004,1,28,21,5.7125219532634351E-3,2.0006892537292554E-3,3.2798258230318273E-3,8.5416529419845722E-3,1.5627816280617882E-5,2.6501993358583322E-4,1.9815337721875541E-2,null,4.7768769268795586E-3,1.619359031398587E-3,3.3138043221338492E-3,3.2362996714004897E-3,2.2665515200667233E-6,1.0626763263988838E-4,1.3054874135972439E-2]
[2004,1,28,22,5.963805595133302E-3,1.9009261029423019E-3,2.9961696728078033E-3,8.2407518982142037E-3,1.5627816280617882E-5,2.6501993358583322E-4,1.9382301018964057E-2,null,4.9870032144931579E-3,1.5386106798359936E-3,3.0272095371268472E-3,3.1222929380794033E-3,2.2665515200667233E-6,1.0626763263988838E-4,1.2783650553695357E-2]
[2004,1,28,23,5.734779552521746E-3,1.7885519653008594E-3,2.8533857933500202E-3,8.2042036646544809E-3,1.5627816280617882E-5,2.6501993358583322E-4,1.8861568725693556E-2,null,4.7954889888050306E-3,1.4476549882681499E-3,2.8829464382892208E-3,3.1084453798769138E-3,2.2665515200667233E-6,1.0626763263988838E-4,1.234306997939927E-2]
[2004,1,28,24,5.2985092179175918E-3,1.8080684329545118E-3,2.752935636547168E-3,7.8201450442896836E-3,1.5627816280617882E-5,2.6501993358583322E-4,1.7960306081575405E-2,null,4.4306746892184773E-3,1.46345162839956E-3,2.7814556330657252E-3,2.9629315319920644E-3,2.2665515200667233E-6,1.0626763263988838E-4,1.1747047666835781E-2]
[2004,1,29,1,4.3703375271980215E-3,1.8007554334152206E-3,2.6806613454837982E-3,8.332907866112382E-3,1.5627816280617882E-5,2.6501993358583322E-4,1.7465309922075872E-2,null,3.6545267864435574E-3,1.4575324823710145E-3,2.7084325912861587E-3,3.1572094033879522E-3,2.2665515200667233E-6,1.0626763263988838E-4,1.1086235447648638E-2]
[2004,1,29,2,3.9557233072306528E-3,1.7900317789785187E-3,2.6523877919650139E-3,7.9965025110953648E-3,1.5627816280617882E-5,2.6501993358583322E-4,1.6675293139135999E-2,null,3.3078215803853399E-3,1.4488527503090257E-3,2.6798661280323199E-3,3.0297506378195648E-3,2.2665515200667233E-6,1.0626763263988838E-4,1.0574825280706204E-2]
[2004,1,29,3,3.9599572207488229E-3,1.8294017511052178E-3,2.6307121408362523E-3,8.000530671931072E-3,1.5627816280617882E-5,2.6501993358583322E-4,1.6701249534487813E-2,null,3.3113620278375894E-3,1.4807188283670967E-3,2.6579659204386255E-3,3.0312768454139839E-3,2.2665515200667233E-6,1.0626763263988838E-4,1.058985780621725E-2]
[2004,1,29,4,4.1183023504960609E-3,1.7187510218067709E-3,2.6081851637003877E-3,7.7431564706599938E-3,1.5627816280617882E-5,2.6501993358583322E-4,1.6469042756529662E-2,null,3.4437720567113026E-3,1.3911580645022011E-3,2.6352055672292491E-3,2.9337617568640354E-3,2.2665515200667233E-6,1.0626763263988838E-4,1.0512431629466744E-2]
[2004,1,29,5,4.2138311126355479E-3,1.8654506334827498E-3,2.6141951723849138E-3,6.5767756153599834E-3,1.5627816280617882E-5,2.6501993358583322E-4,1.5550900283729647E-2,null,3.5236543124734514E-3,1.5098968144741695E-3,2.6412778386940899E-3,2.4918381614693697E-3,2.2665515200667233E-6,1.0626763263988838E-4,1.0275201311271034E-2]
[2004,1,29,6,4.4893065322167075E-3,1.7212237721674251E-3,2.6902712551724575E-3,6.5696747531106539E-3,1.5627816280617882E-5,2.6501993358583322E-4,1.5751124062533695E-2,null,3.7540100444051171E-3,1.3931595100647519E-3,2.7181420581846652E-3,2.4891477550199096E-3,2.2665515200667233E-6,1.0626763263988838E-4,1.04629935518344E-2]
[2004,1,29,7,5.1649589129268798E-3,1.722425040963626E-3,3.0718371724145154E-3,6.4076167813587569E-3,1.5627816280617882E-5,2.6501993358583322E-4,1.6647485657530228E-2,null,4.3189983795767417E-3,1.3941318177185464E-3,3.1036609405766793E-3,2.427746505836559E-3,2.2665515200667233E-6,1.0626763263988838E-4,1.1353071827868481E-2]
[2004,1,29,8,5.0044675581918802E-3,1.9044692988673055E-3,3.8301568041956544E-3,6.7405763462143843E-3,1.5627816280617882E-5,2.6501993358583322E-4,1.7760317757335674E-2,null,4.1847936525455758E-3,1.5414785446533181E-3,3.8698366489660885E-3,2.5538997150164155E-3,2.2665515200667233E-6,1.0626763263988838E-4,1.2258542745341354E-2]
[2004,1,29,9,5.1550969068066702E-3,2.0554554874122354E-3,4.1672759589000486E-3,7.8641107409738401E-3,1.2971090643171483E-6,2.1996659795985365E-5,1.9265232862953098E-2,null,4.3107516559975946E-3,1.6636868524057271E-3,4.2104483070878771E-3,2.9795894517996527E-3,1.8812382156466709E-7,8.8202156376562046E-6,1.3173484606750073E-2]
[2004,1,29,10,5.0437512828340574E-3,2.0673676789240369E-3,4.165442030538191E-3,8.4921905202084182E-3,0,0,1.9768751512504703E-2,null,4.2176431574368267E-3,1.6733285870591365E-3,4.2085953795057687E-3,3.2175591278045279E-3,0,0,1.331712625180626E-2]
[2004,1,29,11,4.7169878796279995E-3,2.0850049600294241E-3,4.1759797735592729E-3,8.0609930532395974E-3,0,0,1.9038965666456291E-2,null,3.9443998204143852E-3,1.6876042125187562E-3,4.2192422919495876E-3,3.0541851028777212E-3,0,0,1.2905431427760451E-2]
[2004,1,29,12,4.3840481610980392E-3,2.1552722242807127E-3,4.1007207119170604E-3,8.0367615122634954E-3,0,0,1.8676802609559309E-2,null,3.6659917770844198E-3,1.7444785765734917E-3,4.1432035578197477E-3,3.0450041482508916E-3,0,0,1.2598678059728551E-2]
[2004,1,29,13,4.2300858741809904E-3,2.0271741026099597E-3,3.9793693134301507E-3,7.8211564900935414E-3,0,0,1.8057785780314643E-2,null,3.5372467320761449E-3,1.6407958832986267E-3,4.0205949772118971E-3,2.9633147531021816E-3,0,0,1.2161952345688851E-2]
[2004,1,29,14,4.1631429159154137E-3,2.093365220179126E-3,4.0515908962807838E-3,8.8736307693294963E-3,0,0,1.9181729801704819E-2,null,3.4812682561294198E-3,1.694371011887037E-3,4.0935647647296208E-3,3.3620809154812172E-3,0,0,1.2631284948227295E-2]
[2004,1,29,15,3.9124754965732507E-3,2.0743999763973872E-3,3.9891569488691271E-3,8.2630053407012991E-3,0,0,1.8239037762541065E-2,null,3.271657260920558E-3,1.6790205326742413E-3,4.0304840110725942E-3,3.1307244219031635E-3,0,0,1.2111886226570556E-2]
[2004,1,29,16,4.1817748064876528E-3,2.1138677518926924E-3,3.8601425141414182E-3,8.8399803975966994E-3,0,0,1.8995765470118463E-2,null,3.496848458517584E-3,1.7109657728350521E-3,3.9001330063283433E-3,3.3493313121291464E-3,0,0,1.2457278549810127E-2]
[2004,1,29,17,4.9218270323073236E-3,2.2375863626022878E-3,3.6800802227011996E-3,7.7075232162253232E-3,0,0,1.8547016833836135E-2,null,4.115688689001828E-3,1.8111036874218522E-3,3.7182052968024919E-3,2.920260870044925E-3,0,0,1.2565258543271098E-2]
[2004,1,29,18,5.4418347105483437E-3,2.1627110338737362E-3,3.4761096385154326E-3,6.863068667287457E-3,1.0423753772197991E-5,1.7676830101011196E-4,1.8130916105007281E-2,null,4.5505251238221224E-3,1.7504995533318081E-3,3.5121216082369356E-3,2.6003101535030165E-3,1.5117899092836334E-6,7.0880513099351024E-5,1.2485848741902518E-2]
[2004,1,29,19,5.5184521719740705E-3,2.132052690819231E-3,3.4342683480881159E-3,6.8396461405303473E-3,1.5627816280617882E-5,2.6501993358583322E-4,1.8205067101278213E-2,null,4.6145935312041815E-3,1.7256846728497502E-3,3.469846848373764E-3,2.5914357218020027E-3,2.2665515200667233E-6,1.0626763263988838E-4,1.2510094958389653E-2]
[2004,1,29,20,6.3298790679867968E-3,1.9522034633005273E-3,3.4177817488566385E-3,8.4001753106168631E-3,1.5627816280617882E-5,2.6501993358583322E-4,2.0380687340627274E-2,null,5.2931180864049495E-3,1.5801146047696602E-3,3.4531894504696106E-3,3.18269599363277E-3,2.2665515200667233E-6,1.0626763263988838E-4,1.3617652319436947E-2]
[2004,1,29,21,5.5616966612765002E-3,2.0006892537292554E-3,3.3438696103675631E-3,7.7390379412679046E-3,1.5627816280617882E-5,2.6501993358583322E-4,1.8925941216507671E-2,null,4.6507550733135223E-3,1.619359031398587E-3,3.3785115934129076E-3,2.9322013100267779E-3,2.2665515200667233E-6,1.0626763263988838E-4,1.268936119231175E-2]
[2004,1,29,22,5.8106867937012486E-3,1.9009261029423019E-3,2.9986629740298859E-3,8.1402766170946949E-3,1.5627816280617882E-5,2.6501993358583322E-4,1.913120023763458E-2,null,4.8589635018029724E-3,1.5386106798359936E-3,3.0297286685722121E-3,3.0842244141672873E-3,2.2665515200667233E-6,1.0626763263988838E-4,1.262006144853842E-2]
[2004,1,29,23,5.5868162653971033E-3,1.7885519653008594E-3,2.9204365210484281E-3,8.4639333258510734E-3,1.5627816280617882E-5,2.6501993358583322E-4,1.9040385827463913E-2,null,4.6717603768060547E-3,1.4476549882681499E-3,2.9506918013779875E-3,3.2068529156188421E-3,2.2665515200667233E-6,1.0626763263988838E-4,1.2385494266230991E-2]
[2004,1,29,24,5.1607424708442311E-3,1.8080684329545118E-3,2.8252649561056886E-3,7.8984700495123954E-3,1.5627816280617882E-5,2.6501993358583322E-4,1.7973193659283276E-2,null,4.3154725419409451E-3,1.46345162839956E-3,2.8545342734273235E-3,2.9926076602995919E-3,2.2665515200667233E-6,1.0626763263988838E-4,1.1734600288227376E-2]
[2004,1,30,1,3.9604304129866206E-3,1.8535058010994707E-3,2.6860730795170932E-3,8.0871906970562107E-3,1.5627816280617882E-5,2.6501993358583322E-4,1.6867847740525844E-2,null,3.3117577166596555E-3,1.5002286602806333E-3,2.7139003900649348E-3,3.0641109833426648E-3,2.2665515200667233E-6,1.0626763263988838E-4,1.0698531934507843E-2]
[2004,1,30,2,3.618690778318934E-3,1.7994804153092512E-3,2.6394585016483226E-3,8.1596313953694374E-3,1.5627816280617882E-5,2.6501993358583322E-4,1.6497908840512394E-2,null,3.0259910816777557E-3,1.4565004819835233E-3,2.6668028922248862E-3,3.0915576391292491E-3,2.2665515200667233E-6,1.0626763263988838E-4,1.0349386279175369E-2]
[2004,1,30,3,3.5890762414958503E-3,1.8184665836449446E-3,2.583717641153701E-3,8.0322240478911348E-3,1.5627816280617882E-5,2.6501993358583322E-4,1.6304132264052078E-2,null,3.0012270634721719E-3,1.4718678975423113E-3,2.6104845648523096E-3,3.0432849734545143E-3,2.2665515200667233E-6,1.0626763263988838E-4,1.0235398683481263E-2]
[2004,1,30,4,3.5874244444259159E-3,1.7884336493437776E-3,2.5715356814904056E-3,7.4708896918221765E-3,1.5627816280617882E-5,2.6501993358583322E-4,1.5698931216948729E-2,null,2.9998458116580321E-3,1.4475592232645134E-3,2.5981764019307272E-3,2.8306041019147141E-3,2.2665515200667233E-6,1.0626763263988838E-4,9.9847197229279427E-3]
[2004,1,30,5,3.7756501958800463E-3,1.8182382563106728E-3,2.5860748884326198E-3,6.690783061189462E-3,1.5627816280617882E-5,2.6501993358583322E-4,1.5151394151679253E-2,null,3.1572423619946393E-3,1.4716830892667738E-3,2.6128662328562522E-3,2.5350338124728892E-3,2.2665515200667233E-6,1.0626763263988838E-4,9.8853596807505079E-3]
[2004,1,30,6,4.191640116850308E-3,1.7729693748910964E-3,2.6918195723251038E-3,6.433787826125751E-3,1.5627816280617882E-5,2.6501993358583322E-4,1.5370864640058712E-2,null,3.5050979451424803E-3,1.4350424306380236E-3,2.7197064156686641E-3,2.4376623083346119E-3,2.2665515200667233E-6,1.0626763263988838E-4,1.0206043283943735E-2]
[2004,1,30,7,4.5512379512993688E-3,1.7534527034629873E-3,3.028274514388318E-3,6.507254964803446E-3,1.5627816280617882E-5,2.6501993358583322E-4,1.6120867883820569E-2,null,3.805797813324914E-3,1.4192456255714512E-3,3.0596469800068435E-3,2.4654978664375047E-3,2.2665515200667233E-6,1.0626763263988838E-4,1.0858722469500669E-2]
[2004,1,30,8,4.5257354212165134E-3,1.8586511640627712E-3,3.7778799833903267E-3,7.2228503517683743E-3,1.5627816280617882E-5,2.6501993358583322E-4,1.7665764670304434E-2,null,3.7844723027139222E-3,1.5043933200192276E-3,3.8170182482096804E-3,2.7366258473353368E-3,2.2665515200667233E-6,1.0626763263988838E-4,1.1951043902438122E-2]
[2004,1,30,9,4.6298977992873126E-3,1.9961333842516832E-3,4.0808019680562014E-3,8.8453658720788735E-3,0,0,{"$f":"SUM(E707:J707)","v":1.9552199023674069E-2},null,3.8715740879720173E-3,1.6156715080260153E-3,4.1230784587873315E-3,3.3513717847888733E-3,0,0,{"$f":"SUM(M707:R707)","v":1.2961695839574237E-2}]
[2004,1,30,10,4.5726726308031908E-3,1.9981550971564814E-3,4.1162376831523585E-3,8.3651817171146031E-3,0,0,1.9052247128226632E-2,null,{"$f":"E708*V$5","v":3.8237217402340038E-3},{"$f":"F708*W$5","v":1.6173078836126675E-3},{"$f":"G708*X$5","v":4.1588812825284413E-3},{"$f":"H708*Y$5","v":3.1694374644087794E-3},{"$f":"I708*Z$5","v":0},{"$f":"J708*AA$5","v":0},1.2769348370783893E-2]
[2004,1,30,11,4.4001892568930646E-3,2.0655653012101906E-3,4.0342253104470004E-3,7.6870826110995065E-3,0,0,1.8187062479649761E-2,null,3.6794891480719854E-3,1.6718697415020526E-3,4.076019274055002E-3,2.9125162421489879E-3,0,0,1.233989440577803E-2]
[2004,1,30,12,4.3525888767872566E-3,2.0334517058621772E-3,3.9649493948239961E-3,8.7745109964892393E-3,0,0,1.9125500973962671E-2,null,3.6396851596937471E-3,1.6458769789775619E-3,4.0060256704315383E-3,3.3245259726088039E-3,0,0,1.2616113781711652E-2]
[2004,1,30,13,4.0638734887994913E-3,2.0613113316058818E-3,3.9549838847173597E-3,7.841633673920663E-3,0,0,1.7921802379043394E-2,null,3.3982580130504057E-3,1.668426576060347E-3,3.9959569191485465E-3,2.9710732401000768E-3,0,0,1.2033714748359375E-2]
[2004,1,30,14,3.8313324318438443E-3,2.0443065086866237E-3,3.941748402925588E-3,8.8619464460109529E-3,0,0,1.8679333789467008E-2,null,3.203804491713997E-3,1.6546628626199385E-3,3.982584319768695E-3,3.3576539068011441E-3,0,0,1.2198705580903774E-2]
[2004,1,30,15,3.7704355046252747E-3,2.0642855410882002E-3,3.8740205227156457E-3,8.2859778300437194E-3,0,0,1.7994719398472837E-2,null,3.1528817768556208E-3,1.6708339029240695E-3,3.9141547889708665E-3,3.1394283414155916E-3,0,0,1.1877298810166149E-2]
[2004,1,30,16,3.8958859849764168E-3,2.0994488001220696E-3,3.735592491235199E-3,8.548076140359219E-3,0,0,1.8279003416692904E-2,null,3.257784919453258E-3,1.6992950649879759E-3,3.7742926640363331E-3,3.238733321530084E-3,0,0,1.1970105970007652E-2]
[2004,1,30,17,4.4243735566320917E-3,2.2658325662127722E-3,3.5050967931309056E-3,7.3157746529921505E-3,0,0,1.7511077568967921E-2,null,3.6997123392231547E-3,1.8339661808521044E-3,3.5414090653868163E-3,2.7718334222108566E-3,0,0,1.1846921007672932E-2]
[2004,1,30,18,4.7729203682622288E-3,2.0828932470469395E-3,3.3753405509056623E-3,6.5595578678834896E-3,1.0423753772197991E-5,1.7676830101011196E-4,1.6977904088880631E-2,null,3.9911712143111148E-3,1.6858949908175179E-3,3.4103085681316345E-3,2.4853146242946682E-3,1.5117899092836334E-6,7.0880513099351024E-5,1.1645081700563571E-2]
[2004,1,30,19,5.2201051548853841E-3,1.957897892840062E-3,3.3291122432845669E-3,6.903512698323561E-3,1.5627816280617882E-5,2.6501993358583322E-4,1.769127573920002E-2,null,4.3651123049097042E-3,1.5847236793105066E-3,3.3636013422405626E-3,2.6156337688783143E-3,2.2665515200667233E-6,1.0626763263988838E-4,1.2037605279499044E-2]
[2004,1,30,20,5.8278599796587659E-3,1.8088410458242065E-3,3.2796916088921563E-3,6.8087741655972426E-3,1.5627816280617882E-5,2.6501993358583322E-4,1.8005814549838822E-2,null,4.873323918521303E-3,1.4640769817001701E-3,3.3136687175560051E-3,2.5797388098564938E-3,2.2665515200667233E-6,1.0626763263988838E-4,1.2339342611793928E-2]
[2004,1,30,21,5.1395074125552016E-3,2.0975234523271827E-3,3.1767578615977516E-3,6.7239305986010424E-3,1.5627816280617882E-5,2.6501993358583322E-4,1.7418367074947629E-2,null,4.297715540600433E-3,1.6977366873766493E-3,3.2096685922193735E-3,2.5475928997082818E-3,2.2665515200667233E-6,1.0626763263988838E-4,1.1861247904064693E-2]
[2004,1,30,22,4.8470905406812308E-3,2.1097206068520663E-3,3.0127225817924486E-3,6.9585879101141104E-3,1.5627816280617882E-5,2.6501993358583322E-4,1.7208769389306305E-2,null,4.0531931703210351E-3,1.7076090712565637E-3,3.0439339317431748E-3,2.6365009114595788E-3,2.2665515200667233E-6,1.0626763263988838E-4,1.1549771268940308E-2]
[2004,1,30,23,4.7858890423755429E-3,2.039837485402794E-3,2.8559922311431852E-3,6.8223014357629338E-3,1.5627816280617882E-5,2.6501993358583322E-4,1.6784667944550906E-2,null,4.0020157695970201E-3,1.6510456326064764E-3,2.8855798783834203E-3,2.5848640824810689E-3,2.2665515200667233E-6,1.0626763263988838E-4,1.1232039547227939E-2]
[2004,1,30,24,4.8176339778414779E-3,1.6035519165104753E-3,2.6599244605948662E-3,6.9716874290930517E-3,1.5627816280617882E-5,2.6501993358583322E-4,1.6333445533906317E-2,null,4.028561251787399E-3,1.297915842491527E-3,2.6874808754084496E-3,2.6414641158012905E-3,2.2665515200667233E-6,1.0626763263988838E-4,1.0763956269648621E-2]
[2004,1,31,1,4.0539857529590315E-3,1.4751907442292463E-3,2.5606544892649847E-3,6.9054546092707416E-3,1.5627816280617882E-5,2.6501993358583322E-4,1.5275933345590456E-2,null,3.3899897739816018E-3,1.1940202359014157E-3,2.5871824822007957E-3,2.6163695287836786E-3,2.2665515200667233E-6,1.0626763263988838E-4,9.8960962050274465E-3]
[2004,1,31,2,3.5243779548706691E-3,1.5645205994591171E-3,2.5047917655571287E-3,6.4426856284921395E-3,1.5627816280617882E-5,2.6501993358583322E-4,1.4317023698245508E-2,null,2.947125607912441E-3,1.2663238720459998E-3,2.5307410291305404E-3,2.4410335474929004E-3,2.2665515200667233E-6,1.0626763263988838E-4,9.2937582407418354E-3]
[2004,1,31,3,3.4786664089552803E-3,1.5205692690073718E-3,2.4839954465497383E-3,6.6393673346067097E-3,1.5627816280617882E-5,2.6501993358583322E-4,1.4403246208985553E-2,null,2.9089010845300017E-3,1.2307496399275675E-3,2.5097292634059017E-3,2.5155531920151445E-3,2.2665515200667233E-6,1.0626763263988838E-4,9.2734673640385706E-3]
[2004,1,31,4,3.2901748022765697E-3,1.5275742355775369E-3,2.4866809711418395E-3,6.4597293588338333E-3,1.5627816280617882E-5,2.6501993358583322E-4,1.4044807117696231E-2,null,2.7512822229797873E-3,1.2364194638939321E-3,2.512442609626304E-3,2.4474911522772325E-3,2.2665515200667233E-6,1.0626763263988838E-4,9.0561696329372107E-3]
[2004,1,31,5,3.4354243721460074E-3,1.5112286848505694E-3,2.5327593207103488E-3,6.5326540855768821E-3,1.5627816280617882E-5,2.6501993358583322E-4,1.4292714213150259E-2,null,2.8727415932238041E-3,1.2231893657447268E-3,2.5589983239220626E-3,2.4751211989202495E-3,2.2665515200667233E-6,1.0626763263988838E-4,9.2385846659707969E-3]
[2004,1,31,6,3.6010271587001764E-3,1.4816640468577852E-3,2.595290962165678E-3,6.4938225665789372E-3,1.5627816280617882E-5,2.6501993358583322E-4,1.4452452484169029E-2,null,3.0112205586596661E-3,1.1992597307679781E-3,2.6221777837182672E-3,2.4604085393183442E-3,2.2665515200667233E-6,1.0626763263988838E-4,9.4016007966242106E-3]
[2004,1,31,7,3.7353287246390992E-3,1.5209712517858425E-3,2.8538881650412868E-3,6.2920140045451892E-3,1.5627816280617882E-5,2.6501993358583322E-4,1.468284989587787E-2,null,3.1235250813951864E-3,1.2310750050194077E-3,2.8834540144751716E-3,2.3839464086942595E-3,2.2665515200667233E-6,1.0626763263988838E-4,9.7305346937439814E-3]
[2004,1,31,8,3.8889837305734927E-3,1.5552007744881727E-3,3.3254275285309106E-3,5.9829766614246565E-3,1.5627816280617882E-5,2.6501993358583322E-4,1.5033236444883684E-2,null,3.2520131744918327E-3,1.2587804003601189E-3,3.3598784543997658E-3,2.2668569578836897E-3,2.2665515200667233E-6,1.0626763263988838E-4,1.0246063171295363E-2]
[2004,1,31,9,4.1931217808412738E-3,1.7818536563730142E-3,3.3937058427083197E-3,4.6348239689622964E-3,0,0,1.4003505248884905E-2,null,3.5063369297082705E-3,1.4422333731736593E-3,3.4288641215776522E-3,1.7560628358036239E-3,0,0,1.0133497260263205E-2]
[2004,1,31,10,4.9227160237888569E-3,1.8226917619904408E-3,3.3937625636824668E-3,4.6755698971741953E-3,0,0,1.481474024663596E-2,null,4.1164320739605327E-3,1.4752877593225931E-3,3.4289214301725063E-3,1.7715008353311999E-3,0,0,1.0792142098786832E-2]
[2004,1,31,11,5.1823931663128485E-3,1.9233675367896826E-3,3.3565245401174322E-3,4.5797919354863686E-3,0,0,1.5042077178706332E-2,null,4.3335771038981825E-3,1.5567747892850504E-3,3.3912976263195732E-3,1.7352120528153294E-3,0,0,1.1016861572318135E-2]
[2004,1,31,12,4.7636994829304818E-3,1.933617058049366E-3,3.2961907901205229E-3,4.3935996918226033E-3,0,0,1.4387107022922976E-2,null,3.9834606033503188E-3,1.5650707576811633E-3,3.3303388278046312E-3,1.664666702743267E-3,0,0,1.0543536891579381E-2]
[2004,1,31,13,4.4459912640537787E-3,1.9194859131063109E-3,3.3261216030079479E-3,4.2169427450306452E-3,0,0,1.3908541525198683E-2,null,3.7177893161940176E-3,1.5536330008456703E-3,3.3605797193833318E-3,1.5977341285990645E-3,0,0,1.0229736165022082E-2]
[2004,1,31,14,4.4114309669594735E-3,1.8366190730686736E-3,3.2819496506105196E-3,4.235215106592383E-3,0,0,1.376521479723105E-2,null,3.6888895960482458E-3,1.4865605329107926E-3,3.3159501522448003E-3,1.604657242675416E-3,0,0,1.0096057523879255E-2]
[2004,1,31,15,4.4659550302022771E-3,1.8017288977030474E-3,3.2534566525054542E-3,4.1658933872176984E-3,0,0,1.3687033967628479E-2,null,3.73448324834318E-3,1.4583204049248533E-3,3.2871619709919811E-3,1.5783923195795025E-3,0,0,1.0058357943839517E-2]
[2004,1,31,16,4.3194505363235722E-3,1.8683994355841497E-3,3.2078079990756742E-3,4.1246694284002208E-3,0,0,1.3520327399383617E-2,null,3.6119744961284855E-3,1.5122835765891797E-3,3.2410404044219119E-3,1.5627732016779698E-3,0,0,9.9280716788175457E-3]
[2004,1,31,17,4.6792418649912147E-3,1.9090311552512743E-3,3.1485419216622282E-3,3.8923123928163239E-3,0,0,1.362912733472104E-2,null,3.9128361664144016E-3,1.5451709138313669E-3,3.1811603394167982E-3,1.4747367287592935E-3,0,0,1.011390414842186E-2]
[2004,1,31,18,5.4262206990492584E-3,1.9367089016275078E-3,3.0541134520970831E-3,3.6415382354701613E-3,9.3298066325547383E-6,1.5821690565910362E-4,1.4226128000535668E-2,null,4.5374685068189429E-3,1.5675732976496281E-3,3.0857536051993677E-3,1.3797222943720123E-3,1.3531313028789628E-6,6.3441778814558828E-5,1.0635312614157389E-2]
[2004,1,31,19,5.5636675555284891E-3,1.807442334258533E-3,2.9762613634095559E-3,3.8558329336390558E-3,1.5627816280617882E-5,2.6501993358583322E-4,1.4483851936702086E-2,null,4.652403157881891E-3,1.4629448637553304E-3,3.0070949806564962E-3,1.4609152281024394E-3,2.2665515200667233E-6,1.0626763263988838E-4,1.0691892414556113E-2]
[2004,1,31,20,5.4188474344604208E-3,1.7926754392121869E-3,2.9553339645477573E-3,4.2064751977147702E-3,1.5627816280617882E-5,2.6501993358583322E-4,1.4653979785801588E-2,null,4.5313028976924742E-3,1.4509925304209846E-3,2.9859507771099972E-3,1.5937681374532263E-3,2.2665515200667233E-6,1.0626763263988838E-4,1.0670548526836637E-2]
[2004,1,31,21,5.2027969969055798E-3,1.8120670605728344E-3,2.8293699670332499E-3,4.2614791377016343E-3,1.5627816280617882E-5,2.6501993358583322E-4,1.4386360912079749E-2,null,4.3506390230252847E-3,1.4666881198911101E-3,2.858681811646772E-3,1.6146082762547287E-3,2.2665515200667233E-6,1.0626763263988838E-4,1.0399151414977851E-2]
[2004,1,31,22,4.7804448213661635E-3,1.8506209477886163E-3,2.6822807270685273E-3,4.3200800872326191E-3,1.5627816280617882E-5,2.6501993358583322E-4,1.3914074333322379E-2,null,3.9974632490225159E-3,1.4978936583534303E-3,2.7100687494190008E-3,1.6368112661208586E-3,2.2665515200667233E-6,1.0626763263988838E-4,9.9507711070757603E-3]
[2004,1,31,23,5.0742640543487271E-3,1.698242922685597E-3,2.4672330288852983E-3,4.308582197956547E-3,1.5627816280617882E-5,2.6501993358583322E-4,1.3828969953742621E-2,null,4.2431582898802668E-3,1.37455879729127E-3,2.4927931896315675E-3,1.6324548944046712E-3,2.2665515200667233E-6,1.0626763263988838E-4,9.8514993553677314E-3]
[2004,1,31,24,4.8846197566170257E-3,1.6421633467485985E-3,2.4451053747853542E-3,4.3117239746471589E-3,1.5627816280617882E-5,2.6501993358583322E-4,1.3564260202664588E-2,null,4.0845755347398132E-3,1.3291679563091896E-3,2.4704362963843228E-3,1.6336452648096152E-3,2.2665515200667233E-6,1.0626763263988838E-4,9.6263592364028948E-3]
[2004,2,1,1,3.6834612531715417E-3,1.7008924673407419E-3,2.436353001066273E-3,4.2524350152649774E-3,1.5642010860590053E-5,2.6526072469491103E-4,1.2354044472399035E-2,null,3.0801529018681709E-3,1.3767033402573528E-3,2.4615932493982453E-3,1.6111815986937625E-3,2.2686102048013613E-6,1.0636418500399251E-4,8.6382638854263262E-3]
[2004,2,1,2,3.5100606784014068E-3,1.689375794293224E-3,2.4159788775196538E-3,4.2147593643331663E-3,1.5642010860590053E-5,2.6526072469491103E-4,1.2111077450102953E-2,null,2.9351533357389039E-3,1.3673817384761667E-3,2.441008053015449E-3,1.5969068795546717E-3,2.2686102048013613E-6,1.0636418500399251E-4,8.4490828019939835E-3]
[2004,2,1,3,3.2120865890053552E-3,1.7164580580633919E-3,2.4187258681092811E-3,4.4043444428702649E-3,1.5642010860590053E-5,2.6526072469491103E-4,1.2032517693603795E-2,null,2.6859839558941931E-3,1.3893021383309635E-3,2.4437835020118086E-3,1.6687377220788698E-3,2.2686102048013613E-6,1.0636418500399251E-4,8.2964401135246276E-3]
[2004,2,1,4,3.3935537094118102E-3,1.6072719906972453E-3,2.4202849967194543E-3,5.0557474187064482E-3,1.5642010860590053E-5,2.6526072469491103E-4,1.2757760851090458E-2,null,2.8377288607801449E-3,1.3009268726755449E-3,2.4453587829583985E-3,1.9155441951311612E-3,2.2686102048013613E-6,1.0636418500399251E-4,8.6081915067540444E-3]
[2004,2,1,5,3.2784222057860631E-3,1.6127667527872206E-3,2.4635125918487078E-3,4.9910356952033424E-3,1.5642010860590053E-5,2.6526072469491103E-4,1.2626639981180835E-2,null,2.7414545658669153E-3,1.3053743362680054E-3,2.4890342094303921E-3,1.8910259278904645E-3,2.2686102048013613E-6,1.0636418500399251E-4,8.5355218346645726E-3]
[2004,2,1,6,3.449112563312943E-3,1.5758613467998916E-3,2.5256351090578019E-3,4.9789225574984079E-3,1.5642010860590053E-5,2.6526072469491103E-4,1.2810434312224546E-2,null,2.8841878169916964E-3,1.2755030794590757E-3,2.5518003065150945E-3,1.8864364480976926E-3,2.2686102048013613E-6,1.0636418500399251E-4,8.7065604462723527E-3]
[2004,2,1,7,3.598883104925519E-3,1.5324177054357963E-3,2.6917637987208826E-3,5.0109838210930001E-3,1.5642010860590053E-5,2.6526072469491103E-4,1.31149511657307E-2,null,3.0094276760957227E-3,1.2403397711798633E-3,2.7196500642583453E-3,1.8985839630506658E-3,2.2686102048013613E-6,1.0636418500399251E-4,8.9766342697933914E-3]
[2004,2,1,8,3.9894854050142271E-3,1.44556970108998E-3,3.025205584263245E-3,5.0723966209671135E-3,1.5642010860590053E-5,2.6526072469491103E-4,1.3813560046890067E-2,null,3.3360538370357101E-3,1.1700449465666986E-3,3.0565462562301788E-3,1.9218523193515248E-3,2.2686102048013613E-6,1.0636418500399251E-4,9.5931301543929065E-3]
[2004,2,1,9,4.0896367794554574E-3,1.5458623566707518E-3,3.1317728705298632E-3,5.2006258962367961E-3,0,0,1.3967897902892868E-2,null,3.4198015746685229E-3,1.2512218796136179E-3,3.1642175634528148E-3,1.9704364007041416E-3,0,0,9.8056774184390981E-3]
[2004,2,1,10,4.3919198150457412E-3,1.5036437330578144E-3,3.2351231221089895E-3,5.6057111682482376E-3,0,0,1.4736397838460782E-2,null,3.6725741451570145E-3,1.2170501014059866E-3,3.2686385079955171E-3,2.1239169204119832E-3,0,0,1.0282179674970502E-2]
[2004,2,1,11,4.3846892514455152E-3,1.5281428434710193E-3,3.232428888223816E-3,5.6092403844555019E-3,0,0,1.4754501367595853E-2,null,3.6665278642476658E-3,1.2368796954495918E-3,3.2659163622550842E-3,2.1252540856339193E-3,0,0,1.029457800758626E-2]
[2004,2,1,12,3.9505075522556343E-3,1.69441210625201E-3,3.1900545696591917E-3,5.3946745799177825E-3,0,0,1.4229648808084618E-2,null,3.3034601057511481E-3,1.3714581322690552E-3,3.2231030521637804E-3,2.0439584339098787E-3,0,0,9.9419797240938631E-3]
[2004,2,1,13,3.9613342656645992E-3,1.6191163714303607E-3,3.199380570784143E-3,5.3596411056054038E-3,0,0,1.4139472313484506E-2,null,3.3125135287227093E-3,1.3105137212457273E-3,3.2325256692488304E-3,2.0306847944661735E-3,0,0,9.8862377136834396E-3]
[2004,2,1,14,3.5563126067699189E-3,1.6822012925544073E-3,3.1682366259876268E-3,5.675593762300331E-3,0,0,1.4082344287612285E-2,null,2.9738297331785698E-3,1.3615746926468946E-3,3.2010590778980765E-3,2.1503943502143297E-3,0,0,9.6868578539378702E-3]
[2004,2,1,15,3.3876888197146991E-3,1.6752551923760327E-3,3.208885984340716E-3,5.4366717819357372E-3,0,0,1.3708501778367185E-2,null,2.8328245721836137E-3,1.3559525151718651E-3,3.2421295574511389E-3,2.0598705216537372E-3,0,0,9.4907771664603548E-3]
[2004,2,1,16,3.7976920498925416E-3,1.5564277270748721E-3,3.1615464249460396E-3,5.4651376959819788E-3,0,0,1.3980803897895432E-2,null,3.1756740152503065E-3,1.2597734964886985E-3,3.194299567386307E-3,2.070655814488705E-3,0,0,9.7004028936140164E-3]
[2004,2,1,17,4.5589155934059062E-3,1.5558807377462011E-3,3.109287366229117E-3,5.7118878760279686E-3,0,0,1.4935971573409191E-2,null,3.8122179464520358E-3,1.2593307630118175E-3,3.1414991127308514E-3,2.1641456263582228E-3,0,0,1.0377193448552929E-2]
[2004,2,1,18,4.7752518021850522E-3,1.6253714112714193E-3,3.0614020198411148E-3,5.5734011564093546E-3,9.338280797082444E-6,1.5836065795604614E-4,1.520312532846007E-2,null,3.9931207863221456E-3,1.3155765540867072E-3,3.0931176814020518E-3,2.1116751586116225E-3,1.3543603377067773E-6,6.3499420577862951E-5,1.0578343961338096E-2]
[2004,2,1,19,5.2513374387357353E-3,1.6153103912269434E-3,2.9229330686496697E-3,5.5473592920677467E-3,1.5642010860590053E-5,2.6526072469491103E-4,1.5617842926235597E-2,null,4.3912291018899348E-3,1.3074331586824808E-3,2.9532142128345078E-3,2.1018083005709329E-3,2.2686102048013613E-6,1.0636418500399251E-4,1.0862317569186651E-2]
[2004,2,1,20,5.005082984851218E-3,1.6884015964544372E-3,2.8721764442964509E-3,5.8776722027099829E-3,1.5642010860590053E-5,2.6526072469491103E-4,1.572423596386759E-2,null,4.1853082794359809E-3,1.3665932221857593E-3,2.9019317575353599E-3,2.2269587335645774E-3,2.2686102048013613E-6,1.0636418500399251E-4,1.0789424787930471E-2]
[2004,2,1,21,4.8203864924303546E-3,1.8018847298102553E-3,2.6652478325108362E-3,6.1118628695082267E-3,1.5642010860590053E-5,2.6526072469491103E-4,1.5680284659815174E-2,null,4.0308629363214939E-3,1.4584465355219557E-3,2.6928593966517398E-3,2.3156899408791334E-3,2.2686102048013613E-6,1.0636418500399251E-4,1.0606491604583117E-2]
[2004,2,1,22,5.0255395041613358E-3,1.5966415354793659E-3,2.5576806038654617E-3,5.7431211345803168E-3,1.5642010860590053E-5,2.6526072469491103E-4,1.520388551364198E-2,null,4.2024142574779459E-3,1.2923225761148152E-3,2.5841777877986518E-3,2.1759794230573246E-3,2.2686102048013613E-6,1.0636418500399251E-4,1.0363526839657532E-2]
[2004,2,1,23,4.7709202742245785E-3,1.6215033817444709E-3,2.534012388420364E-3,6.1373019785633627E-3,1.5642010860590053E-5,2.6526072469491103E-4,1.5344640758508277E-2,null,3.9894987125442581E-3,1.3124457687653463E-3,2.5602643732238928E-3,2.3253284243009062E-3,2.2686102048013613E-6,1.0636418500399251E-4,1.0296170074043197E-2]
[2004,2,1,24,4.1188202060112719E-3,1.7697980904500643E-3,2.5354982308123911E-3,7.3324374737874674E-3,1.5642010860590053E-5,2.6526072469491103E-4,1.6037456736616697E-2,null,3.4442050934825057E-3,1.432475591189495E-3,2.5617656087182088E-3,2.7781467062825416E-3,2.2686102048013613E-6,1.0636418500399251E-4,1.0325225794881545E-2]
[2004,2,2,1,3.4788541941590933E-3,1.8070312066473535E-3,2.4950924898338384E-3,7.4435533481947312E-3,1.5642010860590053E-5,2.6526072469491103E-4,{"$f":"SUM(E771:J771)","v":1.5505433974390519E-2},null,2.9090581126893053E-3,1.4626120968306419E-3,2.5209412703788097E-3,2.8202467857723146E-3,2.2686102048013613E-6,1.0636418500399251E-4,{"$f":"SUM(M771:R771)","v":9.821491060879867E-3}]
[2004,2,2,2,3.2719370902528546E-3,1.9309327489276228E-3,2.4808235687938528E-3,7.1818543444832185E-3,1.5642010860590053E-5,2.6526072469491103E-4,1.5146450488013049E-2,null,{"$f":"E772*V$5","v":2.7360316372528671E-3},{"$f":"F772*W$5","v":1.5628980763358429E-3},{"$f":"G772*X$5","v":2.5065245254765512E-3},{"$f":"H772*Y$5","v":2.7210930967299421E-3},{"$f":"I772*Z$5","v":2.2686102048013613E-6},{"$f":"J772*AA$5","v":1.0636418500399251E-4},9.6351801310039977E-3]
[2004,2,2,3,2.9739034107248274E-3,1.9358811514713233E-3,2.4871941871521773E-3,7.4433790973011749E-3,1.5642010860590053E-5,2.6526072469491103E-4,1.5121260582205004E-2,null,2.4868124274505942E-3,1.5669033161976556E-3,2.51296114247683E-3,2.8201807648143822E-3,2.2686102048013613E-6,1.0636418500399251E-4,9.495490446148256E-3]
[2004,2,2,4,3.0791591393607345E-3,1.9402567316231846E-3,2.4965415920028206E-3,6.6614590169670716E-3,1.5642010860590053E-5,2.6526072469491103E-4,1.4458319215509313E-2,null,2.5748284850966438E-3,1.5704449132864177E-3,2.522405385026931E-3,2.5239233874385742E-3,2.2686102048013613E-6,1.0636418500399251E-4,9.3002349660573618E-3]
[2004,2,2,5,3.1582676210684633E-3,1.9541305605597688E-3,2.5956036714217291E-3,7.016857936453293E-3,1.5642010860590053E-5,2.6526072469491103E-4,1.5005762525058756E-2,null,2.6409799124490138E-3,1.5816743983984407E-3,2.6224937325948806E-3,2.6585785196666595E-3,2.2686102048013613E-6,1.0636418500399251E-4,9.6123593583177878E-3]
[2004,2,2,6,3.3432798861968531E-3,1.9400614136689804E-3,2.6901832948722183E-3,6.8014852711194215E-3,1.5642010860590053E-5,2.6526072469491103E-4,1.5055912601412976E-2,null,2.7956893083536799E-3,1.5702868228220715E-3,2.7180531866290289E-3,2.5769771609152805E-3,2.2686102048013613E-6,1.0636418500399251E-4,9.7696392739288537E-3]
[2004,2,2,7,3.7718740487534988E-3,1.8592728651729323E-3,3.057232974915264E-3,7.359907433923194E-3,1.5642010860590053E-5,2.6526072469491103E-4,1.6329190058320391E-2,null,3.1540847040934733E-3,1.5048965252549699E-3,3.0889054458017834E-3,2.788554647645233E-3,2.2686102048013613E-6,1.0636418500399251E-4,1.0645074118004253E-2]
[2004,2,2,8,3.9389854097407334E-3,2.0297504152020462E-3,3.8193920476416064E-3,6.9454357898333565E-3,1.5642010860590053E-5,2.6526072469491103E-4,1.7014466397973247E-2,null,3.2938251569180491E-3,1.6428811521907972E-3,3.8589603711634618E-3,2.6315177773013633E-3,2.2686102048013613E-6,1.0636418500399251E-4,1.1535817252782465E-2]
[2004,2,2,9,4.3909987482410517E-3,2.0646639081305096E-3,4.1236304119230145E-3,8.1759713945080675E-3,0,0,1.8755264462802644E-2,null,3.6718039384421113E-3,1.6711401534254932E-3,4.1663505988502204E-3,3.0977486110877455E-3,0,0,1.260704330180557E-2]
[2004,2,2,10,4.2454146661611309E-3,2.1580207072971849E-3,4.1570019358835135E-3,7.9749146326449534E-3,0,0,1.8535351941986782E-2,null,3.5500648452188063E-3,1.7467032003060747E-3,4.2000678467479366E-3,3.0215713258749301E-3,0,0,1.2518407218147747E-2]
[2004,2,2,11,4.2115348972281506E-3,2.152886156911222E-3,4.1599978325228089E-3,7.7369799198663191E-3,0,0,1.8261398806528502E-2,null,3.5217341905923486E-3,1.7425472922737897E-3,4.2030947804229651E-3,2.9314215576731147E-3,0,0,1.2398797820962218E-2]
[2004,2,2,12,4.0117351217131749E-3,2.158894356372963E-3,4.1150534540553146E-3,8.0244857628108367E-3,0,0,1.8310168694952288E-2,null,3.3546593074738752E-3,1.7474103323699358E-3,4.1576847849971931E-3,3.0403530573918191E-3,0,0,1.2300107482232824E-2]
[2004,2,2,13,3.5570445617045267E-3,2.1160018372508834E-3,4.0206597641090965E-3,7.1873441845181022E-3,0,0,1.688105034758261E-2,null,2.9744418023604914E-3,1.7126931027500402E-3,4.062313190710278E-3,2.7231731118770816E-3,0,0,1.1472621207697891E-2]
[2004,2,2,14,3.5015372296915777E-3,2.1059064439475908E-3,4.0796406741696947E-3,7.6736337902955634E-3,0,0,1.7360718138104428E-2,null,2.928025929347728E-3,1.7045218856103794E-3,4.1219051340719301E-3,2.9074206927694772E-3,0,0,1.1661873641799516E-2]
[2004,2,2,15,3.4638447753451451E-3,2.1476474783658312E-3,3.998804224550131E-3,7.5676651117628927E-3,0,0,1.7177961590024E-2,null,2.8965070630820018E-3,1.73830710284944E-3,4.04023123106947E-3,2.8672708058748281E-3,0,0,1.1542316202875739E-2]
[2004,2,2,16,3.9764242942793796E-3,2.1373787867245463E-3,3.8825766680987161E-3,8.1165175088489562E-3,0,0,1.81128972579516E-2,null,3.3251319851777812E-3,1.7299956179354454E-3,3.9227995747250725E-3,3.0752224569664146E-3,0,0,1.2053149634804715E-2]
[2004,2,2,17,4.4369933055977764E-3,2.1695454043341804E-3,3.6757701190417475E-3,7.2612329615929167E-3,0,0,1.7543541790566622E-2,null,3.7102651192650335E-3,1.7560312967089542E-3,3.7138505411214921E-3,2.7511684222217615E-3,0,0,1.193131537931724E-2]
[2004,2,2,18,4.569616484219891E-3,2.2158883373031824E-3,3.4719234038438872E-3,6.463672577308243E-3,7.8210054302950264E-6,1.3263036234745552E-4,1.6861552170452956E-2,null,3.821166155114443E-3,1.7935412932788704E-3,3.507892004807809E-3,2.4489851765298761E-3,1.1343051024006806E-6,5.3182092501996257E-5,1.1625901027335397E-2]
[2004,2,2,19,5.048931770224285E-3,2.0596685963853128E-3,3.3991141798688155E-3,6.6218870817769523E-3,1.5642010860590053E-5,2.6526072469491103E-4,1.7410504363810867E-2,null,4.2219751409087207E-3,1.667096945229039E-3,3.4343284882925409E-3,2.508930195638076E-3,2.2686102048013613E-6,1.0636418500399251E-4,1.1940963565277171E-2]
[2004,2,2,20,4.9033181171519351E-3,2.1563456113363427E-3,3.3739542631889339E-3,8.2690402758864995E-3,1.5642010860590053E-5,2.6526072469491103E-4,1.8983561003119213E-2,null,4.1002113200795361E-3,1.7453473766729979E-3,3.4089079186839853E-3,3.1330109651389335E-3,2.2686102048013613E-6,1.0636418500399251E-4,1.2496110375784247E-2]
[2004,2,2,21,4.8697653155384546E-3,2.0991303997086896E-3,3.3307803091051336E-3,8.0399113891286827E-3,1.5642010860590053E-5,2.6526072469491103E-4,1.8620490149036464E-2,null,4.0721540793072645E-3,1.6990373515104597E-3,3.3652866889705567E-3,3.0461975876862088E-3,2.2686102048013613E-6,1.0636418500399251E-4,1.2291308502683283E-2]
[2004,2,2,22,4.5681259082175022E-3,2.0362261979050343E-3,3.0275412836842401E-3,8.0377512401813185E-3,1.5642010860590053E-5,2.6526072469491103E-4,1.7950547365543596E-2,null,3.8199197182216264E-3,1.6481226544310436E-3,3.0589061531436511E-3,3.0453791407912094E-3,2.2686102048013613E-6,1.0636418500399251E-4,1.1680960461796324E-2]
[2004,2,2,23,4.3173445378007977E-3,2.0110641193301295E-3,2.8449807867198945E-3,8.2458004712923794E-3,1.5642010860590053E-5,2.6526072469491103E-4,1.77000926506987E-2,null,3.6102134358063039E-3,1.6277564535764719E-3,2.8744543570625634E-3,3.1242057640283052E-3,2.2686102048013613E-6,1.0636418500399251E-4,1.1345262805682439E-2]
[2004,2,2,24,3.9638524379101946E-3,2.0036305161156699E-3,2.6939825868316559E-3,7.9612925576903019E-3,1.5642010860590053E-5,2.6526072469491103E-4,1.6903660834103326E-2,null,3.314619253479009E-3,1.6217396908639564E-3,2.7218918386781171E-3,3.0164101331878754E-3,2.2686102048013613E-6,1.0636418500399251E-4,1.0783293711417752E-2]
[2004,2,3,1,3.5393939716895934E-3,1.7101809894134018E-3,2.6685947381330424E-3,8.3504966790839616E-3,1.5642010860590053E-5,2.6526072469491103E-4,1.6549569113875503E-2,null,2.9596821748478167E-3,1.3842214753593783E-3,2.6962409757096142E-3,3.1638735315171179E-3,2.2686102048013613E-6,1.0636418500399251E-4,1.0312650952642721E-2]
[2004,2,3,2,3.2882115155092395E-3,1.7135114714741369E-3,2.628570390292758E-3,7.9649284801068532E-3,1.5642010860590053E-5,2.6526072469491103E-4,1.5876124592938488E-2,null,2.7496404998780758E-3,1.3869171694527562E-3,2.6558019816836699E-3,3.017787727735657E-3,2.2686102048013613E-6,1.0636418500399251E-4,9.9187801739589534E-3]
[2004,2,3,3,2.9128063388396425E-3,1.7351971500944533E-3,2.6042191168869858E-3,8.4625747230368687E-3,1.5642010860590053E-5,2.6526072469491103E-4,1.5995700064413452E-2,null,2.4357223493071721E-3,1.4044695701868326E-3,2.6311984327711492E-3,3.2063381621078952E-3,2.2686102048013613E-6,1.0636418500399251E-4,9.7863613095818432E-3]
[2004,2,3,4,2.8862268526022913E-3,1.6945130363010539E-3,2.5742657603816188E-3,7.6370618644663584E-3,1.5642010860590053E-5,2.6526072469491103E-4,1.5072970249306823E-2,null,2.4134962755039927E-3,1.3715398251087374E-3,2.6009347640260369E-3,2.8935641579339562E-3,2.2686102048013613E-6,1.0636418500399251E-4,9.3881678177815172E-3]
[2004,2,3,5,3.0351222877094495E-3,1.7896041925537733E-3,2.5850165712665162E-3,6.5424326780568918E-3,1.5642010860590053E-5,2.6526072469491103E-4,1.4233078465142133E-2,null,2.5380043604269317E-3,1.448506661611181E-3,2.6117969516844912E-3,2.4788261557763475E-3,2.2686102048013613E-6,1.0636418500399251E-4,9.1857669247077441E-3]
[2004,2,3,6,3.3593111714153336E-3,1.6598731142484623E-3,2.6648993670495614E-3,6.6067561236749011E-3,1.5642010860590053E-5,2.6526072469491103E-4,1.457174251194376E-2,null,2.8090948544670976E-3,1.3435022522981432E-3,2.6925073211410289E-3,2.5031973105552659E-3,2.2686102048013613E-6,1.0636418500399251E-4,9.4569345336703286E-3]
[2004,2,3,7,3.8471881612894888E-3,1.6731635169210026E-3,3.0022120112455433E-3,6.4589060860679483E-3,1.5642010860590053E-5,2.6526072469491103E-4,1.5262372511079484E-2,null,3.2170632360597365E-3,1.3542595118568605E-3,3.033314473276252E-3,2.4471792270093942E-3,2.2686102048013613E-6,1.0636418500399251E-4,1.0160449243411036E-2]
[2004,2,3,8,3.7105517558974378E-3,1.8306096030715052E-3,3.7537900230158634E-3,6.8800626968511793E-3,1.5642010860590053E-5,2.6526072469491103E-4,1.6455916814391489E-2,null,3.1028062935693572E-3,1.4816964644425415E-3,3.7926787194919216E-3,2.6067489274342911E-3,2.2686102048013613E-6,1.0636418500399251E-4,1.1092563200146906E-2]
[2004,2,3,9,4.1425274518657844E-3,1.9401399709419972E-3,4.0678696701781526E-3,8.8470568317617071E-3,0,0,1.899759392474764E-2,null,3.4640293666579614E-3,1.5703504071239837E-3,4.1100121842606594E-3,3.3520124631567574E-3,0,0,1.2496404421199363E-2]
[2004,2,3,10,4.1748606299832703E-3,1.9397548631995491E-3,4.0529532747696573E-3,8.6802037994992698E-3,0,0,1.8847772567451748E-2,null,3.4910667441570308E-3,1.5700387006959951E-3,4.0949412572534333E-3,3.288794440000031E-3,0,0,1.244484114210649E-2]
[2004,2,3,11,3.7494429512784913E-3,1.9609588300103882E-3,4.0684714284286196E-3,8.0480451574751945E-3,0,0,1.7826918367192694E-2,null,3.1353275609525637E-3,1.5872012036147291E-3,4.110620176635521E-3,3.0492793462177075E-3,0,0,1.1882428287420522E-2]
[2004,2,3,12,3.5357030858900193E-3,2.0374183633086814E-3,3.9933838774026103E-3,8.5713224192497071E-3,0,0,1.8137827745851019E-2,null,2.9565958134543761E-3,1.6490875937936749E-3,4.034754729945909E-3,3.2475409756510779E-3,0,0,1.1887979112845037E-2]
[2004,2,3,13,3.3076461878525634E-3,1.9403704010449124E-3,3.8897426059227571E-3,7.673595267388993E-3,0,0,1.6811354462209223E-2,null,2.7658919976679881E-3,1.5705369173816693E-3,3.9300397505803563E-3,2.9074060970383322E-3,0,0,1.1173874762668345E-2]
[2004,2,3,14,3.3436137225759098E-3,1.9779218873240811E-3,3.9675279179286638E-3,8.7334356338184815E-3,0,0,1.8022499161647137E-2,null,2.7959684661949128E-3,1.6009311119499982E-3,4.0086309066452927E-3,3.3089631554799747E-3,0,0,1.1714493640270178E-2]
[2004,2,3,15,3.5186476682456673E-3,1.8965762451268039E-3,3.9238977149176875E-3,8.0125564811777857E-3,0,0,1.7351678109467944E-2,null,2.942333875961592E-3,1.535089902421062E-3,3.9645487013348591E-3,3.0358332378099058E-3,0,0,1.1477805717527418E-2]
[2004,2,3,16,3.6770347866853532E-3,1.9487949014528128E-3,3.7822057672030913E-3,8.6955934633956896E-3,0,0,1.8103628918736944E-2,null,3.0747790162655607E-3,1.5773557128518432E-3,3.8213888464880075E-3,3.29462534469134E-3,0,0,1.1768148920296751E-2]
[2004,2,3,17,4.1759086415219526E-3,2.1226091278158561E-3,3.6314402307002424E-3,7.424854931214169E-3,0,0,1.7354812931252222E-2,null,3.4919431035267093E-3,1.7180410475293303E-3,3.6690614018464081E-3,2.8131622459132365E-3,0,0,1.1692207798815685E-2]
[2004,2,3,18,4.5352747374460978E-3,2.1131588095888148E-3,3.4436069052281746E-3,6.4683945719429597E-3,7.8210054302950264E-6,1.3263036234745552E-4,1.6700886391983801E-2,null,3.7924491892743803E-3,1.710391954526994E-3,3.4792821515523377E-3,2.4507742669774143E-3,1.1343051024006806E-6,5.3182092501996257E-5,1.1487213959935525E-2]
[2004,2,3,19,4.6680250048902958E-3,2.0163337566754167E-3,3.4043438229044479E-3,6.7289617235824694E-3,1.5642010860590053E-5,2.6526072469491103E-4,1.7098567043608133E-2,null,3.9034564982666923E-3,1.632021701071244E-3,3.4396123096384792E-3,2.5494991148442463E-3,2.2686102048013613E-6,1.0636418500399251E-4,1.1633222419029457E-2]
[2004,2,3,20,5.1872778177610868E-3,1.8632334379682809E-3,3.3672390635837973E-3,8.3960185229306188E-3,1.5642010860590053E-5,2.6526072469491103E-4,1.9094671577799285E-2,null,4.3376617059338223E-3,1.5081022151509419E-3,3.4021231506273317E-3,3.1811210513219032E-3,2.2686102048013613E-6,1.0636418500399251E-4,1.2537640918242794E-2]
[2004,2,3,21,5.0161053093101624E-3,1.8726283149198351E-3,3.2321574159560095E-3,8.6202014365234694E-3,1.5642010860590053E-5,2.6526072469491103E-4,1.902199521226498E-2,null,4.1945252746299214E-3,1.5157064339530468E-3,3.2656420775756725E-3,3.266060476339747E-3,2.2686102048013613E-6,1.0636418500399251E-4,1.2350567057707181E-2]
[2004,2,3,22,4.7631804948939146E-3,1.8134623980975175E-3,3.0317930808516007E-3,8.3863357369556024E-3,1.5642010860590053E-5,2.6526072469491103E-4,1.8275674446354136E-2,null,3.9830266195516589E-3,1.4678175068852338E-3,3.0632019982861263E-3,3.1774523940629362E-3,2.2686102048013613E-6,1.0636418500399251E-4,1.1800131313994749E-2]
[2004,2,3,23,4.4718185989158013E-3,1.743113403939129E-3,2.8954437656433258E-3,8.7524926141856856E-3,1.5642010860590053E-5,2.6526072469491103E-4,1.8143771118239442E-2,null,3.7393864323179574E-3,1.4108769905967363E-3,2.9254401248097165E-3,3.3161835494387509E-3,2.2686102048013613E-6,1.0636418500399251E-4,1.1500519892371953E-2]
[2004,2,3,24,4.1729858980540189E-3,1.7321635042094985E-3,2.7464608196102651E-3,8.1975968208573332E-3,1.5642010860590053E-5,2.6526072469491103E-4,1.7130109778286617E-2,null,3.4894990716351233E-3,1.402014135464669E-3,2.7749137380053647E-3,3.1059421493482408E-3,2.2686102048013613E-6,1.0636418500399251E-4,1.0881001889662191E-2]
[2004,2,4,1,3.4903695773365034E-3,1.7101809894134018E-3,2.6570975692092966E-3,8.30243966910796E-3,1.5642010860590053E-5,2.6526072469491103E-4,1.6440990540622664E-2,null,2.9186874092862179E-3,1.3842214753593783E-3,2.6846246978559957E-3,3.1456654766300633E-3,2.2686102048013613E-6,1.0636418500399251E-4,1.0241831854340447E-2]
[2004,2,4,2,3.2423155572480272E-3,1.7135114714741369E-3,2.6296343735273619E-3,8.2413141283619734E-3,1.5642010860590053E-5,2.6526072469491103E-4,1.6107678266167002E-2,null,2.711261768759193E-3,1.3869171694527562E-3,2.6568769876235427E-3,3.1225059583525096E-3,2.2686102048013613E-6,1.0636418500399251E-4,9.9861946793967944E-3]
[2004,2,4,3,2.8718467810012515E-3,1.7351971500944533E-3,2.6056251676206798E-3,8.4473924557804305E-3,1.5642010860590053E-5,2.6526072469491103E-4,1.5940964290052317E-2,null,2.4014714933149909E-3,1.4044695701868326E-3,2.6326190499776289E-3,3.2005858367831776E-3,2.2686102048013613E-6,1.0636418500399251E-4,9.7477787454714245E-3]
[2004,2,4,4,2.8462007861168813E-3,1.6945130363010539E-3,2.5751889446109445E-3,7.6032822410659114E-3,1.5642010860590053E-5,2.6526072469491103E-4,1.5000087743650293E-2,null,2.3800260157776955E-3,1.3715398251087374E-3,2.601867512304248E-3,2.8807655831319342E-3,2.2686102048013613E-6,1.0636418500399251E-4,9.3428317315314077E-3]
[2004,2,4,5,2.9917939655188311E-3,1.7896041925537733E-3,2.5824511188196836E-3,6.6832790416857749E-3,1.5642010860590053E-5,2.6526072469491103E-4,1.4328031054133564E-2,null,2.5017727162868985E-3,1.448506661611181E-3,2.6092049215386088E-3,2.5321906559996736E-3,2.2686102048013613E-6,1.0636418500399251E-4,9.200307750645155E-3]
[2004,2,4,6,3.3087814849481305E-3,1.6598731142484623E-3,2.6616793702793143E-3,6.7412087034758967E-3,1.5642010860590053E-5,2.6526072469491103E-4,1.4652445408507304E-2,null,2.7668413462298559E-3,1.3435022522981432E-3,2.6892539656916108E-3,2.5541393053640379E-3,2.2686102048013613E-6,1.0636418500399251E-4,9.4623696647924416E-3]
[2004,2,4,7,3.7850504888501551E-3,1.6731635169210026E-3,2.9988757266903956E-3,6.6318598034374307E-3,1.5642010860590053E-5,2.6526072469491103E-4,1.5369852271454484E-2,null,3.1651029956976167E-3,1.3542595118568605E-3,3.0299436253180831E-3,2.5127087050263626E-3,2.2686102048013613E-6,1.0636418500399251E-4,1.0170647633107717E-2]
[2004,2,4,8,3.654417463203179E-3,1.8306096030715052E-3,3.758786038137943E-3,7.4179937797377781E-3,1.5642010860590053E-5,2.6526072469491103E-4,1.6942709619705908E-2,null,3.0558661487836165E-3,1.4816964644425415E-3,3.7977264925744842E-3,2.8105626621535954E-3,2.2686102048013613E-6,1.0636418500399251E-4,1.125448456316303E-2]
[2004,2,4,9,4.0822952581188038E-3,1.9401399709419972E-3,4.0652383859372801E-3,8.974584048611926E-3,0,0,1.9062257663610006E-2,null,3.413662509616664E-3,1.5703504071239837E-3,4.1073536403133147E-3,3.4003305454752709E-3,0,0,1.2491697102529233E-2]
[2004,2,4,10,4.1198005932110929E-3,1.9397548631995491E-3,4.0688540490901558E-3,8.6741368927457253E-3,0,0,1.8802546398246522E-2,null,3.4450249045979023E-3,1.5700387006959951E-3,4.1110067611891989E-3,3.2864957832334464E-3,0,0,1.2412566149716545E-2]
[2004,2,4,11,3.6997727091674648E-3,1.9609588300103882E-3,4.0738558193751532E-3,8.3785405248688657E-3,0,0,1.811312788342187E-2,null,3.0937927300260697E-3,1.5872012036147291E-3,4.1160603490572956E-3,3.1744989092414209E-3,0,0,1.1971553191939516E-2]
[2004,2,4,12,3.4887004373524975E-3,2.0374183633086814E-3,4.0048078445157464E-3,8.6762604226191149E-3,0,0,1.8207187067796039E-2,null,2.9172916551267482E-3,1.6490875937936749E-3,4.0462970476292399E-3,3.2873003557299099E-3,0,0,1.1899976652279574E-2]
[2004,2,4,13,3.2655293468994897E-3,1.9403704010449124E-3,3.8878503297176481E-3,7.8364867653746857E-3,0,0,1.6930236843036739E-2,null,2.7306734081504703E-3,1.5705369173816693E-3,3.9281278706801712E-3,2.969123156369304E-3,0,0,1.1198461352581613E-2]
[2004,2,4,14,3.3054217950509559E-3,1.9779218873240811E-3,3.9579995854758252E-3,8.6968225325708432E-3,0,0,1.7938165800421707E-2,null,2.7640319346805284E-3,1.6009311119499982E-3,3.9990038621104222E-3,3.2950910199177502E-3,0,0,1.1659057928658699E-2]
[2004,2,4,15,3.4739063650712498E-3,1.8965762451268039E-3,3.9279889394011058E-3,8.2925859414037986E-3,0,0,1.7591057491002961E-2,null,2.9049206807807313E-3,1.535089902421062E-3,3.9686823102846906E-3,3.1419320522041772E-3,0,0,1.1550624945690662E-2]
[2004,2,4,16,3.629025603466987E-3,1.9487949014528128E-3,3.8007552757690147E-3,8.8168754046414506E-3,0,0,1.8195451185330266E-2,null,3.0346331819964892E-3,1.5773557128518432E-3,3.8401305251550759E-3,3.3405771890552337E-3,0,0,1.1792696609058642E-2]
[2004,2,4,17,4.1224556504059562E-3,2.1226091278158561E-3,3.6289860881103682E-3,7.5704370186248249E-3,0,0,{"$f":"SUM(E835:J835)","v":1.7444487884957005E-2},null,3.4472450941319564E-3,1.7180410475293303E-3,3.6665818347107544E-3,2.8683210383447441E-3,0,0,{"$f":"SUM(M835:R835)","v":1.1700189014716785E-2}]
[2004,2,4,18,4.4824230496756578E-3,2.1131588095888148E-3,3.4390145521150683E-3,6.8325721694480548E-3,7.8210054302950264E-6,1.3263036234745552E-4,1.7007619948605349E-2,null,{"$f":"E836*V$5","v":3.7482539966917014E-3},{"$f":"F836*W$5","v":1.710391954526994E-3},{"$f":"G836*X$5","v":3.4746422223560646E-3},{"$f":"H836*Y$5","v":2.5887555039981877E-3},{"$f":"I836*Z$5","v":1.1343051024006806E-6},{"$f":"J836*AA$5","v":5.3182092501996257E-5},1.1576360075177346E-2]
[2004,2,4,19,4.6107136990629445E-3,2.0163337566754167E-3,3.4072798510112203E-3,6.8642636228463073E-3,1.5642010860590053E-5,2.6526072469491103E-4,1.7179493665151389E-2,null,3.8555321214860279E-3,1.632021701071244E-3,3.4425787545520497E-3,2.6007629036099E-3,2.2686102048013613E-6,1.0636418500399251E-4,1.1639528275928014E-2]
[2004,2,4,20,5.1223254482174099E-3,1.8632334379682809E-3,3.3717000448302246E-3,8.146220685905493E-3,1.5642010860590053E-5,2.6526072469491103E-4,1.8784382352476908E-2,null,4.283347783298988E-3,1.5081022151509419E-3,3.4066303469642715E-3,3.0864765295447001E-3,2.2686102048013613E-6,1.0636418500399251E-4,1.2393189670167696E-2]
[2004,2,4,21,4.947227933895175E-3,1.8726283149198351E-3,3.2918299612079175E-3,8.3296575658236161E-3,1.5642010860590053E-5,2.6526072469491103E-4,1.8722246511402047E-2,null,4.1369292166898884E-3,1.5157064339530468E-3,3.3259328213645334E-3,3.15597791507674E-3,2.2686102048013613E-6,1.0636418500399251E-4,1.2243179182293002E-2]
[2004,2,4,22,4.7045094025366836E-3,1.8134623980975175E-3,3.0789050805961941E-3,8.2434098836377118E-3,1.5642010860590053E-5,2.6526072469491103E-4,1.8121189500423608E-2,null,3.9339651735477675E-3,1.4678175068852338E-3,3.110802071217343E-3,3.1233000074851864E-3,2.2686102048013613E-6,1.0636418500399251E-4,1.1744517554344325E-2]
[2004,2,4,23,4.4175120137770673E-3,1.743113403939129E-3,2.8970484991662007E-3,8.6278950032575262E-3,1.5642010860590053E-5,2.6526072469491103E-4,1.7966471655695423E-2,null,3.6939746377289426E-3,1.4108769905967363E-3,2.9270614831290007E-3,3.2689754493154042E-3,2.2686102048013613E-6,1.0636418500399251E-4,1.1409521355978877E-2]
[2004,2,4,24,4.1214446321489219E-3,1.7321635042094985E-3,2.7466098814715248E-3,8.1170522329731161E-3,1.5642010860590053E-5,2.6526072469491103E-4,1.6998172986358563E-2,null,3.4463996689722467E-3,1.402014135464669E-3,2.7750643441249454E-3,3.0754250556342677E-3,2.2686102048013613E-6,1.0636418500399251E-4,1.0807535999404922E-2]
[2004,2,5,1,3.3545404446085683E-3,1.7101809894134018E-3,2.633675274759965E-3,8.3988376330123102E-3,1.5642010860590053E-5,2.6526072469491103E-4,1.6378137077349749E-2,null,2.8051055175342802E-3,1.3842214753593783E-3,2.6609597519812972E-3,3.1821891683588496E-3,2.2686102048013613E-6,1.0636418500399251E-4,1.0141108708442599E-2]
[2004,2,5,2,3.1151539774405663E-3,1.7135114714741369E-3,2.5919740074730772E-3,8.2058739144871082E-3,1.5642010860590053E-5,2.6526072469491103E-4,1.5907416106430389E-2,null,2.6049277850060449E-3,1.3869171694527562E-3,2.6188264658770955E-3,3.1090782116041217E-3,2.2686102048013613E-6,1.0636418500399251E-4,9.8283824271488112E-3]
[2004,2,5,3,2.7583620922155883E-3,1.7351971500944533E-3,2.5682870221824415E-3,8.4982248579686514E-3,1.5642010860590053E-5,2.6526072469491103E-4,1.5840973858016635E-2,null,2.306574284017677E-3,1.4044695701868326E-3,2.5948940870040398E-3,3.2198454446852537E-3,2.2686102048013613E-6,1.0636418500399251E-4,9.6344161811025963E-3]
[2004,2,5,4,2.7353030936474549E-3,1.6945130363010539E-3,2.5459782493235197E-3,7.7223595307473565E-3,1.5642010860590053E-5,2.6526072469491103E-4,1.4979056645574886E-2,null,2.2872920827205529E-3,1.3715398251087374E-3,2.5723541986348887E-3,2.9258821192502684E-3,2.2686102048013613E-6,1.0636418500399251E-4,9.2657010209232418E-3]
[2004,2,5,5,2.8717462987283074E-3,1.7896041925537733E-3,2.5474218661245326E-3,6.5619513265975449E-3,1.5642010860590053E-5,2.6526072469491103E-4,1.4051626419559659E-2,null,2.4013874688762031E-3,1.448506661611181E-3,2.5738127710874582E-3,2.4862214686376099E-3,2.2686102048013613E-6,1.0636418500399251E-4,9.0185611654212457E-3]
[2004,2,5,6,3.1687810908915225E-3,1.6598731142484623E-3,2.6214560135906138E-3,6.4682444641677396E-3,1.5642010860590053E-5,2.6526072469491103E-4,1.4199257418453841E-2,null,2.6497713975111455E-3,1.3435022522981432E-3,2.6486139011157018E-3,2.4507173934721431E-3,2.2686102048013613E-6,1.0636418500399251E-4,9.2012377396059278E-3]
[2004,2,5,7,3.6128884611887143E-3,1.6731635169210026E-3,2.9660920265979825E-3,6.5815851974975331E-3,1.5642010860590053E-5,2.6526072469491103E-4,1.5114631937760734E-2,null,3.0211391169853575E-3,1.3542595118568605E-3,2.9968202910547548E-3,2.4936604374617387E-3,2.2686102048013613E-6,1.0636418500399251E-4,9.9745121525675051E-3]
[2004,2,5,8,3.4988888975552835E-3,1.8306096030715052E-3,3.7231917879966261E-3,7.134129370476249E-3,1.434372427247126E-5,2.4324408985841768E-4,1.6444407473230553E-2,null,2.9258113633854298E-3,1.4816964644425415E-3,3.761763491389142E-3,2.7030108451159512E-3,2.0803156032432126E-6,9.7535959779140557E-5,1.0971898439715449E-2]
[2004,2,5,9,3.9154132026063982E-3,1.9401399709419972E-3,4.070074064450765E-3,8.8229800375313541E-3,0,0,1.8748607275530516E-2,null,3.2741138046822288E-3,1.5703504071239837E-3,4.1122394157242859E-3,3.3428901396691021E-3,0,0,1.2299593767199602E-2]
[2004,2,5,10,3.9672491341497433E-3,1.9397548631995491E-3,4.0946632259726227E-3,8.7512826392949963E-3,0,0,1.8752949862616913E-2,null,3.3174596101598355E-3,1.5700387006959951E-3,4.1370833172377688E-3,3.3157251087402423E-3,0,0,1.2340306736833841E-2]
[2004,2,5,11,3.5621539554791144E-3,1.9609588300103882E-3,4.0990431859346211E-3,8.381771587510049E-3,0,0,1.8003927558934173E-2,null,2.9787143365287367E-3,1.5872012036147291E-3,4.1415086529220354E-3,3.1757231087066718E-3,0,0,1.1883147301772173E-2]
[2004,2,5,12,3.3584728866386223E-3,2.0374183633086814E-3,4.0270413472177193E-3,9.0677512601672616E-3,0,0,1.8490683857332286E-2,null,2.8083938710414254E-3,1.6490875937936749E-3,4.0687608860540091E-3,3.4356301553036912E-3,0,0,1.1961872506192801E-2]
[2004,2,5,13,3.1488384376789531E-3,1.9403704010449124E-3,3.9298939355199717E-3,7.822687464699711E-3,0,0,1.6841790238943548E-2,null,2.6330951202431937E-3,1.5705369173816693E-3,3.9706070418750131E-3,2.9638948156086452E-3,0,0,1.113813389510852E-2]
[2004,2,5,14,3.1996053878985812E-3,1.9779218873240811E-3,3.9803852505248998E-3,8.8328635837834259E-3,0,0,1.7990776109530988E-2,null,2.6755470311743447E-3,1.6009311119499982E-3,4.0216214392611782E-3,3.3466348618797917E-3,0,0,1.1644734444265312E-2]
[2004,2,5,15,3.3499441649024533E-3,1.8965762451268039E-3,3.9266784726690734E-3,8.3826965113860084E-3,0,0,1.755589539408434E-2,null,2.8012620552846372E-3,1.535089902421062E-3,3.9673582673156625E-3,3.1760735480017553E-3,0,0,1.1479783773023116E-2]
[2004,2,5,16,3.4960091340931702E-3,1.9487949014528128E-3,3.800796931316922E-3,8.457678799823504E-3,0,0,1.7703279766686411E-2,null,2.9234032718718065E-3,1.5773557128518432E-3,3.8401726122481547E-3,3.204483172822539E-3,0,0,1.1545414769794343E-2]
[2004,2,5,17,3.9743557536376442E-3,2.1226091278158561E-3,3.6206045232878058E-3,7.3889615653159012E-3,0,0,1.7106530970057206E-2,null,3.3234022475689524E-3,1.7180410475293303E-3,3.6581134381452386E-3,2.7995628068993826E-3,0,0,1.1499119540142903E-2]
[2004,2,5,18,4.3359898376285491E-3,2.1131588095888148E-3,3.4408203799998725E-3,6.5346137792730219E-3,6.5227188421762343E-6,1.1061372751096216E-4,1.6541719252843399E-2,null,3.6258048511690153E-3,1.710391954526994E-3,3.4764667583444303E-3,2.4758636964330775E-3,9.4601050084253224E-7,4.4353867277144293E-5,1.1333827138251505E-2]
[2004,2,5,19,4.4519240941673097E-3,2.0163337566754167E-3,3.386592940308989E-3,6.8471612865963448E-3,1.5642010860590053E-5,2.6526072469491103E-4,1.6982914813303562E-2,null,3.7227504173525405E-3,1.632021701071244E-3,3.4216775305860518E-3,2.5942830939569132E-3,2.2686102048013613E-6,1.0636418500399251E-4,1.1479365538175542E-2]
[2004,2,5,20,4.9423649921144916E-3,1.8632334379682809E-3,3.3561002349371582E-3,8.5975726291419117E-3,1.5642010860590053E-5,2.6526072469491103E-4,1.9040174029717343E-2,null,4.1328627685293462E-3,1.5081022151509419E-3,3.3908689254018532E-3,3.2574867725858568E-3,2.2686102048013613E-6,1.0636418500399251E-4,1.2397953476876793E-2]
[2004,2,5,21,4.756393173816648E-3,1.8726283149198351E-3,3.2778186915663815E-3,8.6801796563809354E-3,1.5642010860590053E-5,2.6526072469491103E-4,1.8867922572239303E-2,null,3.9773509831664373E-3,1.5157064339530468E-3,3.3117763970902147E-3,3.2887852925473702E-3,2.2686102048013613E-6,1.0636418500399251E-4,1.2202251901965862E-2]
[2004,2,5,22,4.5419523545874446E-3,1.8134623980975175E-3,3.0810531943062163E-3,8.3798005316770476E-3,1.5642010860590053E-5,2.6526072469491103E-4,1.8097171214223728E-2,null,3.7980330899595781E-3,1.4678175068852338E-3,3.1129724390602689E-3,3.1749763062566094E-3,2.2686102048013613E-6,1.0636418500399251E-4,1.1662432137370485E-2]
[2004,2,5,23,4.2670478031359149E-3,1.743113403939129E-3,2.945233847583331E-3,8.5571586735157992E-3,1.5642010860590053E-5,2.6526072469491103E-4,1.7793456463729675E-2,null,3.568154724560423E-3,1.4108769905967363E-3,2.9757460244625431E-3,3.2421745523164166E-3,2.2686102048013613E-6,1.0636418500399251E-4,1.1305585087144913E-2]
[2004,2,5,24,3.9786418359325088E-3,1.7321635042094985E-3,2.793617503782648E-3,7.9333833328300001E-3,1.5642010860590053E-5,2.6526072469491103E-4,1.6718708912310157E-2,null,3.3269863191556443E-3,1.402014135464669E-3,2.8225589582882792E-3,3.005835761241612E-3,2.2686102048013613E-6,1.0636418500399251E-4,1.0666027969358997E-2]
[2004,2,6,1,3.2718566370570999E-3,1.6725228059195239E-3,2.6924648133714191E-3,8.2746314630046305E-3,1.5642010860590053E-5,2.6526072469491103E-4,1.6192378454908174E-2,null,2.735964361360076E-3,1.3537409200041642E-3,2.7203583413145578E-3,3.1351293791222743E-3,2.2686102048013613E-6,1.0636418500399251E-4,1.0053825797009865E-2]
[2004,2,6,2,2.9821471313378105E-3,1.6674336942288188E-3,2.6473269053352657E-3,8.1238421962631802E-3,1.5642010860590053E-5,2.6526072469491103E-4,1.5701652662720576E-2,null,2.4937059219719243E-3,1.3496217900779261E-3,2.6747528113830882E-3,3.0779976672954657E-3,2.2686102048013613E-6,1.0636418500399251E-4,9.7047109859371983E-3]
[2004,2,6,3,2.9370949526977617E-3,1.6203980943668799E-3,2.5910023942343468E-3,8.3839871515464237E-3,1.5642010860590053E-5,2.6526072469491103E-4,1.5813385328400913E-2,null,2.4560327691311966E-3,1.3115511485269178E-3,2.6178447868722724E-3,3.1765625515184537E-3,2.2686102048013613E-6,1.0636418500399251E-4,9.6706240512576345E-3]
[2004,2,6,4,2.921283257974559E-3,1.6279103567920965E-3,2.5753675881377749E-3,7.6602372693774833E-3,1.5642010860590053E-5,2.6526072469491103E-4,1.5065701207837415E-2,null,2.4428108471296573E-3,1.317631578049811E-3,2.6020480065509772E-3,2.9023449590046468E-3,2.2686102048013613E-6,1.0636418500399251E-4,9.3734681859438864E-3]
[2004,2,6,5,3.0670081842230227E-3,1.6670194406762184E-3,2.5884948614114944E-3,6.6496815647445959E-3,1.5642010860590053E-5,2.6526072469491103E-4,1.4253106786610834E-2,null,2.5646677158756652E-3,1.3492864930144555E-3,2.6153112763889078E-3,2.5194610936628359E-3,2.2686102048013613E-6,1.0636418500399251E-4,9.1573593741506587E-3]
[2004,2,6,6,3.3841206226104918E-3,1.6595083401927978E-3,2.7011357860770094E-3,6.6413954805094651E-3,1.5642010860590053E-5,2.6526072469491103E-4,1.4667062964945266E-2,null,2.829840804496225E-3,1.3432070039679194E-3,2.7291191439849653E-3,2.516321625006185E-3,2.2686102048013613E-6,1.0636418500399251E-4,9.5271213726640883E-3]
[2004,2,6,7,3.6628774336695032E-3,1.6514463496078138E-3,3.0349794689615707E-3,6.5661614509668091E-3,1.5642010860590053E-5,2.6526072469491103E-4,1.51963674387612E-2,null,3.0629404739334004E-3,1.3366816241566822E-3,3.0664213968946336E-3,2.4878166193895014E-3,2.2686102048013613E-6,1.0636418500399251E-4,1.0062492909583012E-2]
[2004,2,6,8,3.6697788051625012E-3,1.8355248943412901E-3,3.7787662417800294E-3,7.0263798302759558E-3,1.434372427247126E-5,2.4324408985841768E-4,1.6568037585690663E-2,null,3.0687114805953344E-3,1.4856749040202241E-3,3.8179136881021591E-3,2.6621862173873108E-3,2.0803156032432126E-6,9.7535959779140557E-5,1.1134102565487414E-2]
[2004,2,6,9,3.7806380257074832E-3,2.1023725744190379E-3,4.0605407332523881E-3,8.7440024484863512E-3,0,0,1.8687553781865263E-2,null,3.1614132429843003E-3,1.7016615695837004E-3,4.1026073206576301E-3,3.3129667574841358E-3,0,0,1.2278648890709766E-2]
[2004,2,6,10,3.8025597062700486E-3,2.1889594235982197E-3,4.094101740222982E-3,8.7287097034236504E-3,0,0,1.8814330573514899E-2,null,3.1797444058112405E-3,1.7717450150549531E-3,4.1365160145807461E-3,3.3071725738340412E-3,0,0,1.239517800928098E-2]
[2004,2,6,11,3.6490542349299319E-3,2.2553254275686349E-3,4.0161380358293575E-3,8.0911476961702863E-3,0,0,1.8011665394498208E-2,null,3.0513813552718073E-3,1.8254616967970092E-3,4.057744618009956E-3,3.0656102288657027E-3,0,0,1.2000197898944475E-2]
[2004,2,6,12,3.6173755799122605E-3,2.1953519027661963E-3,3.9570837520519538E-3,8.6356041969598701E-3,0,0,1.8405415431690282E-2,null,3.0248912975588487E-3,1.7769190913661016E-3,3.9980785407908977E-3,3.2718963431067013E-3,0,0,1.2071785272822549E-2]
[2004,2,6,13,3.3871921840627601E-3,2.1081535375432848E-3,3.9078245833358899E-3,7.4635745120009917E-3,0,0,1.6866744816942926E-2,null,2.8324092797075021E-3,1.7063406844577279E-3,3.9483090545426548E-3,2.8278324938650389E-3,0,0,1.1314891512572922E-2]
[2004,2,6,14,3.2300479203657409E-3,2.0161239712349964E-3,3.9126874354346126E-3,8.776858096921452E-3,0,0,1.7935717423956801E-2,null,2.7010034289138896E-3,1.6318519006152425E-3,3.9532222850530941E-3,3.3254152525185711E-3,0,0,1.1611492867100798E-2]
[2004,2,6,15,3.1528395228610766E-3,1.9684454670650894E-3,3.8428549450697925E-3,8.3715355976993807E-3,0,0,1.7335675532695341E-2,null,2.6364408739480085E-3,1.5932608919480052E-3,3.8826663406577302E-3,3.1718448511041065E-3,0,0,1.1284212957657851E-2]
[2004,2,6,16,3.2591512665818972E-3,2.0016508571914847E-3,3.7164255775932378E-3,8.5763895884730188E-3,0,0,1.7553617289839639E-2,null,2.7253399836216618E-3,1.6201373537933729E-3,3.7549271840700876E-3,3.2494608473906251E-3,0,0,1.1349865368875748E-2]
[2004,2,6,17,3.702018607444115E-3,2.0751830229538992E-3,3.4866616840746279E-3,7.2458573551698298E-3,0,0,1.6509720669642472E-2,null,3.095670776140487E-3,1.6796543310069556E-3,3.5227829713909984E-3,2.745342843688825E-3,0,0,1.1043450922227267E-2]
[2004,2,6,18,4.0233347971327868E-3,2.0015227375740144E-3,3.3454208520517798E-3,6.5448096826935349E-3,6.5227188421762343E-6,1.1061372751096216E-4,1.6032224515805254E-2,null,3.364359090218619E-3,1.6200336537013857E-3,3.3800789057261815E-3,2.4797267659248438E-3,9.4601050084253224E-7,4.4353867277144293E-5,1.0889498293349018E-2]
[2004,2,6,19,4.3734807763246243E-3,1.8600928037560127E-3,3.3081811162084763E-3,6.8877750415661625E-3,1.5642010860590053E-5,2.6526072469491103E-4,1.6710432473410777E-2,null,3.6571552077172341E-3,1.5055601840151839E-3,3.342453371856036E-3,2.6096710150953508E-3,2.2686102048013613E-6,1.0636418500399251E-4,1.1223472573892598E-2]
[2004,2,6,20,4.823542922057048E-3,1.7493654079258104E-3,3.2585902745109114E-3,6.8026907756810005E-3,1.5642010860590053E-5,2.6526072469491103E-4,1.6915092115730272E-2,null,4.0335023792817887E-3,1.4159373662154392E-3,3.2923487765444052E-3,2.577433907875501E-3,2.2686102048013613E-6,1.0636418500399251E-4,1.1427855225125927E-2]
[2004,2,6,21,4.2856359548656998E-3,1.8475146841382651E-3,3.178229593229756E-3,6.9362061258248986E-3,1.5642010860590053E-5,2.6526072469491103E-4,1.652848909361412E-2,null,3.5836983520226543E-3,1.4953794467702345E-3,3.2111555707683287E-3,2.628020800919791E-3,2.2686102048013613E-6,1.0636418500399251E-4,1.1026886965689802E-2]
[2004,2,6,22,4.032590080512404E-3,1.8141575969762411E-3,2.935142841450447E-3,6.9062941167397206E-3,1.5642010860590053E-5,2.6526072469491103E-4,1.5969087371234314E-2,null,3.3720984652248838E-3,1.4683802012570764E-3,2.9655504770334669E-3,2.616687605128439E-3,2.2686102048013613E-6,1.0636418500399251E-4,1.0531349543852661E-2]
[2004,2,6,23,3.9677150507166081E-3,1.7505468083400995E-3,2.8360882440873836E-3,6.4697844611340451E-3,1.5642010860590053E-5,2.6526072469491103E-4,1.5305037299833638E-2,null,3.3178492149817189E-3,1.4168935923894994E-3,2.8654696890343286E-3,2.4513008744107699E-3,2.2686102048013613E-6,1.0636418500399251E-4,1.016014616602511E-2]
[2004,2,6,24,3.9817469812689433E-3,1.3291767216754389E-3,2.6402702927894595E-3,6.9844119723506013E-3,1.5642010860590053E-5,2.6526072469491103E-4,1.5216508703639945E-2,null,3.3295828775992838E-3,1.0758364021588155E-3,2.6676230933993746E-3,2.6462852476645056E-3,2.2686102048013613E-6,1.0636418500399251E-4,9.8279604160307725E-3]
[2004,2,7,1,3.9884926329398183E-3,1.3382443337481575E-3,2.563985976846012E-3,6.8550333562876148E-3,1.5642010860590053E-5,2.6526072469491103E-4,1.5026659035377105E-2,null,3.3352236695449429E-3,1.083175732579972E-3,2.5905484834889184E-3,2.5972656989313994E-3,2.2686102048013613E-6,1.0636418500399251E-4,9.7148463797540278E-3]
[2004,2,7,2,3.4777782260358376E-3,1.3799504741479052E-3,2.5077289427929412E-3,6.7137196310215978E-3,1.5642010860590053E-5,2.6526072469491103E-4,1.4360080009553784E-2,null,2.9081583757002683E-3,1.1169327065804174E-3,2.5337086350779533E-3,2.543724122640601E-3,2.2686102048013613E-6,1.0636418500399251E-4,9.2111566352080336E-3]
[2004,2,7,3,3.4450853081803706E-3,1.395187072304219E-3,2.4894983399586916E-3,6.4794408838545932E-3,1.5642010860590053E-5,2.6526072469491103E-4,1.4090114339853375E-2,null,2.8808201796716418E-3,1.1292652178818234E-3,2.5152891659576703E-3,2.4549595430419669E-3,2.2686102048013613E-6,1.0636418500399251E-4,9.0889669017618965E-3]
[2004,2,7,4,3.2541618608261215E-3,1.4203046974752404E-3,2.4905423645356917E-3,6.405745604098196E-3,1.5642010860590053E-5,2.6526072469491103E-4,1.3851657262490751E-2,null,2.7211677848224978E-3,1.1495954381257527E-3,2.5163440064712678E-3,2.4270375458267557E-3,2.2686102048013613E-6,1.0636418500399251E-4,8.9227775704550667E-3]
[2004,2,7,5,3.3998675728910219E-3,1.4213373217121798E-3,2.5393318760239037E-3,6.150155965806918E-3,1.5642010860590053E-5,2.6526072469491103E-4,1.3791595471989524E-2,null,2.843008586445984E-3,1.1504312447763916E-3,2.5656389699138635E-3,2.3301986004805111E-3,2.2686102048013613E-6,1.0636418500399251E-4,8.9979101968255433E-3]
[2004,2,7,6,3.5672980619501616E-3,1.3590385405876492E-3,2.6028390160238437E-3,6.459072921862468E-3,1.5642010860590053E-5,2.6526072469491103E-4,1.4269151275979625E-2,null,2.9830158978552397E-3,1.1000065755424834E-3,2.6298040342719528E-3,2.4472424385014379E-3,2.2686102048013613E-6,1.0636418500399251E-4,9.2687017413799078E-3]
[2004,2,7,7,3.6974058485964886E-3,1.3593802264249741E-3,2.8725515953983375E-3,6.5144063390273942E-3,1.5642010860590053E-5,2.6526072469491103E-4,1.4724646745002696E-2,null,3.0918135338421182E-3,1.1002831362555184E-3,2.9023107951458805E-3,2.4682074110898363E-3,2.2686102048013613E-6,1.0636418500399251E-4,9.6712476715421474E-3]
[2004,2,7,8,3.8486100170881379E-3,1.4315231638646511E-3,3.3176823415657763E-3,6.3918482835384916E-3,1.3029795360181697E-5,2.2096218898404516E-4,1.5223655790401283E-2,null,3.2182522083233855E-3,1.158675671266542E-3,3.3520530284699606E-3,2.4217720668537517E-3,1.8897523460398987E-6,8.8601368238805186E-5,1.0241244095498484E-2]
[2004,2,7,9,4.1480894102876899E-3,1.6310294160024798E-3,3.4024410003451514E-3,5.2328446286033286E-3,0,0,{"$f":"SUM(E899:J899)","v":1.4414404455238651E-2},null,3.4686803406185403E-3,1.320156146366648E-3,3.4376897741254741E-3,1.9826435781297468E-3,0,0,{"$f":"SUM(M899:R899)","v":1.0209169839240409E-2}]
[2004,2,7,10,4.8697587943746911E-3,1.6359075598269426E-3,3.4010030347122375E-3,4.8625030473592049E-3,0,0,1.4769172436273077E-2,null,{"$f":"E900*V$5","v":4.0721486262347032E-3},{"$f":"F900*W$5","v":1.3241045187807451E-3},{"$f":"G900*X$5","v":3.4362369113862495E-3},{"$f":"H900*Y$5","v":1.8423269033799265E-3},{"$f":"I900*Z$5","v":0},{"$f":"J900*AA$5","v":0},1.0674816959781624E-2]
[2004,2,7,11,5.1202748602376582E-3,1.7258924720618761E-3,3.3684960552485032E-3,4.8343559686925648E-3,0,0,1.5049019356240603E-2,null,4.2816330579137458E-3,1.3969383584415684E-3,3.4033931645354293E-3,1.8316624123196556E-3,0,0,1.0913626993210399E-2]
[2004,2,7,12,4.6816380819223735E-3,1.6825326908519521E-3,3.3104367831556306E-3,4.9522624269742318E-3,0,0,1.4626869982904189E-2,null,3.9148399107262659E-3,1.3618429266193215E-3,3.3447324071713518E-3,1.8763353386003969E-3,0,0,1.0497750583117336E-2]
[2004,2,7,13,4.3780721797131239E-3,1.6681486732737921E-3,3.3367508612793815E-3,4.7545235429069131E-3,0,0,1.413749525717321E-2,null,3.6609945923336889E-3,1.3502004945276952E-3,3.3713190951616448E-3,1.8014151457669148E-3,0,0,1.0183929327789944E-2]
[2004,2,7,14,4.3235354630735507E-3,1.6439706687997324E-3,3.2941453288501533E-3,4.7886420328593022E-3,0,0,1.4050293493582739E-2,null,3.6153903591220303E-3,1.3306308038157149E-3,3.3282721758650957E-3,1.8143421118438044E-3,0,0,1.0088635450646645E-2]
[2004,2,7,15,4.3844656770685528E-3,1.6009611999937559E-3,3.269851614201126E-3,4.5642211012969763E-3,0,0,1.3819499592560411E-2,null,3.6663409087678458E-3,1.2958189150544836E-3,3.3037267820093278E-3,1.7293125055130886E-3,0,0,9.9951991113447457E-3]
[2004,2,7,16,4.2411363213858914E-3,1.637469562749723E-3,3.2271258689256089E-3,4.495064866934447E-3,0,0,1.3600796619995671E-2,null,3.5464872438355152E-3,1.3253688048438408E-3,3.2605584044795972E-3,1.7031102821187549E-3,0,0,9.8355247352777085E-3]
[2004,2,7,17,4.59037398550728E-3,1.6246481988682511E-3,3.1636501564370504E-3,4.2144714665865958E-3,0,0,1.3593143807399177E-2,null,3.8385238177668824E-3,1.3149911855520851E-3,3.1964250932171503E-3,1.5967977995687541E-3,0,0,9.9467378961048715E-3]
[2004,2,7,18,5.3071830742343947E-3,1.6746279849533395E-3,3.0634710644272811E-3,4.2457299753196611E-3,6.5227188421762343E-6,1.1061372751096216E-4,1.4408148545287814E-2,null,4.4379278681901807E-3,1.355444853123596E-3,3.0952081609769665E-3,1.6086411631692642E-3,9.4601050084253224E-7,4.4353867277144293E-5,1.0542521923237996E-2]
[2004,2,7,19,5.4488013909087234E-3,1.5451632359382717E-3,2.97605905320976E-3,4.2288126202380712E-3,1.5642010860590053E-5,2.6526072469491103E-4,1.4479739035850328E-2,null,4.5563507425143059E-3,1.2506560108910918E-3,3.0068905745536511E-3,1.6022314400087263E-3,2.2686102048013613E-6,1.0636418500399251E-4,1.052476156317657E-2]
[2004,2,7,20,5.3150496883228402E-3,1.5311034208296205E-3,2.9533664707236161E-3,4.1078652874692268E-3,1.5642010860590053E-5,2.6526072469491103E-4,1.4188287602900806E-2,null,4.4445060218741761E-3,1.2392759884645459E-3,2.9839629003476321E-3,1.5564063736011892E-3,2.2686102048013613E-6,1.0636418500399251E-4,1.0332784079496338E-2]
[2004,2,7,21,5.1000759050826294E-3,1.6046119695138576E-3,2.8268570316480821E-3,4.0422807279806528E-3,1.5642010860590053E-5,2.6526072469491103E-4,1.3854728369780724E-2,null,4.2647424579971872E-3,1.2987738500014833E-3,2.8561428426313643E-3,1.5315574023583348E-3,2.2686102048013613E-6,1.0636418500399251E-4,1.0059849348197165E-2]
[2004,2,7,22,4.67557960937967E-3,1.6248522976908548E-3,2.5954228802197873E-3,3.9507812056952347E-3,1.5642010860590053E-5,2.6526072469491103E-4,1.3127538728541048E-2,null,3.9097737459153209E-3,1.3151563832563588E-3,2.6223110684234505E-3,1.4968896540996704E-3,2.2686102048013613E-6,1.0636418500399251E-4,9.4527636469035926E-3]
[2004,2,7,23,4.9662219091336241E-3,1.4826411662496506E-3,2.4620127013068784E-3,3.9798252694770468E-3,1.5642010860590053E-5,2.6526072469491103E-4,1.3171603781722701E-2,null,4.1528121984637147E-3,1.2000506117651256E-3,2.4875187802495683E-3,1.5078939988923746E-3,2.2686102048013613E-6,1.0636418500399251E-4,9.4569083845795782E-3]
[2004,2,7,24,4.794082758786674E-3,1.4387152885233108E-3,2.4439683040458271E-3,3.9559820649666382E-3,1.5642010860590053E-5,2.6526072469491103E-4,1.2913651151877951E-2,null,4.008867450026426E-3,1.1644969810972597E-3,2.4692874457640378E-3,1.4988601789226016E-3,2.2686102048013613E-6,1.0636418500399251E-4,9.2501448510191198E-3]
[2004,2,8,1,3.6728725062160727E-3,1.7008924673407419E-3,2.4304376502847225E-3,3.8726584594022512E-3,1.5642010860590053E-5,2.6526072469491103E-4,1.195776381879929E-2,null,3.0712984691972822E-3,1.3767033402573528E-3,2.4556166164779276E-3,1.4672901585600937E-3,2.2686102048013613E-6,1.0636418500399251E-4,8.479541379701451E-3]
[2004,2,8,2,3.4998146843895936E-3,1.689375794293224E-3,2.4074125488149981E-3,3.6878836080090301E-3,1.5642010860590053E-5,2.6526072469491103E-4,1.1565389371062346E-2,null,2.9265855170436924E-3,1.3673817384761667E-3,2.4323529784419868E-3,1.3972818364111467E-3,2.2686102048013613E-6,1.0636418500399251E-4,8.2322348655817865E-3]
[2004,2,8,3,3.2024340538739458E-3,1.7164580580633919E-3,2.4109518982855719E-3,3.564058294776044E-3,1.5642010860590053E-5,2.6526072469491103E-4,1.1174805040554455E-2,null,2.6779123943785682E-3,1.3893021383309635E-3,2.4359289950373706E-3,1.3503663478928473E-3,2.2686102048013613E-6,1.0636418500399251E-4,7.9621426708485436E-3]
[2004,2,8,4,3.3825421801207396E-3,1.6072719906972453E-3,2.4150953674074178E-3,3.7210173668151309E-3,1.5642010860590053E-5,2.6526072469491103E-4,1.1406829640596035E-2,null,2.8285208926304341E-3,1.3009268726755449E-3,2.4401153898721759E-3,1.409835703146867E-3,2.2686102048013613E-6,1.0636418500399251E-4,8.0880316535338146E-3]
[2004,2,8,5,3.2675591930860521E-3,1.6127667527872206E-3,2.4568529053011776E-3,3.8563315778714731E-3,1.5642010860590053E-5,2.6526072469491103E-4,1.1474413164601426E-2,null,2.732370789008353E-3,1.3053743362680054E-3,2.4823055295382195E-3,1.4611041566595323E-3,2.2686102048013613E-6,1.0636418500399251E-4,8.0897876066829046E-3]
[2004,2,8,6,3.4377893023722229E-3,1.5758613467998916E-3,2.5188579244015954E-3,3.8612674293232261E-3,1.5642010860590053E-5,2.6526072469491103E-4,1.1674678738452437E-2,null,2.8747191752311403E-3,1.2755030794590757E-3,2.5449529112516241E-3,1.4629742741344386E-3,2.2686102048013613E-6,1.0636418500399251E-4,8.266782235285073E-3]
[2004,2,8,7,3.5867634855040889E-3,1.5324177054357963E-3,2.6916258650412873E-3,4.0412244983558726E-3,1.5642010860590053E-5,2.6526072469491103E-4,1.2132934289892545E-2,null,2.9992931101631196E-3,1.2403397711798633E-3,2.7195107016067064E-3,1.5311572133538392E-3,2.2686102048013613E-6,1.0636418500399251E-4,8.5989335915123231E-3]
[2004,2,8,8,3.9758899168260853E-3,1.44556970108998E-3,3.019768487608058E-3,3.8996053625765109E-3,1.3029795360181697E-5,2.2096218898404516E-4,1.2574825452444861E-2,null,3.324685132570864E-3,1.1700449465666986E-3,3.0510528320765867E-3,1.4774999217617177E-3,1.8897523460398987E-6,8.8601368238805186E-5,9.1137739535607117E-3]
[2004,2,8,9,4.076298415402824E-3,1.5458623566707518E-3,3.1354079496627909E-3,3.696419389399064E-3,0,0,1.2453988111135432E-2,null,3.4086478803796202E-3,1.2512218796136179E-3,3.167890301455365E-3,1.4005159114426821E-3,0,0,9.2282759728912842E-3]
[2004,2,8,10,4.3777965686743782E-3,1.5036437330578144E-3,3.2264535694243022E-3,3.5083064528518325E-3,0,0,1.2616200324008328E-2,null,3.6607641231954434E-3,1.2170501014059866E-3,3.2598791400572139E-3,1.3292428406601387E-3,0,0,9.4669362053187815E-3]
[2004,2,8,11,4.3700174999974084E-3,1.5281428434710193E-3,3.2176120543621891E-3,3.5088580932039022E-3,0,0,1.262463049103452E-2,null,3.6542591759970524E-3,1.2368796954495918E-3,3.2509460282372825E-3,1.3294518486240844E-3,0,0,9.4715367483080102E-3]
[2004,2,8,12,3.9393334021836359E-3,1.69441210625201E-3,3.1709457993502254E-3,3.4452905215425684E-3,0,0,1.2249981829328439E-2,null,3.2941161522235954E-3,1.3714581322690552E-3,3.2037963178866593E-3,1.3053670827507119E-3,0,0,9.1747376851300227E-3]
[2004,2,8,13,3.9509659561035772E-3,1.6191163714303607E-3,3.1686172681290562E-3,3.4260393992271332E-3,0,0,1.2164738994890126E-2,null,3.3038434283505788E-3,1.3105137212457273E-3,3.2014436634344779E-3,1.2980731314222401E-3,0,0,9.1138739444530242E-3]
[2004,2,8,14,3.5471052120204091E-3,1.6822012925544073E-3,3.1442893720069519E-3,3.3851210124800774E-3,0,0,1.1758716889061846E-2,null,2.9661304031986684E-3,1.3615746926468946E-3,3.176863733990746E-3,1.2825697900334986E-3,0,0,8.7871386198698082E-3]
[2004,2,8,15,3.3792108809872199E-3,1.6752551923760327E-3,3.1777184139242711E-3,3.5203083219916549E-3,0,0,1.1752492809279178E-2,null,2.825735221766035E-3,1.3559525151718651E-3,3.2106390957226095E-3,1.3337901625212836E-3,0,0,8.7261169951817937E-3]
[2004,2,8,16,3.7877263700512621E-3,1.5564277270748721E-3,3.129292890767737E-3,3.6482399001164598E-3,0,0,1.212168688801033E-2,null,3.1673405985065367E-3,1.2597734964886985E-3,3.1617118914757155E-3,1.3822614510481219E-3,0,0,8.9710874375190722E-3]
[2004,2,8,17,4.5471667372153132E-3,1.5558807377462011E-3,3.082915744738702E-3,3.6560860930313064E-3,0,0,1.2842049312731522E-2,null,3.8023934170212108E-3,1.2593307630118175E-3,3.114854285233325E-3,1.3852342517138164E-3,0,0,9.5618127169801691E-3]
[2004,2,8,18,4.7637373026923899E-3,1.6253714112714193E-3,3.0079624870415806E-3,3.6776122643385361E-3,6.5227188421762343E-6,1.1061372751096216E-4,1.3191819911697064E-2,null,3.9834922286726398E-3,1.3155765540867072E-3,3.0391245231311615E-3,1.3933901837800415E-3,9.4601050084253224E-7,4.4353867277144293E-5,9.776883367448537E-3]
[2004,2,8,19,5.2387311587330197E-3,1.6153103912269434E-3,2.8862979951652986E-3,3.6874366178932497E-3,1.5642010860590053E-5,2.6526072469491103E-4,1.3708678898574012E-2,null,4.3806875847506701E-3,1.3074331586824808E-3,2.9161996055338136E-3,1.3971124787968015E-3,2.2686102048013613E-6,1.0636418500399251E-4,1.011006562297256E-2]
[2004,2,8,20,4.9927354533429568E-3,1.6884015964544372E-3,2.8285403854459109E-3,3.6986595589863407E-3,1.5642010860590053E-5,2.6526072469491103E-4,1.3489239729785146E-2,null,4.1749831307803971E-3,1.3665932221857593E-3,2.8578436357197512E-3,1.4013646769156446E-3,2.2686102048013613E-6,1.0636418500399251E-4,9.9094174608103467E-3]
[2004,2,8,21,4.8084631431117453E-3,1.8018847298102553E-3,2.6560895796617877E-3,3.7110729002189807E-3,1.5642010860590053E-5,2.6526072469491103E-4,1.325841308835827E-2,null,4.0208924937188799E-3,1.4584465355219557E-3,2.6836062656893406E-3,1.4060678991637311E-3,2.2686102048013613E-6,1.0636418500399251E-4,9.6776459893027009E-3]
[2004,2,8,22,5.0124877007977822E-3,1.5966415354793659E-3,2.5465528560071095E-3,3.814438229319594E-3,1.5642010860590053E-5,2.6526072469491103E-4,1.3251023057159354E-2,null,4.1915001885515389E-3,1.2923225761148152E-3,2.5729347581567494E-3,1.4452314173814117E-3,2.2686102048013613E-6,1.0636418500399251E-4,9.6106217354133099E-3]
[2004,2,8,23,4.7581310359386918E-3,1.6215033817444709E-3,2.5285017576669373E-3,4.2124017762958941E-3,1.5642010860590053E-5,2.6526072469491103E-4,1.3401440687201494E-2,null,3.9788042035725571E-3,1.3124457687653463E-3,2.554696653169933E-3,1.5960136260541906E-3,2.2686102048013613E-6,1.0636418500399251E-4,9.5505930467708212E-3]
[2004,2,8,24,4.1083370423872553E-3,1.7697980904500643E-3,2.5198141923058011E-3,5.3998473362652588E-3,1.5642010860590053E-5,2.6526072469491103E-4,1.4078699396963882E-2,null,3.4354389508145268E-3,1.432475591189495E-3,2.5459190859465795E-3,2.045918310971295E-3,2.2686102048013613E-6,1.0636418500399251E-4,9.5683847341306895E-3]
[2004,2,9,1,3.495746589553476E-3,1.8070312066473535E-3,2.482906575935806E-3,5.5269397046176991E-3,1.5642010860590053E-5,2.6526072469491103E-4,1.3593526812309836E-2,null,2.9231837290911917E-3,1.4626120968306419E-3,2.508629112257217E-3,2.094071635945998E-3,2.2686102048013613E-6,1.0636418500399251E-4,9.0971293693338437E-3]
[2004,2,9,2,3.2877028408476242E-3,1.9309327489276228E-3,2.4609144920275071E-3,5.1071726727333821E-3,1.5642010860590053E-5,2.6526072469491103E-4,1.3067625490091637E-2,null,2.7492151402428323E-3,1.5628980763358429E-3,2.4864091936882839E-3,1.9350284253895713E-3,2.2686102048013613E-6,1.0636418500399251E-4,8.8421836308653235E-3]
[2004,2,9,3,2.9885276067537275E-3,1.9358811514713233E-3,2.4716988143074223E-3,5.5956595209874938E-3,1.5642010860590053E-5,2.6526072469491103E-4,1.3272669829075469E-2,null,2.4990413493096528E-3,1.5669033161976556E-3,2.4973052399147365E-3,2.120108507339253E-3,2.2686102048013613E-6,1.0636418500399251E-4,8.7919912079700915E-3]
[2004,2,9,4,3.0952811660175349E-3,1.9402567316231846E-3,2.4841687760955543E-3,5.2568536039254545E-3,1.5642010860590053E-5,2.6526072469491103E-4,1.3057463013217229E-2,null,2.5883099102502771E-3,1.5704449132864177E-3,2.5099043886195778E-3,1.9917402060861157E-3,2.2686102048013613E-6,1.0636418500399251E-4,8.7690322134511816E-3]
[2004,2,9,5,3.1749484272024916E-3,1.9541305605597688E-3,2.5811293644085031E-3,6.1190135002488766E-3,1.5642010860590053E-5,2.6526072469491103E-4,1.4110124587975142E-2,null,2.6549285954642048E-3,1.5816743983984407E-3,2.607869473951785E-3,2.3183992038371872E-3,2.2686102048013613E-6,1.0636418500399251E-4,9.2715044668604113E-3]
[2004,2,9,6,3.3612533783095276E-3,1.9400614136689804E-3,2.6749779791927107E-3,6.0889715967580591E-3,1.5642010860590053E-5,2.6526072469491103E-4,1.434616710348478E-2,null,2.8107189503350882E-3,1.5702868228220715E-3,2.7026903461805124E-3,2.3070167930724405E-3,2.2686102048013613E-6,1.0636418500399251E-4,9.4993457076189055E-3]
[2004,2,9,7,3.7932296939016236E-3,1.8592728651729323E-3,3.0433577851821459E-3,6.5277487341160942E-3,1.5642010860590053E-5,2.6526072469491103E-4,1.5504511813928298E-2,null,3.1719425415602381E-3,1.5048965252549699E-3,3.0748865112031369E-3,2.473262637418339E-3,2.2686102048013613E-6,1.0636418500399251E-4,1.0333621010645477E-2]
[2004,2,9,8,3.9611043847376775E-3,2.0297504152020462E-3,3.8003571765342801E-3,6.1961754823280325E-3,1.3029795360181697E-5,2.2096218898404516E-4,1.6221379443146264E-2,null,3.3123212996328736E-3,1.6428811521907972E-3,3.8397283016725248E-3,2.3476346807341638E-3,1.8897523460398987E-6,8.8601368238805186E-5,1.1233056554815204E-2]
[2004,2,9,9,4.4151831814772165E-3,2.0646639081305096E-3,4.1003918817158116E-3,7.6108789130117267E-3,0,0,1.8191117884335264E-2,null,3.6920272412251315E-3,1.6711401534254932E-3,4.1428713209873845E-3,2.8836438441768356E-3,0,0,1.2389682559814845E-2]
[2004,2,9,10,4.2642173869123622E-3,2.1580207072971849E-3,4.1503201686969617E-3,7.9033599210734159E-3,0,0,1.8475918183979922E-2,null,3.5657878977784214E-3,1.7467032003060747E-3,4.1933168574646643E-3,2.9944603567078404E-3,0,0,1.2500268312257E-2]
[2004,2,9,11,4.2318491301997002E-3,2.152886156911222E-3,4.1433823423721733E-3,7.4835646341247708E-3,0,0,1.8011682263607866E-2,null,3.538721187152356E-3,1.7425472922737897E-3,4.1863071563092392E-3,2.8354064407462632E-3,0,0,1.2302982076481648E-2]
[2004,2,9,12,4.0309968757374481E-3,2.158894356372963E-3,4.1027638554935759E-3,7.4922516183296723E-3,0,0,1.7784906705933662E-2,null,3.3707662089654685E-3,1.7474103323699358E-3,4.1452678680544714E-3,2.8386978041765889E-3,0,0,1.2102142213566465E-2]
[2004,2,9,13,3.574126373199352E-3,2.1160018372508834E-3,4.0147273941737987E-3,6.6855140223215197E-3,0,0,1.6390369626945553E-2,null,2.9887258106963055E-3,1.7126931027500402E-3,4.0563193623203561E-3,2.5330374554594706E-3,0,0,1.1290775731226173E-2]
[2004,2,9,14,3.5179085096063946E-3,2.1059064439475908E-3,4.0773673333198562E-3,7.5748261384407127E-3,0,0,1.7276008425314553E-2,null,2.9417157829585133E-3,1.7045218856103794E-3,4.119608241754974E-3,2.8699840076920557E-3,0,0,1.1635829918015922E-2]
[2004,2,9,15,3.4789955145895996E-3,2.1476474783658312E-3,3.9847322097719068E-3,7.2507296097201676E-3,0,0,1.6862104812447504E-2,null,2.9091762864677708E-3,1.73830710284944E-3,4.0260134323480421E-3,2.7471888652852695E-3,0,0,1.1420685686950522E-2]
[2004,2,9,16,3.994696430726947E-3,2.1373787867245463E-3,3.8559035604019227E-3,7.8310695368920494E-3,0,0,1.7819048314745463E-2,null,3.3404113570060707E-3,1.7299956179354454E-3,3.8958501376697022E-3,2.9670706526118539E-3,0,0,1.1933327765223071E-2]
[2004,2,9,17,4.4579539938110965E-3,2.1695454043341804E-3,3.665687058740034E-3,7.2791579497704512E-3,0,0,1.7572344406655761E-2,null,3.7277926891749443E-3,1.7560312967089542E-3,3.7036630218411949E-3,2.757959921916589E-3,0,0,1.1945446929641682E-2]
[2004,2,9,18,4.5896683634124988E-3,2.2158883373031824E-3,3.4614480390866616E-3,6.3625153911336012E-3,5.2087899298866692E-6,8.8331826636589629E-5,1.6723060747502419E-2,null,3.8379337684101822E-3,1.7935412932788704E-3,3.4973081168572181E-3,2.4106582893804753E-3,7.5544724363921782E-7,3.5419275736808922E-5,1.1575616190907195E-2]
[2004,2,9,19,5.071657489508944E-3,2.0596685963853128E-3,3.3925675119766711E-3,6.3787158515862894E-3,1.5642010860590053E-5,2.6526072469491103E-4,1.7183512185012722E-2,null,4.2409786502143809E-3,1.667096945229039E-3,3.4277139979119178E-3,2.4167963922975193E-3,2.2686102048013613E-6,1.0636418500399251E-4,1.1861218780861651E-2]
[2004,2,9,20,4.9250384903110752E-3,2.1563456113363427E-3,3.3803602924952761E-3,7.7021901329416267E-3,1.5642010860590053E-5,2.6526072469491103E-4,1.8444837262639822E-2,null,4.1183741473274629E-3,1.7453473766729979E-3,3.4153803134843435E-3,2.9182402475968106E-3,2.2686102048013613E-6,1.0636418500399251E-4,1.2305974880290409E-2]
[2004,2,9,21,4.8902605126614615E-3,2.0991303997086896E-3,3.3291290010285853E-3,8.0244901670148937E-3,1.5642010860590053E-5,2.6526072469491103E-4,1.8623912815969132E-2,null,4.0892924001837043E-3,1.6990373515104597E-3,3.3636182735922726E-3,3.0403547260763513E-3,2.2686102048013613E-6,1.0636418500399251E-4,1.230093554657158E-2]
[2004,2,9,22,4.5877963271813383E-3,2.0362261979050343E-3,3.0156625898199382E-3,7.6873947202043677E-3,1.5642010860590053E-5,2.6526072469491103E-4,1.7607982570666179E-2,null,3.836368350062196E-3,1.6481226544310436E-3,3.0469043978088384E-3,2.912634495442626E-3,2.2686102048013613E-6,1.0636418500399251E-4,1.1552662692953497E-2]
[2004,2,9,23,4.336834402004457E-3,2.0110641193301295E-3,2.8536818104250689E-3,7.7575952007254484E-3,1.5642010860590053E-5,2.6526072469491103E-4,1.7240078268040606E-2,null,3.6265110856681638E-3,1.6277564535764719E-3,2.8832455220563625E-3,2.9392323674921716E-3,2.2686102048013613E-6,1.0636418500399251E-4,1.1185378224001964E-2]
[2004,2,9,24,3.9813796010856432E-3,2.0036305161156699E-3,2.7038735750411873E-3,7.0644552801265225E-3,1.5642010860590053E-5,2.6526072469491103E-4,1.6034241707924526E-2,null,3.3292756700409837E-3,1.6217396908639564E-3,2.7318852960284286E-3,2.6766124141289439E-3,2.2686102048013613E-6,1.0636418500399251E-4,1.0468145866271107E-2]
[2004,2,10,1,3.6396023654229766E-3,1.7101809894134018E-3,2.6947246330465521E-3,7.6592959458085001E-3,1.5642010860590053E-5,2.6526072469491103E-4,{"$f":"SUM(E963:J963)","v":1.5984706669246933E-2},null,3.0434775926721979E-3,1.3842214753593783E-3,2.7226415723794854E-3,2.9019883061205186E-3,2.2686102048013613E-6,1.0636418500399251E-4,{"$f":"SUM(M963:R963)","v":1.0160961741740374E-2}]
[2004,2,10,2,3.2999456600261321E-3,1.7135114714741369E-3,2.6554661492605154E-3,7.7115646496487182E-3,1.5642010860590053E-5,2.6526072469491103E-4,1.5661390665965003E-2,null,{"$f":"E964*V$5","v":2.7594527272372009E-3},{"$f":"F964*W$5","v":1.3869171694527562E-3},{"$f":"G964*X$5","v":2.6829763766434717E-3},{"$f":"H964*Y$5","v":2.9217921064167321E-3},{"$f":"I964*Z$5","v":2.2686102048013613E-6},{"$f":"J964*AA$5","v":1.0636418500399251E-4},9.8597711749589551E-3]
[2004,2,10,3,3.2768191432907207E-3,1.7351971500944533E-3,2.6287602282551305E-3,8.0244270385574183E-3,1.5642010860590053E-5,2.6526072469491103E-4,1.5946106295753226E-2,null,2.7401140664677012E-3,1.4044695701868326E-3,2.655993786338599E-3,3.0403308076840246E-3,2.2686102048013613E-6,1.0636418500399251E-4,9.9495410258859506E-3]
[2004,2,10,4,3.4024674857056399E-3,1.6945130363010539E-3,2.5992422639324491E-3,7.3888160379306112E-3,1.5642010860590053E-5,2.6526072469491103E-4,1.5365941559425255E-2,null,2.8451826636114908E-3,1.3715398251087374E-3,2.6261700203732852E-3,2.7995076688327354E-3,2.2686102048013613E-6,1.0636418500399251E-4,9.7510329731350428E-3]
[2004,2,10,5,3.4777873182561328E-3,1.7896041925537733E-3,2.610005390620904E-3,6.219992639887509E-3,1.5642010860590053E-5,2.6526072469491103E-4,1.437829227687382E-2,null,2.9081659787200376E-3,1.448506661611181E-3,2.637044651425158E-3,2.356658631918666E-3,2.2686102048013613E-6,1.0636418500399251E-4,9.4590087188838358E-3]
[2004,2,10,6,3.692009901064496E-3,1.6598731142484623E-3,2.691979212558036E-3,6.1782192462252975E-3,1.5642010860590053E-5,2.6526072469491103E-4,1.4502984209651794E-2,null,3.0873013801077237E-3,1.3435022522981432E-3,2.7198677097502472E-3,2.3408313416856718E-3,2.2686102048013613E-6,1.0636418500399251E-4,9.6001354790505797E-3]
[2004,2,10,7,4.2115592491404827E-3,1.6731635169210026E-3,3.0329310930817693E-3,6.2384697308496837E-3,1.5642010860590053E-5,2.6526072469491103E-4,1.5437026325548438E-2,null,3.5217545539430887E-3,1.3542595118568605E-3,3.0643518001507533E-3,2.36365931478596E-3,2.2686102048013613E-6,1.0636418500399251E-4,1.0412657975945457E-2]
[2004,2,10,8,4.1096559300070716E-3,1.8306096030715052E-3,3.7795035241693976E-3,6.8119503983550319E-3,1.173150814544254E-5,1.9894554352118329E-4,1.6742396507269632E-2,null,3.4365418198961327E-3,1.4816964644425415E-3,3.8186586086254881E-3,2.5809422351302839E-3,1.7014576536010209E-6,7.9773138752994388E-5,1.1399313724501042E-2]
[2004,2,10,9,4.2719227629342774E-3,1.9401399709419972E-3,4.0824934203066623E-3,8.3353676007690315E-3,0,0,1.8629923754951969E-2,null,3.5722312223263456E-3,1.5703504071239837E-3,4.1247874342270939E-3,3.1581413586564602E-3,0,0,1.2425510422333882E-2]
[2004,2,10,10,4.2326380211785983E-3,1.9397548631995491E-3,4.0937785684929586E-3,8.3780405039633483E-3,0,0,1.8644211956834453E-2,null,3.5393808669130209E-3,1.5700387006959951E-3,4.1361894948405142E-3,3.174309459084266E-3,0,0,1.2419918521533796E-2]
[2004,2,10,11,3.9451639283327447E-3,1.9609588300103882E-3,4.1123967220108E-3,7.8566186072185629E-3,0,0,1.7875138087572497E-2,null,3.2989917056238469E-3,1.5872012036147291E-3,4.1550005296108125E-3,2.9767507986519564E-3,0,0,1.2017944237501344E-2]
[2004,2,10,12,3.6695358682678507E-3,2.0374183633086814E-3,4.0420544407379017E-3,8.6088541183025474E-3,0,0,1.8357862790616981E-2,null,3.0685083339542819E-3,1.6490875937936749E-3,4.0839295129507236E-3,3.2617611536584026E-3,0,0,1.2063286594357082E-2]
[2004,2,10,13,3.5461933224722316E-3,1.9403704010449124E-3,3.9343594798759646E-3,7.8947799293244934E-3,0,0,1.7315703132717603E-2,null,2.9653678706118023E-3,1.5705369173816693E-3,3.975118848594643E-3,2.991209531057787E-3,0,0,1.1502233167645901E-2]
[2004,2,10,14,3.5304345992570865E-3,1.9779218873240811E-3,3.9983427665025275E-3,8.5834813247857439E-3,0,0,1.8090180577869437E-2,null,2.9521902439979555E-3,1.6009311119499982E-3,4.0397649923863384E-3,3.2521477961644065E-3,0,0,1.1845034144498699E-2]
[2004,2,10,15,3.3193134169697516E-3,1.8965762451268039E-3,3.9412664742930047E-3,8.1697889310575426E-3,0,0,1.7326945067447103E-2,null,2.7756482695959544E-3,1.535089902421062E-3,3.9820973984284217E-3,3.0954061716829515E-3,0,0,1.138824174212839E-2]
[2004,2,10,16,3.529093879001138E-3,1.9487949014528128E-3,3.8077974806266001E-3,8.6826767860817538E-3,0,0,1.7968363047162303E-2,null,2.9510691182135056E-3,1.5773557128518432E-3,3.847245686189099E-3,3.2897314162174717E-3,0,0,1.166540193347192E-2]
[2004,2,10,17,4.1463509345436656E-3,2.1226091278158561E-3,3.6386169235592611E-3,7.3902651378531586E-3,0,0,1.7297842123771941E-2,null,3.4672266070946236E-3,1.7180410475293303E-3,3.6763124441572034E-3,2.8000567102928627E-3,0,0,1.1661636809074021E-2]
[2004,2,10,18,4.6162731585489081E-3,2.1131588095888148E-3,3.4417292526091933E-3,6.6618404762919985E-3,5.2087899298866692E-6,8.8331826636589629E-5,1.6926542313605387E-2,null,3.8601810058074702E-3,1.710391954526994E-3,3.4773850467364194E-3,2.5240679164537775E-3,7.5544724363921782E-7,3.5419275736808922E-5,1.1608200646505109E-2]
[2004,2,10,19,4.6652286511564825E-3,2.0163337566754167E-3,3.4156738688761799E-3,6.8201708297157505E-3,1.5642010860590053E-5,2.6526072469491103E-4,1.7198309841979332E-2,null,3.9011181549325688E-3,1.632021701071244E-3,3.451059733171597E-3,2.5840568289322279E-3,2.2686102048013613E-6,1.0636418500399251E-4,1.1676889213316432E-2]
[2004,2,10,20,5.3223355780824978E-3,1.8632334379682809E-3,3.3897191090471075E-3,8.3688896434715998E-3,1.5642010860590053E-5,2.6526072469491103E-4,1.9225080504124987E-2,null,4.4505985671579292E-3,1.5081022151509419E-3,3.4248360859591297E-3,3.1708423401315736E-3,2.2686102048013613E-6,1.0636418500399251E-4,1.2663012003608368E-2]
[2004,2,10,21,4.6686457658004707E-3,1.8726283149198351E-3,3.2787728615497418E-3,8.353314834243673E-3,1.5642010860590053E-5,2.6526072469491103E-4,1.8454264512069222E-2,null,3.9039755857193416E-3,1.5157064339530468E-3,3.312740452130182E-3,3.1649412867489537E-3,2.2686102048013613E-6,1.0636418500399251E-4,1.2005996553760317E-2]
[2004,2,10,22,4.8929054847974777E-3,1.8134623980975175E-3,3.0432077181368066E-3,8.1152614257781544E-3,1.5642010860590053E-5,2.6526072469491103E-4,1.814573976236546E-2,null,4.0915041564749096E-3,1.4678175068852338E-3,3.0747348894859215E-3,3.0747465465943945E-3,2.2686102048013613E-6,1.0636418500399251E-4,1.1817435894649253E-2]
[2004,2,10,23,4.6996036820073101E-3,1.743113403939129E-3,2.9090044056931368E-3,7.6065068315073056E-3,1.5642010860590053E-5,2.6526072469491103E-4,1.7239131058702385E-2,null,3.9298629533028031E-3,1.4108769905967363E-3,2.9391412510379458E-3,2.8819873303811807E-3,2.2686102048013613E-6,1.0636418500399251E-4,1.1270501320527459E-2]
[2004,2,10,24,4.3431787668699795E-3,1.7321635042094985E-3,2.7670935954239987E-3,6.9231213535136601E-3,1.5642010860590053E-5,2.6526072469491103E-4,1.6046459955572637E-2,null,3.6318163169460072E-3,1.402014135464669E-3,2.7957602662536138E-3,2.6230631838614969E-3,2.2686102048013613E-6,1.0636418500399251E-4,1.0561286697734582E-2]
[2004,2,11,1,3.8071475819825666E-3,1.7101809894134018E-3,2.7141801484897067E-3,8.1022213322697375E-3,1.5642010860590053E-5,2.6526072469491103E-4,1.6614632787710915E-2,null,3.1835808405442393E-3,1.3842214753593783E-3,2.742298644017903E-3,3.0698058576407506E-3,2.2686102048013613E-6,1.0636418500399251E-4,1.0488539612771065E-2]
[2004,2,11,2,3.4505545574689614E-3,1.7135114714741369E-3,2.673919091732287E-3,7.6467421200130713E-3,1.5642010860590053E-5,2.6526072469491103E-4,1.5765629976243957E-2,null,2.8853936291826929E-3,1.3869171694527562E-3,2.701620488806269E-3,2.8972318564529295E-3,2.2686102048013613E-6,1.0636418500399251E-4,9.9797959391034422E-3]
[2004,2,11,3,3.4381290401364669E-3,1.7351971500944533E-3,2.6487822038933628E-3,7.6787576097651928E-3,1.5642010860590053E-5,2.6526072469491103E-4,1.5781768739444976E-2,null,2.875003267878921E-3,1.4044695701868326E-3,2.6762231866139775E-3,2.9093620284077319E-3,2.2686102048013613E-6,1.0636418500399251E-4,9.9736908482962565E-3]
[2004,2,11,4,3.5723145641587779E-3,1.6945130363010539E-3,2.6124991843112359E-3,7.5870536837006636E-3,1.5642010860590053E-5,2.6526072469491103E-4,1.5747283204027233E-2,null,2.9872107550216599E-3,1.3715398251087374E-3,2.6395642804406686E-3,2.8746168347309892E-3,2.2686102048013613E-6,1.0636418500399251E-4,9.981564490510849E-3]
[2004,2,11,5,3.6528089836194077E-3,1.7896041925537733E-3,2.6285813216961715E-3,6.4468450362535051E-3,1.5642010860590053E-5,2.6526072469491103E-4,1.479874226967836E-2,null,3.0545211195524054E-3,1.448506661611181E-3,2.6558130263347681E-3,2.4426094825095485E-3,2.2686102048013613E-6,1.0636418500399251E-4,9.7100830852166961E-3]
[2004,2,11,6,3.8821558933316487E-3,1.6598731142484623E-3,2.709839428595181E-3,6.3860167121857188E-3,1.5642010860590053E-5,2.6526072469491103E-4,1.4918787883916512E-2,null,3.2463036580211921E-3,1.3435022522981432E-3,2.7379129549222683E-3,2.4195625750164092E-3,2.2686102048013613E-6,1.0636418500399251E-4,9.8559142354668061E-3]
[2004,2,11,7,4.4419814855829812E-3,1.6731635169210026E-3,3.0427730808846153E-3,6.3874804901659374E-3,1.5642010860590053E-5,2.6526072469491103E-4,1.5826301309110037E-2,null,3.7144362930606693E-3,1.3542595118568605E-3,3.0742957494575831E-3,2.4201171777646783E-3,2.2686102048013613E-6,1.0636418500399251E-4,1.0671741527348585E-2]
[2004,2,11,8,4.3231372119670389E-3,1.8306096030715052E-3,3.8055679976386862E-3,6.9141638381999297E-3,1.173150814544254E-5,1.9894554352118329E-4,1.7084155702543787E-2,null,3.615057336940695E-3,1.4816964644425415E-3,3.8449931060948782E-3,2.6196693203946377E-3,1.7014576536010209E-6,7.9773138752994388E-5,1.1642890824279347E-2]
[2004,2,11,9,4.4782496285530344E-3,1.9401399709419972E-3,4.1251961503050378E-3,8.4547424053981086E-3,0,0,1.8998328155198179E-2,null,3.7447641336802477E-3,1.5703504071239837E-3,4.1679325580448959E-3,3.2033706185688651E-3,0,0,1.2686417717417993E-2]
[2004,2,11,10,4.4166431970864891E-3,1.9397548631995491E-3,4.132820905654905E-3,8.2314731989283612E-3,0,0,1.8720692164869303E-2,null,3.6932481231637705E-3,1.5700387006959951E-3,4.1756363047061274E-3,3.1187773829926125E-3,0,0,1.2557700511558505E-2]
[2004,2,11,11,4.1220836109021591E-3,1.9609588300103882E-3,4.1372522658115665E-3,8.1433597437528191E-3,0,0,1.8363654450476934E-2,null,3.4469339903959676E-3,1.5872012036147291E-3,4.1801135730832944E-3,3.0853925629855949E-3,0,0,1.2299641330079585E-2]
[2004,2,11,12,3.8330444471986842E-3,2.0374183633086814E-3,4.0539392894956387E-3,8.6170256127854165E-3,0,0,1.8541427712788421E-2,null,3.2052360987544436E-3,1.6490875937936749E-3,4.0959374869427361E-3,3.2648572060371846E-3,0,0,1.2215118385528039E-2]
[2004,2,11,13,3.7017317663355026E-3,1.9403704010449124E-3,3.9559606020260624E-3,7.3559992106715143E-3,0,0,1.695406198007799E-2,null,3.0954309162879346E-3,1.5705369173816693E-3,3.9969437551007347E-3,2.7870738825391018E-3,0,0,1.144998547130944E-2]
[2004,2,11,14,3.6692339977753585E-3,1.9779218873240811E-3,4.0354879366058423E-3,8.2530149972038763E-3,0,0,1.7935658818909156E-2,null,3.0682559063571033E-3,1.6009311119499982E-3,4.0772949808297425E-3,3.1269392358744775E-3,0,0,1.1873421235011321E-2]
[2004,2,11,15,3.4500955211863625E-3,1.8965762451268039E-3,3.982097624770445E-3,7.8627180331228268E-3,0,0,1.7191487424206439E-2,null,2.8850097777340881E-3,1.535089902421062E-3,4.0233515534447272E-3,2.9790617764198163E-3,0,0,1.1422513010019692E-2]
[2004,2,11,16,3.6744465886076197E-3,1.9487949014528128E-3,3.8351676956189084E-3,8.3924964055188522E-3,0,0,1.7850905591198195E-2,null,3.0726147350985263E-3,1.5773557128518432E-3,3.874899452466054E-3,3.1797865757233561E-3,0,0,1.1704656476139779E-2]
[2004,2,11,17,4.3184696327603911E-3,2.1226091278158561E-3,3.6545010389391905E-3,6.8742773858189209E-3,0,0,1.6969857185334357E-2,null,3.6111542532240751E-3,1.7180410475293303E-3,3.692361116568297E-3,2.6045569629140962E-3,0,0,1.1626113380235798E-2]
[2004,2,11,18,4.7948419880453827E-3,2.1131588095888148E-3,3.4738635447453276E-3,6.5311847970752537E-3,5.2087899298866692E-6,8.8331826636589629E-5,1.7006589756021255E-2,null,4.0095023263136088E-3,1.710391954526994E-3,3.5098522452753343E-3,2.4745645083209815E-3,7.5544724363921782E-7,3.5419275736808922E-5,1.1740485757417367E-2]
[2004,2,11,19,4.85196933997167E-3,2.0163337566754167E-3,3.4334907141081745E-3,6.4046371164084171E-3,1.5642010860590053E-5,2.6526072469491103E-4,1.6987333662719182E-2,null,4.057272878714639E-3,1.632021701071244E-3,3.4690611582234906E-3,2.4266175570528559E-3,2.2686102048013613E-6,1.0636418500399251E-4,1.1693606090271024E-2]
[2004,2,11,20,5.54449126696532E-3,1.8632334379682809E-3,3.3990873735708065E-3,8.3650240791179591E-3,1.5642010860590053E-5,2.6526072469491103E-4,1.9452738893177866E-2,null,4.6363677235973441E-3,1.5081022151509419E-3,3.434301404285342E-3,3.1693777378195348E-3,2.2686102048013613E-6,1.0636418500399251E-4,1.2856781876061959E-2]
[2004,2,11,21,4.8668908645942196E-3,1.8726283149198351E-3,3.2858807566554728E-3,8.6491904195539152E-3,1.5642010860590053E-5,2.6526072469491103E-4,1.8955493091278943E-2,null,4.0697504301825341E-3,1.5157064339530468E-3,3.3199219839533788E-3,3.2770439518910108E-3,2.2686102048013613E-6,1.0636418500399251E-4,1.2291055595188763E-2]
[2004,2,11,22,5.0941651824952215E-3,1.8134623980975175E-3,3.068434979913953E-3,8.3223830504445505E-3,1.5642010860590053E-5,2.6526072469491103E-4,1.8579348346506746E-2,null,4.2597998434076986E-3,1.4678175068852338E-3,3.1002235018767568E-3,3.1532217141527772E-3,2.2686102048013613E-6,1.0636418500399251E-4,1.2089695361531259E-2]
[2004,2,11,23,4.8940869899883376E-3,1.743113403939129E-3,2.9289188556663806E-3,8.4572957349354112E-3,1.5642010860590053E-5,2.6526072469491103E-4,1.830431772008476E-2,null,4.0924921447804919E-3,1.4108769905967363E-3,2.9592620116987212E-3,3.2043380354843821E-3,2.2686102048013613E-6,1.0636418500399251E-4,1.1775601977769124E-2]
[2004,2,11,24,4.5242596344601356E-3,1.7321635042094985E-3,2.7719130819300296E-3,8.1018262538585743E-3,1.5642010860590053E-5,2.6526072469491103E-4,1.7411065210013739E-2,null,3.7832382327596687E-3,1.402014135464669E-3,2.8006296819103839E-3,3.0696561685652391E-3,2.2686102048013613E-6,1.0636418500399251E-4,1.1164171013908755E-2]
[2004,2,12,1,4.0317201849144856E-3,1.7101809894134018E-3,2.7052237202709823E-3,8.4477846874597539E-3,1.5642010860590053E-5,2.6526072469491103E-4,1.7175812317614125E-2,null,3.3713710484649154E-3,1.3842214753593783E-3,2.7332494285584505E-3,3.2007344472761968E-3,2.2686102048013613E-6,1.0636418500399251E-4,1.0798209194867736E-2]
[2004,2,12,2,3.652425634820189E-3,1.7135114714741369E-3,2.6741097763929608E-3,8.239155092488357E-3,1.5642010860590053E-5,2.6526072469491103E-4,1.6560104710731143E-2,null,3.0542005588527848E-3,1.3869171694527562E-3,2.701813148931166E-3,3.1216879331838702E-3,2.2686102048013613E-6,1.0636418500399251E-4,1.0373251605629371E-2]
[2004,2,12,3,3.6543442106447858E-3,1.7351971500944533E-3,2.646488442522325E-3,8.7070054976031448E-3,1.5642010860590053E-5,2.6526072469491103E-4,1.7023938036420213E-2,null,3.0558048941470677E-3,1.4044695701868326E-3,2.6739056622223124E-3,3.2989491872551209E-3,2.2686102048013613E-6,1.0636418500399251E-4,1.0541762109020128E-2]
[2004,2,12,4,3.7999722869440289E-3,1.6945130363010539E-3,2.6204571789055831E-3,8.0490239028997348E-3,1.5642010860590053E-5,2.6526072469491103E-4,1.6444869140605903E-2,null,3.1775807758453955E-3,1.3715398251087374E-3,2.6476047186545148E-3,3.0496501776618484E-3,2.2686102048013613E-6,1.0636418500399251E-4,1.035500829247929E-2]
[2004,2,12,5,3.88740248139058E-3,1.7896041925537733E-3,2.6280622616013318E-3,6.8974654128147201E-3,1.5642010860590053E-5,2.6526072469491103E-4,1.5483437083915906E-2,null,3.2506909156367592E-3,1.448506661611181E-3,2.6552885888559089E-3,2.6133425462966839E-3,2.2686102048013613E-6,1.0636418500399251E-4,1.0076461507609326E-2]
[2004,2,12,6,4.1370219189886016E-3,1.6598731142484623E-3,2.7043552883856837E-3,6.8319018454318387E-3,1.5642010860590053E-5,2.6526072469491103E-4,1.5614054902610088E-2,null,3.459425576390483E-3,1.3435022522981432E-3,2.7323719998502633E-3,2.5885015286367268E-3,2.2686102048013613E-6,1.0636418500399251E-4,1.0232434152384411E-2]
[2004,2,12,7,4.7508320903285346E-3,1.6731635169210026E-3,3.0936206220232142E-3,6.8368926254945535E-3,1.5642010860590053E-5,2.6526072469491103E-4,1.6635411590322807E-2,null,3.9727007408356142E-3,1.3542595118568605E-3,3.125670063426247E-3,2.5903924577094367E-3,2.2686102048013613E-6,1.0636418500399251E-4,1.1151655569036953E-2]
[2004,2,12,8,4.6092806520971873E-3,1.8306096030715052E-3,3.8534505580754756E-3,7.32616659563054E-3,1.173150814544254E-5,1.9894554352118329E-4,1.7830184460541333E-2,null,3.8543337910390092E-3,1.4816964644425415E-3,3.8933717226104321E-3,2.7757707679183282E-3,1.7014576536010209E-6,7.9773138752994388E-5,1.2086647342416908E-2]
[2004,2,12,9,4.754803791107454E-3,1.9401399709419972E-3,4.1966151907657321E-3,8.4353339303829249E-3,0,0,1.932689288319811E-2,null,3.9760219229626175E-3,1.5703504071239837E-3,4.2400914889549916E-3,3.1960170487457121E-3,0,0,1.2982480867787305E-2]
[2004,2,12,10,4.6632783450497126E-3,1.9397548631995491E-3,4.1784465953381708E-3,8.6722932069014276E-3,0,0,1.945377301048886E-2,null,3.899487286409349E-3,1.5700387006959951E-3,4.2217346696287444E-3,3.2857972392943994E-3,0,0,1.2977057896028488E-2]
[2004,2,12,11,4.359221383028686E-3,1.9609588300103882E-3,4.1918438674425698E-3,8.0313044255636949E-3,0,0,1.8543328506045339E-2,null,3.6452313381226927E-3,1.5872012036147291E-3,4.235270735444374E-3,3.042936542833846E-3,0,0,1.2510639820015643E-2]
[2004,2,12,12,4.0522064953697591E-3,2.0374183633086814E-3,4.1262119676754409E-3,8.29163450814434E-3,0,0,1.8507471334498222E-2,null,3.3885019382070163E-3,1.6490875937936749E-3,4.1689588991295047E-3,3.1415715689153034E-3,0,0,1.2348120000045499E-2]
[2004,2,12,13,3.9102107490829111E-3,1.9403704010449124E-3,4.011627087292911E-3,7.1811639291809752E-3,0,0,1.7043372166601709E-2,null,3.2697634528756486E-3,1.5705369173816693E-3,4.0531869367294356E-3,2.7208315090921681E-3,0,0,1.1614318816078922E-2]
[2004,2,12,14,3.8552766480476307E-3,1.9779218873240811E-3,4.0887488317969175E-3,8.433234391487467E-3,0,0,1.8355181758656094E-2,null,3.2238269222362539E-3,1.6009311119499982E-3,4.1311076508335877E-3,3.195221566058273E-3,0,0,1.2151087251078113E-2]
[2004,2,12,15,3.625391835273118E-3,1.8965762451268039E-3,4.0088935228129547E-3,7.9089818636273318E-3,0,0,1.7439843466840209E-2,null,3.0315945830055469E-3,1.535089902421062E-3,4.0504250529352108E-3,2.9965904234482534E-3,0,0,1.1613699961810074E-2]
[2004,2,12,16,3.8692724646459194E-3,1.9487949014528128E-3,3.8851225399425481E-3,8.2292020977194225E-3,0,0,1.7932392003760705E-2,null,3.2355303859477602E-3,1.5773557128518432E-3,3.9253718214158715E-3,3.1179168980084854E-3,0,0,1.1856174818223961E-2]
[2004,2,12,17,4.5491721701672551E-3,2.1226091278158561E-3,3.7064287189869575E-3,7.0128575449323336E-3,0,0,{"$f":"SUM(E1027:J1027)","v":1.7391067561902403E-2},null,3.8040703832499466E-3,1.7180410475293303E-3,3.7448267595217412E-3,2.6570628334344178E-3,0,0,{"$f":"SUM(M1027:R1027)","v":1.1924001023735434E-2}]
[2004,2,12,18,5.0341899316251474E-3,2.1131588095888148E-3,3.5020071640099485E-3,6.3816511209151949E-3,5.2087899298866692E-6,8.8331826636589629E-5,1.712454764270558E-2,null,{"$f":"E1028*V$5","v":4.2096478449718056E-3},{"$f":"F1028*W$5","v":1.710391954526994E-3},{"$f":"G1028*X$5","v":3.5382874281758032E-3},{"$f":"H1028*Y$5","v":2.4179085202696024E-3},{"$f":"I1028*Z$5","v":7.5544724363921782E-7},{"$f":"J1028*AA$5","v":3.5419275736808922E-5},1.1912410470924653E-2]
[2004,2,12,19,5.1022707585179194E-3,2.0163337566754167E-3,3.4563127067185136E-3,7.0916929037337182E-3,1.5642010860590053E-5,2.6526072469491103E-4,1.7947512861201071E-2,null,4.2665778198248874E-3,1.632021701071244E-3,3.4921195832230047E-3,2.6869323267885207E-3,2.2686102048013613E-6,1.0636418500399251E-4,1.2186284226116451E-2]
[2004,2,12,20,5.8422618288083462E-3,1.8632334379682809E-3,3.4463955595043635E-3,8.0941172363421052E-3,1.5642010860590053E-5,2.6526072469491103E-4,1.9526910798178598E-2,null,4.885366911348268E-3,1.5081022151509419E-3,3.4820996958647454E-3,3.0667353415280343E-3,2.2686102048013613E-6,1.0636418500399251E-4,1.3050936959100784E-2]
[2004,2,12,21,5.1326124414649704E-3,1.8726283149198351E-3,3.3694618931840517E-3,8.1313102209834044E-3,1.5642010860590053E-5,2.6526072469491103E-4,1.8786915606107762E-2,null,4.2919498860293183E-3,1.5157064339530468E-3,3.4043690084058042E-3,3.0808271859041271E-3,2.2686102048013613E-6,1.0636418500399251E-4,1.240148530950109E-2]
[2004,2,12,22,5.3639274380828366E-3,1.8134623980975175E-3,3.0956916337947218E-3,7.912646035096841E-3,1.5642010860590053E-5,2.6526072469491103E-4,1.8466630240627419E-2,null,4.485378161530976E-3,1.4678175068852338E-3,3.1277625305662451E-3,2.9979787211235711E-3,2.2686102048013613E-6,1.0636418500399251E-4,1.218756971531482E-2]
[2004,2,12,23,5.1547663850122598E-3,1.743113403939129E-3,2.9555715001286496E-3,8.1149703890416765E-3,1.5642010860590053E-5,2.6526072469491103E-4,1.8249324413677218E-2,null,4.3104752698503784E-3,1.4108769905967363E-3,2.9861907735235552E-3,3.0746362772939408E-3,2.2686102048013613E-6,1.0636418500399251E-4,1.1890812106473405E-2]
[2004,2,12,24,4.7669747948967563E-3,1.7321635042094985E-3,2.7840205315673894E-3,7.6668572338376498E-3,1.5642010860590053E-5,2.6526072469491103E-4,1.7230918800066795E-2,null,3.9861994570979335E-3,1.402014135464669E-3,2.8128625628934395E-3,2.9048531607488099E-3,2.2686102048013613E-6,1.0636418500399251E-4,1.1214562111413645E-2]
[2004,2,13,1,3.5084781403685568E-3,1.6725228059195239E-3,2.6957826454185141E-3,8.2610678080225972E-3,1.5642010860590053E-5,2.6526072469491103E-4,1.6418754135284694E-2,null,2.9338299991326067E-3,1.3537409200041642E-3,2.7237105455994834E-3,3.1299903208557435E-3,2.2686102048013613E-6,1.0636418500399251E-4,1.0249904580800792E-2]
[2004,2,13,2,3.2045671945436288E-3,1.6674336942288188E-3,2.656884116764634E-3,7.9486811387493115E-3,1.5642010860590053E-5,2.6526072469491103E-4,1.5758468879841895E-2,null,2.6796961512779139E-3,1.3496217900779261E-3,2.6844090340763138E-3,3.0116318623716952E-3,2.2686102048013613E-6,1.0636418500399251E-4,9.8339916330126426E-3]
[2004,2,13,3,3.1693583934018217E-3,1.6203980943668799E-3,2.6000975961681218E-3,8.1400982299566476E-3,1.5642010860590053E-5,2.6526072469491103E-4,1.5810855049448971E-2,null,2.6502541445471901E-3,1.3115511485269178E-3,2.6270342137214588E-3,3.0841568260505416E-3,2.2686102048013613E-6,1.0636418500399251E-4,9.7816291280549018E-3]
[2004,2,13,4,3.1614739136927453E-3,1.6279103567920965E-3,2.5847530004332545E-3,7.1879813627878904E-3,1.5642010860590053E-5,2.6526072469491103E-4,1.4843021369261487E-2,null,2.6436610514245949E-3,1.317631578049811E-3,2.6115306502972903E-3,2.7234145288298826E-3,2.2686102048013613E-6,1.0636418500399251E-4,9.4048706038103724E-3]
[2004,2,13,5,3.3227652962201613E-3,1.6670194406762184E-3,2.6014035131800358E-3,6.3865142206970382E-3,1.5642010860590053E-5,2.6526072469491103E-4,1.4258605206328955E-2,null,2.7785347709486951E-3,1.3492864930144555E-3,2.6283536598359566E-3,2.4197510732664128E-3,2.2686102048013613E-6,1.0636418500399251E-4,9.2845587922743139E-3]
[2004,2,13,6,3.6774100007205264E-3,1.6595083401927978E-3,2.7075364993220472E-3,6.3891772312703937E-3,1.5642010860590053E-5,2.6526072469491103E-4,1.4714534807061266E-2,null,3.0750927745814014E-3,1.3432070039679194E-3,2.7355861676504291E-3,2.4207600466234457E-3,2.2686102048013613E-6,1.0636418500399251E-4,9.6832787880319886E-3]
[2004,2,13,7,3.9863981787103871E-3,1.6514463496078138E-3,3.0474578436936578E-3,6.4321978454929775E-3,1.5642010860590053E-5,2.6526072469491103E-4,1.5398402953060338E-2,null,3.3334722626943733E-3,1.3366816241566822E-3,3.0790290457002557E-3,2.4370598893608689E-3,2.2686102048013613E-6,1.0636418500399251E-4,1.0294875617120974E-2]
[2004,2,13,8,3.9777016500329773E-3,1.8355248943412901E-3,3.7906923308977688E-3,5.8778455046929233E-3,1.173150814544254E-5,1.9894554352118329E-4,1.5692441431631586E-2,null,3.3262001248325077E-3,1.4856749040202241E-3,3.829963329698061E-3,2.2270243949950117E-3,1.7014576536010209E-6,7.9773138752994388E-5,1.09503373499524E-2]
[2004,2,13,9,4.0807590085322077E-3,2.1023725744190379E-3,3.9368827899156304E-3,2.458628387675227E-3,0,0,1.2578642760542103E-2,null,3.4123778799444848E-3,1.7016615695837004E-3,3.9776682997443987E-3,9.3153612037069644E-4,0,0,1.002324386964328E-2]
[2004,2,13,10,4.0657118246187054E-3,2.1889594235982197E-3,3.8553557559785965E-3,0,0,0,1.0110027004195521E-2,null,3.3997952507241525E-3,1.7717450150549531E-3,3.8952966580754643E-3,0,0,0,9.066836923854571E-3]
[2004,2,13,11,3.9077229641151581E-3,2.2553254275686349E-3,3.7874701048424301E-3,0,0,0,9.9505184965262231E-3,null,3.267683138312532E-3,1.8254616967970092E-3,3.8267077218684955E-3,0,0,0,8.9198525569780373E-3]
[2004,2,13,12,3.8686930151696219E-3,2.1953519027661963E-3,3.808896903296553E-3,7.5090068461015989E-4,0,0,1.0623842505842532E-2,null,3.2350458435939167E-3,1.7769190913661016E-3,3.8483564987115072E-3,2.8450460998168857E-4,0,0,9.144826043653213E-3]
[2004,2,13,13,3.6175957865989834E-3,2.1081535375432848E-3,3.9561517537634941E-3,2.994214814901397E-3,0,0,1.2676115892807158E-2,null,3.02507543693714E-3,1.7063406844577279E-3,3.9971368871412338E-3,1.1344615014663017E-3,0,0,9.8630145100024047E-3]
[2004,2,13,14,3.4285985042905934E-3,2.0161239712349964E-3,3.9680192732342474E-3,5.0133048381472457E-3,0,0,1.4426046586907083E-2,null,2.8670337235768735E-3,1.6318519006152425E-3,4.0091273523174724E-3,1.8994633603735245E-3,0,0,1.0407476336883112E-2]
[2004,2,13,15,3.3607262749019177E-3,1.9684454670650894E-3,3.9082003981552628E-3,5.4748346915707274E-3,0,0,1.4712206831692998E-2,null,2.8102781803693026E-3,1.5932608919480052E-3,3.9486887627466745E-3,2.074329855549679E-3,0,0,1.0426557690613663E-2]
[2004,2,13,16,3.47221008315435E-3,2.0016508571914847E-3,3.7517404997978172E-3,5.4325716909742767E-3,0,0,1.4658173131117929E-2,null,2.903502230223059E-3,1.6201373537933729E-3,3.7906079635235462E-3,2.0583170608515469E-3,0,0,1.0372564608391525E-2]
[2004,2,13,17,3.9449143226409139E-3,2.0751830229538992E-3,3.5182276329524774E-3,5.2053725204678899E-3,0,0,1.474369749901518E-2,null,3.2987829824574627E-3,1.6796543310069556E-3,3.5546759387214948E-3,1.972234822923317E-3,0,0,1.0505348075109229E-2]
[2004,2,13,18,4.269505259582084E-3,2.0015227375740144E-3,3.3729731894421989E-3,5.2626654724321599E-3,3.9105027151475132E-6,6.6315181173727758E-5,1.4976892342919334E-2,null,3.5702096780630193E-3,1.6200336537013857E-3,3.4079166811617264E-3,1.9939422328210141E-3,5.6715255120034032E-7,2.6591046250998128E-5,1.0619260444549345E-2]
[2004,2,13,19,4.6531198606398214E-3,1.8600928037560127E-3,3.3309708192584219E-3,5.3296868140394089E-3,1.5642010860590053E-5,2.6526072469491103E-4,1.5454773033249167E-2,null,3.890992644255378E-3,1.5055601840151839E-3,3.3654791727801979E-3,2.0193355784993701E-3,2.2686102048013613E-6,1.0636418500399251E-4,1.0890000374758924E-2]
[2004,2,13,20,5.163437773133191E-3,1.7493654079258104E-3,3.2802335726161407E-3,5.1839243198389447E-3,1.5642010860590053E-5,2.6526072469491103E-4,1.5657863809069587E-2,null,4.3177263848881474E-3,1.4159373662154392E-3,3.3142162959421402E-3,1.964108432736424E-3,2.2686102048013613E-6,1.0636418500399251E-4,1.1120621274990944E-2]
[2004,2,13,21,4.5682116424431689E-3,1.8475146841382651E-3,3.2048126677769804E-3,5.1283421544297252E-3,1.5642010860590053E-5,2.6526072469491103E-4,1.5029783884343641E-2,null,3.8199914101727087E-3,1.4953794467702345E-3,3.2380140419443278E-3,1.9430492133006376E-3,2.2686102048013613E-6,1.0636418500399251E-4,1.0605066907396703E-2]
[2004,2,13,22,4.3051658182366968E-3,1.8141575969762411E-3,3.0200909997584024E-3,5.2323307805126713E-3,1.5642010860590053E-5,2.6526072469491103E-4,1.4652647931039514E-2,null,3.6000294496508624E-3,1.4683802012570764E-3,3.0513786854039944E-3,1.9824488890668405E-3,2.2686102048013613E-6,1.0636418500399251E-4,1.0210870020587567E-2]
[2004,2,13,23,4.2440542036125684E-3,1.7505468083400995E-3,2.8428334466273171E-3,5.2077831513176361E-3,1.5642010860590053E-5,2.6526072469491103E-4,1.4326120345453122E-2,null,3.5489272107009384E-3,1.4168935923894994E-3,2.8722847708516418E-3,1.9731481735218359E-3,2.2686102048013613E-6,1.0636418500399251E-4,9.9198865426727099E-3]
[2004,2,13,24,4.268161042240635E-3,1.3291767216754389E-3,2.6430221777284657E-3,5.3025298376678321E-3,1.5642010860590053E-5,2.6526072469491103E-4,1.3823792514867872E-2,null,3.569085627975227E-3,1.0758364021588155E-3,2.6704034874498322E-3,2.0090462218251403E-3,2.2686102048013613E-6,1.0636418500399251E-4,9.4330045346178084E-3]
[2004,2,14,1,4.0723956323419526E-3,1.3382443337481575E-3,2.5679642820017339E-3,5.2337404146294026E-3,1.5642010860590053E-5,2.6526072469491103E-4,1.3493247398276748E-2,null,3.4053843280455339E-3,1.083175732579972E-3,2.594568003283909E-3,1.9829829775459395E-3,2.2686102048013613E-6,1.0636418500399251E-4,9.1747438366641485E-3]
[2004,2,14,2,3.5524026758429498E-3,1.3799504741479052E-3,2.5163251797061777E-3,5.1785099140426736E-3,1.5642010860590053E-5,2.6526072469491103E-4,1.2908090979295208E-2,null,2.9705602037161821E-3,1.1169327065804174E-3,2.5423939277045104E-3,1.9620569984510092E-3,2.2686102048013613E-6,1.0636418500399251E-4,8.7005766316609126E-3]
[2004,2,14,3,3.524528068835589E-3,1.395187072304219E-3,2.4975987476667854E-3,5.170865594478634E-3,1.5642010860590053E-5,2.6526072469491103E-4,1.2869082218840729E-2,null,2.9472511349460865E-3,1.1292652178818234E-3,2.5234734926635667E-3,1.9591606844633993E-3,2.2686102048013613E-6,1.0636418500399251E-4,8.6677833251636686E-3]
[2004,2,14,4,3.3266231003215409E-3,1.4203046974752404E-3,2.4962634489039447E-3,5.1530525194960252E-3,1.5642010860590053E-5,2.6526072469491103E-4,1.2677146501752253E-2,null,2.7817607113566393E-3,1.1495954381257527E-3,2.5221243604076496E-3,1.9524115869404255E-3,2.2686102048013613E-6,1.0636418500399251E-4,8.5145248920392609E-3]
[2004,2,14,5,3.4768726726036206E-3,1.4213373217121798E-3,2.5434495877236815E-3,5.1899981792589553E-3,1.5642010860590053E-5,2.6526072469491103E-4,1.291256049685394E-2,null,2.9074011414468503E-3,1.1504312447763916E-3,2.5697993404836068E-3,1.9664097237603773E-3,2.2686102048013613E-6,1.0636418500399251E-4,8.70267424567602E-3]
[2004,2,14,6,3.6499391985751022E-3,1.3590385405876492E-3,2.6077216987164865E-3,5.2010255610492606E-3,1.5642010860590053E-5,2.6526072469491103E-4,1.3098627734484E-2,null,3.0521213721071607E-3,1.1000065755424834E-3,2.6347373008182634E-3,1.9705878274958919E-3,2.2686102048013613E-6,1.0636418500399251E-4,8.8660858711725934E-3]
[2004,2,14,7,3.7828364849528629E-3,1.3593802264249741E-3,2.8724125388853144E-3,5.2767100540352463E-3,1.5642010860590053E-5,2.6526072469491103E-4,1.35722420398539E-2,null,3.1632516200321014E-3,1.1002831362555184E-3,2.9021702980284295E-3,1.9992635067167977E-3,2.2686102048013613E-6,1.0636418500399251E-4,9.2736013562416415E-3]
[2004,2,14,8,3.9374983721863514E-3,1.4315231638646511E-3,3.3270816188765498E-3,5.1892870881545565E-3,1.0433221557323745E-5,1.7692890868468988E-4,1.4072752373324121E-2,null,3.2925816789163807E-3,1.158675671266542E-3,3.3615496808710277E-3,1.9661403023822047E-3,1.5131630520428721E-6,7.0944913528142405E-5,9.8514054100163392E-3]
[2004,2,14,9,4.2434625628626592E-3,1.6310294160024798E-3,3.4039316973102662E-3,4.4954118112493424E-3,0,0,1.3773835487424748E-2,null,3.5484324738630996E-3,1.320156146366648E-3,3.4391959144855202E-3,1.7032417339325802E-3,0,0,1.0011026268647848E-2]
[2004,2,14,10,4.9828515504385463E-3,1.6359075598269426E-3,3.4061499069360465E-3,4.4502411517585005E-3,0,0,1.4475150168960036E-2,null,4.1667180968570482E-3,1.3241045187807451E-3,3.4414371044272818E-3,1.6861272724272886E-3,0,0,1.0618386992492363E-2]
[2004,2,14,11,5.2390056605517389E-3,1.7258924720618761E-3,3.3720154113050481E-3,4.2020777061164633E-3,0,0,1.4538991250035126E-2,null,4.3809171263463004E-3,1.3969383584415684E-3,3.4069489805880412E-3,1.5921019961675465E-3,0,0,1.0776906461543456E-2]
[2004,2,14,12,4.775580108235567E-3,1.6825326908519521E-3,3.3127767300071202E-3,4.4559417216432527E-3,0,0,1.4226831250737891E-2,null,3.9933953196386891E-3,1.3618429266193215E-3,3.3470965955180558E-3,1.6882871298424897E-3,0,0,1.0390621971618556E-2]
[2004,2,14,13,4.4702249944571807E-3,1.6681486732737921E-3,3.3366270458277726E-3,4.3031444697026562E-3,0,0,1.3778145183261401E-2,null,3.7380538418384395E-3,1.3502004945276952E-3,3.3711939970006979E-3,1.6303946236021977E-3,0,0,1.008984295696903E-2]
[2004,2,14,14,4.4042684929782522E-3,1.6439706687997324E-3,3.2845255814171908E-3,4.2215820049257211E-3,0,0,1.3554346748120897E-2,null,3.6829002524658154E-3,1.3306308038157149E-3,3.3185527693047434E-3,1.5994918721383949E-3,0,0,9.9315756977246678E-3]
[2004,2,14,15,4.4712657800776278E-3,1.6009611999937559E-3,3.2501840160816513E-3,4.0638872542654381E-3,0,0,1.3386298250418472E-2,null,3.7389241588117162E-3,1.2958189150544836E-3,3.2838554305501641E-3,1.5397437796778645E-3,0,0,9.8583422840942299E-3]
[2004,2,14,16,4.3229399755158448E-3,1.637469562749723E-3,3.2196472733456139E-3,4.2086487517328866E-3,0,0,1.3388705563344068E-2,null,3.6148924055390205E-3,1.3253688048438408E-3,3.2530023317813312E-3,1.59459166332139E-3,0,0,9.7878552054855832E-3]
[2004,2,14,17,4.6815988554898763E-3,1.6246481988682511E-3,3.1523403128616632E-3,4.0505147423593969E-3,0,0,1.3509102109579188E-2,null,3.9148071091297289E-3,1.3149911855520851E-3,3.1849980813741462E-3,1.534677142554902E-3,0,0,9.9494735186108629E-3]
[2004,2,14,18,5.4058049711125638E-3,1.6746279849533395E-3,3.0491488305953024E-3,4.1501663425283133E-3,2.6122161270287211E-6,4.4298546337234406E-5,1.4326658891653781E-2,null,4.5203966389952173E-3,1.355444853123596E-3,3.0807375509702586E-3,1.5724335865443329E-3,3.7885794964219192E-7,1.7762821026146168E-5,1.0547154308609193E-2]
[2004,2,14,19,5.5538992239233861E-3,1.5451632359382717E-3,2.9698422683936197E-3,4.1102293717517648E-3,1.5642010860590053E-5,2.6526072469491103E-4,1.4460036835562544E-2,null,4.6442347660156915E-3,1.2506560108910918E-3,3.0006093847877698E-3,1.5573020884281326E-3,2.2686102048013613E-6,1.0636418500399251E-4,1.0561435045331481E-2]
[2004,2,14,20,5.4230645794677472E-3,1.5311034208296205E-3,2.9485588743031108E-3,4.0233563486332677E-3,1.5642010860590053E-5,2.6526072469491103E-4,1.4206985958789248E-2,null,4.5348293231220159E-3,1.2392759884645459E-3,2.9791054979558737E-3,1.5243872488670399E-3,2.2686102048013613E-6,1.0636418500399251E-4,1.038623085361827E-2]
[2004,2,14,21,5.2027711263306145E-3,1.6046119695138576E-3,2.7981817577252626E-3,3.7674975965877127E-3,1.5642010860590053E-5,2.6526072469491103E-4,1.3653965185712949E-2,null,4.3506173897512861E-3,1.2987738500014833E-3,2.8271704972109078E-3,1.4274463404978942E-3,2.2686102048013613E-6,1.0636418500399251E-4,1.0012640872670366E-2]
[2004,2,14,22,4.7636524570502563E-3,1.6248522976908548E-3,2.5924366737617274E-3,3.9044383094727999E-3,1.5642010860590053E-5,2.6526072469491103E-4,1.3166282473531139E-2,null,3.9834212797653845E-3,1.3151563832563588E-3,2.6192939253184685E-3,1.4793310502983826E-3,2.2686102048013613E-6,1.0636418500399251E-4,9.5058354338473875E-3]
[2004,2,14,23,5.063854597826367E-3,1.4826411662496506E-3,2.462404291055641E-3,3.8363642055569509E-3,1.5642010860590053E-5,2.6526072469491103E-4,1.312616699624411E-2,null,4.2344537819431708E-3,1.2000506117651256E-3,2.4879144268088581E-3,1.4535388293277938E-3,2.2686102048013613E-6,1.0636418500399251E-4,9.4845904450537432E-3]
[2004,2,14,24,4.8938875191313737E-3,1.4387152885233108E-3,2.4349506617727629E-3,3.7922439481209132E-3,1.5642010860590053E-5,2.6526072469491103E-4,1.2840700153103863E-2,null,4.0923253449428702E-3,1.1644969810972597E-3,2.4601763820819079E-3,1.4368223488512202E-3,2.2686102048013613E-6,1.0636418500399251E-4,9.262453852182051E-3]
[2004,2,15,1,4.230391084717287E-3,1.7008924673407419E-3,2.452298292153965E-3,4.5996451096987972E-3,1.5642010860590053E-5,2.6526072469491103E-4,1.3264129689466293E-2,null,3.5375019526565827E-3,1.3767033402573528E-3,2.4777037312881741E-3,1.7427341122593662E-3,2.2686102048013613E-6,1.0636418500399251E-4,9.2432759316702692E-3]
[2004,2,15,2,4.0392797677985294E-3,1.689375794293224E-3,2.4349732739545591E-3,4.5340117835068793E-3,1.5642010860590053E-5,2.6526072469491103E-4,1.2978543355108695E-2,null,3.3776924591047454E-3,1.3673817384761667E-3,2.4601992285224854E-3,1.7178666640698273E-3,2.2686102048013613E-6,1.0636418500399251E-4,9.0317728853820181E-3]
[2004,2,15,3,3.7106662672220661E-3,1.7164580580633919E-3,2.4378823405924971E-3,4.5394744935739247E-3,1.5642010860590053E-5,2.6526072469491103E-4,1.2685383895007382E-2,null,3.10290204926342E-3,1.3893021383309635E-3,2.4631384326504846E-3,1.7199364000934061E-3,2.2686102048013613E-6,1.0636418500399251E-4,8.7839118155470675E-3]
[2004,2,15,4,3.9623177645107489E-3,1.6072719906972453E-3,2.4479532390540388E-3,4.721793572882005E-3,1.5642010860590053E-5,2.6526072469491103E-4,1.3020239302699538E-2,null,3.3133359418327543E-3,1.3009268726755449E-3,2.473313664095787E-3,1.7890142683306622E-3,2.2686102048013613E-6,1.0636418500399251E-4,8.9852235421435424E-3]
[2004,2,15,5,3.8395119572380617E-3,1.6127667527872206E-3,2.4909880664778102E-3,4.6257330581750454E-3,1.5642010860590053E-5,2.6526072469491103E-4,1.2849902570233638E-2,null,3.2106443054509301E-3,1.3053743362680054E-3,2.5167943258180463E-3,1.7526184308631117E-3,2.2686102048013613E-6,1.0636418500399251E-4,8.8940641936088877E-3]
[2004,2,15,6,4.0339837353024263E-3,1.5758613467998916E-3,2.5520430756599353E-3,4.7981695521644059E-3,1.5642010860590053E-5,2.6526072469491103E-4,1.3240960445482161E-2,null,3.3732638554789533E-3,1.2755030794590757E-3,2.5784818556541956E-3,1.8179519409724045E-3,2.2686102048013613E-6,1.0636418500399251E-4,9.1538335267734236E-3]
[2004,2,15,7,4.2248887504788583E-3,1.5324177054357963E-3,2.7185780842314761E-3,4.9722148650412322E-3,1.5642010860590053E-5,2.6526072469491103E-4,1.3729002140742864E-2,null,3.5329008371278248E-3,1.2403397711798633E-3,2.7467421417082987E-3,1.8838950075776369E-3,2.2686102048013613E-6,1.0636418500399251E-4,9.5125105528024168E-3]
[2004,2,15,8,4.6917175012738113E-3,1.44556970108998E-3,3.0343555236695702E-3,5.0824433895684928E-3,1.0433221557323745E-5,1.7692890868468988E-4,1.4441448245843869E-2,null,3.9232684377639116E-3,1.1700449465666986E-3,3.0657909876238465E-3,1.9256588839759738E-3,1.5131630520428721E-6,7.0944913528142405E-5,1.0157221332510616E-2]
[2004,2,15,9,4.7785966085446994E-3,1.5458623566707518E-3,3.1257768434978656E-3,5.2264728398940634E-3,0,0,{"$f":"SUM(E1091:J1091)","v":1.467670864860738E-2},null,3.9959177520852533E-3,1.2512218796136179E-3,3.1581594184883063E-3,1.9802294063241154E-3,0,0,{"$f":"SUM(M1091:R1091)","v":1.0385528456511294E-2}]
[2004,2,15,10,5.1214126162607305E-3,1.5036437330578144E-3,3.2347120842358087E-3,4.9616857704983522E-3,0,0,1.4821454204052707E-2,null,{"$f":"E1092*V$5","v":4.2825844626592328E-3},{"$f":"F1092*W$5","v":1.2170501014059866E-3},{"$f":"G1092*X$5","v":3.2682232118321835E-3},{"$f":"H1092*Y$5","v":1.8799056971431452E-3},{"$f":"I1092*Z$5","v":0},{"$f":"J1092*AA$5","v":0},1.0647763473040547E-2]
[2004,2,15,11,5.1425166041467116E-3,1.5281428434710193E-3,3.2392627263311594E-3,5.1130579195057032E-3,0,0,1.5022980093454593E-2,null,4.3002318614127899E-3,1.2368796954495918E-3,3.2728209978908707E-3,1.9372582540099494E-3,0,0,1.0747190808763202E-2]
[2004,2,15,12,4.5276761858061019E-3,1.69441210625201E-3,3.2074256750681735E-3,5.4989877228212736E-3,0,0,1.4928501689947559E-2,null,3.7860951925101204E-3,1.3714581322690552E-3,3.2406541195955608E-3,2.083481064060535E-3,0,0,1.0481688508435271E-2]
[2004,2,15,13,4.4968817782760958E-3,1.6191163714303607E-3,3.2136299840922647E-3,5.547513822081131E-3,0,0,1.4877141955879853E-2,null,3.7603445527733263E-3,1.3105137212457273E-3,3.2469227043220761E-3,2.1018668495935791E-3,0,0,1.0419647827934708E-2]
[2004,2,15,14,4.0318981634970379E-3,1.6822012925544073E-3,3.182376784453534E-3,5.4739858405518241E-3,0,0,1.4370462081056804E-2,null,3.3715198762141003E-3,1.3615746926468946E-3,3.2153457262654784E-3,2.074008239078932E-3,0,0,1.0022448534205405E-2]
[2004,2,15,15,3.8255905695248676E-3,1.6752551923760327E-3,3.2108373078651624E-3,5.2435336663879482E-3,0,0,1.395521673615401E-2,null,3.1990030800339649E-3,1.3559525151718651E-3,3.2441010963919518E-3,1.9866934885750562E-3,0,0,9.7857501801728378E-3]
[2004,2,15,16,4.3124360673356564E-3,1.5564277270748721E-3,3.1624892269061593E-3,5.1464832075376922E-3,0,0,1.4177836228854381E-2,null,3.6061089160332447E-3,1.2597734964886985E-3,3.1952521366320338E-3,1.9499225766427136E-3,0,0,1.0011057125796691E-2]
[2004,2,15,17,5.1657642626900379E-3,1.5558807377462011E-3,3.1099000599466454E-3,5.3687253763348656E-3,0,0,1.5200270436717749E-2,null,4.3196718223631626E-3,1.2593307630118175E-3,3.1421181538625578E-3,2.0341266835918908E-3,0,0,1.0755247422829428E-2]
[2004,2,15,18,5.3700022064251084E-3,1.6253714112714193E-3,3.0468698585432337E-3,5.4471341225531917E-3,2.6122161270287211E-6,4.4298546337234406E-5,1.5536288361257217E-2,null,4.490457953077993E-3,1.3155765540867072E-3,3.0784349691126687E-3,2.0638345400623898E-3,3.7885794964219192E-7,1.7762821026146168E-5,1.0966445695315546E-2]
[2004,2,15,19,5.902484700747718E-3,1.6153103912269434E-3,2.8697399532149393E-3,5.4893879683811488E-3,1.5642010860590053E-5,2.6526072469491103E-4,1.6157825749126251E-2,null,4.9357259733862294E-3,1.3074331586824808E-3,2.899470024775024E-3,2.0798438661608879E-3,2.2686102048013613E-6,1.0636418500399251E-4,1.1331105818213415E-2]
[2004,2,15,20,5.6428576260048402E-3,1.6884015964544372E-3,2.7623674694701584E-3,5.4513811762886017E-3,1.5642010860590053E-5,2.6526072469491103E-4,1.5825910603773537E-2,null,4.7186228107062179E-3,1.3665932221857593E-3,2.7909851783502236E-3,2.065443682777703E-3,2.2686102048013613E-6,1.0636418500399251E-4,1.1050277689228697E-2]
[2004,2,15,21,5.4362553722063327E-3,1.8018847298102553E-3,2.6573796331216537E-3,5.3423421090016436E-3,1.5642010860590053E-5,2.6526072469491103E-4,1.5518764579695386E-2,null,4.5458596165713393E-3,1.4584465355219557E-3,2.6849096839077925E-3,2.0241304732587259E-3,2.2686102048013613E-6,1.0636418500399251E-4,1.0821979104468608E-2]
[2004,2,15,22,5.6996949918527787E-3,1.5966415354793659E-3,2.5942433083790354E-3,6.0071980978504561E-3,1.5642010860590053E-5,2.6526072469491103E-4,1.6178680669117138E-2,null,4.7661508733946286E-3,1.2923225761148152E-3,2.6211192763969651E-3,2.2760340840533057E-3,2.2686102048013613E-6,1.0636418500399251E-4,1.1064259605168507E-2]
[2004,2,15,23,5.4315171453553236E-3,1.6215033817444709E-3,2.5799462930114515E-3,6.1942655290363529E-3,1.5642010860590053E-5,2.6526072469491103E-4,1.6108135084703101E-2,null,4.5418974564774119E-3,1.3124457687653463E-3,2.6066741461141262E-3,2.3469110290882545E-3,2.2686102048013613E-6,1.0636418500399251E-4,1.0916561195653932E-2]
[2004,2,15,24,4.6602951496825164E-3,1.7697980904500643E-3,2.5653934212602021E-3,6.9202396315093785E-3,1.5642010860590053E-5,2.6526072469491103E-4,1.6196629028457664E-2,null,3.8969927039404287E-3,1.432475591189495E-3,2.5919705088142128E-3,2.6219713441392712E-3,2.2686102048013613E-6,1.0636418500399251E-4,1.0652042943292202E-2]
[2004,2,16,1,3.8405075049894868E-3,1.8070312066473535E-3,2.5533811121118003E-3,7.2037702170414664E-3,1.5642010860590053E-5,2.6526072469491103E-4,1.5685592776345608E-2,null,3.211476793994921E-3,1.4626120968306419E-3,2.5798337539611805E-3,2.7293966805491923E-3,2.2686102048013613E-6,1.0636418500399251E-4,1.0091952120544728E-2]
[2004,2,16,2,3.6094672180648785E-3,1.9309327489276228E-3,2.5345609593976724E-3,6.4538563135392224E-3,1.5642010860590053E-5,2.6526072469491103E-4,1.4809719975484897E-2,null,3.0182782339159874E-3,1.5628980763358429E-3,2.5608186273134961E-3,2.4452659466073032E-3,2.2686102048013613E-6,1.0636418500399251E-4,9.6958936793814232E-3]
[2004,2,16,3,3.2869899606211232E-3,1.9358811514713233E-3,2.5340747915764835E-3,7.0358453161632282E-3,1.5642010860590053E-5,2.6526072469491103E-4,1.507369395538766E-2,null,2.7486190215524429E-3,1.5669033161976556E-3,2.5603274228672645E-3,2.6657725430171029E-3,2.2686102048013613E-6,1.0636418500399251E-4,9.6502550988432582E-3]
[2004,2,16,4,3.4243130175998361E-3,1.9402567316231846E-3,2.5398397102468131E-3,6.7672345084734929E-3,1.5642010860590053E-5,2.6526072469491103E-4,1.4952546703498829E-2,null,2.8634501500412247E-3,1.5704449132864177E-3,2.566152065222458E-3,2.5640000787686391E-3,2.2686102048013613E-6,1.0636418500399251E-4,9.6726800025275332E-3]
[2004,2,16,5,3.5153857481355563E-3,1.9541305605597688E-3,2.6370062740110373E-3,7.1365286925464217E-3,1.5642010860590053E-5,2.6526072469491103E-4,1.5523954010808284E-2,null,2.939606220638988E-3,1.5816743983984407E-3,2.6643252598804405E-3,2.7039199109934837E-3,2.2686102048013613E-6,1.0636418500399251E-4,9.9981585851201468E-3]
[2004,2,16,6,3.7280756370153445E-3,1.9400614136689804E-3,2.7363571814074221E-3,6.9527196301554248E-3,1.5642010860590053E-5,2.6526072469491103E-4,1.5638116597802672E-2,null,3.1174599656368556E-3,1.5702868228220715E-3,2.7647054276399964E-3,2.6342775113014395E-3,2.2686102048013613E-6,1.0636418500399251E-4,1.0195362522609157E-2]
[2004,2,16,7,4.2290780427060425E-3,1.8592728651729323E-3,3.1056619475464545E-3,7.2923088794682534E-3,1.5642010860590053E-5,2.6526072469491103E-4,1.6767224470449184E-2,null,3.5364039717404737E-3,1.5048965252549699E-3,3.137836135259369E-3,2.7629426049814105E-3,2.2686102048013613E-6,1.0636418500399251E-4,1.1050712032445018E-2]
[2004,2,16,8,4.4125337034021956E-3,2.0297504152020462E-3,3.8827588755010658E-3,7.1860384038674469E-3,9.1192926450341841E-6,1.5464700781031741E-4,1.7674847698428107E-2,null,3.6898117170156165E-3,1.6428811521907972E-3,3.9229836697685328E-3,2.7226783718637213E-3,1.3225997948395585E-6,6.2010321987807061E-5,1.2041687832621314E-2]
[2004,2,16,9,4.9087633998079819E-3,2.0646639081305096E-3,4.1780377159866041E-3,7.9796391396738681E-3,0,0,1.9131104163598964E-2,null,4.1047647284152625E-3,1.6711401534254932E-3,4.2213215543489826E-3,3.0233613682296191E-3,0,0,1.3020587804419358E-2]
[2004,2,16,10,4.6479628642140149E-3,2.1580207072971849E-3,4.2271127065410946E-3,8.0166766574139067E-3,0,0,1.9049772935466201E-2,null,3.8866803041996234E-3,1.7467032003060747E-3,4.2709049543777737E-3,3.0373943086107963E-3,0,0,1.2941682767494269E-2]
[2004,2,16,11,4.6464415932663513E-3,2.152886156911222E-3,4.2281215992493026E-3,8.1010427694673849E-3,0,0,1.9128492118894259E-2,null,3.8854081998385584E-3,1.7425472922737897E-3,4.2719242990617362E-3,3.0693593184947699E-3,0,0,1.2969239109668854E-2]
[2004,2,16,12,4.4241113781067669E-3,2.158894356372963E-3,4.1887931257703973E-3,8.6447145026175252E-3,0,0,1.9416513362867652E-2,null,3.699493102507989E-3,1.7474103323699358E-3,4.2321883885502289E-3,3.2753480964624608E-3,0,0,1.2954439919890613E-2]
[2004,2,16,13,3.9227476370969436E-3,2.1160018372508834E-3,4.1004524377255668E-3,7.8523930260555198E-3,0,0,1.7991594938128914E-2,null,3.2802469436314071E-3,1.7126931027500402E-3,4.1429325043482353E-3,2.9751497915609035E-3,0,0,1.2111022342290586E-2]
[2004,2,16,14,3.852032118998787E-3,2.1059064439475908E-3,4.1644660008592297E-3,8.7776436493083743E-3,0,0,1.890004821311398E-2,null,3.2211138095202215E-3,1.7045218856103794E-3,4.2076092383070626E-3,3.3257128861205135E-3,0,0,1.2458957819558176E-2]
[2004,2,16,15,3.7882062119803965E-3,2.1476474783658312E-3,4.0843132972777233E-3,8.3346546539229873E-3,0,0,1.8354821641546941E-2,null,3.1677418478774076E-3,1.73830710284944E-3,4.1266261648481243E-3,3.1578712341665924E-3,0,0,1.2190546349741564E-2]
[2004,2,16,16,4.36761014112749E-3,2.1373787867245463E-3,3.9470611815271041E-3,8.537573569319154E-3,0,0,1.8989623678698296E-2,null,3.6522461146671326E-3,1.7299956179354454E-3,3.9879521379523964E-3,3.2347540604389718E-3,0,0,1.2604947930993947E-2]
[2004,2,16,17,4.8857387078623145E-3,2.1695454043341804E-3,3.7334934666584229E-3,7.5152608080306157E-3,0,0,1.8304038386885532E-2,null,4.0855112147126262E-3,1.7560312967089542E-3,3.7721718938826441E-3,2.847415628885006E-3,0,0,1.246113003418923E-2]
[2004,2,16,18,4.9989099107833265E-3,2.2158883373031824E-3,3.5208573512224995E-3,6.6231824484563303E-3,2.6122161270287211E-6,4.4298546337234406E-5,1.7405748810229601E-2,null,4.1801462835042219E-3,1.7935412932788704E-3,3.5573329004747684E-3,2.5094209899594196E-3,3.7885794964219192E-7,1.7762821026146168E-5,1.2058583146193068E-2]
[2004,2,16,19,5.5354643705129592E-3,2.0596685963853128E-3,3.4557825423416071E-3,6.8484991059310444E-3,1.5642010860590053E-5,2.6526072469491103E-4,1.8180317350726425E-2,null,4.6288193283811159E-3,1.667096945229039E-3,3.4915839264233976E-3,2.5947899729301853E-3,2.2686102048013613E-6,1.0636418500399251E-4,1.2490922968172532E-2]
[2004,2,16,20,5.3683302328749486E-3,2.1563456113363427E-3,3.4356949306581733E-3,8.067706200422603E-3,1.5642010860590053E-5,2.6526072469491103E-4,1.9308979710847569E-2,null,4.4890598294577326E-3,1.7453473766729979E-3,3.471288210123324E-3,3.0567286101086969E-3,2.2686102048013613E-6,1.0636418500399251E-4,1.2871056821571544E-2]
[2004,2,16,21,5.3085468604132128E-3,2.0991303997086896E-3,3.3769207240821322E-3,8.2483627914350377E-3,1.5642010860590053E-5,2.6526072469491103E-4,1.9313863511194573E-2,null,4.4390682819661093E-3,1.6990373515104597E-3,3.4119051116630423E-3,3.1251765873445921E-3,2.2686102048013613E-6,1.0636418500399251E-4,1.2783820127692996E-2]
[2004,2,16,22,4.9892519259416108E-3,2.0362261979050343E-3,3.1360898608109784E-3,7.7258305212019821E-3,1.5642010860590053E-5,2.6526072469491103E-4,1.8168301241415104E-2,null,4.1720701648778084E-3,1.6481226544310436E-3,3.1685792770998356E-3,2.9271972236386153E-3,2.2686102048013613E-6,1.0636418500399251E-4,1.2024602115256097E-2]
[2004,2,16,23,4.7346054000173415E-3,2.0110641193301295E-3,2.8958541104621713E-3,7.7488651372695184E-3,1.5642010860590053E-5,2.6526072469491103E-4,1.7671291502634662E-2,null,3.9591317947236656E-3,1.6277564535764719E-3,2.9258547207387767E-3,2.9359246820025329E-3,2.2686102048013613E-6,1.0636418500399251E-4,1.1557300446250239E-2]
[2004,2,16,24,4.3390921774959131E-3,2.0036305161156699E-3,2.7504688949713863E-3,7.2949923836465183E-3,1.5642010860590053E-5,2.6526072469491103E-4,1.666908670778499E-2,null,3.6283990636469705E-3,1.6217396908639564E-3,2.7789633364205769E-3,2.7639593430471348E-3,2.2686102048013613E-6,1.0636418500399251E-4,1.0901694229187435E-2]
[2004,2,17,1,3.1382035528287047E-3,1.7101809894134018E-3,2.6128834441901966E-3,8.1353464047512827E-3,1.5642010860590053E-5,2.6526072469491103E-4,1.5877517126739085E-2,null,2.6242021065310712E-3,1.3842214753593783E-3,2.6399525211938148E-3,3.0823564332629716E-3,2.2686102048013613E-6,1.0636418500399251E-4,9.8393653315560301E-3]
[2004,2,17,2,2.912621759586208E-3,1.7135114714741369E-3,2.5744288283108341E-3,7.6636765194174972E-3,1.5642010860590053E-5,2.6526072469491103E-4,1.5145141314344177E-2,null,2.4355680020006539E-3,1.3869171694527562E-3,2.6010995213143172E-3,2.9036480374427386E-3,2.2686102048013613E-6,1.0636418500399251E-4,9.4358655254192601E-3]
[2004,2,17,3,2.5776135182822195E-3,1.7351971500944533E-3,2.5488730007015119E-3,7.8185797824533391E-3,1.5642010860590053E-5,2.6526072469491103E-4,1.4961166187087024E-2,null,2.1554302360030442E-3,1.4044695701868326E-3,2.5752789391990157E-3,2.9623384785864735E-3,2.2686102048013613E-6,1.0636418500399251E-4,9.2061500191841592E-3]
[2004,2,17,4,2.5586746995760845E-3,1.6945130363010539E-3,2.5260578063530164E-3,7.1318342782893769E-3,1.5642010860590053E-5,2.6526072469491103E-4,1.4191982556075032E-2,null,2.1395933767594643E-3,1.3715398251087374E-3,2.5522273828903091E-3,2.7021412703227984E-3,2.2686102048013613E-6,1.0636418500399251E-4,8.8741346502901036E-3]
[2004,2,17,5,2.6805445920021569E-3,1.7896041925537733E-3,2.5276938762758654E-3,6.5554314319837374E-3,1.5642010860590053E-5,2.6526072469491103E-4,1.3834176828371035E-2,null,2.2415023903219989E-3,1.448506661611181E-3,2.5538804022499284E-3,2.4837511818044237E-3,2.2686102048013613E-6,1.0636418500399251E-4,8.8362734311963256E-3]
[2004,2,17,6,2.9458006238495308E-3,1.6598731142484623E-3,2.6033212916195549E-3,6.4460317092689323E-3,1.5642010860590053E-5,2.6526072469491103E-4,1.3935929474541982E-2,null,2.4633125520358611E-3,1.3435022522981432E-3,2.6302913061698398E-3,2.4423013255438194E-3,2.2686102048013613E-6,1.0636418500399251E-4,8.9880402312564559E-3]
[2004,2,17,7,3.3386835046483251E-3,1.6731635169210026E-3,2.9392285775977057E-3,6.1012332246523152E-3,1.5642010860590053E-5,2.6526072469491103E-4,1.433321155937485E-2,null,2.7918457609422331E-3,1.3542595118568605E-3,2.969678540788806E-3,2.3116625334923028E-3,2.2686102048013613E-6,1.0636418500399251E-4,9.5360791422889959E-3]
[2004,2,17,8,3.2511762713644298E-3,1.8306096030715052E-3,3.6963151379048225E-3,6.6274345570369771E-3,9.1192926450341841E-6,1.5464700781031741E-4,1.5569301869833085E-2,null,2.7186712003840706E-3,1.4816964644425415E-3,3.7346084032703563E-3,2.5110320478771049E-3,1.3225997948395585E-6,6.2010321987807061E-5,1.0509341037756722E-2]
[2004,2,17,9,3.6496176579758639E-3,1.9401399709419972E-3,4.0238096707655643E-3,8.0773251892648536E-3,0,0,1.7690892488948277E-2,null,3.0518524961392216E-3,1.5703504071239837E-3,4.0654957299229464E-3,3.0603730956246526E-3,0,0,1.1748071728810804E-2]
[2004,2,17,10,3.7242780513391111E-3,1.9397548631995491E-3,4.0542308836573962E-3,8.7719741752084242E-3,0,0,1.8490237973404482E-2,null,3.1142843805724895E-3,1.5700387006959951E-3,4.0962321019758739E-3,3.3235648104153422E-3,0,0,1.2104119993659701E-2]
[2004,2,17,11,3.3429667099351299E-3,1.9609588300103882E-3,4.0659224082628207E-3,8.1201538876867069E-3,0,0,1.7490001835895046E-2,null,2.7954274267415107E-3,1.5872012036147291E-3,4.1080447490066171E-3,3.0766002244451019E-3,0,0,1.156727360380796E-2]
[2004,2,17,12,3.1510575684647246E-3,2.0374183633086814E-3,4.0090787687991165E-3,8.3794223694937959E-3,0,0,1.7576977070066321E-2,null,2.6349507830721523E-3,1.6490875937936749E-3,4.0506122180417516E-3,3.1748330264771913E-3,0,0,1.1509483621384771E-2]
[2004,2,17,13,2.9629833018186011E-3,1.9403704010449124E-3,3.875349171611911E-3,7.6152722788799037E-3,0,0,1.6393975153355327E-2,null,2.4776809060840345E-3,1.5705369173816693E-3,3.915497202468597E-3,2.8853084222874299E-3,0,0,1.084902344822173E-2]
[2004,2,17,14,3.0310702368141988E-3,1.9779218873240811E-3,3.9395879692291427E-3,8.5929934853351524E-3,0,0,1.7541573578702577E-2,null,2.5346159886033438E-3,1.6009311119499982E-3,3.9804015043061513E-3,3.2557518060989526E-3,0,0,1.1371700410958446E-2]
[2004,2,17,15,3.1525077327401226E-3,1.8965762451268039E-3,3.8946423879659031E-3,8.2563604914455517E-3,0,0,1.7200086857278384E-2,null,2.6361634272114671E-3,1.535089902421062E-3,3.9349902936238529E-3,3.1282067916963475E-3,0,0,1.123445041495273E-2]
[2004,2,17,16,3.2841521318416117E-3,1.9487949014528128E-3,3.7709045118221943E-3,8.7136095127801176E-3,0,0,1.7717461057896736E-2,null,2.7462459963054171E-3,1.5773557128518432E-3,3.8099705118118886E-3,3.3014513460635302E-3,0,0,1.143502356703268E-2]
[2004,2,17,17,3.7384752089225388E-3,2.1226091278158561E-3,3.5891202974138812E-3,7.192658046012706E-3,0,0,1.6642862680164981E-2,null,3.1261562079444275E-3,1.7180410475293303E-3,3.6263030404566181E-3,2.7251864514877704E-3,0,0,1.1195686747418146E-2]
[2004,2,17,18,4.1027633897809147E-3,2.1131588095888148E-3,3.4015996173002313E-3,6.1735076715732267E-3,2.6122161270287211E-6,4.4298546337234406E-5,1.583794025070745E-2,null,3.4307781980416714E-3,1.710391954526994E-3,3.4368396744795578E-3,2.3390461992077649E-3,3.7885794964219192E-7,1.7762821026146168E-5,1.0935197705231776E-2]
[2004,2,17,19,4.1990177585317411E-3,2.0163337566754167E-3,3.3584819037741848E-3,6.4935512885065964E-3,1.5642010860590053E-5,2.6526072469491103E-4,1.6348287443043442E-2,null,3.5112672144444021E-3,1.632021701071244E-3,3.393275267967549E-3,2.4603057562689349E-3,2.2686102048013613E-6,1.0636418500399251E-4,1.1105502734960923E-2]
[2004,2,17,20,4.6557397512737245E-3,1.8632334379682809E-3,3.3068939174871574E-3,8.1380760231210304E-3,1.5642010860590053E-5,2.6526072469491103E-4,1.8244845865405694E-2,null,3.8931834271044297E-3,1.5081022151509419E-3,3.3411528379507908E-3,3.0833906432798223E-3,2.2686102048013613E-6,1.0636418500399251E-4,1.1934461918694779E-2]
[2004,2,17,21,4.4524477236950154E-3,1.8726283149198351E-3,3.2248407945835757E-3,8.4203137663906753E-3,1.5642010860590053E-5,2.6526072469491103E-4,1.8251133335144602E-2,null,3.7231882824197721E-3,1.5157064339530468E-3,3.2582496571132422E-3,3.1903261418307792E-3,2.2686102048013613E-6,1.0636418500399251E-4,1.1796103310525633E-2]
[2004,2,17,22,4.2830456502136278E-3,1.8134623980975175E-3,2.973746325519059E-3,8.1641573352343507E-3,1.5642010860590053E-5,2.6526072469491103E-4,1.7515314444620057E-2,null,3.5815323093137939E-3,1.4678175068852338E-3,3.0045538873541221E-3,3.0932724474686986E-3,2.2686102048013613E-6,1.0636418500399251E-4,1.1255808946230642E-2]
[2004,2,17,23,4.0274012284274262E-3,1.743113403939129E-3,2.8434043969709087E-3,8.2791757153841371E-3,1.5642010860590053E-5,2.6526072469491103E-4,1.7173997480277103E-2,null,3.3677594870984958E-3,1.4108769905967363E-3,2.8728616361543757E-3,3.1368511257891603E-3,2.2686102048013613E-6,1.0636418500399251E-4,1.0896982034847562E-2]
[2004,2,17,24,3.7511979078380508E-3,1.7321635042094985E-3,2.6870974058374312E-3,7.9192290581681229E-3,1.5642010860590053E-5,2.6526072469491103E-4,1.6370590611608605E-2,null,3.136795075925044E-3,1.402014135464669E-3,2.7149353282509125E-3,3.0004729263490835E-3,2.2686102048013613E-6,1.0636418500399251E-4,1.0362850261198502E-2]
[2004,2,18,1,3.5047622427879137E-3,1.7101809894134018E-3,2.6750934169013684E-3,8.203204912180637E-3,1.5642010860590053E-5,2.6526072469491103E-4,{"$f":"SUM(E1155:J1155)","v":1.6374144296838821E-2},null,2.9307227225985567E-3,1.3842214753593783E-3,2.7028069798063596E-3,3.108066968072446E-3,2.2686102048013613E-6,1.0636418500399251E-4,{"$f":"SUM(M1155:R1155)","v":1.0234450941045534E-2}]
[2004,2,18,2,3.2557897467620734E-3,1.7135114714741369E-3,2.6337188583298379E-3,8.0373923244229303E-3,1.5642010860590053E-5,2.6526072469491103E-4,1.5921315136544479E-2,null,{"$f":"E1156*V$5","v":2.7225290418698509E-3},{"$f":"F1156*W$5","v":1.3869171694527562E-3},{"$f":"G1156*X$5","v":2.6610037870703571E-3},{"$f":"H1156*Y$5","v":3.045243153183328E-3},{"$f":"I1156*Z$5","v":2.2686102048013613E-6},{"$f":"J1156*AA$5","v":1.0636418500399251E-4},9.9243259467850856E-3]
[2004,2,18,3,2.8838716989755464E-3,1.7351971500944533E-3,2.6129305950820937E-3,8.2889634558762429E-3,1.5642010860590053E-5,2.6526072469491103E-4,1.5801865635583837E-2,null,2.411526868802207E-3,1.4044695701868326E-3,2.6400001605618151E-3,3.1405595486849978E-3,2.2686102048013613E-6,1.0636418500399251E-4,9.7051889434446471E-3]
[2004,2,18,4,2.8579516496453588E-3,1.6945130363010539E-3,2.584643531799745E-3,7.2309904319313402E-3,1.5642010860590053E-5,2.6526072469491103E-4,1.4649001385233E-2,null,2.3898522237676759E-3,1.3715398251087374E-3,2.6114200475853065E-3,2.7397099973160851E-3,2.2686102048013613E-6,1.0636418500399251E-4,9.2211548889865984E-3]
[2004,2,18,5,3.0045142940081544E-3,1.7896041925537733E-3,2.5945783199519483E-3,5.741992737801755E-3,1.5642010860590053E-5,2.6526072469491103E-4,1.3411592279871133E-2,null,2.5124096020897203E-3,1.448506661611181E-3,2.6214577586390671E-3,2.1755518910388178E-3,2.2686102048013613E-6,1.0636418500399251E-4,8.8665587085875793E-3]
[2004,2,18,6,3.3236160552697191E-3,1.6598731142484623E-3,2.6747366164128427E-3,6.3496973482773658E-3,1.5642010860590053E-5,2.6526072469491103E-4,1.4288825869763891E-2,null,2.7792461855055957E-3,1.3435022522981432E-3,2.7024464829187773E-3,2.4058017319711087E-3,2.2686102048013613E-6,1.0636418500399251E-4,9.3396294479024169E-3]
[2004,2,18,7,3.8032930038577675E-3,1.6731635169210026E-3,3.00324437924172E-3,6.4591303748903666E-3,1.5642010860590053E-5,2.6526072469491103E-4,1.5219734010466359E-2,null,3.1803575977352224E-3,1.3542595118568605E-3,3.0343575364486131E-3,2.4472642065616218E-3,2.2686102048013613E-6,1.0636418500399251E-4,1.0124871647811111E-2]
[2004,2,18,8,3.6708973770747848E-3,1.8306096030715052E-3,3.7678498636060892E-3,6.8432837147310013E-3,7.8210054302950264E-6,1.3263036234745552E-4,1.6253091926261135E-2,null,3.0696468433655012E-3,1.4816964644425415E-3,3.8068842179026069E-3,2.5928139421851335E-3,1.1343051024006806E-6,5.3182092501996257E-5,1.1005357865500181E-2]
[2004,2,18,9,4.0999783729591842E-3,1.9401399709419972E-3,4.0690425938829603E-3,7.9869148902102435E-3,0,0,1.8096075827994385E-2,null,3.4284493347645517E-3,1.5703504071239837E-3,4.1111972592775192E-3,3.0261180371355082E-3,0,0,1.2136115038301563E-2]
[2004,2,18,10,4.1359651305300504E-3,1.9397548631995491E-3,4.062404359095933E-3,8.0934554164532012E-3,0,0,1.8231579769278736E-2,null,3.4585418776588986E-3,1.5700387006959951E-3,4.1044902533828413E-3,3.0664845882483666E-3,0,0,1.2199555419986101E-2]
[2004,2,18,11,3.7143549888118705E-3,1.9609588300103882E-3,4.0614793979133227E-3,7.7575784666947811E-3,0,0,1.7494371683430363E-2,null,3.1059866009196203E-3,1.5872012036147291E-3,4.1035557097423786E-3,2.9392260272277852E-3,0,0,1.1735969541504514E-2]
[2004,2,18,12,3.5024996571296728E-3,2.0374183633086814E-3,3.9929870943916333E-3,8.2233572656635317E-3,0,0,1.775626238049352E-2,null,2.9288307223026512E-3,1.6490875937936749E-3,4.0343538363229944E-3,3.1157023818966334E-3,0,0,1.1727974534315955E-2]
[2004,2,18,13,3.2778940200167859E-3,1.9403704010449124E-3,3.8943487866745213E-3,6.8455172599780892E-3,0,0,1.5958130467714309E-2,null,2.7410128908177847E-3,1.5705369173816693E-3,3.9346936506675307E-3,2.5936601977984562E-3,0,0,1.083990365666544E-2]
[2004,2,18,14,3.316634229810619E-3,1.9779218873240811E-3,3.9530467115209472E-3,8.3458566029103853E-3,0,0,1.7593459431566032E-2,null,2.7734079023066975E-3,1.6009311119499982E-3,3.9939996771310238E-3,3.1621154787025382E-3,0,0,1.1530454170090259E-2]
[2004,2,18,15,3.4870416050186829E-3,1.8965762451268039E-3,3.9028042874007744E-3,7.8635509348585382E-3,0,0,1.71499730724048E-2,null,2.9159045203435842E-3,1.535089902421062E-3,3.9432367491015084E-3,2.97937734995481E-3,0,0,1.1373608521820965E-2]
[2004,2,18,16,3.643120232067336E-3,1.9487949014528128E-3,3.7754575264704296E-3,7.9396279698160169E-3,0,0,1.7307000629806595E-2,null,3.0464192734469524E-3,1.5773557128518432E-3,3.8145706950027487E-3,3.0082017572336203E-3,0,0,1.1446547438535164E-2]
[2004,2,18,17,4.1381484633222256E-3,2.1226091278158561E-3,3.606543516345144E-3,6.5801492061377037E-3,0,0,1.644745031362093E-2,null,3.4603676057915816E-3,1.7180410475293303E-3,3.6439067612988826E-3,2.4931163626324853E-3,0,0,1.1315431777252279E-2]
[2004,2,18,18,4.4979393357136863E-3,2.1131588095888148E-3,3.4240421083975891E-3,5.6621434138222999E-3,1.2982872147391569E-6,2.2016645462861884E-5,1.5720598600199993E-2,null,3.7612288945340772E-3,1.710391954526994E-3,3.4595146663878563E-3,2.1452982220228276E-3,1.8829469243887763E-7,8.8282294858107975E-6,1.1085450261650006E-2]
[2004,2,18,19,4.6275392052048184E-3,2.0163337566754167E-3,3.3951757322499831E-3,5.5031787108264941E-3,1.5642010860590053E-5,2.6526072469491103E-4,1.5823130140512214E-2,null,3.8696018043213425E-3,1.632021701071244E-3,3.4303492389524889E-3,2.0850689643412256E-3,2.2686102048013613E-6,1.0636418500399251E-4,1.1125674503895094E-2]
[2004,2,18,20,5.1413941544444126E-3,1.8632334379682809E-3,3.3574550717213256E-3,7.3291771650917615E-3,1.5642010860590053E-5,2.6526072469491103E-4,1.7972162564781284E-2,null,4.2992932559897624E-3,1.5081022151509419E-3,3.3922377980900404E-3,2.7769114259413425E-3,2.2686102048013613E-6,1.0636418500399251E-4,1.2085177490380881E-2]
[2004,2,18,21,4.9674490765723636E-3,1.8726283149198351E-3,3.2508468682836411E-3,7.5247645865362707E-3,1.5642010860590053E-5,2.6526072469491103E-4,1.7896591581867613E-2,null,4.1538383700690925E-3,1.5157064339530468E-3,3.2845251498006393E-3,2.8510164629933239E-3,2.2686102048013613E-6,1.0636418500399251E-4,1.1913719212024896E-2]
[2004,2,18,22,4.7217340915878545E-3,1.8134623980975175E-3,3.0253086831329079E-3,7.1772001807794668E-3,1.5642010860590053E-5,2.6526072469491103E-4,1.7018608089153248E-2,null,3.9483686577486835E-3,1.4678175068852338E-3,3.0566504231885269E-3,2.7193297063689194E-3,2.2686102048013613E-6,1.0636418500399251E-4,1.1300799089400158E-2]
[2004,2,18,23,4.4334555062177433E-3,1.743113403939129E-3,2.8831158735940048E-3,7.6423012466443341E-3,1.5642010860590053E-5,2.6526072469491103E-4,1.6982888765950711E-2,null,3.7073067705061715E-3,1.4108769905967363E-3,2.9129845176646772E-3,2.8955492784880328E-3,2.2686102048013613E-6,1.0636418500399251E-4,1.1035350352464413E-2]
[2004,2,18,24,4.1365762356526297E-3,1.7321635042094985E-3,2.7349321250707964E-3,7.4422394717470171E-3,1.5642010860590053E-5,2.6526072469491103E-4,1.6326814072235442E-2,null,3.4590528908302843E-3,1.402014135464669E-3,2.763265607935416E-3,2.8197489783871542E-3,2.2686102048013613E-6,1.0636418500399251E-4,1.0552714407826317E-2]
[2004,2,19,1,3.6696632406954081E-3,1.7101809894134018E-3,2.6858761513887577E-3,8.0449863077886735E-3,1.5642010860590053E-5,2.6526072469491103E-4,1.6391609424841743E-2,null,3.0686148442513623E-3,1.3842214753593783E-3,2.713701421790996E-3,3.0481203955669859E-3,2.2686102048013613E-6,1.0636418500399251E-4,1.0323290932177516E-2]
[2004,2,19,2,3.3269679671954974E-3,1.7135114714741369E-3,2.6469728228841497E-3,7.7324449503502332E-3,1.5642010860590053E-5,2.6526072469491103E-4,1.5700799947459518E-2,null,2.7820490930252836E-3,1.3869171694527562E-3,2.6743950606913712E-3,2.9297033281390416E-3,2.2686102048013613E-6,1.0636418500399251E-4,9.8816974465172468E-3]
[2004,2,19,3,3.30576124464103E-3,1.7351971500944533E-3,2.6239478278006169E-3,7.8575979912615477E-3,1.5642010860590053E-5,2.6526072469491103E-4,1.5803406949353151E-2,null,2.7643157863537354E-3,1.4044695701868326E-3,2.6511315301437671E-3,2.9771218720587096E-3,2.2686102048013613E-6,1.0636418500399251E-4,9.9056715539518388E-3]
[2004,2,19,4,3.4329414631908521E-3,1.6945130363010539E-3,2.6046042181678353E-3,7.387145970372792E-3,1.5642010860590053E-5,2.6526072469491103E-4,1.5400107423588036E-2,null,2.8706653560388162E-3,1.3715398251087374E-3,2.6315875236429804E-3,2.798874906166622E-3,2.2686102048013613E-6,1.0636418500399251E-4,9.7813004061659495E-3]
[2004,2,19,5,3.5091896631002538E-3,1.7896041925537733E-3,2.6206293043340234E-3,6.3899520413597619E-3,1.5642010860590053E-5,2.6526072469491103E-4,1.4590277936903314E-2,null,2.9344249826701407E-3,1.448506661611181E-3,2.6477786272763415E-3,2.4210536101356432E-3,2.2686102048013613E-6,1.0636418500399251E-4,9.5603966769020991E-3]
[2004,2,19,6,3.7261259686349382E-3,1.6598731142484623E-3,2.7026054049050265E-3,6.4391732523839829E-3,1.5642010860590053E-5,2.6526072469491103E-4,1.4808680475727911E-2,null,3.1158296303877967E-3,1.3435022522981432E-3,2.7306039878416039E-3,2.439702762723036E-3,2.2686102048013613E-6,1.0636418500399251E-4,9.7382714284593736E-3]
[2004,2,19,7,4.2529016802678645E-3,1.6731635169210026E-3,3.0182479759803716E-3,6.4705632370403755E-3,1.5642010860590053E-5,2.6526072469491103E-4,1.5695779145765115E-2,null,3.556325573007738E-3,1.3542595118568605E-3,3.0495165681785775E-3,2.4515959405094359E-3,2.2686102048013613E-6,1.0636418500399251E-4,1.0520330388761405E-2]
[2004,2,19,8,4.1479587893624454E-3,1.8306096030715052E-3,3.7784417750224152E-3,6.6275117249336808E-3,7.8210054302950264E-6,1.3263036234745552E-4,1.6524973260167799E-2,null,3.4685711138901227E-3,1.4816964644425415E-3,3.8175858599180461E-3,2.5110612855949615E-3,1.1343051024006806E-6,5.3182092501996257E-5,1.133323112145007E-2]
[2004,2,19,9,4.3089419957438226E-3,1.9401399709419972E-3,4.0943958567853725E-3,8.1609238943052623E-3,0,0,1.8504401717776453E-2,null,3.6031871329566196E-3,1.5703504071239837E-3,4.1368131781462066E-3,3.0920473469070887E-3,0,0,1.2402398065133899E-2]
[2004,2,19,10,4.2656522451372273E-3,1.9397548631995491E-3,4.1119075392340339E-3,8.0507222134991435E-3,0,0,1.8368036861069956E-2,null,3.5669877428212552E-3,1.5700387006959951E-3,4.1545062789745202E-3,3.0502936411778837E-3,0,0,1.2341826363669654E-2]
[2004,2,19,11,3.9769068206900841E-3,1.9609588300103882E-3,4.1095187485568618E-3,7.4282812308432327E-3,0,0,1.7475665630100567E-2,null,3.3255354793431885E-3,1.5872012036147291E-3,4.1520927407874934E-3,2.8144604176417029E-3,0,0,1.1879289841387114E-2]
[2004,2,19,12,3.6988725171616848E-3,2.0374183633086814E-3,4.0353932984235879E-3,7.6034598191579844E-3,0,0,1.7375143998051939E-2,null,3.0930399790594469E-3,1.6490875937936749E-3,4.0771993622102437E-3,2.8808328647137228E-3,0,0,1.1700159799777088E-2]
[2004,2,19,13,3.5741000600719572E-3,1.9403704010449124E-3,3.9269678370224392E-3,6.7701378672132776E-3,0,0,1.6211576165352584E-2,null,2.9887038073548471E-3,1.5705369173816693E-3,3.9676506294399312E-3,2.5651001163139878E-3,0,0,1.1091991470490434E-2]
[2004,2,19,14,3.5553380292284147E-3,1.9779218873240811E-3,3.9967215373372979E-3,7.7801954367391398E-3,0,0,1.7310176890628935E-2,null,2.9730147801666504E-3,1.6009311119499982E-3,4.038126967532342E-3,2.9477952459984118E-3,0,0,1.1559868105647403E-2]
[2004,2,19,15,3.3427784704918168E-3,1.8965762451268039E-3,3.9712972618989482E-3,7.4967197858293848E-3,0,0,1.6707371763346954E-2,null,2.7952700187418834E-3,1.535089902421062E-3,4.0124393004485927E-3,2.8403907234639094E-3,0,0,1.1183189945075448E-2]
[2004,2,19,16,3.5551731335502325E-3,1.9487949014528128E-3,3.7959682963414304E-3,7.9327450474978283E-3,0,0,1.7232681378842304E-2,null,2.9728768924934135E-3,1.5773557128518432E-3,3.8352939533451646E-3,3.0055939248400635E-3,0,0,1.1391120483530484E-2]
[2004,2,19,17,4.1772323620007743E-3,2.1226091278158561E-3,3.6291389439901426E-3,6.9466114938811297E-3,0,0,1.6875591927687901E-2,null,3.4930500139009105E-3,1.7180410475293303E-3,3.6667362741543072E-3,2.6319632333096227E-3,0,0,1.150979056889417E-2]
[2004,2,19,18,4.648312067213254E-3,2.1131588095888148E-3,3.4561847529436343E-3,6.2781607880910443E-3,1.2982872147391569E-6,2.2016645462861884E-5,1.651913135051435E-2,null,3.8869723117863795E-3,1.710391954526994E-3,3.4919903038663842E-3,2.3786976400820368E-3,1.8829469243887763E-7,8.8282294858107975E-6,1.1477068734440045E-2]
[2004,2,19,19,4.6987337484647182E-3,2.0163337566754167E-3,3.434248207249383E-3,6.2482334683411191E-3,1.5642010860590053E-5,2.6526072469491103E-4,1.6678451916286138E-2,null,3.9291355048130597E-3,1.632021701071244E-3,3.4698264988789903E-3,2.3673586433175442E-3,2.2686102048013613E-6,1.0636418500399251E-4,1.1506975143289631E-2]
[2004,2,19,20,5.3621946921631261E-3,1.8632334379682809E-3,3.4173226990795577E-3,8.0000209829534513E-3,1.5642010860590053E-5,2.6526072469491103E-4,1.8923674547719916E-2,null,4.4839292193524201E-3,1.5081022151509419E-3,3.4527256450063194E-3,3.0310837321744278E-3,2.2686102048013613E-6,1.0636418500399251E-4,1.2584473606892903E-2]
[2004,2,19,21,4.7042149347000474E-3,1.8726283149198351E-3,3.3399432639847262E-3,7.9324438950595065E-3,1.5642010860590053E-5,2.6526072469491103E-4,1.8130133144219619E-2,null,3.9337189361370335E-3,1.5157064339530468E-3,3.3745445706758245E-3,3.0054798228572504E-3,2.2686102048013613E-6,1.0636418500399251E-4,1.1938082558831947E-2]
[2004,2,19,22,4.9290157104937568E-3,1.8134623980975175E-3,3.1378712274440336E-3,8.2733985921756535E-3,1.5642010860590053E-5,2.6526072469491103E-4,1.8434650663766462E-2,null,4.1216999448437271E-3,1.4678175068852338E-3,3.1703790984215869E-3,3.1346622635082593E-3,2.2686102048013613E-6,1.0636418500399251E-4,1.20031916088676E-2]
[2004,2,19,23,4.7344977911002728E-3,1.743113403939129E-3,3.001158816949955E-3,8.0723388314403004E-3,1.5642010860590053E-5,2.6526072469491103E-4,1.7832011578985157E-2,null,3.9590418109026358E-3,1.4108769905967363E-3,3.0322503680471698E-3,3.0584838420693169E-3,2.2686102048013613E-6,1.0636418500399251E-4,1.1569285806824653E-2]
[2004,2,19,24,4.3756682436522122E-3,1.7321635042094985E-3,2.8318493377814773E-3,7.7759373364253764E-3,1.5642010860590053E-5,2.6526072469491103E-4,1.6996521157624067E-2,null,3.6589843931962482E-3,1.402014135464669E-3,2.8611868683006809E-3,2.9461819179060831E-3,2.2686102048013613E-6,1.0636418500399251E-4,1.0977000110076476E-2]
[2004,2,20,1,3.2973464606077287E-3,1.6725228059195239E-3,2.6821418638096604E-3,7.8573309334802697E-3,1.5642010860590053E-5,2.6526072469491103E-4,1.5790244799372685E-2,null,2.7572792466218593E-3,1.3537409200041642E-3,2.7099284475577898E-3,2.9770206880120544E-3,2.2686102048013613E-6,1.0636418500399251E-4,9.9066020974046612E-3]
[2004,2,20,2,3.0061070860914201E-3,1.6674336942288188E-3,2.6393326548986682E-3,7.7395095386610154E-3,1.5642010860590053E-5,2.6526072469491103E-4,1.5333285709435424E-2,null,2.5137415132515709E-3,1.3496217900779261E-3,2.6666757417219528E-3,2.9323799909564204E-3,2.2686102048013613E-6,1.0636418500399251E-4,9.5710518312166638E-3]
[2004,2,20,3,2.9621152704823097E-3,1.6203980943668799E-3,2.5822784931714637E-3,8.4808193193187439E-3,1.5642010860590053E-5,2.6526072469491103E-4,1.5926513912894898E-2,null,2.4769550482412004E-3,1.3115511485269178E-3,2.6090305075148015E-3,3.2132507563508252E-3,2.2686102048013613E-6,1.0636418500399251E-4,9.7194202558425376E-3]
[2004,2,20,4,2.947157565966954E-3,1.6279103567920965E-3,2.5701090176445444E-3,7.5540173121722166E-3,1.5642010860590053E-5,2.6526072469491103E-4,1.4980096988131313E-2,null,2.4644472427284942E-3,1.317631578049811E-3,2.5967349580633585E-3,2.8620998665226161E-3,2.2686102048013613E-6,1.0636418500399251E-4,9.3495464405730731E-3]
[2004,2,20,5,3.0945594645432747E-3,1.6670194406762184E-3,2.5855036536501191E-3,6.5351523230851114E-3,1.5642010860590053E-5,2.6526072469491103E-4,1.4163137617510225E-2,null,2.5877064151304868E-3,1.3492864930144555E-3,2.6122890801678648E-3,2.4760677423213777E-3,2.2686102048013613E-6,1.0636418500399251E-4,9.1339825258429791E-3]
[2004,2,20,6,3.4157149983767717E-3,1.6595083401927978E-3,2.6994035185084653E-3,6.5589874798894074E-3,1.5642010860590053E-5,2.6526072469491103E-4,1.4614517072522943E-2,null,2.8562603869244176E-3,1.3432070039679194E-3,2.7273689303866019E-3,2.4850985131402632E-3,2.2686102048013613E-6,1.0636418500399251E-4,9.5205676296279962E-3]
[2004,2,20,7,3.6977284114103051E-3,1.6514463496078138E-3,3.0305032090304973E-3,6.477802867003557E-3,1.5642010860590053E-5,2.6526072469491103E-4,1.5138383572607675E-2,null,3.0920832645977103E-3,1.3366816241566822E-3,3.0618987635881874E-3,2.4543389238909944E-3,2.2686102048013613E-6,1.0636418500399251E-4,1.005363537144237E-2]
[2004,2,20,8,3.702949390177341E-3,1.8355248943412901E-3,3.7677222534010075E-3,7.0511530074961921E-3,7.8210054302950264E-6,1.3263036234745552E-4,1.6497800913193583E-2,null,3.0964491074272041E-3,1.4856749040202241E-3,3.8067552856751153E-3,2.6715723895769259E-3,1.1343051024006806E-6,5.3182092501996257E-5,1.1114768084303868E-2]
[2004,2,20,9,3.8129683153130646E-3,2.1023725744190379E-3,4.0714581611246128E-3,8.6429022228501958E-3,0,0,1.862970127370691E-2,null,3.1884482050763075E-3,1.7016615695837004E-3,4.1136378514301823E-3,3.2746614517983274E-3,0,0,1.2278409077888517E-2]
[2004,2,20,10,3.8309075431635651E-3,2.1889594235982197E-3,4.1022320703117581E-3,8.5018064723585765E-3,0,0,1.8623905509432118E-2,null,3.2034491948853944E-3,1.7717450150549531E-3,4.1447305736586598E-3,3.2212024627650006E-3,0,0,1.2341127246364008E-2]
[2004,2,20,11,3.676919056145163E-3,2.2553254275686349E-3,4.0170682281490859E-3,8.1358538407558367E-3,0,0,1.8085166552618721E-2,null,3.0746822410493437E-3,1.8254616967970092E-3,4.058684446981326E-3,3.0825486928860151E-3,0,0,1.2041377077713694E-2]
[2004,2,20,12,3.6444484667138284E-3,2.1953519027661963E-3,3.9507340258638137E-3,8.8250205418812198E-3,0,0,1.8615554937225057E-2,null,3.0475299586203699E-3,1.7769190913661016E-3,3.9916630324005236E-3,3.34366325508386E-3,0,0,1.2159775337470854E-2]
[2004,2,20,13,3.4120120982131866E-3,2.1081535375432848E-3,3.9224243210939612E-3,7.6963003117907422E-3,0,0,1.7138890268641176E-2,null,2.8531639789808362E-3,1.7063406844577279E-3,3.9630600433741272E-3,2.9160086858154221E-3,0,0,1.1438573392628115E-2]
[2004,2,20,14,3.2514365017025644E-3,2.0161239712349964E-3,3.9207069176670946E-3,8.6137967642689987E-3,0,0,1.7802064154873655E-2,null,2.7188888080025759E-3,1.6318519006152425E-3,3.9613248479076994E-3,3.2636338454694281E-3,0,0,1.1575699401994946E-2]
[2004,2,20,15,3.1752339521578894E-3,1.9684454670650894E-3,3.8571676511820509E-3,8.1213557968371798E-3,0,0,1.7122202867242212E-2,null,2.6551673547342163E-3,1.5932608919480052E-3,3.8971273242389835E-3,3.0770556091598809E-3,0,0,1.1222611180081086E-2]
[2004,2,20,16,3.282102877409333E-3,2.0016508571914847E-3,3.7132519259612546E-3,8.6349913199601849E-3,0,0,1.7631996980522258E-2,null,2.7445323860479957E-3,1.6201373537933729E-3,3.7517206538875518E-3,3.2716641335278104E-3,0,0,1.1388054527256731E-2]
[2004,2,20,17,3.7281844944702996E-3,2.0751830229538992E-3,3.4781122369584791E-3,7.1380699366927758E-3,0,0,{"$f":"SUM(E1219:J1219)","v":1.6419549691075452E-2},null,3.1175509934997063E-3,1.6796543310069556E-3,3.5141449532967448E-3,2.7045038644692653E-3,0,0,{"$f":"SUM(M1219:R1219)","v":1.1015854142272673E-2}]
[2004,2,20,18,4.0498531304316195E-3,2.0015227375740144E-3,3.3444644232185853E-3,6.6278629213122331E-3,0,0,1.6023703212536454E-2,null,{"$f":"E1220*V$5","v":3.3865340272273303E-3},{"$f":"F1220*W$5","v":1.6200336537013857E-3},{"$f":"G1220*X$5","v":3.3791125684350374E-3},{"$f":"H1220*Y$5","v":2.5111943484496836E-3},{"$f":"I1220*Z$5","v":0},{"$f":"J1220*AA$5","v":0},1.0896874597813437E-2]
[2004,2,20,19,4.403604724266352E-3,1.8600928037560127E-3,3.3061398102468735E-3,6.9033309026386592E-3,1.5642010860590053E-5,2.6526072469491103E-4,1.6754070976463399E-2,null,3.6823452013919462E-3,1.5055601840151839E-3,3.3403909182736372E-3,2.6155648893160907E-3,2.2686102048013613E-6,1.0636418500399251E-4,1.1252493988205652E-2]
[2004,2,20,20,4.8601577159015216E-3,1.7493654079258104E-3,3.2589395850506882E-3,6.7610065574271946E-3,1.5642010860590053E-5,2.6526072469491103E-4,1.6910372001860716E-2,null,4.0641200933718329E-3,1.4159373662154392E-3,3.2927017058885038E-3,2.5616404048201032E-3,2.2686102048013613E-6,1.0636418500399251E-4,1.1443032365504672E-2]
[2004,2,20,21,4.3160760849364635E-3,1.8475146841382651E-3,3.1833867885106212E-3,6.7661807431519611E-3,1.5642010860590053E-5,2.6526072469491103E-4,1.639406103629281E-2,null,3.6091527408505476E-3,1.4953794467702345E-3,3.2163661938117258E-3,2.5636008234503804E-3,2.2686102048013613E-6,1.0636418500399251E-4,1.0993132000091681E-2]
[2004,2,20,22,4.0619529304480899E-3,1.8141575969762411E-3,2.9319086849472122E-3,6.8449441470536517E-3,1.5642010860590053E-5,2.6526072469491103E-4,1.5933866094980698E-2,null,3.3966520199442797E-3,1.4683802012570764E-3,2.9622828151583706E-3,2.5934430542102504E-3,2.2686102048013613E-6,1.0636418500399251E-4,1.0529390885778769E-2]
[2004,2,20,23,3.9974835413788623E-3,1.7505468083400995E-3,2.7595571795262525E-3,6.5106416172448518E-3,1.5642010860590053E-5,2.6526072469491103E-4,1.5299131882045567E-2,null,3.3427419711682077E-3,1.4168935923894994E-3,2.788145774227856E-3,2.4667810164621792E-3,2.2686102048013613E-6,1.0636418500399251E-4,1.0123195149456537E-2]
[2004,2,20,24,4.0126006097375953E-3,1.3291767216754389E-3,2.698831424096972E-3,6.7678452814092334E-3,1.5642010860590053E-5,2.6526072469491103E-4,1.5089356772474742E-2,null,3.3553830385699077E-3,1.0758364021588155E-3,2.7267909091635962E-3,2.5642314911503714E-3,2.2686102048013613E-6,1.0636418500399251E-4,9.8308746362514837E-3]
[2004,2,21,1,4.4288411163315939E-3,1.3382443337481575E-3,2.66763206844166E-3,6.6862990701962912E-3,1.5642010860590053E-5,2.6526072469491103E-4,1.5401919324273204E-2,null,3.7034481643145258E-3,1.083175732579972E-3,2.6952683329059361E-3,2.5333348979095925E-3,2.2686102048013613E-6,1.0636418500399251E-4,1.012385992291882E-2]
[2004,2,21,2,3.8694297620668165E-3,1.3799504741479052E-3,2.5324459725604431E-3,6.8152011878877573E-3,1.5642010860590053E-5,2.6526072469491103E-4,1.4877930132218425E-2,null,3.235661919870376E-3,1.1169327065804174E-3,2.5586817295327512E-3,2.5821739088084357E-3,2.2686102048013613E-6,1.0636418500399251E-4,9.6020830600007743E-3]
[2004,2,21,3,3.8620255642008313E-3,1.395187072304219E-3,2.5089936992436545E-3,6.5190041026633137E-3,1.5642010860590053E-5,2.6526072469491103E-4,1.456611317396752E-2,null,3.2294704439797895E-3,1.1292652178818234E-3,2.5349864942140663E-3,2.4699494323408948E-3,2.2686102048013613E-6,1.0636418500399251E-4,9.4723043836253684E-3]
[2004,2,21,4,3.6344611087540859E-3,1.4203046974752404E-3,2.5044957794125048E-3,6.4169492927550545E-3,1.5642010860590053E-5,2.6526072469491103E-4,1.4257113613952387E-2,null,3.0391784143832183E-3,1.1495954381257527E-3,2.5304419766142578E-3,2.4312824494964478E-3,2.2686102048013613E-6,1.0636418500399251E-4,9.2591310738284697E-3]
[2004,2,21,5,3.8040135458685463E-3,1.4213373217121798E-3,2.5473601194497143E-3,6.124204389947467E-3,1.5642010860590053E-5,2.6526072469491103E-4,1.4177818112533408E-2,null,3.1809601232982393E-3,1.1504312447763916E-3,2.5737503847264348E-3,2.3203659513437794E-3,2.2686102048013613E-6,1.0636418500399251E-4,9.3341404993536395E-3]
[2004,2,21,6,4.0010243112509943E-3,1.3590385405876492E-3,2.6218227539420197E-3,6.3394198487106181E-3,1.5642010860590053E-5,2.6526072469491103E-4,1.4602208190046782E-2,null,3.3457028038869187E-3,1.1000065755424834E-3,2.6489844408416397E-3,2.4019077469664973E-3,2.2686102048013613E-6,1.0636418500399251E-4,9.6052343624463323E-3]
[2004,2,21,7,4.1457722205675883E-3,1.3593802264249741E-3,2.8800366551724717E-3,6.3254639740720009E-3,1.5642010860590053E-5,2.6526072469491103E-4,1.4991555811792536E-2,null,3.4667426797745705E-3,1.1002831362555184E-3,2.9098733990063587E-3,2.3966200827621764E-3,2.2686102048013613E-6,1.0636418500399251E-4,9.9821520930074171E-3]
[2004,2,21,8,4.3151237932284349E-3,1.4315231638646511E-3,3.3100002875756122E-3,5.7900522601719547E-3,7.8210054302950264E-6,1.3263036234745552E-4,1.4987150872618404E-2,null,3.6083564235103332E-3,1.158675671266542E-3,3.3442913895631913E-3,2.1937608978330235E-3,1.1343051024006806E-6,5.3182092501996257E-5,1.0359400779777489E-2]
[2004,2,21,9,4.6486368342896628E-3,1.6310294160024798E-3,3.3936145991705809E-3,4.8210308061353135E-3,0,0,1.4494311655598037E-2,null,3.8872438857718451E-3,1.320156146366648E-3,3.4287719327706725E-3,1.8266137151297449E-3,0,0,1.0462785680038911E-2]
[2004,2,21,10,5.4633045845857535E-3,1.6359075598269426E-3,3.3823252531684244E-3,4.6521124937975999E-3,0,0,1.513364989137872E-2,null,4.568478480807249E-3,1.3241045187807451E-3,3.4173656308526552E-3,1.7626131894206008E-3,0,0,1.107256181986125E-2]
[2004,2,21,11,5.6213573216639147E-3,1.7258924720618761E-3,3.3476636955752244E-3,4.599229325428637E-3,0,0,1.5294142814729652E-2,null,4.7006440075493417E-3,1.3969383584415684E-3,3.3823449847690591E-3,1.7425765780553857E-3,0,0,1.1222503928815354E-2]
[2004,2,21,12,5.1746750248198286E-3,1.6825326908519521E-3,3.3020370869526593E-3,4.6250121736837093E-3,0,0,1.478425697630815E-2,null,4.3271231047156784E-3,1.3618429266193215E-3,3.3362456913870707E-3,1.7523452989226928E-3,0,0,1.0777557021644764E-2]
[2004,2,21,13,4.8617181356817247E-3,1.6681486732737921E-3,3.3248250431734488E-3,4.2261652246102632E-3,0,0,1.4080857076739228E-2,null,4.0654249344394527E-3,1.3502004945276952E-3,3.3592697273851909E-3,1.601228382912104E-3,0,0,1.0376123539264443E-2]
[2004,2,21,14,4.7472476715375101E-3,1.6439706687997324E-3,3.2694584240015342E-3,4.26521388457346E-3,0,0,1.3925890648912236E-2,null,3.9697034083860938E-3,1.3306308038157149E-3,3.3033295184187804E-3,1.6160233138541426E-3,0,0,1.0219687044474731E-2]
[2004,2,21,15,4.8400195204250946E-3,1.6009611999937559E-3,3.2292681632351103E-3,4.0349107111224223E-3,0,0,1.3705159594776382E-2,null,4.0472803014012515E-3,1.2958189150544836E-3,3.2627228926338935E-3,1.5287650174067909E-3,0,0,1.013458712649642E-2]
[2004,2,21,16,4.6704670289680495E-3,1.637469562749723E-3,3.1770409193469244E-3,4.1362634746339565E-3,0,0,1.3621240985698653E-2,null,3.9054985470443329E-3,1.3253688048438408E-3,3.209954582403985E-3,1.5671660057723638E-3,0,0,1.0007987940064522E-2]
[2004,2,21,17,5.0691512622942948E-3,1.6246481988682511E-3,3.1385958819953983E-3,3.9380970170502291E-3,0,0,1.3770492360208173E-2,null,4.2388829140311115E-3,1.3149911855520851E-3,3.1711112602844224E-3,1.4920838119725521E-3,0,0,1.0217069171840171E-2]
[2004,2,21,18,5.8247818827148485E-3,1.6746279849533395E-3,3.0643992073856484E-3,3.7356064839634217E-3,0,0,1.4299415559017257E-2,null,4.8707499782563212E-3,1.355444853123596E-3,3.0961459193559011E-3,1.415363293105593E-3,0,0,1.0737704043841412E-2]
[2004,2,21,19,6.0003877180980353E-3,1.5451632359382717E-3,2.96001479186814E-3,3.936240088536918E-3,1.5642010860590053E-5,2.6526072469491103E-4,1.4722708569996867E-2,null,5.0175936088157E-3,1.2506560108910918E-3,2.9906800970929434E-3,1.4913802505918381E-3,2.2686102048013613E-6,1.0636418500399251E-4,1.0858942762600366E-2]
[2004,2,21,20,5.8819451363568698E-3,1.5311034208296205E-3,2.9404010048418136E-3,4.1558921565824124E-3,1.5642010860590053E-5,2.6526072469491103E-4,1.4790244454166216E-2,null,4.9185505520872794E-3,1.2392759884645459E-3,2.9708631142017082E-3,1.5746030085833271E-3,2.2686102048013613E-6,1.0636418500399251E-4,1.0811925458545655E-2]
[2004,2,21,21,5.6390525318711204E-3,1.6046119695138576E-3,2.7766514532381551E-3,4.2109012150785621E-3,1.5642010860590053E-5,2.6526072469491103E-4,1.4512119905257196E-2,null,4.7154409469828606E-3,1.2987738500014833E-3,2.8054171420280761E-3,1.5954450867085215E-3,2.2686102048013613E-6,1.0636418500399251E-4,1.0523709820929735E-2]
[2004,2,21,22,5.1378133053481215E-3,1.6248522976908548E-3,2.6121827448427554E-3,4.2873002364282823E-3,1.5642010860590053E-5,2.6526072469491103E-4,1.3943051319865516E-2,null,4.296298908560264E-3,1.3151563832563588E-3,2.6392445627071897E-3,1.6243914896317913E-3,2.2686102048013613E-6,1.0636418500399251E-4,9.9837241393643979E-3]
[2004,2,21,23,5.4786292135998015E-3,1.4826411662496506E-3,2.4984648929944021E-3,4.2341418044201601E-3,1.5642010860590053E-5,2.6526072469491103E-4,1.3974779812819516E-2,null,4.5812931128295167E-3,1.2000506117651256E-3,2.5243486111256801E-3,1.6042505851477842E-3,2.2686102048013613E-6,1.0636418500399251E-4,1.0018575716076901E-2]
[2004,2,21,24,5.3178884805086812E-3,1.4387152885233108E-3,2.4911936390555824E-3,4.288665045613157E-3,1.5642010860590053E-5,2.6526072469491103E-4,1.3817365189256234E-2,null,4.4468798527327168E-3,1.1644969810972597E-3,2.5170020280966096E-3,1.6249085946402171E-3,2.2686102048013613E-6,1.0636418500399251E-4,9.8619202517755966E-3]
[2004,2,22,1,4.0020431810604421E-3,1.7008924673407419E-3,2.45487686887811E-3,4.3534889926033571E-3,1.5642010860590053E-5,2.6526072469491103E-4,1.2792204245438154E-2,null,3.3465547946055652E-3,1.3767033402573528E-3,2.4803090216768959E-3,1.6494693816176524E-3,2.2686102048013613E-6,1.0636418500399251E-4,8.9616693333662602E-3]
[2004,2,22,2,3.8183260913291555E-3,1.689375794293224E-3,2.4314311826241185E-3,4.8181798335554527E-3,1.5642010860590053E-5,2.6526072469491103E-4,1.3038215637357452E-2,null,3.1929284393476228E-3,1.3673817384761667E-3,2.4566204416619814E-3,1.8255335258869783E-3,2.2686102048013613E-6,1.0636418500399251E-4,8.9510969405815436E-3]
[2004,2,22,3,3.5025048532515745E-3,1.7164580580633919E-3,2.4292481655129286E-3,4.8994053235903046E-3,1.5642010860590053E-5,2.6526072469491103E-4,1.2828519135973701E-2,null,2.9288350673598827E-3,1.3893021383309635E-3,2.4544148088239347E-3,1.8563086028532945E-3,2.2686102048013613E-6,1.0636418500399251E-4,8.7374934125768692E-3]
[2004,2,22,4,3.7248539452459798E-3,1.6072719906972453E-3,2.4378554544307769E-3,4.9866906215832018E-3,1.5642010860590053E-5,2.6526072469491103E-4,1.3037574747512704E-2,null,3.114765949718054E-3,1.3009268726755449E-3,2.4631112679521987E-3,1.8893796469628057E-3,2.2686102048013613E-6,1.0636418500399251E-4,8.8768165325173974E-3]
[2004,2,22,5,3.6052521529777275E-3,1.6127667527872206E-3,2.4801186454009999E-3,5.0924550604999012E-3,1.5642010860590053E-5,2.6526072469491103E-4,1.3071495347221351E-2,null,3.0147535477397522E-3,1.3053743362680054E-3,2.5058122991840435E-3,1.9294521506382412E-3,2.2686102048013613E-6,1.0636418500399251E-4,8.8640251290388362E-3]
[2004,2,22,6,3.7897949247357029E-3,1.5758613467998916E-3,2.5401692345012315E-3,5.4960011142811439E-3,1.5642010860590053E-5,2.6526072469491103E-4,1.3682729355873471E-2,null,3.1690703478580379E-3,1.2755030794590757E-3,2.5664850032982764E-3,2.0823494844584753E-3,2.2686102048013613E-6,1.0636418500399251E-4,9.202040710282659E-3]
[2004,2,22,7,3.9635260285857217E-3,1.5324177054357963E-3,2.7038723908021011E-3,5.5403365057711072E-3,1.5642010860590053E-5,2.6526072469491103E-4,1.4021055366150227E-2,null,3.3143463062267182E-3,1.2403397711798633E-3,2.7318840995208048E-3,2.0991474758876427E-3,2.2686102048013613E-6,1.0636418500399251E-4,9.4943504480238233E-3]
[2004,2,22,8,4.3985294805207378E-3,1.44556970108998E-3,3.0213831886551868E-3,5.8947427925339609E-3,9.1192926450341841E-6,1.5464700781031741E-4,1.4923991463255216E-2,null,3.678101223872899E-3,1.1700449465666986E-3,3.0526842611821679E-3,2.2334265149896934E-3,1.3225997948395585E-6,6.2010321987807061E-5,1.0197589868394107E-2]
[2004,2,22,9,4.4909499232568331E-3,1.5458623566707518E-3,3.1280980854581381E-3,5.9090662812782612E-3,0,0,1.5073976646663986E-2,null,3.7553842669999084E-3,1.2512218796136179E-3,3.1605047081639513E-3,2.2388534624706241E-3,0,0,1.0405964317248103E-2]
[2004,2,22,10,4.8168428972634111E-3,1.5036437330578144E-3,3.2154283170485959E-3,5.7728345674563633E-3,0,0,1.5308749514826185E-2,null,4.0278997410585849E-3,1.2170501014059866E-3,3.2487396677356446E-3,2.1872373814063777E-3,0,0,1.0680926891606594E-2]
[2004,2,22,11,4.8261172336089772E-3,1.5281428434710193E-3,3.2294335189383223E-3,6.011881861836663E-3,0,0,1.5595575457854982E-2,null,4.0356550483753384E-3,1.2368796954495918E-3,3.262889961397163E-3,2.2778086895017396E-3,0,0,1.0813233394723832E-2]
[2004,2,22,12,4.2867032757970729E-3,1.69441210625201E-3,3.1949618716021347E-3,5.9713227011401653E-3,0,0,1.5147399954791384E-2,null,3.5845908581298284E-3,1.3714581322690552E-3,3.2280611930120976E-3,2.2624414532857644E-3,0,0,1.0446551636696746E-2]
[2004,2,22,13,4.2732861017912346E-3,1.6191163714303607E-3,3.2096426278524349E-3,5.8571361216750769E-3,0,0,1.4959181222749108E-2,null,3.5733712620465599E-3,1.3105137212457273E-3,3.2428940396751157E-3,2.2191779313291641E-3,0,0,1.0345956954296567E-2]
[2004,2,22,14,3.8333370938729771E-3,1.6822012925544073E-3,3.1778140479412202E-3,5.4340183825520774E-3,0,0,1.4127370816920682E-2,null,3.2054808132881635E-3,1.3615746926468946E-3,3.2107357204934992E-3,2.0588651898272446E-3,0,0,9.8366564162558016E-3]
[2004,2,22,15,3.642762802935177E-3,1.6752551923760327E-3,3.2032198725629978E-3,5.6556235312312294E-3,0,0,1.4176861399105437E-2,null,3.0461203870727079E-3,1.3559525151718651E-3,3.2364047456130089E-3,2.1428279397448695E-3,0,0,9.7813055876024516E-3]
[2004,2,22,16,4.0975258777505219E-3,1.5564277270748721E-3,3.1575252552648921E-3,5.6025683260934765E-3,0,0,1.4414047186183762E-2,null,3.4263985299061391E-3,1.2597734964886985E-3,3.1902367389958952E-3,2.1227261463192169E-3,0,0,9.9991349117099504E-3]
[2004,2,22,17,4.9123996861516438E-3,1.5558807377462011E-3,3.0984273602003981E-3,5.5496659052882789E-3,0,0,1.5116373689386521E-2,null,4.1078054331121858E-3,1.2593307630118175E-3,3.130526598683413E-3,2.1026822405048494E-3,0,0,1.0600345035312264E-2]
[2004,2,22,18,5.1216888843725328E-3,1.6253714112714193E-3,3.0290912173297109E-3,5.4902737367434609E-3,0,0,1.5266425249717126E-2,null,4.2828154812495677E-3,1.3155765540867072E-3,3.0604721438670956E-3,2.0801794700398275E-3,0,0,1.0739043649243198E-2]
[2004,2,22,19,5.6306251072258057E-3,1.6153103912269434E-3,2.8974440145744648E-3,5.7456501388020416E-3,1.5642010860590053E-5,2.6526072469491103E-4,1.6169932387384758E-2,null,4.7083938370250213E-3,1.3074331586824808E-3,2.9274610960170304E-3,2.1769376234884738E-3,2.2686102048013613E-6,1.0636418500399251E-4,1.1228858510421798E-2]
[2004,2,22,20,5.3765812843326287E-3,1.6884015964544372E-3,2.8421052043698688E-3,5.7201472867164605E-3,1.5642010860590053E-5,2.6526072469491103E-4,1.5908138107428898E-2,null,4.4959594541161855E-3,1.3665932221857593E-3,2.8715489841146312E-3,2.1672749888222188E-3,2.2686102048013613E-6,1.0636418500399251E-4,1.1010009444447589E-2]
[2004,2,22,21,5.1791247656745561E-3,1.8018847298102553E-3,2.6679534034431385E-3,5.8833819213518577E-3,1.5642010860590053E-5,2.6526072469491103E-4,1.5813247555835307E-2,null,4.3308440294829607E-3,1.4584465355219557E-3,2.6955929968893936E-3,2.2291220573017975E-3,2.2686102048013613E-6,1.0636418500399251E-4,1.0822638414404902E-2]
[2004,2,22,22,5.4182292168571686E-3,1.5966415354793659E-3,2.5816186667609515E-3,5.9360318042816764E-3,1.5642010860590053E-5,2.6526072469491103E-4,1.5813423958934664E-2,null,4.5307859369824888E-3,1.2923225761148152E-3,2.6083638454025455E-3,2.2490702804364004E-3,2.2686102048013613E-6,1.0636418500399251E-4,1.0789175434145044E-2]
[2004,2,22,23,5.1557121952536863E-3,1.6215033817444709E-3,2.5632733175883272E-3,6.3930732708244939E-3,1.5642010860590053E-5,2.6526072469491103E-4,1.6014464900966478E-2,null,4.3112661673132572E-3,1.3124457687653463E-3,2.58982844118919E-3,2.4222361955157433E-3,2.2686102048013613E-6,1.0636418500399251E-4,1.0744409367992331E-2]
[2004,2,22,24,4.4342247293288669E-3,1.7697980904500643E-3,2.5532767277288582E-3,7.7139407474543275E-3,1.5642010860590053E-5,2.6526072469491103E-4,1.6752143030517617E-2,null,3.7079500037683296E-3,1.432475591189495E-3,2.5797282881718305E-3,2.9226923729810303E-3,2.2686102048013613E-6,1.0636418500399251E-4,1.0751479051319479E-2]
[2004,2,23,1,3.9449339098943624E-3,1.8070312066473535E-3,2.561165997290647E-3,7.6987065564705377E-3,1.5642010860590053E-5,2.6526072469491103E-4,1.6292740405858402E-2,null,3.2987993615453373E-3,1.4626120968306419E-3,2.5876992893721835E-3,2.9169203745622518E-3,2.2686102048013613E-6,1.0636418500399251E-4,1.0374663917519207E-2]
[2004,2,23,2,3.7069280152451523E-3,1.9309327489276228E-3,2.5404436539647772E-3,7.3751155719446859E-3,1.5642010860590053E-5,2.6526072469491103E-4,1.5834322725637739E-2,null,3.0997760797246629E-3,1.5628980763358429E-3,2.5667622657059293E-3,2.7943167750011273E-3,2.2686102048013613E-6,1.0636418500399251E-4,1.0132385991976356E-2]
[2004,2,23,3,3.3773928653588218E-3,1.9358811514713233E-3,2.5418145492359066E-3,7.6770397544714871E-3,1.5642010860590053E-5,2.6526072469491103E-4,1.5813031056093038E-2,null,2.8242149760708672E-3,1.5669033161976556E-3,2.5681473632445731E-3,2.9087111597105027E-3,2.2686102048013613E-6,1.0636418500399251E-4,9.976609610432393E-3]
[2004,2,23,4,3.5239750984807435E-3,1.9402567316231846E-3,2.5439944535004225E-3,6.9795298323866118E-3,1.5642010860590053E-5,2.6526072469491103E-4,1.5268658851546463E-2,null,2.9467887347398515E-3,1.5704449132864177E-3,2.5703498509873253E-3,2.6444354806383218E-3,2.2686102048013613E-6,1.0636418500399251E-4,9.8406517748607092E-3]
[2004,2,23,5,3.618502734844032E-3,1.9541305605597688E-3,2.6480612290610806E-3,7.7099500272367512E-3,1.5642010860590053E-5,2.6526072469491103E-4,1.6211547287257135E-2,null,3.0258338375491801E-3,1.5816743983984407E-3,2.6754947425915573E-3,2.9211803510554718E-3,2.2686102048013613E-6,1.0636418500399251E-4,1.0312816124803443E-2]
[2004,2,23,6,3.8391843112612935E-3,1.9400614136689804E-3,2.749500183221201E-3,7.1608815471861488E-3,1.5642010860590053E-5,2.6526072469491103E-4,1.5970530190893124E-2,null,3.2103703240956875E-3,1.5702868228220715E-3,2.7779845889632812E-3,2.7131468294837942E-3,2.2686102048013613E-6,1.0636418500399251E-4,1.0380421360573627E-2]
[2004,2,23,7,4.3610944088039458E-3,1.8592728651729323E-3,3.126432707266414E-3,7.5432478814856452E-3,1.5642010860590053E-5,2.6526072469491103E-4,1.717095059828444E-2,null,3.6467975839388996E-3,1.5048965252549699E-3,3.1588220769062274E-3,2.8580194964550371E-3,2.2686102048013613E-6,1.0636418500399251E-4,1.1277168477763928E-2]
[2004,2,23,8,4.5492694265142353E-3,2.0297504152020462E-3,3.8851765646901611E-3,7.1476805855708514E-3,6.5227188421762343E-6,1.1061372751096216E-4,1.7729013438330433E-2,null,3.8041517101321336E-3,1.6428811521907972E-3,3.9254264058516926E-3,2.7081451901022915E-3,9.4601050084253224E-7,4.4353867277144293E-5,1.2125904336054904E-2]
[2004,2,23,9,5.0582662144583344E-3,2.0646639081305096E-3,4.187848080744197E-3,7.8307945775336896E-3,0,0,{"$f":"SUM(E1283:J1283)","v":1.9141572780866731E-2},null,4.2297807111370163E-3,1.6711401534254932E-3,4.2312335530005967E-3,2.9669664747803319E-3,0,0,{"$f":"SUM(M1283:R1283)","v":1.3099120892343438E-2}]
[2004,2,23,10,4.7641975530757809E-3,2.1580207072971849E-3,4.2426110315959128E-3,7.9521148775228857E-3,0,0,1.9116944169491765E-2,null,{"$f":"E1284*V$5","v":3.9838770953663687E-3},{"$f":"F1284*W$5","v":1.7467032003060747E-3},{"$f":"G1284*X$5","v":4.2865638397343803E-3},{"$f":"H1284*Y$5","v":3.0129328526765078E-3},{"$f":"I1284*Z$5","v":0},{"$f":"J1284*AA$5","v":0},1.3030076988083332E-2]
[2004,2,23,11,4.772019502339039E-3,2.152886156911222E-3,4.23282783007339E-3,7.4342166797075546E-3,0,0,1.8591950169031205E-2,null,3.9904178998069603E-3,1.7425472922737897E-3,4.2766792857248399E-3,2.81670926705524E-3,0,0,1.282635374486083E-2]
[2004,2,23,12,4.5431837296030075E-3,2.158894356372963E-3,4.1814658167850759E-3,7.9837455627174564E-3,0,0,1.8867289465478502E-2,null,3.7990627799893584E-3,1.7474103323699358E-3,4.2247851697528593E-3,3.0249172281594078E-3,0,0,1.2796175510271563E-2]
[2004,2,23,13,4.0283431974635908E-3,2.1160018372508834E-3,4.0969660235860043E-3,7.0904299341215055E-3,0,0,1.7331740992421983E-2,null,3.3685471725011084E-3,1.7126931027500402E-3,4.1394099714858806E-3,2.6864538072128887E-3,0,0,1.1907104053949919E-2]
[2004,2,23,14,3.9532365749199759E-3,2.1059064439475908E-3,4.1615485625893268E-3,8.0183241573597124E-3,0,0,1.8239015738816606E-2,null,3.3057421460662454E-3,1.7045218856103794E-3,4.2046615758182578E-3,3.0380185207591307E-3,0,0,1.2252944128254013E-2]
[2004,2,23,15,3.8818647150236749E-3,2.1476474783658312E-3,4.0753666398459041E-3,7.0902694063636378E-3,0,0,1.7195148239599049E-2,null,3.2460601713523709E-3,1.73830710284944E-3,4.1175868213994505E-3,2.6863929857379861E-3,0,0,1.1788347081339249E-2]
[2004,2,23,16,4.4805638494243814E-3,2.1373787867245463E-3,3.945939282509644E-3,6.2983739218003534E-3,0,0,1.6862255840458924E-2,null,3.7466993119385518E-3,1.7299956179354454E-3,3.9868186162309227E-3,2.3863560825902628E-3,0,0,1.1849869628695182E-2]
[2004,2,23,17,5.0153127776518249E-3,2.1695454043341804E-3,3.7265007623634612E-3,6.1739551481670507E-3,0,0,1.7085314092516516E-2,null,4.1938625504910022E-3,1.7560312967089542E-3,3.765106746229581E-3,2.3392157411410873E-3,0,0,1.2054216334570624E-2]
[2004,2,23,18,5.1228670794012431E-3,2.2158883373031824E-3,3.5085276243644928E-3,6.2710718924987915E-3,0,0,1.7118354933567712E-2,null,4.2838007015592759E-3,1.7935412932788704E-3,3.544875439512703E-3,2.3760117676131336E-3,0,0,1.1998229201963983E-2]
[2004,2,23,19,5.6759491933080723E-3,2.0596685963853128E-3,3.4440324821732897E-3,6.4358231777523756E-3,1.5642010860590053E-5,2.6526072469491103E-4,1.7896376185174551E-2,null,4.7462943620137426E-3,1.667096945229039E-3,3.4797121374101903E-3,2.4384334714625411E-3,2.2686102048013613E-6,1.0636418500399251E-4,1.2440169711324306E-2]
[2004,2,23,20,5.502601090333575E-3,2.1563456113363427E-3,3.4357237862160631E-3,7.2712244552229537E-3,1.5642010860590053E-5,2.6526072469491103E-4,1.8646797678664437E-2,null,4.6013386734068632E-3,1.7453473766729979E-3,3.4713173646204257E-3,2.7549540440178367E-3,2.2686102048013613E-6,1.0636418500399251E-4,1.2681590253926917E-2]
[2004,2,23,21,5.4352437547067478E-3,2.0991303997086896E-3,3.3895977696304013E-3,8.3779260723628578E-3,1.5642010860590053E-5,2.6526072469491103E-4,1.9582800731964198E-2,null,4.5450136903180784E-3,1.6990373515104597E-3,3.424713489484432E-3,3.1742661027276474E-3,2.2686102048013613E-6,1.0636418500399251E-4,1.2951663429249411E-2]
[2004,2,23,22,5.1108510272052342E-3,2.0362261979050343E-3,3.0978111494573265E-3,7.9207936907421759E-3,1.5642010860590053E-5,2.6526072469491103E-4,1.8446584800865275E-2,null,4.2737527397384021E-3,1.6481226544310436E-3,3.1299040040903107E-3,3.0010657413369625E-3,2.2686102048013613E-6,1.0636418500399251E-4,1.2161477934805513E-2]
[2004,2,23,23,4.855088328974389E-3,2.0110641193301295E-3,2.9048261172119694E-3,8.0481142956998902E-3,1.5642010860590053E-5,2.6526072469491103E-4,1.8099995596771879E-2,null,4.0598810133921385E-3,1.6277564535764719E-3,2.934919676120527E-3,3.049305541617519E-3,2.2686102048013613E-6,1.0636418500399251E-4,1.178049547991545E-2]
[2004,2,23,24,4.4474413828416628E-3,2.0036305161156699E-3,2.7634223168417149E-3,7.5759668049321998E-3,1.5642010860590053E-5,2.6526072469491103E-4,1.7071363756286751E-2,null,3.7190019222961474E-3,1.6217396908639564E-3,2.792050953780891E-3,2.8704161885142747E-3,2.2686102048013613E-6,1.0636418500399251E-4,1.1111841550664062E-2]
[2004,2,24,1,3.870806261878656E-3,1.7101809894134018E-3,2.7084385956589064E-3,8.1655130076848364E-3,1.5642010860590053E-5,2.6526072469491103E-4,1.6735841590191303E-2,null,3.236812964933279E-3,1.3842214753593783E-3,2.7364976095687996E-3,3.0937860907103328E-3,2.2686102048013613E-6,1.0636418500399251E-4,1.0559950935780583E-2]
[2004,2,24,2,3.5077780026453861E-3,1.7135114714741369E-3,2.6711780548229957E-3,7.5673372797665662E-3,1.5642010860590053E-5,2.6526072469491103E-4,1.5740707544264584E-2,null,2.9332445358708783E-3,1.3869171694527562E-3,2.6988510551694727E-3,2.8671465954217472E-3,2.2686102048013613E-6,1.0636418500399251E-4,9.9947921511236472E-3]
[2004,2,24,3,3.4994185594952212E-3,1.7351971500944533E-3,2.6467944418840862E-3,8.243026818749619E-3,1.5642010860590053E-5,2.6526072469491103E-4,1.6405339705778881E-2,null,2.9262542728255396E-3,1.4044695701868326E-3,2.6742148316911464E-3,3.1231548701470295E-3,2.2686102048013613E-6,1.0636418500399251E-4,1.0236726340059342E-2]
[2004,2,24,4,3.6368475849711279E-3,1.6945130363010539E-3,2.6150954153798451E-3,7.4701842086189124E-3,1.5642010860590053E-5,2.6526072469491103E-4,1.5697542980826439E-2,null,3.0411740133972792E-3,1.3715398251087374E-3,2.6421874080701908E-3,2.8303368052832061E-3,2.2686102048013613E-6,1.0636418500399251E-4,9.9938708470682074E-3]
[2004,2,24,5,3.7193081390642421E-3,1.7896041925537733E-3,2.6288878482283056E-3,6.3706112691806144E-3,1.5642010860590053E-5,2.6526072469491103E-4,1.4789314184582437E-2,null,3.1101284824475162E-3,1.448506661611181E-3,2.6561227284353801E-3,2.4137256918658262E-3,2.2686102048013613E-6,1.0636418500399251E-4,9.7371163595686965E-3]
[2004,2,24,6,3.9544017269834992E-3,1.6598731142484623E-3,2.7161885183843476E-3,6.4764462636765635E-3,1.5642010860590053E-5,2.6526072469491103E-4,1.5087812358848374E-2,null,3.3067164596976128E-3,1.3435022522981432E-3,2.7443278203206716E-3,2.4538249279547055E-3,2.2686102048013613E-6,1.0636418500399251E-4,9.9570042554799256E-3]
[2004,2,24,7,4.5295297973758971E-3,1.6731635169210026E-3,3.0439336037576502E-3,6.5280119722094434E-3,1.5642010860590053E-5,2.6526072469491103E-4,1.6055541625819496E-2,null,3.787645203943178E-3,1.3542595118568605E-3,3.0754682951719295E-3,2.4733623742445475E-3,2.2686102048013613E-6,1.0636418500399251E-4,1.0799368180425309E-2]
[2004,2,24,8,4.4042490872787934E-3,1.8306096030715052E-3,3.822863318796596E-3,6.9020609563145048E-3,5.2087899298866692E-6,8.8331826636589629E-5,1.7053323582027873E-2,null,3.6828840251954867E-3,1.4816964644425415E-3,3.862467604162216E-3,2.6150837263726333E-3,7.5544724363921782E-7,3.5419275736808922E-5,1.1678306543153326E-2]
[2004,2,24,9,4.5566433306590808E-3,1.9401399709419972E-3,4.1417370357755973E-3,8.3637904175301401E-3,0,0,1.9002310754906816E-2,null,3.8103178540627334E-3,1.5703504071239837E-3,4.184644804585351E-3,3.1689103225992729E-3,0,0,1.273422338837134E-2]
[2004,2,24,10,4.4865557513656769E-3,1.9397548631995491E-3,4.1380208873688625E-3,7.794623557685623E-3,0,0,1.8358955059619712E-2,null,3.7517098096426608E-3,1.5700387006959951E-3,4.1808901574435882E-3,2.9532618369961E-3,0,0,1.2455900504778343E-2]
[2004,2,24,11,4.1893039685125949E-3,1.9609588300103882E-3,4.1259167877868465E-3,7.1653468378971765E-3,0,0,1.7441526424207009E-2,null,3.5031444308831934E-3,1.5872012036147291E-3,4.168660661221942E-3,2.7148386588005504E-3,0,0,1.1973844954520415E-2]
[2004,2,24,12,3.8951694153022002E-3,2.0374183633086814E-3,4.0683222078890836E-3,7.4289840679988024E-3,0,0,1.7429894054498768E-2,null,3.2571857156040176E-3,1.6490875937936749E-3,4.1104694101937811E-3,2.8147267117268255E-3,0,0,1.1831469431318299E-2]
[2004,2,24,13,3.760828440736436E-3,1.9403704010449124E-3,3.9486708126317757E-3,7.1788498888386695E-3,0,0,1.6828719543251793E-2,null,3.1448482389189419E-3,1.5705369173816693E-3,3.9895784445916835E-3,2.7199547551371344E-3,0,0,1.1424918356029427E-2]
[2004,2,24,14,3.7219708182766329E-3,1.9779218873240811E-3,4.0187743353236006E-3,8.1149222369113049E-3,0,0,1.7833589277835619E-2,null,3.1123550456007808E-3,1.6009311119499982E-3,4.060408229167937E-3,3.0746180331994127E-3,0,0,1.1848312419918128E-2]
[2004,2,24,15,3.4997859159132489E-3,1.8965762451268039E-3,3.9793738382168497E-3,7.9487621022884675E-3,0,0,1.732449810154537E-2,null,2.9265614605110445E-3,1.535089902421062E-3,4.0205995488747015E-3,3.0116625381995409E-3,0,0,1.1493913450006348E-2]
[2004,2,24,16,3.7296730759501079E-3,1.9487949014528128E-3,3.8233100434592491E-3,7.669584485942231E-3,0,0,1.71713625068044E-2,null,3.1187957625496729E-3,1.5773557128518432E-3,3.8629189568247591E-3,2.9058864742245306E-3,0,0,1.1464956906450805E-2]
[2004,2,24,17,4.3838659277183004E-3,2.1226091278158561E-3,3.6541214709942421E-3,6.9027554535058986E-3,0,0,1.7063351980034298E-2,null,3.6658393914246181E-3,1.7180410475293303E-3,3.6919776163568891E-3,2.6153468605748264E-3,0,0,1.1691204915885664E-2]
[2004,2,24,18,4.8626888595804533E-3,2.1131588095888148E-3,3.465288916736343E-3,6.5656088617041253E-3,0,0,1.7006745447609738E-2,null,4.0662366649907127E-3,1.710391954526994E-3,3.5011887854180064E-3,2.4876072518980582E-3,0,0,1.1765424656833771E-2]
[2004,2,24,19,4.9229212594710369E-3,2.0163337566754167E-3,3.4247312099772607E-3,6.3217369844371842E-3,1.434372427247126E-5,2.4324408985841768E-4,1.6943311024691793E-2,null,4.1166036944116748E-3,1.632021701071244E-3,3.4602109069555927E-3,2.3952079842594165E-3,2.0803156032432126E-6,9.7535959779140557E-5,1.1703660562080312E-2]
[2004,2,24,20,5.6288988345156495E-3,1.8632334379682809E-3,3.3972245796631555E-3,7.8103797166026046E-3,1.5642010860590053E-5,2.6526072469491103E-4,1.8980639304305193E-2,null,4.7069503078191622E-3,1.5081022151509419E-3,3.4324193121147545E-3,2.9592316009600422E-3,2.2686102048013613E-6,1.0636418500399251E-4,1.2715336231253694E-2]
[2004,2,24,21,4.9422137491293558E-3,1.8726283149198351E-3,3.3315989349880226E-3,8.020927957201605E-3,1.5642010860590053E-5,2.6526072469491103E-4,1.8448271691794322E-2,null,4.1327362973959374E-3,1.5157064339530468E-3,3.3661137956936876E-3,3.0390050600893918E-3,2.2686102048013613E-6,1.0636418500399251E-4,1.2162194382340856E-2]
[2004,2,24,22,5.1706336494781648E-3,1.8134623980975175E-3,3.1548301374811037E-3,7.5552133937527117E-3,1.5642010860590053E-5,2.6526072469491103E-4,1.7975042314364999E-2,null,4.3237436599134708E-3,1.4678175068852338E-3,3.1875137001997917E-3,2.8625530432616168E-3,2.2686102048013613E-6,1.0636418500399251E-4,1.1950260705468908E-2]
[2004,2,24,23,4.9679805707131975E-3,1.743113403939129E-3,2.9595177970306568E-3,7.8289052639759511E-3,1.5642010860590053E-5,2.6526072469491103E-4,1.7780419771214435E-2,null,4.1542828116167821E-3,1.4108769905967363E-3,2.9901779534641675E-3,2.966250643209135E-3,2.2686102048013613E-6,1.0636418500399251E-4,1.1630221194095614E-2]
[2004,2,24,24,4.5930610479836265E-3,1.7321635042094985E-3,2.766774897107342E-3,7.3718846253756883E-3,1.5642010860590053E-5,2.6526072469491103E-4,1.6744786810231657E-2,null,3.8407707704874771E-3,1.402014135464669E-3,2.7954382662706335E-3,2.7930926195138257E-3,2.2686102048013613E-6,1.0636418500399251E-4,1.09399485869454E-2]
[2004,2,25,1,3.2974203641269869E-3,1.7101809894134018E-3,2.6135832082801024E-3,7.5760345197909747E-3,1.5642010860590053E-5,2.6526072469491103E-4,1.5478121817166967E-2,null,2.7573410455994122E-3,1.3842214753593783E-3,2.6406595347337777E-3,2.8704418446228396E-3,2.2686102048013613E-6,1.0636418500399251E-4,9.7612966955242016E-3]
[2004,2,25,2,3.0616786282782731E-3,1.7135114714741369E-3,2.5779014604477794E-3,7.6362999927652008E-3,1.5642010860590053E-5,2.6526072469491103E-4,1.5270294288520891E-2,null,2.5602110795543915E-3,1.3869171694527562E-3,2.604608129394594E-3,2.8932754965761542E-3,2.2686102048013613E-6,1.0636418500399251E-4,9.5536446701866892E-3]
[2004,2,25,3,2.7106384396050204E-3,1.7351971500944533E-3,2.5523285925754921E-3,8.2810779613187169E-3,1.5642010860590053E-5,2.6526072469491103E-4,1.5560144879149184E-2,null,2.2666672137452199E-3,1.4044695701868326E-3,2.5787703304817823E-3,3.1375718572371385E-3,2.2686102048013613E-6,1.0636418500399251E-4,9.4961117668597664E-3]
[2004,2,25,4,2.688667299314365E-3,1.6945130363010539E-3,2.5444587127171079E-3,7.6387707592115491E-3,1.5642010860590053E-5,2.6526072469491103E-4,1.4847312543099577E-2,null,2.2482946921216123E-3,1.3715398251087374E-3,2.5708189198592269E-3,2.8942116316184856E-3,2.2686102048013613E-6,1.0636418500399251E-4,9.1934978639168548E-3]
[2004,2,25,5,2.8212626621768998E-3,1.7896041925537733E-3,2.5447632016029433E-3,6.7264371355875378E-3,1.5642010860590053E-5,2.6526072469491103E-4,1.4162969927476655E-2,null,2.3591724681111511E-3,1.448506661611181E-3,2.5711265632038329E-3,2.5485425876528569E-3,2.2686102048013613E-6,1.0636418500399251E-4,9.0359810757878172E-3]
[2004,2,25,6,3.1099068744290907E-3,1.6598731142484623E-3,2.6207511434700572E-3,6.6847355567073588E-3,1.5642010860590053E-5,2.6526072469491103E-4,1.4356169424410471E-2,null,2.6005400967812043E-3,1.3435022522981432E-3,2.6479017286473836E-3,2.5327425069256895E-3,2.2686102048013613E-6,1.0636418500399251E-4,9.2333193798612139E-3]
[2004,2,25,7,3.5404892774874791E-3,1.6731635169210026E-3,2.9638207507885783E-3,6.5445618833598583E-3,1.5642010860590053E-5,2.6526072469491103E-4,1.500293816411242E-2,null,2.9605980822240341E-3,1.3542595118568605E-3,2.9945254851717388E-3,2.4796328786049543E-3,2.2686102048013613E-6,1.0636418500399251E-4,9.8976487530663803E-3]
[2004,2,25,8,3.4334845468334979E-3,1.8306096030715052E-3,3.7119487532186546E-3,7.2088318088732841E-3,5.2087899298866692E-6,8.8331826636589629E-5,1.6278415328563417E-2,null,2.8711194888619627E-3,1.4816964644425415E-3,3.7504039804725827E-3,2.7313144391017037E-3,7.5544724363921782E-7,3.5419275736808922E-5,1.0870709095859238E-2]
[2004,2,25,9,3.8452342534601603E-3,1.9401399709419972E-3,4.0411040553021155E-3,8.9296629221128528E-3,0,0,1.8756141201817126E-2,null,3.2154293557344563E-3,1.5703504071239837E-3,4.0829692816656705E-3,3.3833106281460014E-3,0,0,1.2252059672670111E-2]
[2004,2,25,10,3.9030965566910513E-3,1.9397548631995491E-3,4.0633697051395854E-3,8.5901863647310575E-3,0,0,1.8496407489761245E-2,null,3.2638144829166549E-3,1.5700387006959951E-3,4.1054656002653947E-3,3.2546882316889037E-3,0,0,1.2194007015566947E-2]
[2004,2,25,11,3.5042812421466471E-3,1.9609588300103882E-3,4.0745913467651355E-3,8.2924210094418773E-3,0,0,1.7832252428364045E-2,null,2.9303205042991998E-3,1.5872012036147291E-3,4.1168034963997109E-3,3.1418695620447439E-3,0,0,1.1776194766358385E-2]
[2004,2,25,12,3.3037082586896182E-3,2.0374183633086814E-3,4.0144437169536817E-3,8.6889899166626566E-3,0,0,1.8044560255614638E-2,null,2.7625990557568567E-3,1.6490875937936749E-3,4.0560327462471754E-3,3.2921233633690658E-3,0,0,1.1759842759166771E-2]
[2004,2,25,13,3.0997664879066564E-3,1.9403704010449124E-3,3.8947056981412749E-3,7.5860252346849014E-3,0,0,1.6520867821777745E-2,null,2.5920605882900406E-3,1.5705369173816693E-3,3.9350542596830592E-3,2.8742271713678943E-3,0,0,1.0971878936722664E-2]
[2004,2,25,14,3.1551064971859707E-3,1.9779218873240811E-3,3.9713108544132359E-3,8.5453244309293425E-3,0,0,1.7649663669852628E-2,null,2.6383365440977272E-3,1.6009311119499982E-3,4.0124530337792711E-3,3.2376907415535639E-3,0,0,1.1489411431380561E-2]
[2004,2,25,15,3.2978142999876177E-3,1.8965762451268039E-3,3.9104285456049289E-3,8.4308385968471615E-3,0,0,1.7535657687566514E-2,null,2.7576704593222324E-3,1.535089902421062E-3,3.9509399934666732E-3,3.1943138366691457E-3,0,0,1.1438014191879115E-2]
[2004,2,25,16,3.4400719302842904E-3,1.9487949014528128E-3,3.768854595800513E-3,8.6202863538568496E-3,0,0,1.7778007781394468E-2,null,2.8766279350914991E-3,1.5773557128518432E-3,3.8078993589704918E-3,3.2660926501988331E-3,0,0,1.1527975657112666E-2]
[2004,2,25,17,3.9120754149406887E-3,2.1226091278158561E-3,3.5952535372112781E-3,7.4719068445338981E-3,0,0,1.7101844924501723E-2,null,3.2713227080321682E-3,1.7180410475293303E-3,3.6324998196900072E-3,2.8309894852836088E-3,0,0,1.1452853060535116E-2]
[2004,2,25,18,4.2744101522962262E-3,2.1131588095888148E-3,3.4095139680056243E-3,6.8466858772530999E-3,0,0,1.6643768807143765E-2,null,3.5743112060793135E-3,1.710391954526994E-3,3.4448360166603664E-3,2.5941029687385538E-3,0,0,1.1323642146005229E-2]
[2004,2,25,19,4.3851484675474939E-3,2.0163337566754167E-3,3.3603498530808762E-3,7.0417432890696749E-3,1.434372427247126E-5,2.4324408985841768E-4,1.7061163180504352E-2,null,3.6669118660633154E-3,1.632021701071244E-3,3.3951625689463308E-3,2.6680071933720992E-3,2.0803156032432126E-6,9.7535959779140557E-5,1.1461719604835373E-2]
[2004,2,25,20,4.8666864390011569E-3,1.8632334379682809E-3,3.3193343660174865E-3,8.4837672227550572E-3,1.5642010860590053E-5,2.6526072469491103E-4,1.8813924201297485E-2,null,4.0695794871372813E-3,1.5081022151509419E-3,3.3537221676449452E-3,3.2143676711900325E-3,2.2686102048013613E-6,1.0636418500399251E-4,1.2254404336331995E-2]
[2004,2,25,21,4.6761413371387327E-3,1.8726283149198351E-3,3.2562425644416994E-3,8.6253298484057668E-3,1.5642010860590053E-5,2.6526072469491103E-4,1.8711244800461536E-2,null,3.9102434691642481E-3,1.5157064339530468E-3,3.2899767445542186E-3,3.2680035519718543E-3,2.2686102048013613E-6,1.0636418500399251E-4,1.209256299485216E-2]
[2004,2,25,22,4.4735924497490229E-3,1.8134623980975175E-3,3.0841330417160431E-3,8.1772834651612676E-3,1.5642010860590053E-5,2.6526072469491103E-4,1.7829374090279352E-2,null,3.7408697469006004E-3,1.4678175068852338E-3,3.1160841932231049E-3,3.0982457342854037E-3,2.2686102048013613E-6,1.0636418500399251E-4,1.1531649976503135E-2]
[2004,2,25,23,4.2037732114964827E-3,1.743113403939129E-3,2.9491975826296236E-3,8.1886639291286149E-3,1.5642010860590053E-5,2.6526072469491103E-4,1.7365650862749351E-2,null,3.5152437792138657E-3,1.4108769905967363E-3,2.9797508232039761E-3,3.1025576153754066E-3,2.2686102048013613E-6,1.0636418500399251E-4,1.1117062003598776E-2]
[2004,2,25,24,3.9185889819780386E-3,1.7321635042094985E-3,2.7378700015844972E-3,7.9375187956853919E-3,1.5642010860590053E-5,2.6526072469491103E-4,1.6607044019012928E-2,null,3.2767694281230423E-3,1.402014135464669E-3,2.7662339204051305E-3,3.0074026239051851E-3,2.2686102048013613E-6,1.0636418500399251E-4,1.0561052903106822E-2]
[2004,2,26,1,3.6285505441063567E-3,1.7101809894134018E-3,2.6955160896008079E-3,8.4610541306471936E-3,1.5642010860590053E-5,2.6526072469491103E-4,{"$f":"SUM(E1347:J1347)","v":1.6776204489323262E-2},null,3.0342359318647153E-3,1.3842214753593783E-3,2.7234412283038511E-3,3.2057620332620542E-3,2.2686102048013613E-6,1.0636418500399251E-4,{"$f":"SUM(M1347:R1347)","v":1.0456293463998793E-2}]
[2004,2,26,2,3.2900111995714143E-3,1.7135114714741369E-3,2.6551069300611257E-3,7.8949352320626179E-3,1.5642010860590053E-5,2.6526072469491103E-4,1.5834467568724794E-2,null,{"$f":"E1348*V$5","v":2.7511454165055496E-3},{"$f":"F1348*W$5","v":1.3869171694527562E-3},{"$f":"G1348*X$5","v":2.6826134359875468E-3},{"$f":"H1348*Y$5","v":2.9912683728538394E-3},{"$f":"I1348*Z$5","v":2.2686102048013613E-6},{"$f":"J1348*AA$5","v":1.0636418500399251E-4},9.9205771900084862E-3]
[2004,2,26,3,3.2661786017353818E-3,1.7351971500944533E-3,2.6310829035220851E-3,8.5435293656593546E-3,1.5642010860590053E-5,2.6526072469491103E-4,1.6456890756566776E-2,null,2.731216322553358E-3,1.4044695701868326E-3,2.6583405241697661E-3,3.2370106191951793E-3,2.2686102048013613E-6,1.0636418500399251E-4,1.013966983131393E-2]
[2004,2,26,4,3.3912639254924104E-3,1.6945130363010539E-3,2.5984407790480887E-3,7.6475641273108311E-3,1.5642010860590053E-5,2.6526072469491103E-4,1.5612684603707886E-2,null,2.8358141169836904E-3,1.3715398251087374E-3,2.625360232226833E-3,2.8975433022545437E-3,2.2686102048013613E-6,1.0636418500399251E-4,9.8388902717825976E-3]
[2004,2,26,5,3.4662424049532979E-3,1.7896041925537733E-3,2.6139715159152329E-3,6.6329747633269995E-3,1.5642010860590053E-5,2.6526072469491103E-4,1.4783695612304804E-2,null,2.8985119886907069E-3,1.448506661611181E-3,2.6410518651772351E-3,2.5131311460162673E-3,2.2686102048013613E-6,1.0636418500399251E-4,9.6098344567041843E-3]
[2004,2,26,6,3.6794673012149094E-3,1.6598731142484623E-3,2.6976847338820286E-3,6.2983112557754477E-3,1.5642010860590053E-5,2.6526072469491103E-4,1.4616239140676349E-2,null,3.0768131130490132E-3,1.3435022522981432E-3,2.7256323394115856E-3,2.3863323394064566E-3,2.2686102048013613E-6,1.0636418500399251E-4,9.6409128393739937E-3]
[2004,2,26,7,4.1963599376017083E-3,1.6731635169210026E-3,3.0282931843565912E-3,6.5450694835275467E-3,1.5642010860590053E-5,2.6526072469491103E-4,1.5723788857962349E-2,null,3.5090447138430348E-3,1.3542595118568605E-3,3.0596658433931622E-3,2.4798252004268602E-3,2.2686102048013613E-6,1.0636418500399251E-4,1.0511428064728712E-2]
[2004,2,26,8,4.095574203835094E-3,1.8306096030715052E-3,3.7676718060227982E-3,7.0851813791409299E-3,5.2087899298866692E-6,8.8331826636589629E-5,1.68725776086368E-2,null,3.4247665176054994E-3,1.4816964644425415E-3,3.8067043156697032E-3,2.6844652112263351E-3,7.5544724363921782E-7,3.5419275736808922E-5,1.1433807231924527E-2]
[2004,2,26,9,4.2583129724637139E-3,1.9401399709419972E-3,4.0814148601414097E-3,8.6190661231466559E-3,0,0,1.8898933926693777E-2,null,3.560850558127522E-3,1.5703504071239837E-3,4.1236977003417767E-3,3.2656303237295586E-3,0,0,1.2520528989322842E-2]
[2004,2,26,10,4.2205004677779165E-3,1.9397548631995491E-3,4.0950337338097036E-3,8.4953481367072928E-3,0,0,1.8750637201494461E-2,null,3.5292313043795475E-3,1.5700387006959951E-3,4.1374576634799626E-3,3.2187554996668741E-3,0,0,1.245548316822238E-2]
[2004,2,26,11,3.9334938733602606E-3,1.9609588300103882E-3,4.09269844950556E-3,8.2279422490630066E-3,0,0,1.8215093401939213E-2,null,3.2892330706829993E-3,1.5872012036147291E-3,4.13509818598389E-3,3.1174395609145449E-3,0,0,1.2128972021196163E-2]
[2004,2,26,12,3.6587502305195571E-3,2.0374183633086814E-3,4.0343552355015218E-3,8.4629932939251831E-3,0,0,1.819351712325494E-2,null,3.0594892589252448E-3,1.6490875937936749E-3,4.0761505451134238E-3,3.2064967521182259E-3,0,0,1.1991224149950568E-2]
[2004,2,26,13,3.5359334223631052E-3,1.9403704010449124E-3,3.9199000426470175E-3,7.5119263543559252E-3,0,0,1.6908130220410961E-2,null,2.9567884234771831E-3,1.5705369173816693E-3,3.9605096137845406E-3,2.8461522561625367E-3,0,0,1.1333987210805928E-2]
[2004,2,26,14,3.5212789859012761E-3,1.9779218873240811E-3,3.9905358432562746E-3,8.1850984101509133E-3,0,0,1.7674835126632545E-2,null,2.9445342142183561E-3,1.6009311119499982E-3,4.0318771905968869E-3,3.1012066955974334E-3,0,0,1.1678549212362676E-2]
[2004,2,26,15,3.3106867635586592E-3,1.8965762451268039E-3,3.9249760113044358E-3,8.1967063139533232E-3,0,0,1.7328945333943222E-2,null,2.7684345622399427E-3,1.535089902421062E-3,3.9656381687089666E-3,3.1056047501094282E-3,0,0,1.1374767383479398E-2]
[2004,2,26,16,3.5195060276917997E-3,1.9487949014528128E-3,3.7993632974176739E-3,8.3360409296688604E-3,0,0,1.7603705156231147E-2,null,2.943051646058013E-3,1.5773557128518432E-3,3.8387241261187009E-3,3.1583964725216641E-3,0,0,1.1517527957550223E-2]
[2004,2,26,17,4.134997444679156E-3,2.1226091278158561E-3,3.6260250613891799E-3,7.3092543074169273E-3,0,0,1.7192885941301118E-2,null,3.4577326875583751E-3,1.7180410475293303E-3,3.6635901322009065E-3,2.7693629645153921E-3,0,0,1.1608726831804004E-2]
[2004,2,26,18,4.6044942847332498E-3,2.1131588095888148E-3,3.4343936960919623E-3,6.4355689062189081E-3,0,0,1.6587615696632935E-2,null,3.8503313752913898E-3,1.710391954526994E-3,3.4699734949639577E-3,2.4383371319266463E-3,0,0,1.1469033956708986E-2]
[2004,2,26,19,4.6529107410881766E-3,2.0163337566754167E-3,3.4057992628849119E-3,6.5950363126889358E-3,1.434372427247126E-5,2.4324408985841768E-4,1.6927667887468328E-2,null,3.8908177760676697E-3,1.632021701071244E-3,3.4410828277568499E-3,2.4987568561490323E-3,2.0803156032432126E-6,9.7535959779140557E-5,1.1562295436427179E-2]
[2004,2,26,20,5.3076815625210877E-3,1.8632334379682809E-3,3.4026104171096328E-3,8.2671623372333903E-3,1.5642010860590053E-5,2.6526072469491103E-4,1.9121590490387894E-2,null,4.4383447098609013E-3,1.5081022151509419E-3,3.437860946021993E-3,3.1322994433424793E-3,2.2686102048013613E-6,1.0636418500399251E-4,1.2625240109585109E-2]
[2004,2,26,21,4.655568963156562E-3,1.8726283149198351E-3,3.3235695672586283E-3,8.5051492900429168E-3,1.5642010860590053E-5,2.6526072469491103E-4,1.8637818870933444E-2,null,3.8930406121055667E-3,1.5157064339530468E-3,3.3580012449299177E-3,3.2224690044808562E-3,2.2686102048013613E-6,1.0636418500399251E-4,1.2097850090678182E-2]
[2004,2,26,22,4.8796299953215855E-3,1.8134623980975175E-3,3.1184571984550873E-3,7.9330550384011031E-3,1.5642010860590053E-5,2.6526072469491103E-4,1.8025507365830796E-2,null,4.0804030386342692E-3,1.4678175068852338E-3,3.1507639430307646E-3,3.0057113755800101E-3,2.2686102048013613E-6,1.0636418500399251E-4,1.1813328659339073E-2]
[2004,2,26,23,4.6867749440660921E-3,1.743113403939129E-3,2.9795975828296704E-3,8.3829345353668532E-3,1.5642010860590053E-5,2.6526072469491103E-4,1.8073323201757245E-2,null,3.9191354142624705E-3,1.4108769905967363E-3,3.0104657628048427E-3,3.1761637315922413E-3,2.2686102048013613E-6,1.0636418500399251E-4,1.1625274694465084E-2]
[2004,2,26,24,4.3312340499678439E-3,1.7321635042094985E-3,2.8006181833573453E-3,7.776425045538389E-3,1.5642010860590053E-5,2.6526072469491103E-4,1.6921343518628579E-2,null,3.6218280065229156E-3,1.402014135464669E-3,2.8296321638437687E-3,2.9463667033162262E-3,2.2686102048013613E-6,1.0636418500399251E-4,1.0908473804356373E-2]
[2004,2,27,1,3.7369233602942546E-3,1.6725228059195239E-3,2.6947532684613203E-3,8.1784533596731702E-3,1.5642010860590053E-5,2.6526072469491103E-4,1.6563555529903771E-2,null,3.1248585341731739E-3,1.3537409200041642E-3,2.7226705044528167E-3,3.0986889891507275E-3,2.2686102048013613E-6,1.0636418500399251E-4,1.0408591742989675E-2]
[2004,2,27,2,3.4193018741256352E-3,1.6674336942288188E-3,2.6542098101411545E-3,7.6803762220395942E-3,1.5642010860590053E-5,2.6526072469491103E-4,1.5702224336090705E-2,null,2.8592597739105006E-3,1.3496217900779261E-3,2.6817070220409899E-3,2.9099752954659169E-3,2.2686102048013613E-6,1.0636418500399251E-4,9.9091966767041271E-3]
[2004,2,27,3,3.3935962859477902E-3,1.6203980943668799E-3,2.5907538080121584E-3,8.2072104746190241E-3,1.5642010860590053E-5,2.6526072469491103E-4,1.6092861398501353E-2,null,2.8377644637719605E-3,1.3115511485269178E-3,2.6175936253344475E-3,3.1095846134850114E-3,2.2686102048013613E-6,1.0636418500399251E-4,9.9851266463271311E-3]
[2004,2,27,4,3.3933651648995772E-3,1.6279103567920965E-3,2.5854063509942013E-3,7.4127135384449063E-3,1.5642010860590053E-5,2.6526072469491103E-4,1.5300298146686283E-2,null,2.8375711976783582E-3,1.317631578049811E-3,2.6121907694711594E-3,2.808562060715314E-3,2.2686102048013613E-6,1.0636418500399251E-4,9.6845884011234357E-3]
[2004,2,27,5,3.5696851692147936E-3,1.6670194406762184E-3,2.5976317492759486E-3,6.4847842776504143E-3,1.5642010860590053E-5,2.6526072469491103E-4,1.4600023372372876E-2,null,2.9850120245585943E-3,1.3492864930144555E-3,2.6245428210287061E-3,2.4569840719830321E-3,2.2686102048013613E-6,1.0636418500399251E-4,9.5244582057935814E-3]
[2004,2,27,6,3.9605652410810875E-3,1.6595083401927978E-3,2.7062600924576035E-3,6.3878858123738716E-3,1.5642010860590053E-5,2.6526072469491103E-4,1.4995122221660863E-2,null,3.3118704614716358E-3,1.3432070039679194E-3,2.7342965374040629E-3,2.420270748055728E-3,2.2686102048013613E-6,1.0636418500399251E-4,9.9182775461081393E-3]
[2004,2,27,7,4.2987401383135027E-3,1.6514463496078138E-3,3.0489391290637628E-3,6.4685557202851665E-3,1.5642010860590053E-5,2.6526072469491103E-4,1.5748584072825748E-2,null,3.594656221781325E-3,1.3366816241566822E-3,3.0805256769625921E-3,2.4508353235820871E-3,2.2686102048013613E-6,1.0636418500399251E-4,1.0571331641691479E-2]
[2004,2,27,8,4.2749847721306727E-3,1.8355248943412901E-3,3.812808778486638E-3,6.9353033071283829E-3,3.9105027151475132E-6,6.6315181173727758E-5,1.6928847435975856E-2,null,3.5747917098307826E-3,1.4856749040202241E-3,3.8523089003364716E-3,2.6276787369339662E-3,5.6715255120034032E-7,2.6591046250998128E-5,1.1567612449923645E-2]
[2004,2,27,9,4.3705096744580257E-3,2.1023725744190379E-3,4.1118282457250979E-3,8.3165773618795683E-3,0,0,1.8901287856481729E-2,null,3.6546707379733838E-3,1.7016615695837004E-3,4.1544261639968336E-3,3.1510220289018404E-3,0,0,1.2661780500455759E-2]
[2004,2,27,10,4.3197712173944636E-3,2.1889594235982197E-3,4.1579484241700843E-3,8.434681119133482E-3,0,0,1.910136018429625E-2,null,3.6122426533488797E-3,1.7717450150549531E-3,4.2010241405098982E-3,3.1957697086996569E-3,0,0,1.2780781517613389E-2]
[2004,2,27,11,4.157453902517305E-3,2.2553254275686349E-3,4.0723064928635568E-3,8.0315198699097892E-3,0,0,1.8516605692859286E-2,null,3.4765110373282549E-3,1.8254616967970092E-3,4.1144949717575405E-3,3.0430181713513248E-3,0,0,1.245948587723413E-2]
[2004,2,27,12,4.1113267727725866E-3,2.1953519027661963E-3,4.0052797310176766E-3,8.3939278164887506E-3,0,0,1.8705886223045209E-2,null,3.4379389979411943E-3,1.7769190913661016E-3,4.0467738228039066E-3,3.1803289151139851E-3,0,0,1.2441960827225186E-2]
[2004,2,27,13,3.8400382210572693E-3,2.1081535375432848E-3,3.9838387132715355E-3,7.3973035210612402E-3,0,0,1.7329333992933328E-2,null,3.2110843733431835E-3,1.7063406844577279E-3,4.0251106793591637E-3,2.8027234444037213E-3,0,0,1.1745259181563796E-2]
[2004,2,27,14,3.6202885751939959E-3,2.0161239712349964E-3,3.9825283349843839E-3,8.4135312242110162E-3,0,0,1.8032472105624392E-2,null,3.0273271779043907E-3,1.6318519006152425E-3,4.0237867257512921E-3,3.1877563419130841E-3,0,0,1.187072214618401E-2]
[2004,2,27,15,3.5614300060367032E-3,1.9684454670650894E-3,3.9182177145499174E-3,8.053665554579632E-3,0,0,1.7501758742231342E-2,null,2.9781089616319795E-3,1.5932608919480052E-3,3.9588098570229871E-3,3.0514088274113099E-3,0,0,1.1581588538014281E-2]
[2004,2,27,16,3.6779072257490911E-3,2.0016508571914847E-3,3.7522873085012484E-3,8.1948717888888876E-3,0,0,1.7626717180330712E-2,null,3.0755085599010641E-3,1.6201373537933729E-3,3.7911604370823816E-3,3.1049096770476292E-3,0,0,1.1591716027824448E-2]
[2004,2,27,17,4.1794171468468883E-3,2.0751830229538992E-3,3.5347110336663369E-3,7.094764733888031E-3,0,0,1.6884075937355154E-2,null,3.4948769562578911E-3,1.6796543310069556E-3,3.5713301049718721E-3,2.6880961955369374E-3,0,0,1.1433957587773658E-2]
[2004,2,27,18,4.5071697730167202E-3,2.0015227375740144E-3,3.3944135301589378E-3,6.4653252842396891E-3,0,0,1.6368431324989361E-2,null,3.7689474929637396E-3,1.6200336537013857E-3,3.4295791405631452E-3,2.4496113615242198E-3,0,0,1.126817164875249E-2]
[2004,2,27,19,4.9230963203095099E-3,1.8600928037560127E-3,3.3378495091916163E-3,6.8889113038535926E-3,1.3029795360181697E-5,2.2096218898404516E-4,1.724394192145496E-2,null,4.1167500823095149E-3,1.5055601840151839E-3,3.3724291248999625E-3,2.6101015272330377E-3,1.8897523460398987E-6,8.8601368238805186E-5,1.1695332039042544E-2]
[2004,2,27,20,5.4915880204055734E-3,1.7493654079258104E-3,3.2884451630608505E-3,6.7165936637028859E-3,1.5642010860590053E-5,2.6526072469491103E-4,1.7526894990650622E-2,null,4.5921294169587318E-3,1.4159373662154392E-3,3.3225129572209753E-3,2.5448130489977385E-3,2.2686102048013613E-6,1.0636418500399251E-4,1.1984025584601678E-2]
[2004,2,27,21,4.8410233612243402E-3,1.8475146841382651E-3,3.1957609098137449E-3,6.4846954005114404E-3,1.5642010860590053E-5,2.6526072469491103E-4,1.6649897091243291E-2,null,4.0481197246877458E-3,1.4953794467702345E-3,3.2288685091386403E-3,2.4569503978150915E-3,2.2686102048013613E-6,1.0636418500399251E-4,1.1337950873620505E-2]
[2004,2,27,22,4.5683233907336824E-3,1.8141575969762411E-3,3.0286757380391114E-3,6.5082511817305859E-3,1.5642010860590053E-5,2.6526072469491103E-4,1.6200310643035121E-2,null,3.8200848553856881E-3,1.4683802012570764E-3,3.0600523602739311E-3,2.4658753175626964E-3,2.2686102048013613E-6,1.0636418500399251E-4,1.0923025529688185E-2]
[2004,2,27,23,4.5108450048545207E-3,1.7505468083400995E-3,2.8669497293999794E-3,6.3567980691840772E-3,1.5642010860590053E-5,2.6526072469491103E-4,1.5766042347334176E-2,null,3.7720207643332951E-3,1.4168935923894994E-3,2.896650894663661E-3,2.4084920848680457E-3,2.2686102048013613E-6,1.0636418500399251E-4,1.0602690131463295E-2]
[2004,2,27,24,4.5446785312601642E-3,1.3291767216754389E-3,2.6833959637117752E-3,6.6937266802000834E-3,1.5642010860590053E-5,2.6526072469491103E-4,1.5531880632402965E-2,null,3.800312750423565E-3,1.0758364021588155E-3,2.7111955397450737E-3,2.5361491040097272E-3,2.2686102048013613E-6,1.0636418500399251E-4,1.0232126591545975E-2]
[2004,2,28,1,3.3459893640405171E-3,1.3382443337481575E-3,2.5789126398985344E-3,6.7533759670102122E-3,1.5642010860590053E-5,2.6526072469491103E-4,1.4297425040252922E-2,null,2.797955005063676E-3,1.083175732579972E-3,2.6056297845114098E-3,2.5587492925931376E-3,2.2686102048013613E-6,1.0636418500399251E-4,9.15414260995699E-3]
[2004,2,28,2,2.9063275340658395E-3,1.3799504741479052E-3,2.5271252853323995E-3,6.6620237057681744E-3,1.5642010860590053E-5,2.6526072469491103E-4,1.3756329734869821E-2,null,2.4303046978231273E-3,1.1169327065804174E-3,2.5533059207903481E-3,2.5241373392572521E-3,2.2686102048013613E-6,1.0636418500399251E-4,8.7333134596599381E-3]
[2004,2,28,3,2.8367363915391755E-3,1.395187072304219E-3,2.5051503244292814E-3,6.3537657288810561E-3,1.5642010860590053E-5,2.6526072469491103E-4,1.3371742252709234E-2,null,2.3721117795690626E-3,1.1292652178818234E-3,2.5311033026183382E-3,2.4073431782111144E-3,2.2686102048013613E-6,1.0636418500399251E-4,8.5484562734891318E-3]
[2004,2,28,4,2.6992749022905476E-3,1.4203046974752404E-3,2.5077903058688469E-3,5.857500718874413E-3,1.5642010860590053E-5,2.6526072469491103E-4,1.2765773360064549E-2,null,2.2571648924151061E-3,1.1495954381257527E-3,2.5337706338660376E-3,2.2193160715468035E-3,2.2686102048013613E-6,1.0636418500399251E-4,8.2684798311624935E-3]
[2004,2,28,5,2.8101866608579501E-3,1.4213373217121798E-3,2.5540686266023347E-3,5.9506101731210464E-3,1.5642010860590053E-5,2.6526072469491103E-4,1.3017105517849013E-2,null,2.3499105877060607E-3,1.1504312447763916E-3,2.580528390997777E-3,2.254593798027768E-3,2.2686102048013613E-6,1.0636418500399251E-4,8.4440968167167913E-3]
[2004,2,28,6,2.9344569026557273E-3,1.3590385405876492E-3,2.6197689864063669E-3,6.0797493598713746E-3,1.5642010860590053E-5,2.6526072469491103E-4,1.327391652507662E-2,null,2.4538268011750387E-3,1.1000065755424834E-3,2.6469093965851695E-3,2.3035226307119849E-3,2.2686102048013613E-6,1.0636418500399251E-4,8.6128981992234701E-3]
[2004,2,28,7,3.0432032862636846E-3,1.3593802264249741E-3,2.875184388065671E-3,6.1148844795364324E-3,1.5642010860590053E-5,2.6526072469491103E-4,1.3673555115846264E-2,null,2.5447617848807355E-3,1.1002831362555184E-3,2.9049708631467557E-3,2.3168347820015484E-3,2.2686102048013613E-6,1.0636418500399251E-4,8.975483361493352E-3]
[2004,2,28,8,3.1679290305031116E-3,1.4315231638646511E-3,3.3516151034355349E-3,5.9145138328209595E-3,3.9105027151475132E-6,6.6315181173727758E-5,1.3935806814513134E-2,null,2.649058894759645E-3,1.158675671266542E-3,3.386337328616729E-3,2.2409174551646979E-3,5.6715255120034032E-7,2.6591046250998128E-5,9.4621475486098144E-3]
[2004,2,28,9,3.4177508727212843E-3,1.6310294160024798E-3,3.4168686160028537E-3,5.7226052548922596E-3,0,0,1.4188254159618878E-2,null,2.8579628085976987E-3,1.320156146366648E-3,3.4522668576976697E-3,2.1682062747985609E-3,0,0,9.798592087460577E-3]
[2004,2,28,10,4.0037285606945375E-3,1.6359075598269426E-3,3.4208732821534547E-3,5.623458097867024E-3,0,0,1.4683967500541958E-2,null,3.3479641285482638E-3,1.3241045187807451E-3,3.4563130115834568E-3,2.1306409564836597E-3,0,0,1.0259022615396124E-2]
[2004,2,28,11,4.211067435779663E-3,1.7258924720618761E-3,3.3808516235404483E-3,5.6930267592443526E-3,0,0,1.5010838290626341E-2,null,3.5213432939225843E-3,1.3969383584415684E-3,3.4158767346447773E-3,2.1569994420700465E-3,0,0,1.0491157829078977E-2]
[2004,2,28,12,3.9622578659869482E-3,1.6825326908519521E-3,3.3232607998409285E-3,5.7069093957350199E-3,0,0,1.467496075241485E-2,null,3.3132858539943813E-3,1.3618429266193215E-3,3.3576892787285048E-3,2.1622593574772957E-3,0,0,1.0195077416819503E-2]
[2004,2,28,13,3.6723942502649596E-3,1.6681486732737921E-3,3.3421352269400479E-3,5.8139994943343142E-3,0,0,1.4496677644813112E-2,null,3.0708985460395758E-3,1.3502004945276952E-3,3.3767592420355947E-3,2.2028341330226266E-3,0,0,1.0000692415625493E-2]
[2004,2,28,14,3.7053053992870911E-3,1.6439706687997324E-3,3.2922710407276585E-3,5.6167678881197782E-3,0,0,1.4258314996934258E-2,null,3.0984192294937732E-3,1.3306308038157149E-3,3.3263784704013382E-3,2.1281061398909381E-3,0,0,9.883534643601765E-3]
[2004,2,28,15,3.7197761345285178E-3,1.6009611999937559E-3,3.2628726206772275E-3,5.709051855729735E-3,0,0,1.4292661810929237E-2,null,3.1105198256674584E-3,1.2958189150544836E-3,3.2966754871688415E-3,2.1630711023027972E-3,0,0,9.8660853301935809E-3]
[2004,2,28,16,3.6147085141869542E-3,1.637469562749723E-3,3.2292201771577322E-3,5.8668973407609475E-3,0,0,1.4348295594855356E-2,null,3.0226610663527508E-3,1.3253688048438408E-3,3.2626744094280168E-3,2.2228763056759836E-3,0,0,9.8335805863005929E-3]
[2004,2,28,17,3.8917994965830143E-3,1.6246481988682511E-3,3.1696980632432959E-3,5.889923112352158E-3,0,0,{"$f":"SUM(E1411:J1411)","v":1.4576068871046718E-2},null,3.2543677505954207E-3,1.3149911855520851E-3,3.2025356554225156E-3,2.2316004130051516E-3,0,0,{"$f":"SUM(M1411:R1411)","v":1.0003495004575173E-2}]
[2004,2,28,18,4.551965075895734E-3,1.6746279849533395E-3,3.0686986324889318E-3,5.9861722457181746E-3,0,0,1.528146393905618E-2,null,{"$f":"E1412*V$5","v":3.8064058433221306E-3},{"$f":"F1412*W$5","v":1.355444853123596E-3},{"$f":"G1412*X$5","v":3.1004898858525069E-3},{"$f":"H1412*Y$5","v":2.2680677151538913E-3},{"$f":"I1412*Z$5","v":0},{"$f":"J1412*AA$5","v":0},1.0530408297452125E-2]
[2004,2,28,19,4.6439929685522571E-3,1.5451632359382717E-3,2.989940310797864E-3,5.8055213241239483E-3,1.3029795360181697E-5,2.2096218898404516E-4,1.5218609823756567E-2,null,3.8833606315324689E-3,1.2506560108910918E-3,3.0209156398693423E-3,2.1996218859725251E-3,1.8897523460398987E-6,8.8601368238805186E-5,1.0445045288850272E-2]
[2004,2,28,20,4.4879038477066945E-3,1.5311034208296205E-3,2.9723172569931615E-3,6.0459680028128382E-3,1.5642010860590053E-5,2.6526072469491103E-4,1.5318195263897817E-2,null,3.7528371033947556E-3,1.2392759884645459E-3,3.0031100138945958E-3,2.2907233990538322E-3,2.2686102048013613E-6,1.0636418500399251E-4,1.0394579300016525E-2]
[2004,2,28,21,4.31366616069743E-3,1.6046119695138576E-3,2.8505969776395287E-3,6.0815125506204545E-3,1.5642010860590053E-5,2.6526072469491103E-4,1.5131290394026773E-2,null,3.6071375343293037E-3,1.2987738500014833E-3,2.8801287308700754E-3,2.3041906763093208E-3,2.2686102048013613E-6,1.0636418500399251E-4,1.0198863586718976E-2]
[2004,2,28,22,4.0011438339300331E-3,1.6248522976908548E-3,2.6328473505226888E-3,5.9458234745225326E-3,1.5642010860590053E-5,2.6526072469491103E-4,1.448556969222161E-2,null,3.3458027501334997E-3,1.3151563832563588E-3,2.6601232505742349E-3,2.2527801922530215E-3,2.2686102048013613E-6,1.0636418500399251E-4,9.6824953714259084E-3]
[2004,2,28,23,4.2185788908351667E-3,1.4826411662496506E-3,2.482524522987431E-3,6.0666780004036535E-3,1.5642010860590053E-5,2.6526072469491103E-4,1.4531325316031404E-2,null,3.527624459515555E-3,1.2000506117651256E-3,2.5082431012981234E-3,2.2985700955718349E-3,2.2686102048013613E-6,1.0636418500399251E-4,9.6431210633594333E-3]
[2004,2,28,24,4.0298086952038339E-3,1.4387152885233108E-3,2.46584921059216E-3,5.9218985097027549E-3,1.5642010860590053E-5,2.6526072469491103E-4,1.4137174439577561E-2,null,3.3697726386610698E-3,1.1644969810972597E-3,2.4913950351903628E-3,2.2437153945715407E-3,2.2686102048013613E-6,1.0636418500399251E-4,9.3780128447290261E-3]
[2004,2,29,1,3.282471436037329E-3,1.7008924673407419E-3,2.4221490359346942E-3,6.0853534913890847E-3,1.5642010860590053E-5,2.6526072469491103E-4,1.3771769166257351E-2,null,2.7448405790353801E-3,1.3767033402573528E-3,2.4472421333377728E-3,2.3056459491273356E-3,2.2686102048013613E-6,1.0636418500399251E-4,8.9830647969666357E-3]
[2004,2,29,2,3.122055669728876E-3,1.689375794293224E-3,2.4000388922735009E-3,6.1197804027497979E-3,1.5642010860590053E-5,2.6526072469491103E-4,1.36121534946009E-2,null,2.6106990599207287E-3,1.3673817384761667E-3,2.4249029319347746E-3,2.3186897712869051E-3,2.2686102048013613E-6,1.0636418500399251E-4,8.8303062968273695E-3]
[2004,2,29,3,2.8465455401162024E-3,1.7164580580633919E-3,2.4046490184379691E-3,6.1293373822196955E-3,1.5642010860590053E-5,2.6526072469491103E-4,1.3377892734392761E-2,null,2.380314303059264E-3,1.3893021383309635E-3,2.4295608183085315E-3,2.3223107624145106E-3,2.2686102048013613E-6,1.0636418500399251E-4,8.630120817322064E-3]
[2004,2,29,4,2.9765558216642129E-3,1.6072719906972453E-3,2.4112334580188286E-3,6.091036068040386E-3,1.5642010860590053E-5,2.6526072469491103E-4,1.3367000073976173E-2,null,2.4890304041552112E-3,1.3009268726755449E-3,2.436213471686848E-3,2.3077989891857674E-3,2.2686102048013613E-6,1.0636418500399251E-4,8.642602532912165E-3]
[2004,2,29,5,2.8670506880341569E-3,1.6127667527872206E-3,2.4517862717059187E-3,5.9659117566487063E-3,1.5642010860590053E-5,2.6526072469491103E-4,1.3178418204731503E-2,null,2.3974609449055281E-3,1.3053743362680054E-3,2.4771864063857841E-3,2.2603913304349984E-3,2.2686102048013613E-6,1.0636418500399251E-4,8.5490458132031089E-3]
[2004,2,29,6,3.0203053747333438E-3,1.5758613467998916E-3,2.5127003592119424E-3,6.1424000613742287E-3,1.5642010860590053E-5,2.6526072469491103E-4,1.3532169877674909E-2,null,2.5256142864277047E-3,1.2755030794590757E-3,2.5387315546185969E-3,2.3272600087187751E-3,2.2686102048013613E-6,1.0636418500399251E-4,8.775741724432946E-3]
[2004,2,29,7,3.1399177115984654E-3,1.5324177054357963E-3,2.6965981442765782E-3,6.017660718703236E-3,1.5642010860590053E-5,2.6526072469491103E-4,1.3667497015569578E-2,null,2.6256355059198649E-3,1.2403397711798633E-3,2.7245344929022856E-3,2.2799982086387717E-3,2.2686102048013613E-6,1.0636418500399251E-4,8.9791407738495799E-3]
[2004,2,29,8,3.4746333743043267E-3,1.44556970108998E-3,3.0189592938787159E-3,5.3921791958977923E-3,3.9105027151475132E-6,6.6315181173727758E-5,1.3401567249059693E-2,null,2.9055286143098318E-3,1.1700449465666986E-3,3.050235255222686E-3,2.0430129716511375E-3,5.6715255120034032E-7,2.6591046250998128E-5,9.1959799865525532E-3]
[2004,2,29,9,3.5845156757037949E-3,1.5458623566707518E-3,3.1256933263097949E-3,5.3731435239398207E-3,0,0,1.3629214882624164E-2,null,2.9974134656105232E-3,1.2512218796136179E-3,3.1580750360748083E-3,2.0358006511177586E-3,0,0,9.4425110324167089E-3]
[2004,2,29,10,3.857081196449137E-3,1.5036437330578144E-3,3.2249779328691651E-3,5.4931785609287458E-3,0,0,1.4078881423304861E-2,null,3.2253359064805362E-3,1.2170501014059866E-3,3.2583882161307137E-3,2.0812800628197221E-3,0,0,9.7820542868369588E-3]
[2004,2,29,11,3.8290769572130404E-3,1.5281428434710193E-3,3.2034529456248934E-3,5.4448925295999939E-3,0,0,1.4005565275908948E-2,null,3.2019184377414791E-3,1.2368796954495918E-3,3.2366402332765485E-3,2.0629852352981809E-3,0,0,9.7384236017657999E-3]
[2004,2,29,12,3.5273478767503573E-3,1.69441210625201E-3,3.1766170349226308E-3,5.4402660364444421E-3,0,0,1.3838643054369441E-2,null,2.9496090909375892E-3,1.3714581322690552E-3,3.2095263066012135E-3,2.0612323288782242E-3,0,0,9.5918258586860823E-3]
[2004,2,29,13,3.5686896784526407E-3,1.6191163714303607E-3,3.1810729952911655E-3,5.3929780029764625E-3,0,0,1.376185704815063E-2,null,2.9841795836696916E-3,1.3105137212457273E-3,3.2140284300447254E-3,2.0433156272499746E-3,0,0,9.5520373622101189E-3]
[2004,2,29,14,3.207629894561977E-3,1.6822012925544073E-3,3.1509123311158991E-3,5.4235862248770209E-3,0,0,1.3464329743109304E-2,null,2.682257216455658E-3,1.3615746926468946E-3,3.1835553059536307E-3,2.0549126072668088E-3,0,0,9.2822998223229918E-3]
[2004,2,29,15,3.0666344590368107E-3,1.6752551923760327E-3,3.1772057390021045E-3,5.4324581962616617E-3,0,0,1.3351553586676609E-2,null,2.5643552025525454E-3,1.3559525151718651E-3,3.2101211095658462E-3,2.0582740594671974E-3,0,0,9.1887028867574539E-3]
[2004,2,29,16,3.4202995856943393E-3,1.5564277270748721E-3,3.1376555718511407E-3,5.3287974021750421E-3,0,0,1.3443180286795395E-2,null,2.8600940718635265E-3,1.2597734964886985E-3,3.1701612086693929E-3,2.0189985941540755E-3,0,0,9.3090273711756936E-3]
[2004,2,29,17,4.1139952527159398E-3,1.5558807377462011E-3,3.0909339393883715E-3,5.1042639308220847E-3,0,0,1.3865073860672598E-2,null,3.4401704117327792E-3,1.2593307630118175E-3,3.1229555471659551E-3,1.933926348244122E-3,0,0,9.7563830701546724E-3]
[2004,2,29,18,4.339201531036928E-3,1.6253714112714193E-3,2.9879481320318492E-3,4.9591989146511497E-3,0,0,1.3911719988991347E-2,null,3.6284905063427219E-3,1.3155765540867072E-3,3.0189028224328418E-3,1.878963466076654E-3,0,0,9.8419333489389235E-3]
[2004,2,29,19,4.7739390974255161E-3,1.6153103912269434E-3,2.8849805518890437E-3,5.0308214992332342E-3,1.3029795360181697E-5,2.2096218898404516E-4,1.4539043524118963E-2,null,3.9920230874198152E-3,1.3074331586824808E-3,2.9148685137446208E-3,1.9061001512735592E-3,1.8897523460398987E-6,8.8601368238805186E-5,1.0210916031705319E-2]
[2004,2,29,20,4.5374889175690183E-3,1.6884015964544372E-3,2.8336495133948537E-3,5.0839475762537749E-3,1.5642010860590053E-5,2.6526072469491103E-4,1.4424390339227586E-2,null,3.7943007123018044E-3,1.3665932221857593E-3,2.8630056934609428E-3,1.9262287969551556E-3,2.2686102048013613E-6,1.0636418500399251E-4,1.0058761220112455E-2]
[2004,2,29,21,4.3688531883809886E-3,1.8018847298102553E-3,2.68520188570471E-3,5.1684184966953126E-3,1.5642010860590053E-5,2.6526072469491103E-4,1.4305261036146768E-2,null,3.653285565157273E-3,1.4584465355219557E-3,2.7130201708165163E-3,1.9582335171099796E-3,2.2686102048013613E-6,1.0636418500399251E-4,9.8916185838145189E-3]
[2004,2,29,22,4.5312723536768676E-3,1.5966415354793659E-3,2.5472850658884339E-3,5.183383732076597E-3,1.5642010860590053E-5,2.6526072469491103E-4,1.4139485422676765E-2,null,3.7891023496760077E-3,1.2923225761148152E-3,2.5736745536216192E-3,1.9639036124271081E-3,2.2686102048013613E-6,1.0636418500399251E-4,9.7276358870483446E-3]
[2004,2,29,23,4.2865938175072043E-3,1.6215033817444709E-3,2.5229536422979289E-3,5.5633536391287101E-3,1.5642010860590053E-5,2.6526072469491103E-4,1.4275307216233815E-2,null,3.5844993278418735E-3,1.3124457687653463E-3,2.549091060165448E-3,2.1078683103242248E-3,2.2686102048013613E-6,1.0636418500399251E-4,9.6625372623056864E-3]
[2004,2,29,24,3.7218296662500706E-3,1.7697980904500643E-3,2.5212043518103005E-3,6.6897420118293086E-3,1.5642010860590053E-5,2.6526072469491103E-4,1.4983476855895244E-2,null,3.1122370126436412E-3,1.432475591189495E-3,2.5473236472931351E-3,2.5346393750349532E-3,2.2686102048013613E-6,1.0636418500399251E-4,9.7353084213700185E-3]
[2004,3,1,1,3.1044645640127631E-3,1.5142017140275972E-3,2.4790539051165223E-3,6.6742222245899773E-3,1.5874064092104082E-5,2.6919509946941503E-4,1.4057011571308379E-2,null,2.5959891738667079E-3,1.225595737268669E-3,2.5047365283513744E-3,2.5287591686294721E-3,2.3022656173798181E-6,1.0794178970544877E-4,8.9653246634390522E-3]
[2004,3,1,2,2.6352361177013851E-3,1.6912824586039551E-3,2.4512261954094386E-3,6.6515894192388297E-3,1.5874064092104082E-5,2.6919509946941503E-4,1.3714403354515127E-2,null,2.2036149200855251E-3,1.3689249936646836E-3,2.4766205277836437E-3,2.5201839501069814E-3,2.3022656173798181E-6,1.0794178970544877E-4,8.6795884469636625E-3]
[2004,3,1,3,2.4855361079282497E-3,1.5388914557617156E-3,2.4386932156341096E-3,7.0476220640726742E-3,1.5874064092104082E-5,2.6919509946941503E-4,1.3795812006958268E-2,null,2.0784340405213919E-3,1.2455796284129425E-3,2.4639577082347965E-3,2.67023456993957E-3,2.3022656173798181E-6,1.0794178970544877E-4,8.568450002431529E-3]
[2004,3,1,4,2.5106096500209884E-3,1.8181520973044869E-3,2.5061391265316789E-3,6.4834594531442231E-3,1.5874064092104082E-5,2.6919509946941503E-4,1.3603429490562898E-2,null,2.0994008264134836E-3,1.4716133521176671E-3,2.5321023485608543E-3,2.4564821165485077E-3,2.3022656173798181E-6,1.0794178970544877E-4,8.6698426989633409E-3]
[2004,3,1,5,2.7504800387926414E-3,1.6501749344900421E-3,2.59438391342079E-3,6.8081870016008334E-3,1.5874064092104082E-5,2.6919509946941503E-4,1.4088295051865827E-2,null,2.2999832197836047E-3,1.3356525400299081E-3,2.6212613380856707E-3,2.5795163425352922E-3,2.3022656173798181E-6,1.0794178970544877E-4,8.9466574957573035E-3]
[2004,3,1,6,3.0430877917804067E-3,1.7026572192911304E-3,2.7869425753381744E-3,6.3499152932440664E-3,1.5874064092104082E-5,2.6919509946941503E-4,1.4167672043215297E-2,null,2.5446652070580389E-3,1.3781317314998775E-3,2.815814878595418E-3,2.4058843079349072E-3,2.3022656173798181E-6,1.0794178970544877E-4,9.2547401804110706E-3]
[2004,3,1,7,3.1912908930666591E-3,1.5634649145295195E-3,3.3024583580342783E-3,6.5933386786580688E-3,1.5874064092104082E-5,2.6919509946941503E-4,1.4935622007850044E-2,null,2.6685943544325812E-3,1.2654694000574745E-3,3.336671326773333E-3,2.4981136489743119E-3,2.3022656173798181E-6,1.0794178970544877E-4,9.8790927855605289E-3]
[2004,3,1,8,3.7182050754268744E-3,1.7988178740533762E-3,3.6626265643460421E-3,6.530210899290706E-3,2.6509690213396008E-6,4.4955587003382282E-5,1.5757466969141719E-2,null,3.1092060878761987E-3,1.4559642207103768E-3,3.7005708211885085E-3,2.4741955135723637E-3,3.8447840421691364E-7,1.8026281042888855E-5,1.0758347402794553E-2]
[2004,3,1,9,4.206881155239821E-3,1.8448876045645474E-3,3.9242808636174029E-3,7.4272776100974798E-3,0,0,1.7403327233519252E-2,null,3.5178426777177237E-3,1.4932530870539653E-3,3.9649358193971111E-3,2.8140801613246E-3,0,0,1.1790111745493399E-2]
[2004,3,1,10,3.8374883684954191E-3,1.9021192752389938E-3,4.0308206881721669E-3,7.4422271484759954E-3,0,0,1.7212655480382574E-2,null,3.2089521571400251E-3,1.5395764341784341E-3,4.0725793804087147E-3,2.8197443092911104E-3,0,0,1.1640852281018285E-2]
[2004,3,1,11,3.7747350349428849E-3,2.0766070735545547E-3,4.0022600815180056E-3,7.4051671253355222E-3,0,0,1.7258769315350968E-2,null,3.1564770938344688E-3,1.6808069583812675E-3,4.0437228901924636E-3,2.8057028419631552E-3,0,0,1.1686709784371356E-2]
[2004,3,1,12,3.4830949917225595E-3,1.9115118143349654E-3,3.8786561573407831E-3,7.3865368438856818E-3,0,0,1.6659799807283989E-2,null,2.9126043166598507E-3,1.5471787607188876E-3,3.9188384480690844E-3,2.7986441175987106E-3,0,0,1.1177265643046535E-2]
[2004,3,1,13,3.5998706583946572E-3,1.9505424945740141E-3,3.9090291915433659E-3,7.0881250242809651E-3,0,0,1.6547567368793002E-2,null,3.0102534797284055E-3,1.5787702157281655E-3,3.9495261423088349E-3,2.6855805126632022E-3,0,0,1.1224130350428607E-2]
[2004,3,1,14,3.1025367307900616E-3,1.8311515238507593E-3,3.9035457416294619E-3,7.9544619509779695E-3,0,0,1.6791695947248254E-2,null,2.5943770974290615E-3,1.4821350954326124E-3,3.9439858846837808E-3,3.0138221223650601E-3,0,0,1.1034320199910514E-2]
[2004,3,1,15,2.8447146601549367E-3,2.0248751763286702E-3,3.7879944990180997E-3,7.6646299690160688E-3,0,0,1.6322214304517774E-2,null,2.3787833000601666E-3,1.6389351310457786E-3,3.8272375486884543E-3,2.9040092846911942E-3,0,0,1.0748965264485592E-2]
[2004,3,1,16,3.1515392770250115E-3,1.7818635124073588E-3,3.5970920589008526E-3,7.8049016983443506E-3,0,0,1.6335396546677573E-2,null,2.6353535933415816E-3,1.4422413506535202E-3,3.6343573881860128E-3,2.9571560649005084E-3,0,0,1.0669108397081625E-2]
[2004,3,1,17,3.582866958387278E-3,1.6336052865961546E-3,3.4361707568963092E-3,7.3360696851880553E-3,0,0,1.5988712687067797E-2,null,2.9960347891218111E-3,1.32224105750505E-3,3.4717689658492674E-3,2.7795228947839964E-3,0,0,1.0569567707260126E-2]
[2004,3,1,18,3.6403144873825904E-3,1.6017820156095973E-3,3.2810607670258696E-3,6.3484971563308621E-3,0,0,1.4871654426348919E-2,null,3.0440730772910464E-3,1.2964832836855182E-3,3.3150520599607523E-3,2.4053469978782501E-3,0,0,1.0060955418815567E-2]
[2004,3,1,19,3.6892434660627691E-3,1.7731412117913488E-3,3.1646340970694679E-3,6.5619938023844361E-3,1.322309570668092E-5,2.242395232500127E-4,1.5426475196264715E-2,null,3.0849880551634037E-3,1.4351815155238111E-3,3.1974192273255932E-3,2.4862375620537309E-3,1.9177873053918723E-6,8.9915512986717743E-5,1.0295659660358648E-2]
[2004,3,1,20,4.1863605046609225E-3,1.5446553800027491E-3,3.1995115486808156E-3,7.3412384553749755E-3,1.5874064092104082E-5,2.6919509946941503E-4,1.6556835052280981E-2,null,3.5006830723670786E-3,1.250244952005108E-3,3.2326580040566884E-3,2.7814812615510717E-3,2.3022656173798181E-6,1.0794178970544877E-4,1.0875311345302775E-2]
[2004,3,1,21,4.2858218467618225E-3,1.6608714825658494E-3,3.0928342409304562E-3,6.765731889881616E-3,1.5874064092104082E-5,2.6919509946941503E-4,1.6090328623701265E-2,null,3.5838537969761701E-3,1.3443103321878161E-3,3.1248755355443919E-3,2.5634307599157005E-3,2.3022656173798181E-6,1.0794178970544877E-4,1.0726714479946907E-2]
[2004,3,1,22,4.5614664599000643E-3,1.6447273367182957E-3,2.8934291461414426E-3,6.9666627509344901E-3,1.5874064092104082E-5,2.6919509946941503E-4,1.6351354857255813E-2,null,3.8143510105171172E-3,1.3312432512637188E-3,2.9234046341547206E-3,2.6395603432664084E-3,2.3022656173798181E-6,1.0794178970544877E-4,1.0818803294524795E-2]
[2004,3,1,23,3.6496564023317567E-3,1.7072254523486832E-3,2.7046587303105438E-3,6.997939440852933E-3,1.5874064092104082E-5,2.6919509946941503E-4,1.5344549189405437E-2,null,3.0518848946177266E-3,1.3818292619611886E-3,2.7326785853875372E-3,2.651410595435754E-3,2.3022656173798181E-6,1.0794178970544877E-4,9.9280473927250354E-3]
[2004,3,1,24,3.3200713190790292E-3,1.7230435405927529E-3,2.671741513673654E-3,6.7317441865139098E-3,1.5874064092104082E-5,2.6919509946941503E-4,1.4731669723420866E-2,null,2.776282036105433E-3,1.3946324316737003E-3,2.6994203513685403E-3,2.5505533468449921E-3,2.3022656173798181E-6,1.0794178970544877E-4,9.5311322213154949E-3]
[2004,3,2,1,2.952157327428298E-3,1.9222789438264783E-3,2.5956735616695804E-3,6.5488907414892302E-3,1.5874064092104082E-5,2.6919509946941503E-4,1.4304069737975105E-2,null,2.4686281010884259E-3,1.5558936815152178E-3,2.6225643468951211E-3,2.4812730157349428E-3,2.3022656173798181E-6,1.0794178970544877E-4,9.2386032005565364E-3]
[2004,3,2,2,2.810938728157865E-3,1.9213920835591247E-3,2.5830721318465689E-3,6.5482447779717148E-3,1.5874064092104082E-5,2.6919509946941503E-4,1.4148716885096791E-2,null,2.3505394750804667E-3,1.5551758563053053E-3,2.6098323681664577E-3,2.4810282701881884E-3,2.3022656173798181E-6,1.0794178970544877E-4,9.1068200250632465E-3]
[2004,3,2,3,2.7650948950086263E-3,1.9230724679082361E-3,2.5246575070027423E-3,6.7900554425369885E-3,1.5874064092104082E-5,2.6919509946941503E-4,1.4287949476018113E-2,null,2.3122043315830822E-3,1.5565359603628855E-3,2.5508125766507115E-3,2.572646576339118E-3,2.3022656173798181E-6,1.0794178970544877E-4,9.1024435002586262E-3]
[2004,3,2,4,2.7991699075485387E-3,1.8800893859352453E-3,2.4931969420848013E-3,6.2875962555063421E-3,1.5874064092104082E-5,2.6919509946941503E-4,1.3745121654636447E-2,null,2.3406982511717939E-3,1.5217454291194326E-3,2.519026085041997E-3,2.3822725921789013E-3,2.3022656173798181E-6,1.0794178970544877E-4,8.8739864128349524E-3]
[2004,3,2,5,2.7426736227925373E-3,1.8343692966455321E-3,2.5590076034334632E-3,5.6661417952606138E-3,1.5874064092104082E-5,2.6919509946941503E-4,1.3087261481693665E-2,null,2.2934554044373168E-3,1.484739562581367E-3,2.5855185348813274E-3,2.1468131466659663E-3,2.3022656173798181E-6,1.0794178970544877E-4,8.6207707038888064E-3]
[2004,3,2,6,3.0046270200635218E-3,1.8695127524945797E-3,2.7035952985296446E-3,5.6350079067950471E-3,1.5874064092104082E-5,2.6919509946941503E-4,1.3497812141444311E-2,null,2.5125038649209792E-3,1.5131846959361014E-3,2.7316041366143456E-3,2.135016999749802E-3,2.3022656173798181E-6,1.0794178970544877E-4,9.0025537525440565E-3]
[2004,3,2,7,3.5681710561882825E-3,1.8886741010588719E-3,2.9989013631125131E-3,6.1278802715585114E-3,1.5874064092104082E-5,2.6919509946941503E-4,1.4868695955479698E-2,null,2.9837459057339834E-3,1.5286939024725613E-3,3.0299695273296534E-3,2.3217586858098986E-3,2.3022656173798181E-6,1.0794178970544877E-4,9.9744120766689266E-3]
[2004,3,2,8,3.50890857714141E-3,2.0338365667759771E-3,3.673274036357115E-3,6.5546911841727297E-3,2.6509690213396008E-6,4.4955587003382282E-5,1.5818316920471955E-2,null,2.9341899353403878E-3,1.6461884856223007E-3,3.7113285993980467E-3,2.48347071340284E-3,3.8447840421691364E-7,1.8026281042888855E-5,1.0793588493210682E-2]
[2004,3,2,9,3.541260822370087E-3,1.8021483066004535E-3,3.9226747757628239E-3,8.5425488139210925E-3,0,0,{"$f":"SUM(E1475:J1475)","v":1.7808632718654457E-2},null,2.9612432569783606E-3,1.4586598747273717E-3,3.9633130927154512E-3,3.2366391033668163E-3,0,0,{"$f":"SUM(M1475:R1475)","v":1.1619855327788E-2}]
[2004,3,2,10,3.403415647257334E-3,1.8142410938770605E-3,3.9939928973810905E-3,8.6694917343956429E-3,0,0,1.7881141372911129E-2,null,{"$f":"E1476*V$5","v":2.8459755272672101E-3},{"$f":"F1476*W$5","v":1.46844778369657E-3},{"$f":"G1476*X$5","v":4.0353700592791865E-3},{"$f":"H1476*Y$5","v":3.2847358048611005E-3},{"$f":"I1476*Z$5","v":0},{"$f":"J1476*AA$5","v":0},1.1634529175104066E-2]
[2004,3,2,11,3.2421703459553156E-3,1.9449988034660494E-3,3.9348363356054867E-3,8.2298660921707144E-3,0,0,1.7351871577197565E-2,null,2.7111403413967511E-3,1.5742831489604337E-3,3.9756006444773475E-3,3.1181684751960767E-3,0,0,1.1379192610030607E-2]
[2004,3,2,12,3.0052969740459595E-3,1.8759987469387669E-3,3.8603152378398403E-3,8.3666650564296358E-3,0,0,1.7108276015254203E-2,null,2.5130640881896094E-3,1.5184344635655411E-3,3.9003075194181383E-3,3.1699994786430763E-3,0,0,1.1101805549816365E-2]
[2004,3,2,13,2.839502623462717E-3,2.0314828925446136E-3,3.8649363793854573E-3,7.5998840158317824E-3,0,0,1.633580591122457E-2,null,2.3744249346970558E-3,1.6442834203472089E-3,3.9049765352907259E-3,2.8794780483557907E-3,0,0,1.0803162938690781E-2]
[2004,3,2,14,2.6884059744187948E-3,1.9443631699262295E-3,3.8690032446844925E-3,8.3571834953963704E-3,0,0,1.6858955884425889E-2,null,2.2480761692215199E-3,1.5737686668081212E-3,3.9090855326987103E-3,3.1664070623900701E-3,0,0,1.0897337431118422E-2]
[2004,3,2,15,2.531831850160076E-3,2.0235395004335002E-3,3.7741569281953412E-3,7.8697873380823413E-3,0,0,1.6199315616871258E-2,null,2.117147075620301E-3,1.6378540342088595E-3,3.8132566227263853E-3,2.9817402263021633E-3,0,0,1.0549997958857709E-2]
[2004,3,2,16,2.78402609253098E-3,1.813717258941471E-3,3.693603907536988E-3,8.5679432705482624E-3,0,0,1.6859290529557702E-2,null,2.3280348179046391E-3,1.4680237913987516E-3,3.731869084966275E-3,3.2462606686769623E-3,0,0,1.0774188362946628E-2]
[2004,3,2,17,3.3282212896063512E-3,1.7880557329638975E-3,3.4309727927034693E-3,7.2122425317716664E-3,0,0,1.5759492347045385E-2,null,2.7830971357208443E-3,1.447253337529519E-3,3.4665171515341378E-3,2.7326067090487787E-3,0,0,1.042947433383328E-2]
[2004,3,2,18,3.4103992767974831E-3,1.8289804561158222E-3,3.2554953309823992E-3,6.5493122030078881E-3,0,0,1.5044187266903592E-2,null,2.8518153190595472E-3,1.4803778319606388E-3,3.2892217698693789E-3,2.4814327009602269E-3,0,0,1.0102847621849792E-2]
[2004,3,2,19,3.1781575715213164E-3,2.0454686937678864E-3,3.2075301382750113E-3,6.6309842286935384E-3,1.190554806907806E-5,2.0189632460206126E-4,1.5275942504928889E-2,null,2.6576121190597444E-3,1.6556035358924076E-3,3.2407596650254103E-3,2.5123769633511634E-3,1.7266992130348634E-6,8.0956342279086573E-5,1.0149035324820848E-2]
[2004,3,2,20,3.8636837474522955E-3,1.7407906052178809E-3,3.2312959078403744E-3,8.2768136759130174E-3,1.5874064092104082E-5,2.6919509946941503E-4,1.7397653099985089E-2,null,3.2308570359927853E-3,1.4089969159772704E-3,3.2647716443663551E-3,3.1359561857095129E-3,2.3022656173798181E-6,1.0794178970544877E-4,1.1150825837368752E-2]
[2004,3,2,21,3.7616665627476752E-3,1.7862809574801691E-3,3.1483207637647346E-3,8.2562584851833768E-3,1.5874064092104082E-5,2.6919509946941503E-4,1.7237595932737475E-2,null,3.1455490862382441E-3,1.4458168332333503E-3,3.1809368903569601E-3,3.1281681431074852E-3,2.3022656173798181E-6,1.0794178970544877E-4,1.1010715008258868E-2]
[2004,3,2,22,3.9206760360506205E-3,1.7626082879052384E-3,2.9698809739035076E-3,7.6657010268381832E-3,1.5874064092104082E-5,2.6919509946941503E-4,1.6603935488259069E-2,null,3.2785146468768665E-3,1.4266561608790487E-3,3.0006484912808817E-3,2.9044150918694184E-3,2.3022656173798181E-6,1.0794178970544877E-4,1.0720478446229044E-2]
[2004,3,2,23,3.8523417262654475E-3,1.6241732848039766E-3,2.702203805863352E-3,7.6608368379579867E-3,1.5874064092104082E-5,2.6919509946941503E-4,1.6124624818452286E-2,null,3.2213727066974411E-3,1.3146067898356152E-3,2.7301982282946424E-3,2.902572126230153E-3,2.3022656173798181E-6,1.0794178970544877E-4,1.0278993906380681E-2]
[2004,3,2,24,3.5422040004061003E-3,1.7057334397497909E-3,2.6487976845828479E-3,7.366467679485943E-3,1.5874064092104082E-5,2.6919509946941503E-4,1.5548271967786201E-2,null,2.9620319533606295E-3,1.3806216261064584E-3,2.6762388276810622E-3,2.7910402228264342E-3,2.3022656173798181E-6,1.0794178970544877E-4,9.9201766852974136E-3]
[2004,3,3,1,2.8760415253308805E-3,1.9222789438264783E-3,2.6011974081071878E-3,7.9376907379744652E-3,1.5874064092104082E-5,2.6919509946941503E-4,1.5622277778800531E-2,null,2.4049791870387619E-3,1.5558936815152178E-3,2.6281454195457494E-3,3.0074677701687254E-3,2.3022656173798181E-6,1.0794178970544877E-4,9.7067301135912824E-3]
[2004,3,3,2,2.7368815288677647E-3,1.9213920835591247E-3,2.5872740871783744E-3,7.3050161462157315E-3,1.5874064092104082E-5,2.6919509946941503E-4,1.4835633009382515E-2,null,2.2886119885075521E-3,1.5551758563053053E-3,2.6140778551195054E-3,2.7677571910432164E-3,2.3022656173798181E-6,1.0794178970544877E-4,9.3358669462984076E-3]
[2004,3,3,3,2.6855713114335572E-3,1.9230724679082361E-3,2.5265331631784704E-3,7.7171207531498663E-3,1.5874064092104082E-5,2.6919509946941503E-4,1.5137366859231649E-2,null,2.2457057912482806E-3,1.5565359603628855E-3,2.5527076643405261E-3,2.9238972277623502E-3,2.3022656173798181E-6,1.0794178970544877E-4,9.389090699036871E-3]
[2004,3,3,4,2.7185953690363291E-3,1.8800893859352453E-3,2.5011607309188685E-3,6.7136519315154578E-3,1.5874064092104082E-5,2.6919509946941503E-4,1.409856658096742E-2,null,2.2733208901634812E-3,1.5217454291194326E-3,2.5270723775230102E-3,2.5436984723489113E-3,2.3022656173798181E-6,1.0794178970544877E-4,8.9760812244776642E-3]
[2004,3,3,5,2.6612200046756771E-3,1.8343692966455321E-3,2.5619288685062424E-3,6.0402609260942937E-3,1.5874064092104082E-5,2.6919509946941503E-4,1.3382848259483264E-2,null,2.2253429468963863E-3,1.484739562581367E-3,2.5884700638181064E-3,2.2885610763003403E-3,2.3022656173798181E-6,1.0794178970544877E-4,8.6973577049190287E-3]
[2004,3,3,6,2.9150993332610446E-3,1.8695127524945797E-3,2.7086286735546251E-3,5.9792771313106601E-3,1.5874064092104082E-5,2.6919509946941503E-4,1.3757587054182429E-2,null,2.4376397777625329E-3,1.5131846959361014E-3,2.7366896566427485E-3,2.2654552633669979E-3,2.3022656173798181E-6,1.0794178970544877E-4,9.0632134490312086E-3]
[2004,3,3,7,3.4578152184235383E-3,1.8886741010588719E-3,2.9931451242976308E-3,6.0453085077569737E-3,1.5874064092104082E-5,2.6919509946941503E-4,1.4670012115098533E-2,null,2.8914650778478486E-3,1.5286939024725613E-3,3.0241536547518958E-3,2.2904735266173048E-3,2.3022656173798181E-6,1.0794178970544877E-4,9.8450302170124404E-3]
[2004,3,3,8,3.4078831070630689E-3,2.0338365667759771E-3,3.6773898741025127E-3,7.2347633657190427E-3,2.6509690213396008E-6,4.4955587003382282E-5,1.6401479469685322E-2,null,2.8497112688262577E-3,1.6461884856223007E-3,3.7154870765995257E-3,2.7411395033449873E-3,3.8447840421691364E-7,1.8026281042888855E-5,1.0970937093840177E-2]
[2004,3,3,9,3.4445519779520714E-3,1.8021483066004535E-3,3.9248985594234273E-3,8.957616287416828E-3,0,0,1.8129215131392779E-2,null,2.8803742027663777E-3,1.4586598747273717E-3,3.965559914438194E-3,3.393901724220993E-3,0,0,1.1698495716152937E-2]
[2004,3,3,10,3.3190955006204498E-3,1.8142410938770605E-3,3.9986455533224038E-3,8.8516171250471107E-3,0,0,1.7983599272867024E-2,null,2.7754660454243035E-3,1.46844778369657E-3,4.0400709160318404E-3,3.3537402874738169E-3,0,0,1.1637725032626531E-2]
[2004,3,3,11,3.1595333954002958E-3,1.9449988034660494E-3,3.9407883019056608E-3,8.2105611337951519E-3,0,0,1.7255881634567156E-2,null,2.6420383675849128E-3,1.5742831489604337E-3,3.9816142722475193E-3,3.1108541262203481E-3,0,0,1.1308789915013214E-2]
[2004,3,3,12,2.9328399032333939E-3,1.8759987469387669E-3,3.8599465575691093E-3,8.5241050664261742E-3,0,0,1.7192890274167445E-2,null,2.4524746475562838E-3,1.5184344635655411E-3,3.8999350196756047E-3,3.2296510538215337E-3,0,0,1.1100495184618964E-2]
[2004,3,3,13,2.771838293341179E-3,2.0314828925446136E-3,3.8509371812739694E-3,7.5342787207063541E-3,0,0,1.6188537087866117E-2,null,2.3178432392611747E-3,1.6442834203472089E-3,3.8908323076056795E-3,2.8546212207020993E-3,0,0,1.0707580187916161E-2]
[2004,3,3,14,2.6226163661126354E-3,1.9443631699262295E-3,3.8673868936053785E-3,8.4498285618932398E-3,0,0,1.6884194991537482E-2,null,2.1930621378502091E-3,1.5737686668081212E-3,3.9074524364670626E-3,3.2015088395633104E-3,0,0,1.0875792080688703E-2]
[2004,3,3,15,2.4744856881646713E-3,2.0235395004335002E-3,3.7721488971566184E-3,8.1453233898228488E-3,0,0,1.6415497475577641E-2,null,2.0691935517087733E-3,1.6378540342088595E-3,3.8112277887900306E-3,3.0861365579915204E-3,0,0,1.0604411932699185E-2]
[2004,3,3,16,2.7224522833622419E-3,1.813717258941471E-3,3.6821459182888273E-3,8.6019150203523794E-3,0,0,1.6820230480944921E-2,null,2.2765460865308892E-3,1.4680237913987516E-3,3.7202923926837501E-3,3.2591320371901412E-3,0,0,1.0723994307803533E-2]
[2004,3,3,17,3.2449124949927785E-3,1.7880557329638975E-3,3.4291308008519393E-3,6.890460819234989E-3,0,0,1.5352559848043606E-2,null,2.7134333581368682E-3,1.447253337529519E-3,3.4646560769258242E-3,2.6106886145513476E-3,0,0,1.023603138714356E-2]
[2004,3,3,18,3.3321736573783136E-3,1.8289804561158222E-3,3.2458337079621937E-3,6.5755985054099502E-3,0,0,1.498258632686628E-2,null,2.7864021513638289E-3,1.4803778319606388E-3,3.2794600538970384E-3,2.4913921727865739E-3,0,0,1.003763221000808E-2]
[2004,3,3,19,3.1080514295018956E-3,2.0454686937678864E-3,3.2011677252046723E-3,6.3844597575520275E-3,1.190554806907806E-5,2.0189632460206126E-4,1.4952949478697618E-2,null,2.5989885522734847E-3,1.6556035358924076E-3,3.2343313383186583E-3,2.4189726690809158E-3,1.7266992130348634E-6,8.0956342279086573E-5,9.9905791370575887E-3]
[2004,3,3,20,3.7593590197019609E-3,1.7407906052178809E-3,3.225685087468449E-3,7.9352751300160018E-3,1.5874064092104082E-5,2.6919509946941503E-4,1.6946179005965813E-2,null,3.1436194920549678E-3,1.4089969159772704E-3,3.2591026967446132E-3,3.0065525338209944E-3,2.3022656173798181E-6,1.0794178970544877E-4,1.0928515693920674E-2]
[2004,3,3,21,3.6682705973023633E-3,1.7862809574801691E-3,3.1951381030301306E-3,7.6538935670684887E-3,1.5874064092104082E-5,2.6919509946941503E-4,1.6588652388442673E-2,null,3.0674502997391426E-3,1.4458168332333503E-3,3.2282392501710136E-3,2.8999414286999736E-3,2.3022656173798181E-6,1.0794178970544877E-4,1.0751691867166308E-2]
[2004,3,3,22,3.8328215231000743E-3,1.7626082879052384E-3,2.9679991428555172E-3,7.5203077387606503E-3,1.5874064092104082E-5,2.6919509946941503E-4,1.6368805856183E-2,null,3.2050496870449034E-3,1.4266561608790487E-3,2.9987471647480624E-3,2.8493278325736979E-3,2.3022656173798181E-6,1.0794178970544877E-4,1.0590024900568542E-2]
[2004,3,3,23,3.7613106261610661E-3,1.6241732848039766E-3,2.7008967969665934E-3,8.0588107734602E-3,1.5874064092104082E-5,2.6919509946941503E-4,1.6430260644953357E-2,null,3.1452514479478506E-3,1.3146067898356152E-3,2.7288776789835384E-3,3.053358270954095E-3,2.3022656173798181E-6,1.0794178970544877E-4,1.0352338243043928E-2]
[2004,3,3,24,3.4560346932375231E-3,1.7057334397497909E-3,2.6382332499674771E-3,7.4072182069782428E-3,1.5874064092104082E-5,2.6919509946941503E-4,1.5492288753494553E-2,null,2.8899761820942059E-3,1.3806216261064584E-3,2.6655649471220774E-3,2.80647996494994E-3,2.3022656173798181E-6,1.0794178970544877E-4,9.8528867755955096E-3]
[2004,3,4,1,2.8882525419792202E-3,1.9222789438264783E-3,2.6035790706707635E-3,7.6710737894466665E-3,1.5874064092104082E-5,2.6919509946941503E-4,1.5370253509484648E-2,null,2.4151901803895833E-3,1.5558936815152178E-3,2.6305517557730024E-3,2.9064507481975843E-3,2.3022656173798181E-6,1.0794178970544877E-4,9.6183304211982165E-3]
[2004,3,4,2,2.7487622322577079E-3,1.9213920835591247E-3,2.5861916696556823E-3,7.1485052107231242E-3,1.5874064092104082E-5,2.6919509946941503E-4,1.4689920359757158E-2,null,2.2985467700913846E-3,1.5551758563053053E-3,2.6129842239151096E-3,2.708457627768333E-3,2.3022656173798181E-6,1.0794178970544877E-4,9.2854085334029609E-3]
[2004,3,4,3,2.6983289927809831E-3,1.9230724679082361E-3,2.5230304408884489E-3,7.6988123951383372E-3,1.5874064092104082E-5,2.6919509946941503E-4,1.5128313460277524E-2,null,2.2563739119430617E-3,1.5565359603628855E-3,2.5491686543777418E-3,2.9169604751900983E-3,2.3022656173798181E-6,1.0794178970544877E-4,9.3892830571966155E-3]
[2004,3,4,4,2.7315216156219542E-3,1.8800893859352453E-3,2.4992418509016891E-3,6.868102114146634E-3,1.5874064092104082E-5,2.6919509946941503E-4,1.4264024130167042E-2,null,2.2841299670600264E-3,1.5217454291194326E-3,2.5251336181992888E-3,2.6022172483624083E-3,2.3022656173798181E-6,1.0794178970544877E-4,9.0434703180639862E-3]
[2004,3,4,5,2.6742873505980697E-3,1.8343692966455321E-3,2.5617738435365438E-3,6.2832048790131918E-3,1.5874064092104082E-5,2.6919509946941503E-4,1.3638704533354857E-2,null,2.2362700126902554E-3,1.484739562581367E-3,2.588313432813186E-3,2.3806087678116148E-3,2.3022656173798181E-6,1.0794178970544877E-4,8.8001758312192518E-3]
[2004,3,4,6,2.9294620425509657E-3,1.8695127524945797E-3,2.7066520791630389E-3,5.8460367608558026E-3,1.5874064092104082E-5,2.6919509946941503E-4,1.3636732798625905E-2,null,2.4496500413861691E-3,1.5131846959361014E-3,2.7346925850324369E-3,2.2149725558572092E-3,2.3022656173798181E-6,1.0794178970544877E-4,9.0227439335347458E-3]
[2004,3,4,7,3.4755190869758743E-3,1.8886741010588719E-3,3.010909033889334E-3,5.843388769799473E-3,1.5874064092104082E-5,2.6919509946941503E-4,1.4503560155285073E-2,null,2.9062692574897053E-3,1.5286939024725613E-3,3.0421015957582771E-3,2.2139692731619654E-3,2.3022656173798181E-6,1.0794178970544877E-4,9.8012780842053372E-3]
[2004,3,4,8,3.4240901693667856E-3,2.0338365667759771E-3,3.6802324713681267E-3,5.985733857983489E-3,1.3175476376028579E-6,2.234319864795142E-5,1.5147553811779934E-2,null,2.8632638017713425E-3,1.6461884856223007E-3,3.7183591227425645E-3,2.2679016168481716E-3,1.9108809235700897E-7,8.9591707076311601E-6,1.0504863285784368E-2]
[2004,3,4,9,3.4600667576785218E-3,1.8021483066004535E-3,3.9353662088203482E-3,7.1827500400477801E-3,0,0,1.6380331313147103E-2,null,2.89334784101359E-3,1.4586598747273717E-3,3.9761360070985144E-3,2.7214324618716722E-3,0,0,1.1049576184711148E-2]
[2004,3,4,10,3.3326228314315273E-3,1.8142410938770605E-3,4.0110924215268073E-3,7.1519032218757637E-3,0,0,1.6309859568711157E-2,null,2.786777755902158E-3,1.46844778369657E-3,4.0526467319069205E-3,2.7097450814323244E-3,0,0,1.1017617352937973E-2]
[2004,3,4,11,3.1727905463325833E-3,1.9449988034660494E-3,3.9467285408337823E-3,6.1081530110456157E-3,0,0,1.5172670901678032E-2,null,2.6531241505232919E-3,1.5742831489604337E-3,3.9876160511518391E-3,2.3142843331115225E-3,0,0,1.0529307683747087E-2]
[2004,3,4,12,2.9444639692334873E-3,1.8759987469387669E-3,3.8614435000694134E-3,6.5375774368498429E-3,0,0,1.521948365309151E-2,null,2.4621948259865218E-3,1.5184344635655411E-3,3.9014474702736392E-3,2.4769865802715049E-3,0,0,1.0359063340097207E-2]
[2004,3,4,13,2.7826934060482451E-3,2.0314828925446136E-3,3.8745172746877696E-3,5.762975506820014E-3,0,0,1.4451669080100642E-2,null,2.3269204100542667E-3,1.6442834203472089E-3,3.9146566872182344E-3,2.1835019364152912E-3,0,0,1.0069362454035001E-2]
[2004,3,4,14,2.6331707331099055E-3,1.9443631699262295E-3,3.8833682995977328E-3,6.9049254871814793E-3,0,0,1.5365827689815346E-2,null,2.2018878216024224E-3,1.5737686668081212E-3,3.9235994074066005E-3,2.6161690526398645E-3,0,0,1.0315424948457007E-2]
[2004,3,4,15,2.4836855698325069E-3,2.0235395004335002E-3,3.7819760040034064E-3,6.3369812853531606E-3,0,0,1.4626182359622573E-2,null,2.0768865991628842E-3,1.6378540342088595E-3,3.8211567029763499E-3,2.4009838131745214E-3,0,0,9.9368811495226146E-3]
[2004,3,4,16,2.732330419112495E-3,1.813717258941471E-3,3.6910788811071746E-3,7.2215440888962826E-3,0,0,1.5458670648057424E-2,null,2.28480629789323E-3,1.4680237913987516E-3,3.7293178996448289E-3,2.7361309246157618E-3,0,0,1.0218278913552573E-2]
[2004,3,4,17,3.2582774866953936E-3,1.7880557329638975E-3,3.4314573595672668E-3,6.8307691841565012E-3,0,0,1.5308559763383059E-2,null,2.724609318774654E-3,1.447253337529519E-3,3.4670067384373017E-3,2.5880723808666076E-3,0,0,1.0226941775608081E-2]
[2004,3,4,18,3.3447231048972367E-3,1.8289804561158222E-3,3.2653608605915374E-3,6.3698482125104684E-3,0,0,1.4808912634115065E-2,null,2.7968961445228369E-3,1.4803778319606388E-3,3.299189504872051E-3,2.4134365815416739E-3,0,0,9.9899000628972008E-3]
[2004,3,4,19,3.1192982892411488E-3,2.0454686937678864E-3,3.2220180898597517E-3,6.6664776127983421E-3,1.0588001067391641E-5,1.7955313673808981E-4,1.524340382347261E-2,null,2.6083933064657374E-3,1.6556035358924076E-3,3.2553977095957157E-3,2.5258248554740877E-3,1.5356112129068224E-6,7.1997175895613242E-5,1.0118752194536468E-2]
[2004,3,4,20,3.776095618280342E-3,1.7407906052178809E-3,3.2730701462472837E-3,8.3923043557513621E-3,1.5874064092104082E-5,2.6919509946941503E-4,1.746732988905839E-2,null,3.1576148293574078E-3,1.4089969159772704E-3,3.3069786575603364E-3,3.1797138110484574E-3,2.3022656173798181E-6,1.0794178970544877E-4,1.1163548269266303E-2]
[2004,3,4,21,3.6832538573246349E-3,1.7862809574801691E-3,3.2382605971763563E-3,8.2516283269124246E-3,1.5874064092104082E-5,2.6919509946941503E-4,1.7244492902455107E-2,null,3.0799794750623007E-3,1.4458168332333503E-3,3.271808486829703E-3,3.1264138480322124E-3,2.3022656173798181E-6,1.0794178970544877E-4,1.1034262698480395E-2]
[2004,3,4,22,3.8469156681524659E-3,1.7626082879052384E-3,3.0674860942614766E-3,7.893734850537024E-3,1.5874064092104082E-5,2.6919509946941503E-4,1.6855814064417728E-2,null,3.2168353741469724E-3,1.4266561608790487E-3,3.0992647859125412E-3,2.990813566932407E-3,2.3022656173798181E-6,1.0794178970544877E-4,1.0843813943193798E-2]
[2004,3,4,23,3.7759144600576756E-3,1.6241732848039766E-3,2.8120712404698612E-3,8.3804968959816702E-3,1.5874064092104082E-5,2.6919509946941503E-4,1.6877725044874704E-2,null,3.1574633427563846E-3,1.3146067898356152E-3,2.8412038728944699E-3,3.1752401478790135E-3,2.3022656173798181E-6,1.0794178970544877E-4,1.0598758208688311E-2]
[2004,3,4,24,3.4698586584111235E-3,1.7057334397497909E-3,2.6666495853827328E-3,7.6510639358341225E-3,1.5874064092104082E-5,2.6919509946941503E-4,1.5778374782939288E-2,null,2.9015359416567988E-3,1.3806216261064584E-3,2.694275671471224E-3,2.8988693253616431E-3,2.3022656173798181E-6,1.0794178970544877E-4,9.9855466199189544E-3]
[2004,3,5,1,3.2082577010409891E-3,1.6068727522089779E-3,2.6410040761196359E-3,7.6314085207356266E-3,1.5874064092104082E-5,2.6919509946941503E-4,{"$f":"SUM(E1539:J1539)","v":1.537261221366675E-2},null,2.6827821954944564E-3,1.3006037288137719E-3,2.6683644786137887E-3,2.8914221937752214E-3,2.3022656173798181E-6,1.0794178970544877E-4,{"$f":"SUM(M1539:R1539)","v":9.6534166520200661E-3}]
[2004,3,5,2,2.9514824649445846E-3,1.7044554297748881E-3,2.567190392337053E-3,6.9770472024980722E-3,1.5874064092104082E-5,2.6919509946941503E-4,1.4485244653116116E-2,null,{"$f":"E1540*V$5","v":2.4680637732742588E-3},{"$f":"F1540*W$5","v":1.3795872040985335E-3},{"$f":"G1540*X$5","v":2.593786096239436E-3},{"$f":"H1540*Y$5","v":2.6434948507219509E-3},{"$f":"I1540*Z$5","v":2.3022656173798181E-6},{"$f":"J1540*AA$5","v":1.0794178970544877E-4},9.1951759796570082E-3]
[2004,3,5,3,2.5566417926204928E-3,1.5526790056622282E-3,2.5361041295236869E-3,7.472369795694646E-3,1.5874064092104082E-5,2.6919509946941503E-4,1.4402863887062573E-2,null,2.1378934364511193E-3,1.2567392792236002E-3,2.5623777844484465E-3,2.831164890290061E-3,2.3022656173798181E-6,1.0794178970544877E-4,8.8984194457360551E-3]
[2004,3,5,4,2.6898731995907933E-3,1.4827220493667122E-3,2.4957003838132412E-3,6.7552401617469986E-3,1.5874064092104082E-5,2.6919509946941503E-4,1.3708604958079264E-2,null,2.2493030798798942E-3,1.200116078606544E-3,2.5215554620478301E-3,2.5594556070331017E-3,2.3022656173798181E-6,1.0794178970544877E-4,8.6406742828901983E-3]
[2004,3,5,5,2.7479173357751068E-3,1.5790199734480538E-3,2.555967632690843E-3,6.107827683702197E-3,1.5874064092104082E-5,2.6919509946941503E-4,1.327580178917772E-2,null,2.2978402578807777E-3,1.2780596736827832E-3,2.582447070501934E-3,2.3141610716325375E-3,2.3022656173798181E-6,1.0794178970544877E-4,8.5827521290208608E-3]
[2004,3,5,6,2.988461997220328E-3,1.6469095083788815E-3,2.6831728055065379E-3,5.9630650285584239E-3,1.5874064092104082E-5,2.6919509946941503E-4,1.3566678503225691E-2,null,2.498986485859001E-3,1.3330095022594916E-3,2.7109700696546068E-3,2.2593127493634284E-3,2.3022656173798181E-6,1.0794178970544877E-4,8.9125228624593565E-3]
[2004,3,5,7,3.5715978475845452E-3,1.6399917496263377E-3,3.0895095758910153E-3,5.7997468609128086E-3,1.5874064092104082E-5,2.6919509946941503E-4,1.4385915197576227E-2,null,2.986611428332927E-3,1.3274102643508123E-3,3.1215164274783539E-3,2.1974340315233155E-3,2.3022656173798181E-6,1.0794178970544877E-4,9.7432162070082377E-3]
[2004,3,5,8,3.746159172593494E-3,1.8871301846736974E-3,3.6308461388190288E-3,6.874538616458821E-3,1.3175476376028579E-6,2.234319864795142E-5,1.6162334858830594E-2,null,3.132581627236829E-3,1.5274442556633947E-3,3.6684611552632251E-3,2.6046559391473627E-3,1.9108809235700897E-7,8.9591707076311601E-6,1.09422932361108E-2]
[2004,3,5,9,4.1603047294471816E-3,1.6840275703468362E-3,3.8297308786530838E-3,9.1050405115962411E-3,0,0,1.877910369004334E-2,null,3.4788949317789489E-3,1.3630528829413145E-3,3.8694063108993637E-3,3.4497584736708779E-3,0,0,1.2161112599290504E-2]
[2004,3,5,10,4.4209767575547499E-3,1.6037143813760596E-3,3.8771586955224204E-3,8.6585058549200067E-3,0,0,1.8560355689373236E-2,null,3.6968718965481764E-3,1.2980473416470699E-3,3.9173254727729347E-3,3.280573425708198E-3,0,0,1.2192818136676378E-2]
[2004,3,5,11,4.2170114077820665E-3,1.7951332229070916E-3,3.8485724294444442E-3,8.3517609243378109E-3,0,0,1.8212477984471412E-2,null,3.5263137120574465E-3,1.452981861955679E-3,3.8884430573051221E-3,3.1643525344135586E-3,0,0,1.2032091165731807E-2]
[2004,3,5,12,3.5464447043869005E-3,1.7197981918851187E-3,3.747182079020632E-3,8.5502712311088021E-3,0,0,1.7563696206401455E-2,null,2.9655780790762672E-3,1.392005644565233E-3,3.7860023181970582E-3,3.2395650073313944E-3,0,0,1.1383151049169952E-2]
[2004,3,5,13,3.3434830935549602E-3,2.1063028888968116E-3,3.7595167956438269E-3,7.8292191638097038E-3,0,0,1.7038521941905301E-2,null,2.7958592326967728E-3,1.7048427683800432E-3,3.7984648206175237E-3,2.9663695749821447E-3,0,0,1.1265536396676485E-2]
[2004,3,5,14,3.0872827080784793E-3,1.9778974129904385E-3,3.6851118009447086E-3,8.5248917673022041E-3,0,0,1.727518368931583E-2,null,2.5816215072135299E-3,1.6009113024102869E-3,3.723289001435039E-3,3.2299491225681663E-3,0,0,1.1135770933627023E-2]
[2004,3,5,15,3.0065190854514888E-3,1.8218076244659819E-3,3.6396159396372228E-3,8.1980723769916729E-3,0,0,1.6666015026546369E-2,null,2.5140860318815391E-3,1.474572137902344E-3,3.6773218098905248E-3,3.1061223301834667E-3,0,0,1.0772102309857874E-2]
[2004,3,5,16,2.9219167124273577E-3,1.6858119286049821E-3,3.3817322436604123E-3,8.4978748022725321E-3,0,0,1.6487335686965286E-2,null,2.4433405490694587E-3,1.364497143540602E-3,3.4167664778558962E-3,3.2197128140173939E-3,0,0,1.0444316984483351E-2]
[2004,3,5,17,3.7156466357251556E-3,1.615566443230207E-3,3.2734178374233553E-3,7.3157504202804244E-3,0,0,1.5920381336659142E-2,null,3.1070666910073654E-3,1.3076404073210286E-3,3.3073299507643669E-3,2.7718242408126511E-3,0,0,1.0493861289905412E-2]
[2004,3,5,18,3.4628864034751522E-3,1.7129593911811645E-3,3.1242024215528221E-3,6.5013928630644167E-3,0,0,1.4801441079273555E-2,null,2.8957056614400309E-3,1.3864703153464446E-3,3.1565686857702121E-3,2.4632768071108624E-3,0,0,9.9020214696675501E-3]
[2004,3,5,19,3.5595311777430923E-3,1.6122577330811069E-3,3.0631059303329201E-3,6.5800381441455816E-3,1.0588001067391641E-5,1.7955313673808981E-4,1.5005074123108182E-2,null,2.9765211394515018E-3,1.3049623354254366E-3,3.0948392441486534E-3,2.4930742829681568E-3,1.5356112129068224E-6,7.1997175895613242E-5,9.9429297891022693E-3]
[2004,3,5,20,3.7838254618269623E-3,1.6221275437069502E-3,3.0709568875747577E-3,6.5136324275564886E-3,1.5874064092104082E-5,2.6919509946941503E-4,1.5275611484226678E-2,null,3.1640786139324755E-3,1.3129509658163687E-3,3.1027715361192192E-3,2.4679141880502211E-3,2.3022656173798181E-6,1.0794178970544877E-4,1.0157959359241114E-2]
[2004,3,5,21,3.714901007077046E-3,1.7142412801864674E-3,2.9967366609454401E-3,6.4348402168337218E-3,1.5874064092104082E-5,2.6919509946941503E-4,1.5145788328604195E-2,null,3.1064431877080669E-3,1.387507877043804E-3,3.0277823991757724E-3,2.438061042833136E-3,2.3022656173798181E-6,1.0794178970544877E-4,1.0070038562083609E-2]
[2004,3,5,22,4.3896431194218166E-3,1.436130692051305E-3,2.851253788459557E-3,6.4660048828018568E-3,1.5874064092104082E-5,2.6919509946941503E-4,1.5428101646296054E-2,null,3.6706703459446124E-3,1.1624050072279234E-3,2.8807923461507861E-3,2.4498688508671333E-3,2.3022656173798181E-6,1.0794178970544877E-4,1.0273980605513284E-2]
[2004,3,5,23,4.1655608113918031E-3,1.3381510326735903E-3,2.6638179115308813E-3,6.4858181822355938E-3,1.5874064092104082E-5,2.6919509946941503E-4,1.4938417101393387E-2,null,3.4832901282915345E-3,1.0831002146366143E-3,2.691414661906861E-3,2.4573758023766689E-3,2.3022656173798181E-6,1.0794178970544877E-4,9.8254248625345084E-3]
[2004,3,5,24,4.0052988529947191E-3,1.0146762229250375E-3,2.5078126783407099E-3,6.5224019403266661E-3,1.5874064092104082E-5,2.6919509946941503E-4,1.4335258858148651E-2,null,3.3492772251312725E-3,8.2127951778433576E-4,2.5337932381133232E-3,2.4712368202724892E-3,2.3022656173798181E-6,1.0794178970544877E-4,9.2858308566242491E-3]
[2004,3,6,1,3.2206098304596283E-3,1.3773251818204018E-3,2.5036729247827141E-3,6.0650192593042548E-3,1.5874064092104082E-5,2.6919509946941503E-4,1.3451696359928518E-2,null,2.6931111889758764E-3,1.114807793462261E-3,2.5296105973350472E-3,2.2979416243249485E-3,2.3022656173798181E-6,1.0794178970544877E-4,8.7457152594209615E-3]
[2004,3,6,2,2.9455419854281443E-3,1.3641142489638069E-3,2.4525999477228028E-3,5.9507020688394216E-3,1.5874064092104082E-5,2.6919509946941503E-4,1.2998027414515695E-2,null,2.4630962755965522E-3,1.1041148568182264E-3,2.4780085119630473E-3,2.2546286158885731E-3,2.3022656173798181E-6,1.0794178970544877E-4,8.4100923155892276E-3]
[2004,3,6,3,2.6536707001464047E-3,1.3599939321953852E-3,2.4296088252168018E-3,5.805055317653433E-3,1.5874064092104082E-5,2.6919509946941503E-4,1.2533397938773545E-2,null,2.2190301311356929E-3,1.1007798700586736E-3,2.4547792049077516E-3,2.1994453233566422E-3,2.3022656173798181E-6,1.0794178970544877E-4,8.084278584781588E-3]
[2004,3,6,4,2.6107246883187341E-3,1.3639750120108007E-3,2.4262976814033461E-3,5.6686572002428099E-3,1.5874064092104082E-5,2.6919509946941503E-4,1.235472374553721E-2,null,2.18311817934286E-3,1.1040021583484693E-3,2.4514337581455531E-3,2.1477661945564167E-3,2.3022656173798181E-6,1.0794178970544877E-4,7.996564345716127E-3]
[2004,3,6,5,2.693308203782727E-3,1.2833459448530413E-3,2.5023429011441925E-3,5.4921803500365537E-3,1.5874064092104082E-5,2.6919509946941503E-4,1.2256246563378034E-2,null,2.2521754701135648E-3,1.0387409450682034E-3,2.5282667948529386E-3,2.0809018562121333E-3,2.3022656173798181E-6,1.0794178970544877E-4,8.0103291215696693E-3]
[2004,3,6,6,2.8537616121260415E-3,1.176853956830738E-3,2.5605146108001403E-3,5.7730139676125721E-3,1.5874064092104082E-5,2.6919509946941503E-4,1.2649213310931011E-2,null,2.3863484659331254E-3,9.5254626878148619E-4,2.5870411546162269E-3,2.1873053533399754E-3,2.3022656173798181E-6,1.0794178970544877E-4,8.2234852979936428E-3]
[2004,3,6,7,3.0103067731951775E-3,1.2786672595121345E-3,2.905298940186157E-3,5.6059410535357927E-3,1.5874064092104082E-5,2.6919509946941503E-4,1.3085283189990781E-2,null,2.5172533401802348E-3,1.0349540144652888E-3,2.9353973974691619E-3,2.1240040203779529E-3,2.3022656173798181E-6,1.0794178970544877E-4,8.7218528278154676E-3]
[2004,3,6,8,3.4212327667986608E-3,1.4399821985390184E-3,3.180410221084673E-3,5.6097366765132124E-3,0,0,1.3651361862935564E-2,null,2.8608744086958929E-3,1.1655224187918348E-3,3.213358789597769E-3,2.1254421229885386E-3,0,0,9.3651977400740355E-3]
[2004,3,6,9,3.751848682376914E-3,1.5241000293832038E-3,3.3157646505449761E-3,5.6419404031144886E-3,0,0,1.4233653765419581E-2,null,3.1373392611211324E-3,1.2336074394042481E-3,3.3501154704604409E-3,2.1376436149626865E-3,0,0,9.8587057859485083E-3]
[2004,3,6,10,4.4062631432803768E-3,1.5187734901471062E-3,3.3417505467008579E-3,5.4742169695064955E-3,0,0,1.4741004149634838E-2,null,3.684568202118065E-3,1.229296135486363E-3,3.3763705765673504E-3,2.0740958102510617E-3,0,0,1.0364330724422839E-2]
[2004,3,6,11,4.1574872427153891E-3,1.5324845765029899E-3,3.3125875691220777E-3,5.1323080165005608E-3,0,0,1.4134867404841017E-2,null,3.476538916787497E-3,1.2403938966600685E-3,3.3469054749548748E-3,1.9445518168603748E-3,0,0,1.0008390105262817E-2]
[2004,3,6,12,4.5440126078984816E-3,1.421012200674753E-3,3.255038387646977E-3,5.2055574021102769E-3,0,0,1.4425620598330488E-2,null,3.7997558976066272E-3,1.1501680916219108E-3,3.2887600926701636E-3,1.9723048717069152E-3,0,0,1.0210988953605615E-2]
[2004,3,6,13,4.0743742179523016E-3,1.441466379826089E-3,3.2674130046248472E-3,5.4806216022067582E-3,0,0,1.4263875204609996E-2,null,3.4070388442167202E-3,1.1667237159782773E-3,3.3012629088069395E-3,2.0765224261349055E-3,0,0,9.9515478951368429E-3]
[2004,3,6,14,3.5341112139469053E-3,1.4810757334131424E-3,3.2269147345399289E-3,5.321064347002127E-3,0,0,1.3563166028902103E-2,null,2.9552646717243623E-3,1.198783549527888E-3,3.2603450827736382E-3,2.0160686596220815E-3,0,0,9.4304619636479698E-3]
[2004,3,6,15,3.7341561582228773E-3,1.4024284123224592E-3,3.1950188638077085E-3,5.1696525917419777E-3,0,0,1.3501256026095022E-2,null,3.12254456779634E-3,1.1351263626528606E-3,3.228118775648295E-3,1.9587010965610679E-3,0,0,9.4444908026585627E-3]
[2004,3,6,16,3.4178484714597586E-3,1.4398918968666968E-3,3.1515106102498573E-3,5.2829392106212361E-3,0,0,1.3292190189197549E-2,null,2.8580444217916126E-3,1.1654493285663779E-3,3.1841597831688633E-3,2.0016236374256037E-3,0,0,9.2092771709524589E-3]
[2004,3,6,17,4.0528492729820682E-3,1.3213202954936764E-3,3.0650015921232462E-3,5.4445359172485804E-3,0,0,1.3883707077847571E-2,null,3.3890394362806301E-3,1.0694774062936462E-3,3.0967545447082054E-3,2.0628501204154369E-3,0,0,9.6181215076979187E-3]
[2004,3,6,18,4.0564396824273718E-3,1.2484018806149036E-3,2.8926488842583244E-3,5.2340764526063628E-3,0,0,1.3431566899906962E-2,null,3.3920417781845456E-3,1.0104571993978934E-3,2.9226162888765913E-3,1.9831102971176661E-3,0,0,9.3082255635766956E-3]
[2004,3,6,19,3.7601205878757815E-3,1.2513121861899108E-3,2.7963071709551641E-3,5.4999011572281452E-3,1.0588001067391641E-5,1.7955313673808981E-4,1.3497782240054483E-2,null,3.1442563241700187E-3,1.0128128024023244E-3,2.8252764900056028E-3,2.0838271501741812E-3,1.5356112129068224E-6,7.1997175895613242E-5,9.139705553860648E-3]
[2004,3,6,20,4.3796586033246713E-3,1.2421621459743992E-3,2.7732159165576335E-3,5.5015280790360194E-3,1.5874064092104082E-5,2.6919509946941503E-4,1.4181633908454243E-2,null,3.6623211781058327E-3,1.005406754595035E-3,2.8019460137075369E-3,2.084443565585575E-3,2.3022656173798181E-6,1.0794178970544877E-4,9.6643615673168079E-3]
[2004,3,6,21,4.3280525115914018E-3,1.4117770475674802E-3,2.6202500685196797E-3,5.2551753179104505E-3,1.5874064092104082E-5,2.6919509946941503E-4,1.3900324109150531E-2,null,3.6191675673356797E-3,1.1426931533911311E-3,2.6473954626363614E-3,1.9911043295741848E-3,2.3022656173798181E-6,1.0794178970544877E-4,9.5106045682601861E-3]
[2004,3,6,22,4.1843715837777519E-3,1.3267494716573361E-3,2.5357238620543907E-3,5.4149921759600898E-3,1.5874064092104082E-5,2.6919509946941503E-4,1.3746906257011087E-2,null,3.4990199137212236E-3,1.0738717845996666E-3,2.5619935774657248E-3,2.0516564555740661E-3,2.3022656173798181E-6,1.0794178970544877E-4,9.2967857866835084E-3]
[2004,3,6,23,4.124132059521262E-3,1.1264717523087645E-3,2.4360343981040303E-3,5.621500092290942E-3,1.5874064092104082E-5,2.6919509946941503E-4,1.3593207465786518E-2,null,3.4486469268230919E-3,9.1176688349596437E-4,2.4612713457575364E-3,2.1298990985733099E-3,2.3022656173798181E-6,1.0794178970544877E-4,9.0618283099727307E-3]
[2004,3,6,24,3.7617673982230961E-3,1.1310513763993937E-3,2.3682622941629374E-3,5.6620142398629879E-3,1.5874064092104082E-5,2.6919509946941503E-4,1.3208164472209934E-2,null,3.1456334060290282E-3,9.154736338659919E-4,2.3927971330773958E-3,2.1452492800153595E-3,2.3022656173798181E-6,1.0794178970544877E-4,8.7093975083106043E-3]
[2004,3,7,1,3.3034614465121525E-3,1.0810945670286271E-3,2.3789184864050094E-3,5.6981384257831415E-3,1.5874064092104082E-5,2.6919509946941503E-4,1.2746682089290449E-2,null,2.762392668559494E-3,8.7503856366025364E-4,2.4035637218582065E-3,2.1589361731515072E-3,2.3022656173798181E-6,1.0794178970544877E-4,8.3101751825522905E-3]
[2004,3,7,2,2.8243405664016728E-3,1.1313460304599593E-3,2.3373081206480551E-3,5.6950026295191983E-3,1.5874064092104082E-5,2.6919509946941503E-4,1.2273066510590404E-2,null,2.3617462472221556E-3,9.1571212703189743E-4,2.3615222790100304E-3,2.1577480686373685E-3,2.3022656173798181E-6,1.0794178970544877E-4,7.9069727772242797E-3]
[2004,3,7,3,2.4981061573809841E-3,1.1795862268362029E-3,2.3441203092458727E-3,5.6651186356445277E-3,1.5874064092104082E-5,2.6919509946941503E-4,1.1972000492669105E-2,null,2.0889452612557298E-3,9.5475776969364528E-4,2.3684050408506489E-3,2.1464254873742785E-3,2.3022656173798181E-6,1.0794178970544877E-4,7.668777614497131E-3]
[2004,3,7,4,2.3792847567923959E-3,1.1670355454294981E-3,2.3625776782257319E-3,5.6767526590670988E-3,1.5874064092104082E-5,2.6919509946941503E-4,1.1870719803076244E-2,null,1.9895854318257729E-3,9.4459924095247766E-4,2.3870536253794874E-3,2.1508334382047867E-3,2.3022656173798181E-6,1.0794178970544877E-4,7.5823157916853536E-3]
[2004,3,7,5,2.5604501868025566E-3,1.0870588685684228E-3,2.4233454697859219E-3,5.606400287943525E-3,1.5874064092104082E-5,2.6919509946941503E-4,1.1962323976661944E-2,null,2.1410780597130694E-3,8.7986607275315732E-4,2.4484509620626106E-3,2.1241780171643988E-3,2.3022656173798181E-6,1.0794178970544877E-4,7.7038171670160641E-3]
[2004,3,7,6,2.61960938865288E-3,1.1283821449690312E-3,2.4586262322499591E-3,5.6123302130439744E-3,1.5874064092104082E-5,2.6919509946941503E-4,1.2104017142477363E-2,null,2.1905476685204332E-3,9.1331315641273738E-4,2.4840972278857847E-3,2.1264247737095734E-3,2.3022656173798181E-6,1.0794178970544877E-4,7.824626881851357E-3]
[2004,3,7,7,2.7232927497932006E-3,1.1033830192742899E-3,2.8030693590715959E-3,5.7197206828894682E-3,1.5874064092104082E-5,2.6919509946941503E-4,1.2634534974590073E-2,null,2.2772488942810754E-3,8.9307884971298937E-4,2.8321087333674166E-3,2.1671133552561522E-3,2.3022656173798181E-6,1.0794178970544877E-4,8.279793887940463E-3]
[2004,3,7,8,2.980445299909562E-3,1.1819328603212577E-3,2.9347468972754707E-3,5.5699148594883924E-3,0,0,1.2667039916994683E-2,null,2.4922828308486778E-3,9.5665713618462963E-4,2.9651504309367665E-3,2.1103542548408481E-3,0,0,8.5244446528109225E-3]
[2004,3,7,9,3.3791368014041089E-3,1.1543734364662583E-3,3.0648246988068568E-3,5.5680690425001728E-3,0,0,1.3166403979177396E-2,null,2.8256732755618523E-3,9.3435052268303371E-4,3.0965758188038323E-3,2.1096549034444597E-3,0,0,8.966254520493178E-3]
[2004,3,7,10,3.3406478382418804E-3,1.2889964403653108E-3,3.1550277592636961E-3,5.3557746517748491E-3,0,0,1.3140446689645736E-2,null,2.7934883594121413E-3,1.0433144593821404E-3,3.18771336931414E-3,2.0292198551451427E-3,0,0,9.0537360432535637E-3]
[2004,3,7,11,3.7969940899461674E-3,1.311963615733235E-3,3.1863861783926251E-3,5.1759121900134099E-3,0,0,1.3471256074085437E-2,null,3.175090373070723E-3,1.0619041043199726E-3,3.2193966569189288E-3,1.9610727611518125E-3,0,0,9.4174638954614368E-3]
[2004,3,7,12,3.6690046892780452E-3,1.3095748368362064E-3,3.174800388464025E-3,5.3439859752512702E-3,0,0,1.3497365889829548E-2,null,3.068064155939527E-3,1.0599706253083235E-3,3.2076908399602589E-3,2.024753308655999E-3,0,0,9.3604789298641078E-3]
[2004,3,7,13,3.6843327798982946E-3,1.2650961568494751E-3,3.1831144449678342E-3,5.4741181594990477E-3,0,0,1.3606661541214652E-2,null,3.0808816825969362E-3,1.0239695561733023E-3,3.2160910288310568E-3,2.0740583726734868E-3,0,0,9.3950006402747817E-3]
[2004,3,7,14,3.6094408319422731E-3,1.1826212933347647E-3,3.1577552994946937E-3,5.3475305107045148E-3,0,0,1.3297347935476246E-2,null,3.0182561695350895E-3,9.5721435426127869E-4,3.1904691664490985E-3,2.0260962781023717E-3,0,0,9.1920359683478371E-3]
[2004,3,7,15,3.5715638958362722E-3,1.1697526299310906E-3,3.1184487240014987E-3,5.4841866472372918E-3,0,0,1.3343951897006153E-2,null,2.9865830374883437E-3,9.4679845070907813E-4,3.1507553807831193E-3,2.0778731663416558E-3,0,0,9.1620100353221965E-3]
[2004,3,7,16,3.5320687353877413E-3,1.255364532501257E-3,3.0635769409058642E-3,5.239208928533994E-3,0,0,1.3090219137328857E-2,null,2.9535567275304074E-3,1.0160927738348702E-3,3.0953151343198425E-3,1.9850549125534469E-3,0,0,9.0500195482385686E-3]
[2004,3,7,17,4.0158496402089815E-3,1.2072525750001031E-3,2.9148846290820134E-3,5.2188947262848404E-3,0,0,{"$f":"SUM(E1603:J1603)","v":1.3356881570575938E-2},null,3.3580999154275318E-3,9.7715092779229545E-4,2.9450823926511186E-3,1.9773581767447892E-3,0,0,{"$f":"SUM(M1603:R1603)","v":9.2576914126157352E-3}]
[2004,3,7,18,3.9708066553969098E-3,1.2110367595186563E-3,2.7993383734850564E-3,5.2873379990838769E-3,0,0,1.3268519787484501E-2,null,{"$f":"E1604*V$5","v":3.3204344505720924E-3},{"$f":"F1604*W$5","v":9.8021384891569096E-4},{"$f":"G1604*X$5","v":2.828339095334911E-3},{"$f":"H1604*Y$5","v":2.0032902700730429E-3},{"$f":"I1604*Z$5","v":0},{"$f":"J1604*AA$5","v":0},9.1322776648957368E-3]
[2004,3,7,19,3.9222980856113013E-3,1.3848286745326956E-3,2.6654942625836584E-3,5.3535282994282476E-3,1.0588001067391641E-5,1.7955313673808981E-4,1.3516290459961385E-2,null,3.2798710234797162E-3,1.1208811247744761E-3,2.6931083797028174E-3,2.0283687471206735E-3,1.5356112129068224E-6,7.1997175895613242E-5,9.1957620621862038E-3]
[2004,3,7,20,4.3673576504869478E-3,1.4381368441395543E-3,2.6571360303217109E-3,4.9433054922517032E-3,1.5874064092104082E-5,2.6919509946941503E-4,1.3691005180761436E-2,null,3.6520349790732693E-3,1.1640287878807208E-3,2.6846635574197131E-3,1.8729416951105292E-3,2.3022656173798181E-6,1.0794178970544877E-4,9.4839130748070617E-3]
[2004,3,7,21,4.2932299800814934E-3,1.4711687385117402E-3,2.5656999108808563E-3,5.2577786419949809E-3,1.5874064092104082E-5,2.6919509946941503E-4,1.387294643503059E-2,null,3.5900485637386449E-3,1.1907648221629553E-3,2.5922801736209477E-3,1.9920906886473689E-3,2.3022656173798181E-6,1.0794178970544877E-4,9.4754283034927458E-3]
[2004,3,7,22,4.5904307635116649E-3,1.463953947426576E-3,2.4947455306697508E-3,5.6104686113737576E-3,1.5874064092104082E-5,2.6919509946941503E-4,1.4444668016543269E-2,null,3.8385712961908286E-3,1.1849251661136028E-3,2.5205907167702968E-3,2.1257194417422689E-3,2.3022656173798181E-6,1.0794178970544877E-4,9.7800506761398266E-3]
[2004,3,7,23,4.0713553162036046E-3,1.650236843748153E-3,2.5003658117884473E-3,6.2546400319206958E-3,1.5874064092104082E-5,2.6919509946941503E-4,1.4761667167222419E-2,null,3.4045144036586182E-3,1.335702649418991E-3,2.5262692231507143E-3,2.3697859907815789E-3,2.3022656173798181E-6,1.0794178970544877E-4,9.7465163223327319E-3]
[2004,3,7,24,3.4406486413214301E-3,1.6496389093501422E-3,2.4784925516280819E-3,7.3513861629818525E-3,1.5874064092104082E-5,2.6919509946941503E-4,1.5205235428843026E-2,null,2.8771101875308472E-3,1.3352186809737175E-3,2.5041693593257585E-3,2.7853260703973996E-3,2.3022656173798181E-6,1.0794178970544877E-4,9.6120683535505513E-3]
[2004,3,8,1,2.8686116108645318E-3,1.5142017140275972E-3,2.4690955232080647E-3,7.5630477403439943E-3,1.5874064092104082E-5,2.6919509946941503E-4,1.4700025752005708E-2,null,2.3987662066295196E-3,1.225595737268669E-3,2.4946749791136158E-3,2.8655213555392536E-3,2.3022656173798181E-6,1.0794178970544877E-4,9.0948023338738859E-3]
[2004,3,8,2,2.4267406603969794E-3,1.6912824586039551E-3,2.440713266953492E-3,7.306903177513392E-3,1.5874064092104082E-5,2.6919509946941503E-4,1.4150708727029337E-2,null,2.0292686072827097E-3,1.3689249936646836E-3,2.4659986869800992E-3,2.7684721579015071E-3,2.3022656173798181E-6,1.0794178970544877E-4,8.742908501151829E-3]
[2004,3,8,3,2.2934800237514358E-3,1.5388914557617156E-3,2.4269846458040731E-3,7.6780302742790237E-3,1.5874064092104082E-5,2.6919509946941503E-4,1.4222455563157767E-2,null,1.9178345216614332E-3,1.2455796284129425E-3,2.4521278393934949E-3,2.9090864522855367E-3,2.3022656173798181E-6,1.0794178970544877E-4,8.6348724970762361E-3]
[2004,3,8,4,2.3087061010072852E-3,1.8181520973044869E-3,2.4962790980565868E-3,6.7091236981511254E-3,1.5874064092104082E-5,2.6919509946941503E-4,1.3617330158081004E-2,null,1.9305667435636706E-3,1.4716133521176671E-3,2.5221401716831447E-3,2.5419827950381437E-3,2.3022656173798181E-6,1.0794178970544877E-4,8.5765471177254547E-3]
[2004,3,8,5,2.5234910321476744E-3,1.6501749344900421E-3,2.585574056571303E-3,7.6295681679575912E-3,1.5874064092104082E-5,2.6919509946941503E-4,1.4673877354728129E-2,null,2.1101723871305733E-3,1.3356525400299081E-3,2.6123602124526564E-3,2.8907249126832279E-3,2.3022656173798181E-6,1.0794178970544877E-4,9.0591541076191946E-3]
[2004,3,8,6,2.7768148619404642E-3,1.7026572192911304E-3,2.7763699578249586E-3,7.22888516676542E-3,1.5874064092104082E-5,2.6919509946941503E-4,1.4769796369383493E-2,null,2.3220047034816101E-3,1.3781317314998775E-3,2.8051327303650051E-3,2.7389123450336809E-3,2.3022656173798181E-6,1.0794178970544877E-4,9.3544255657030013E-3]
[2004,3,8,7,2.9190111272371019E-3,1.5634649145295195E-3,3.2729895039364733E-3,7.7380734544005127E-3,1.322309570668092E-5,2.242395232500127E-4,1.5731001619060301E-2,null,2.4409108651281155E-3,1.2654694000574745E-3,3.3068971798073917E-3,2.9318358809285448E-3,1.9177873053918723E-6,8.9915512986717743E-5,1.0036946626213636E-2]
[2004,3,8,8,3.4028070756318678E-3,1.7988178740533762E-3,3.6515546052521119E-3,7.1394064413649507E-3,0,0,1.5992585996302308E-2,null,2.8454666326354124E-3,1.4559642207103768E-3,3.6893841582741837E-3,2.7050102453373202E-3,0,0,1.0695825256957293E-2]
[2004,3,8,9,3.8436837125765018E-3,1.8448876045645474E-3,3.9146658499730879E-3,7.9587977695942114E-3,0,0,1.7562034936708347E-2,null,3.2141327755143838E-3,1.4932530870539653E-3,3.9552211956667407E-3,3.0154648967154465E-3,0,0,1.1678071954950537E-2]
[2004,3,8,10,3.5401355578881873E-3,1.9021192752389938E-3,4.0248053597829094E-3,8.1508857374969039E-3,0,0,1.7617945930406994E-2,null,2.9603022978040763E-3,1.5395764341784341E-3,4.0665017341278064E-3,3.088244045157298E-3,0,0,1.1654624511267614E-2]
[2004,3,8,11,3.4879269894324233E-3,2.0766070735545547E-3,3.9904781527351097E-3,7.7842903004846963E-3,0,0,1.7339302516206783E-2,null,2.9166448890304824E-3,1.6808069583812675E-3,4.0318189024106544E-3,2.9493467262896602E-3,0,0,1.1578617476112064E-2]
[2004,3,8,12,3.2320165637159007E-3,1.9115118143349654E-3,3.8601888852211582E-3,7.4907310658134359E-3,0,0,1.6494448329085459E-2,null,2.7026496312521167E-3,1.5471787607188876E-3,3.9001798578054509E-3,2.8381216904381748E-3,0,0,1.0988129940214629E-2]
[2004,3,8,13,3.3378867044194802E-3,1.9505424945740141E-3,3.8765932398699692E-3,6.9324678351529792E-3,0,0,1.6097490274016441E-2,null,2.7911794673752864E-3,1.5787702157281655E-3,3.9167541590855101E-3,2.6266044206295471E-3,0,0,1.091330826281851E-2]
[2004,3,8,14,2.8884888136138463E-3,1.8311515238507593E-3,3.8720503288138357E-3,7.7322107324282576E-3,0,0,1.6323901398706698E-2,null,2.4153877534631146E-3,1.4821350954326124E-3,3.912164184158436E-3,2.9296145866051634E-3,0,0,1.0739301619659327E-2]
[2004,3,8,15,2.6643672201414493E-3,2.0248751763286702E-3,3.7510621891582805E-3,7.5009429517111257E-3,0,0,1.5941247537339526E-2,null,2.22797468486875E-3,1.6389351310457786E-3,3.789922625688451E-3,2.8419908154423798E-3,0,0,1.049882325704536E-2]
[2004,3,8,16,2.9324307379555684E-3,1.7818635124073588E-3,3.551998913185573E-3,8.0423082903603813E-3,0,0,1.6308601453908882E-2,null,2.4521324988186657E-3,1.4422413506535202E-3,3.5887970843062858E-3,3.0471057363456325E-3,0,0,1.0530276670124104E-2]
[2004,3,8,17,3.3255824582394417E-3,1.6336052865961546E-3,3.4225724833654141E-3,7.2549326236011564E-3,0,0,1.5636692851802168E-2,null,2.780890514411789E-3,1.32224105750505E-3,3.4580298162627857E-3,2.7487813219835601E-3,0,0,1.0309942710163184E-2]
[2004,3,8,18,3.3996624623312361E-3,1.6017820156095973E-3,3.2494369615375814E-3,7.0891131881439659E-3,0,0,1.533999462762238E-2,null,2.8428370706236349E-3,1.2964832836855182E-3,3.2831006366340894E-3,2.6859549126074331E-3,0,0,1.0108375903550676E-2]
[2004,3,8,19,3.4114923902126924E-3,1.7731412117913488E-3,3.134285922339121E-3,6.6496667579662586E-3,9.2545796836548983E-6,1.5694074838265893E-4,1.5134781610375736E-2,null,2.8527293931400141E-3,1.4351815155238111E-3,3.1667566500984488E-3,2.5194554836044324E-3,1.3422209010469179E-6,6.2930065560355548E-5,1.0038395328828109E-2]
[2004,3,8,20,3.8415073024421456E-3,1.5446553800027491E-3,3.1928405783407973E-3,8.1997175228543488E-3,1.5874064092104082E-5,2.6919509946941503E-4,1.706378994720156E-2,null,3.2123128361882347E-3,1.250244952005108E-3,3.2259179234736452E-3,3.1067456504062559E-3,2.3022656173798181E-6,1.0794178970544877E-4,1.0905465417396072E-2]
[2004,3,8,21,3.9774514923919977E-3,1.6608714825658494E-3,3.0847152422603442E-3,8.1120876242482022E-3,1.5874064092104082E-5,2.6919509946941503E-4,1.7120195005027917E-2,null,3.3259909401198618E-3,1.3443103321878161E-3,3.1166724252769248E-3,3.0735440424750817E-3,2.3022656173798181E-6,1.0794178970544877E-4,1.0970761795382512E-2]
[2004,3,8,22,4.2366318804248817E-3,1.6447273367182957E-3,2.9688861217513417E-3,7.9172942121994994E-3,1.5874064092104082E-5,2.6919509946941503E-4,1.705260871465554E-2,null,3.5427205782067126E-3,1.3312432512637188E-3,2.9996433326109971E-3,2.9997398432543947E-3,2.3022656173798181E-6,1.0794178970544877E-4,1.0983591060658653E-2]
[2004,3,8,23,3.4032278161439697E-3,1.7072254523486832E-3,2.788299554682361E-3,8.254673062901596E-3,1.5874064092104082E-5,2.6919509946941503E-4,1.6438495049638128E-2,null,2.8458184607178085E-3,1.3818292619611886E-3,2.8171859160402222E-3,3.1275674512221551E-3,2.3022656173798181E-6,1.0794178970544877E-4,1.0282645145264203E-2]
[2004,3,8,24,3.0887437376961226E-3,1.7230435405927529E-3,2.755654525390225E-3,7.4272270360592448E-3,1.5874064092104082E-5,2.6919509946941503E-4,1.5279738003299865E-2,null,2.5828432370776965E-3,1.3946324316737003E-3,2.7842026891856733E-3,2.8140609996067881E-3,2.3022656173798181E-6,1.0794178970544877E-4,9.6859834128666875E-3]
[2004,3,9,1,2.9676246099287432E-3,1.9222789438264783E-3,2.6209943186498654E-3,7.54489643729102E-3,1.5874064092104082E-5,2.6919509946941503E-4,1.5340863473257626E-2,null,2.481562021605912E-3,1.5558936815152178E-3,2.6481474230852483E-3,2.858644108652168E-3,2.3022656173798181E-6,1.0794178970544877E-4,9.6544912901813749E-3]
[2004,3,9,2,2.8259878091423914E-3,1.9213920835591247E-3,2.5959116680466785E-3,6.639228835104107E-3,1.5874064092104082E-5,2.6919509946941503E-4,1.426758955941382E-2,null,2.3631236906535304E-3,1.5551758563053053E-3,2.6228049200182468E-3,2.5155007167041239E-3,2.3022656173798181E-6,1.0794178970544877E-4,9.1668492390040348E-3]
[2004,3,9,3,2.7812546702510547E-3,1.9230724679082361E-3,2.531460559870787E-3,6.9491144294538667E-3,1.5874064092104082E-5,2.6919509946941503E-4,1.4469971291045464E-2,null,2.3257173225406077E-3,1.5565359603628855E-3,2.5576861081167794E-3,2.6329115567344449E-3,2.3022656173798181E-6,1.0794178970544877E-4,9.1830950030775457E-3]
[2004,3,9,4,2.8155433283609276E-3,1.8800893859352453E-3,2.5041164023321114E-3,6.660055622935218E-3,1.5874064092104082E-5,2.6919509946941503E-4,1.414487390312502E-2,null,2.3543898950258903E-3,1.5217454291194326E-3,2.5300586692447329E-3,2.5233916632307445E-3,2.3022656173798181E-6,1.0794178970544877E-4,9.0398297119436283E-3]
[2004,3,9,5,2.7592258281024821E-3,1.8343692966455321E-3,2.5656656041564202E-3,5.9396539851055445E-3,1.5874064092104082E-5,2.6919509946941503E-4,1.3383983877571498E-2,null,2.307296549956045E-3,1.484739562581367E-3,2.5922455114840391E-3,2.2504426685080836E-3,2.3022656173798181E-6,1.0794178970544877E-4,8.7449683478523638E-3]
[2004,3,9,6,3.0228199287766454E-3,1.8695127524945797E-3,2.703195431611391E-3,5.9703182286297719E-3,1.5874064092104082E-5,2.6919509946941503E-4,1.3850915505073906E-2,null,2.5277169856013993E-3,1.5131846959361014E-3,2.7312001271353414E-3,2.2620608742482647E-3,2.3022656173798181E-6,1.0794178970544877E-4,9.1444067382439355E-3]
[2004,3,9,7,3.590596222563215E-3,1.8886741010588719E-3,2.9866457008285159E-3,5.8042564536393542E-3,1.455651709041766E-5,2.4685191160544356E-4,1.4531580906785819E-2,null,3.0024980892204125E-3,1.5286939024725613E-3,3.0175868982393744E-3,2.1991426461858629E-3,2.111177617251777E-6,9.8982623321975437E-5,9.8490153370574384E-3]
[2004,3,9,8,3.529437689982204E-3,2.0338365667759771E-3,3.6854448997856665E-3,6.8041725247476124E-3,0,0,1.605289168129146E-2,null,2.9513566169323022E-3,1.6461884856223007E-3,3.7236255511295725E-3,2.5779953195893628E-3,0,0,1.0899165973273539E-2]
[2004,3,9,9,3.560912852171041E-3,1.8021483066004535E-3,3.9204139570799693E-3,8.5468753516283382E-3,0,0,1.78303504674798E-2,null,2.9776765115882438E-3,1.4586598747273717E-3,3.9610288522932335E-3,3.2382783613248913E-3,0,0,1.1635643599933739E-2]
[2004,3,9,10,3.420550297809407E-3,1.8142410938770605E-3,3.9830963074922489E-3,8.5202131516339107E-3,0,0,1.7738100850812628E-2,null,2.8603037202338177E-3,1.46844778369657E-3,4.0243605823683717E-3,3.2281764677374505E-3,0,0,1.158128855403621E-2]
[2004,3,9,11,3.2589628614836707E-3,1.9449988034660494E-3,3.939953933598906E-3,8.0982124162305748E-3,0,0,1.7242128014779201E-2,null,2.7251824370994799E-3,1.5742831489604337E-3,3.9807712600113945E-3,3.0682869416009239E-3,0,0,1.1348523787672232E-2]
[2004,3,9,12,3.0200208776723575E-3,1.8759987469387669E-3,3.8495646803362428E-3,8.3955601733996833E-3,0,0,1.714114447834705E-2,null,2.5253763866948881E-3,1.5184344635655411E-3,3.8894455877659757E-3,3.180947389801536E-3,0,0,1.1114203827827941E-2]
[2004,3,9,13,2.8532526237912853E-3,2.0314828925446136E-3,3.8635494453861741E-3,7.393883479816084E-3,0,0,1.6142168441538155E-2,null,2.3859228440007742E-3,1.6442834203472089E-3,3.903575232865132E-3,2.8014276438797416E-3,0,0,1.0735209141092857E-2]
[2004,3,9,14,2.7017749723863248E-3,1.9443631699262295E-3,3.8512608346770393E-3,8.1442537468419968E-3,0,0,1.6641652723831592E-2,null,2.2592554799443628E-3,1.5737686668081212E-3,3.8911593140090179E-3,3.0857312868746815E-3,0,0,1.0809914747636184E-2]
[2004,3,9,15,2.5434850765146313E-3,2.0235395004335002E-3,3.7522772703289858E-3,7.8820543700229527E-3,0,0,1.620135621730007E-2,null,2.1268916382762011E-3,1.6378540342088595E-3,3.7911502949161736E-3,2.9863880142312798E-3,0,0,1.0542283981632514E-2]
[2004,3,9,16,2.7965383540303175E-3,1.813717258941471E-3,3.6606564718545667E-3,8.1113724873592089E-3,0,0,1.6382284572185567E-2,null,2.3384977156839857E-3,1.4680237913987516E-3,3.6985803188370084E-3,3.0732730882119461E-3,0,0,1.0578374914131692E-2]
[2004,3,9,17,3.3451502939829984E-3,1.7880557329638975E-3,3.4211201903238276E-3,7.4412350140638734E-3,0,0,1.5995561231334596E-2,null,2.7972533649771101E-3,1.447253337529519E-3,3.4565624776851031E-3,2.8193684049674689E-3,0,0,1.0520437585159201E-2]
[2004,3,9,18,3.4262954792144062E-3,1.8289804561158222E-3,3.2464263029247957E-3,6.668120229226423E-3,0,0,1.5169822467481445E-2,null,2.8651079073719696E-3,1.4803778319606388E-3,3.2800587880537596E-3,2.5264472173333837E-3,0,0,1.0151991744719752E-2]
[2004,3,9,19,3.1924037444757509E-3,2.0454686937678864E-3,3.2020077706189335E-3,6.4289110835946996E-3,9.2545796836548983E-6,1.5694074838265893E-4,1.5034986620523584E-2,null,2.6695249336518173E-3,1.6556035358924076E-3,3.2351800864762643E-3,2.4358145863119609E-3,1.3422209010469179E-6,6.2930065560355548E-5,1.0060395428793853E-2]
[2004,3,9,20,3.8848832988751E-3,1.7407906052178809E-3,3.229302927054633E-3,7.9764456253658966E-3,1.5874064092104082E-5,2.6919509946941503E-4,1.7116491620075031E-2,null,3.2485843460810975E-3,1.4089969159772704E-3,3.2627580166013246E-3,3.0221513952448003E-3,2.3022656173798181E-6,1.0794178970544877E-4,1.1052734729227322E-2]
[2004,3,9,21,3.7806453561488257E-3,1.7862809574801691E-3,3.2029169825144388E-3,7.9285879830358914E-3,1.5874064092104082E-5,2.6919509946941503E-4,1.6983500442740846E-2,null,3.1614193727841325E-3,1.4458168332333503E-3,3.2360987176693915E-3,3.0040188776631841E-3,2.3022656173798181E-6,1.0794178970544877E-4,1.0957597856672887E-2]
[2004,3,9,22,3.9385288194401305E-3,1.7626082879052384E-3,3.0465226716498458E-3,7.6915113231342258E-3,1.5874064092104082E-5,2.6919509946941503E-4,1.672424026569096E-2,null,3.293443350827879E-3,1.4266561608790487E-3,3.0780841854156147E-3,2.9141942123732567E-3,2.3022656173798181E-6,1.0794178970544877E-4,1.0822621964818627E-2]
[2004,3,9,23,3.8708398860944843E-3,1.6241732848039766E-3,2.7994507271242512E-3,7.8965270841607586E-3,1.5874064092104082E-5,2.6919509946941503E-4,1.647606014574499E-2,null,3.236841081891444E-3,1.3146067898356152E-3,2.8284526129408027E-3,2.9918715008967513E-3,2.3022656173798181E-6,1.0794178970544877E-4,1.0482016040887441E-2]
[2004,3,9,24,3.5597144517424701E-3,1.7057334397497909E-3,2.6414998336640101E-3,7.2993781476704597E-3,1.5874064092104082E-5,2.6919509946941503E-4,1.549139503638825E-2,null,2.9766743952894816E-3,1.3806216261064584E-3,2.6688653721312862E-3,2.7656210409369841E-3,2.3022656173798181E-6,1.0794178970544877E-4,9.9020264897870386E-3]
[2004,3,10,1,3.1996356469708087E-3,1.9222789438264783E-3,2.6119430307632212E-3,7.4169574230972136E-3,1.5874064092104082E-5,2.6919509946941503E-4,1.5435884208219241E-2,null,2.6755723341605102E-3,1.5558936815152178E-3,2.6390023652260743E-3,2.8101700027142462E-3,2.3022656173798181E-6,1.0794178970544877E-4,9.7908824389388773E-3]
[2004,3,10,2,3.0517241289926417E-3,1.9213920835591247E-3,2.5958194832349018E-3,6.9788553103857422E-3,1.5874064092104082E-5,2.6919509946941503E-4,1.483286016973393E-2,null,2.5518870121205663E-3,1.5551758563053053E-3,2.622711780185773E-3,2.6441799147256589E-3,2.3022656173798181E-6,1.0794178970544877E-4,9.4841986186601328E-3]
[2004,3,10,3,3.0236533217228734E-3,1.9230724679082361E-3,2.5276573913947734E-3,7.3698149702027321E-3,1.5874064092104082E-5,2.6919509946941503E-4,1.5129267314790135E-2,null,2.5284138784218441E-3,1.5565359603628855E-3,2.5538435393909903E-3,2.7923084593048306E-3,2.3022656173798181E-6,1.0794178970544877E-4,9.5413458928033795E-3]
[2004,3,10,4,3.0611454417997465E-3,1.8800893859352453E-3,2.4968130574528711E-3,6.4249701259405205E-3,1.5874064092104082E-5,2.6919509946941503E-4,1.4148087174689903E-2,null,2.5597652228543499E-3,1.5217454291194326E-3,2.5226796628179558E-3,2.434321418648998E-3,2.3022656173798181E-6,1.0794178970544877E-4,9.1487557887635646E-3]
[2004,3,10,5,3.0075074628692234E-3,1.8343692966455321E-3,2.5551548159710746E-3,5.7370952677750454E-3,1.5874064092104082E-5,2.6919509946941503E-4,1.3419196006822393E-2,null,2.5149125245095679E-3,1.484739562581367E-3,2.5816258331239745E-3,2.1736963156899027E-3,2.3022656173798181E-6,1.0794178970544877E-4,8.8652182912276403E-3]
[2004,3,10,6,3.2957124167028494E-3,1.8695127524945797E-3,2.6927992058712585E-3,5.7712838486651419E-3,1.5874064092104082E-5,2.6919509946941503E-4,1.3914377387295349E-2,null,2.7559128402096676E-3,1.5131846959361014E-3,2.7206961980700828E-3,2.1866498381347709E-3,2.3022656173798181E-6,1.0794178970544877E-4,9.2866876276734515E-3]
[2004,3,10,7,3.7854924096739689E-3,1.8886741010588719E-3,2.9708363124915319E-3,5.6128982138945174E-3,1.455651709041766E-5,2.4685191160544356E-4,1.4519309465814752E-2,null,3.1654725350016327E-3,1.5286939024725613E-3,3.0016137270320806E-3,2.1266399804123572E-3,2.111177617251777E-6,9.8982623321975437E-5,9.9235139458578574E-3]
[2004,3,10,8,3.8373767338118975E-3,2.0338365667759771E-3,3.66605037191098E-3,6.0609421878830734E-3,0,0,1.5598205860381928E-2,null,3.2088588069265262E-3,1.6461884856223007E-3,3.7040300988816018E-3,2.2963968852691397E-3,0,0,1.0855474276699568E-2]
[2004,3,10,9,3.855694363144228E-3,1.8021483066004535E-3,3.9186008361270881E-3,8.0394528804933977E-3,0,0,{"$f":"SUM(E1667:J1667)","v":1.7615896386365168E-2},null,3.2241762204312137E-3,1.4586598747273717E-3,3.959196947681709E-3,3.0460238658836739E-3,0,0,{"$f":"SUM(M1667:R1667)","v":1.1688056908723968E-2}]
[2004,3,10,10,3.6775696357610665E-3,1.8142410938770605E-3,3.9844338997650159E-3,8.0269702896997395E-3,0,0,1.750321491910288E-2,null,{"$f":"E1668*V$5","v":3.075226263248599E-3},{"$f":"F1668*W$5","v":1.46844778369657E-3},{"$f":"G1668*X$5","v":4.0257120318946309E-3},{"$f":"H1668*Y$5","v":3.0412944060521727E-3},{"$f":"I1668*Z$5","v":0},{"$f":"J1668*AA$5","v":0},1.1610680484891974E-2]
[2004,3,10,11,3.5108516189619847E-3,1.9449988034660494E-3,3.9304016376416478E-3,7.375194187826976E-3,0,0,1.6761446247896661E-2,null,2.9358147293834743E-3,1.5742831489604337E-3,3.9711200037138251E-3,2.7943465613382394E-3,0,0,1.1275564443395973E-2]
[2004,3,10,12,3.2408796553683368E-3,1.8759987469387669E-3,3.8538985515605239E-3,7.9921624471525066E-3,0,0,1.6962939401020134E-2,null,2.7100610510001235E-3,1.5184344635655411E-3,3.8938243572401786E-3,3.0281062549808416E-3,0,0,1.1150426126786685E-2]
[2004,3,10,13,3.0595026681256941E-3,2.0314828925446136E-3,3.8575540174982706E-3,6.9497618491171876E-3,0,0,1.5898301427285766E-2,null,2.5583915165082092E-3,1.6442834203472089E-3,3.8975176932517599E-3,2.6331568539922352E-3,0,0,1.0733349484099413E-2]
[2004,3,10,14,2.9023104935816521E-3,1.9443631699262295E-3,3.8639761340572851E-3,8.0411740300217523E-3,0,0,1.6751823827586922E-2,null,2.4269456021101918E-3,1.5737686668081212E-3,3.9040063419662936E-3,3.0466759827152612E-3,0,0,1.0951396593599869E-2]
[2004,3,10,15,2.7182836425917907E-3,2.0235395004335002E-3,3.7701587708828025E-3,7.4362824519831018E-3,0,0,1.5948264365891196E-2,null,2.2730602209052103E-3,1.6378540342088595E-3,3.8092170451092377E-3,2.8174919560946974E-3,0,0,1.0537623256318004E-2]
[2004,3,10,16,2.9842234849675039E-3,1.813717258941471E-3,3.6687875238821991E-3,8.0282744962078805E-3,0,0,1.6495002763999053E-2,null,2.4954421928916463E-3,1.4680237913987516E-3,3.7067956073329558E-3,3.0417885496473764E-3,0,0,1.071205014127073E-2]
[2004,3,10,17,3.5990864367268678E-3,1.7880557329638975E-3,3.4248461698144026E-3,6.8480104699263199E-3,0,0,1.5659998809431488E-2,null,3.009597704499694E-3,1.447253337529519E-3,3.4603270577592475E-3,2.5946048363351651E-3,0,0,1.0511782936123626E-2]
[2004,3,10,18,3.6647376748093824E-3,1.8289804561158222E-3,3.2524546410085944E-3,6.1354240096170437E-3,0,0,1.4881596781550842E-2,null,3.0644960290896386E-3,1.4803778319606388E-3,3.2861495788076753E-3,2.3246168910268255E-3,0,0,1.0155640330884778E-2]
[2004,3,10,19,3.406096706580521E-3,2.0454686937678864E-3,3.2026459233365587E-3,5.8994783525465107E-3,9.2545796836548983E-6,1.5694074838265893E-4,1.4719885004297792E-2,null,2.848217460081702E-3,1.6556035358924076E-3,3.2358248503594552E-3,2.2352207451482591E-3,1.3422209010469179E-6,6.2930065560355548E-5,1.0039138877943225E-2]
[2004,3,10,20,4.2028786455937453E-3,1.7407906052178809E-3,3.2316731966446416E-3,6.9892466185167918E-3,1.5874064092104082E-5,2.6919509946941503E-4,1.6449658229534581E-2,null,3.5144957328596773E-3,1.4089969159772704E-3,3.2651528418255289E-3,2.6481170200281516E-3,2.3022656173798181E-6,1.0794178970544877E-4,1.0947006566013457E-2]
[2004,3,10,21,4.065328465613219E-3,1.7862809574801691E-3,3.2053945844178664E-3,7.0503539774089468E-3,1.5874064092104082E-5,2.6919509946941503E-4,1.6392427148481721E-2,null,3.399474681489933E-3,1.4458168332333503E-3,3.2386019871535362E-3,2.6712696494836027E-3,2.3022656173798181E-6,1.0794178970544877E-4,1.0865407206683251E-2]
[2004,3,10,22,4.2063209906122142E-3,1.7626082879052384E-3,3.0534301415605031E-3,7.3633620114714662E-3,1.5874064092104082E-5,2.6919509946941503E-4,1.6670790595110941E-2,null,3.5173742615773988E-3,1.4266561608790487E-3,3.0850632156690524E-3,2.7898635334382095E-3,2.3022656173798181E-6,1.0794178970544877E-4,1.0929201226886537E-2]
[2004,3,10,23,4.1483149762654671E-3,1.6241732848039766E-3,2.7318858810611931E-3,7.5891411101111977E-3,1.5874064092104082E-5,2.6919509946941503E-4,1.6378584415803355E-2,null,3.4688689614979958E-3,1.3146067898356152E-3,2.7601878052989433E-3,2.8754077281859642E-3,2.3022656173798181E-6,1.0794178970544877E-4,1.0529315340141347E-2]
[2004,3,10,24,3.8223700396114828E-3,1.7057334397497909E-3,2.6465009777961392E-3,6.9774497644355619E-3,1.5874064092104082E-5,2.6919509946941503E-4,1.5437123385154494E-2,null,3.1963100356725712E-3,1.3806216261064584E-3,2.6739183273596658E-3,2.6436473751893885E-3,2.3022656173798181E-6,1.0794178970544877E-4,1.0004741419650912E-2]
[2004,3,11,1,3.3184902700433097E-3,1.9222789438264783E-3,2.6093206264742198E-3,7.0175025346857108E-3,1.5874064092104082E-5,2.6919509946941503E-4,1.5152661538591237E-2,null,2.7749599446157576E-3,1.5558936815152178E-3,2.6363527932255579E-3,2.6588227479280896E-3,2.3022656173798181E-6,1.0794178970544877E-4,9.7362732226074517E-3]
[2004,3,11,2,3.1673644797505203E-3,1.9213920835591247E-3,2.6032047956304699E-3,6.6139642774768696E-3,1.5874064092104082E-5,2.6919509946941503E-4,1.4590994799978505E-2,null,2.6485868108908793E-3,1.5551758563053053E-3,2.6301736032999404E-3,2.5059283681080789E-3,2.3022656173798181E-6,1.0794178970544877E-4,9.4501086939270326E-3]
[2004,3,11,3,3.1478291183963027E-3,1.9230724679082361E-3,2.5335685001865375E-3,7.1487573753253779E-3,1.5874064092104082E-5,2.6919509946941503E-4,1.5038296625377973E-2,null,2.6322511157855139E-3,1.5565359603628855E-3,2.5598158863751495E-3,2.7085531690207061E-3,2.3022656173798181E-6,1.0794178970544877E-4,9.5674001868670845E-3]
[2004,3,11,4,3.1869625460999159E-3,1.8800893859352453E-3,2.5076865307043202E-3,6.2247184978270684E-3,1.5874064092104082E-5,2.6919509946941503E-4,1.4084526124128069E-2,null,2.6649749406384422E-3,1.5217454291194326E-3,2.5336657836065135E-3,2.3584491861124222E-3,2.3022656173798181E-6,1.0794178970544877E-4,9.1890793947996402E-3]
[2004,3,11,5,3.1346973105586028E-3,1.8343692966455321E-3,2.5690675256563903E-3,5.6873676773355778E-3,1.5874064092104082E-5,2.6919509946941503E-4,1.3510570973757623E-2,null,2.6212701461925149E-3,1.484739562581367E-3,2.595682676375844E-3,2.1548553038047494E-3,2.3022656173798181E-6,1.0794178970544877E-4,8.9667917442773047E-3]
[2004,3,11,6,3.4355098224553571E-3,1.8695127524945797E-3,2.7040755496267775E-3,5.4331749320420042E-3,1.5874064092104082E-5,2.6919509946941503E-4,1.3727342220180237E-2,null,2.8728130477607785E-3,1.5131846959361014E-3,2.7320893630401553E-3,2.0585456195254385E-3,2.3022656173798181E-6,1.0794178970544877E-4,9.2868767815853029E-3]
[2004,3,11,7,3.7854924096739689E-3,1.8886741010588719E-3,2.994255345613742E-3,5.4359390752373648E-3,1.322309570668092E-5,2.242395232500127E-4,1.4341823550540641E-2,null,3.1654725350016327E-3,1.5286939024725613E-3,3.0252753777928023E-3,2.0595929104626387E-3,1.9177873053918723E-6,8.9915512986717743E-5,9.8708680260217452E-3]
[2004,3,11,8,3.9624780880171059E-3,2.0338365667759771E-3,3.6422093008302522E-3,6.4638439313649838E-3,0,0,1.6102367886988319E-2,null,3.3134700062030305E-3,1.6461884856223007E-3,3.6799420379129907E-3,2.4490500999213194E-3,0,0,1.1088650629659641E-2]
[2004,3,11,9,4.0067051599048326E-3,1.8021483066004535E-3,3.8736916160712473E-3,8.1869638416040003E-3,0,0,1.7869508924180533E-2,null,3.3504531952344937E-3,1.4586598747273717E-3,3.9138224749034143E-3,3.1019134786100014E-3,0,0,1.1824849023475281E-2]
[2004,3,11,10,3.8092354533720181E-3,1.8142410938770605E-3,3.9402022121784279E-3,7.9867552704662257E-3,0,0,1.755043402989373E-2,null,3.1853267427478823E-3,1.46844778369657E-3,3.9810221107194213E-3,3.0260575596929543E-3,0,0,1.1660854196856828E-2]
[2004,3,11,11,3.6398892217065124E-3,1.9449988034660494E-3,3.8837588119576571E-3,7.418948405880599E-3,0,0,1.6887595243010818E-2,null,3.0437174652141966E-3,1.5742831489604337E-3,3.9239939654154669E-3,2.8109243551763985E-3,0,0,1.1352918934766495E-2]
[2004,3,11,12,3.3540212527253636E-3,1.8759987469387669E-3,3.8154765207120368E-3,8.1789889483241188E-3,0,0,1.7224485468700285E-2,null,2.8046713632767046E-3,1.5184344635655411E-3,3.8550042799675444E-3,3.0988919153743569E-3,0,0,1.1277002022184146E-2]
[2004,3,11,13,3.1651604575396409E-3,2.0314828925446136E-3,3.8306753362422879E-3,7.3298820524553667E-3,0,0,1.6357200738781909E-2,null,2.6467437820269875E-3,1.6442834203472089E-3,3.8703605529262419E-3,2.7771784968184552E-3,0,0,1.0938566252118895E-2]
[2004,3,11,14,3.0050408198429865E-3,1.9443631699262295E-3,3.8371953615316985E-3,8.410683343280179E-3,0,0,1.7197282694581095E-2,null,2.5128498890824697E-3,1.5737686668081212E-3,3.8769481246907992E-3,3.1866773240481279E-3,0,0,1.1150244004629517E-2]
[2004,3,11,15,2.8078294692363897E-3,2.0235395004335002E-3,3.7166378032173321E-3,8.0716644731624061E-3,0,0,1.6619671246049628E-2,null,2.3479394768094394E-3,1.6378540342088595E-3,3.7551416083195259E-3,3.0582283381887475E-3,0,0,1.0799163457526573E-2]
[2004,3,11,16,3.0803708349386016E-3,1.813717258941471E-3,3.6688508052470405E-3,8.745843309084211E-3,0,0,1.7308782208211325E-2,null,2.5758417189530162E-3,1.4680237913987516E-3,3.7068595442831588E-3,3.3136642309811756E-3,0,0,1.1064389285616103E-2]
[2004,3,11,17,3.7291728664907786E-3,1.7880557329638975E-3,3.4427270720620933E-3,7.6018851351741107E-3,0,0,1.6561840806690882E-2,null,3.1183774816144877E-3,1.447253337529519E-3,3.4783932034478248E-3,2.8802362414027333E-3,0,0,1.0924260263994564E-2]
[2004,3,11,18,3.786886931930107E-3,1.8289804561158222E-3,3.2694372977617068E-3,6.9214906023645139E-3,0,0,1.5806795288172151E-2,null,3.1666386506409012E-3,1.4803778319606388E-3,3.3033081733143061E-3,2.6224453175721541E-3,0,0,1.0572769973488E-2]
[2004,3,11,19,3.5155672517461715E-3,2.0454686937678864E-3,3.2289790786867089E-3,6.7174776715003591E-3,7.9370320460520408E-6,1.3459754973470752E-4,1.5650027277481885E-2,null,2.9397579960574083E-3,1.6556035358924076E-3,3.2624308132133259E-3,2.5451479858259974E-3,1.1511328086899091E-6,5.3970894852724384E-5,1.0458062358650553E-2]
[2004,3,11,20,4.2681843522664438E-3,1.7407906052178809E-3,3.2845946417479547E-3,8.1952759626326786E-3,1.5874064092104082E-5,2.6919509946941503E-4,1.7773914725426481E-2,null,3.5691051200884062E-3,1.4089969159772704E-3,3.3186225450900814E-3,3.1050628122034482E-3,2.3022656173798181E-6,1.0794178970544877E-4,1.1512031448682035E-2]
[2004,3,11,21,4.2111659921923693E-3,1.7862809574801691E-3,3.255034265829829E-3,7.7725415134910865E-3,1.5874064092104082E-5,2.6919509946941503E-4,1.7310091892554974E-2,null,3.5214257079347676E-3,1.4458168332333503E-3,3.2887559281516137E-3,2.9448952933240472E-3,2.3022656173798181E-6,1.0794178970544877E-4,1.1311137817966607E-2]
[2004,3,11,22,4.3435054053049746E-3,1.7626082879052384E-3,3.0779362736660485E-3,7.7746139491190582E-3,1.5874064092104082E-5,2.6919509946941503E-4,1.7243733079556841E-2,null,3.6320894557831662E-3,1.4266561608790487E-3,3.1098232275940368E-3,2.9456805070042749E-3,2.3022656173798181E-6,1.0794178970544877E-4,1.1224493406583356E-2]
[2004,3,11,23,4.2904600138521246E-3,1.6241732848039766E-3,2.8197102140947007E-3,8.2496422266639339E-3,1.5874064092104082E-5,2.6919509946941503E-4,1.7269054902976259E-2,null,3.5877322859409291E-3,1.3146067898356152E-3,2.8489219851298509E-3,3.1256613454867196E-3,2.3022656173798181E-6,1.0794178970544877E-4,1.0987166461715943E-2]
[2004,3,11,24,3.9569232314553109E-3,1.7057334397497909E-3,2.6659214771186483E-3,7.6202860846367347E-3,1.5874064092104082E-5,2.6919509946941503E-4,1.6233933396522005E-2,null,3.3088249709000142E-3,1.3806216261064584E-3,2.693540020115728E-3,2.887208075438115E-3,2.3022656173798181E-6,1.0794178970544877E-4,1.0380438747883145E-2]
[2004,3,12,1,3.1395078570216851E-3,1.6068727522089779E-3,2.6404935542942432E-3,7.8584403699220422E-3,1.5874064092104082E-5,2.6919509946941503E-4,1.5530383697008468E-2,null,2.6252927807824886E-3,1.3006037288137719E-3,2.6678486678595559E-3,2.9774410362533536E-3,2.3022656173798181E-6,1.0794178970544877E-4,9.6814302690319994E-3]
[2004,3,12,2,2.8867155312858562E-3,1.7044554297748881E-3,2.5695583073979708E-3,7.1414423350322385E-3,1.5874064092104082E-5,2.6919509946941503E-4,1.4587240767052473E-2,null,2.4139049142711216E-3,1.3795872040985335E-3,2.5961785425419842E-3,2.7057816138360406E-3,2.3022656173798181E-6,1.0794178970544877E-4,9.2056963300705084E-3]
[2004,3,12,3,2.5024564948310435E-3,1.5526790056622282E-3,2.5338642745273074E-3,7.5999757103283796E-3,1.5874064092104082E-5,2.6919509946941503E-4,1.4474044648910478E-2,null,2.0925830637463544E-3,1.2567392792236002E-3,2.5601147248933225E-3,2.8795127899767887E-3,2.3022656173798181E-6,1.0794178970544877E-4,8.8991939131628957E-3]
[2004,3,12,4,2.6293725965485914E-3,1.4827220493667122E-3,2.4943304725203756E-3,6.967094439073885E-3,1.5874064092104082E-5,2.6919509946941503E-4,1.3858588721071085E-2,null,2.1987117758815802E-3,1.200116078606544E-3,2.5201713586813163E-3,2.6397239031994983E-3,2.3022656173798181E-6,1.0794178970544877E-4,8.6689671716917681E-3]
[2004,3,12,5,2.6858634053107512E-3,1.5790199734480538E-3,2.5485561962914809E-3,6.2559414350195778E-3,1.5874064092104082E-5,2.6919509946941503E-4,1.3354450173631382E-2,null,2.2459500435266732E-3,1.2780596736827832E-3,2.5749588527432476E-3,2.3702790722085437E-3,2.3022656173798181E-6,1.0794178970544877E-4,8.5794916974840773E-3]
[2004,3,12,6,2.9205852168406555E-3,1.6469095083788815E-3,2.6666243962029899E-3,5.9942604983023945E-3,1.5874064092104082E-5,2.6919509946941503E-4,1.3513448783286442E-2,null,2.4422271370601227E-3,1.3330095022594916E-3,2.6942502213353915E-3,2.2711322284697921E-3,2.3022656173798181E-6,1.0794178970544877E-4,8.8508631444476262E-3]
[2004,3,12,7,3.4843837065262053E-3,1.6399917496263377E-3,3.099239629624394E-3,6.1042468802629309E-3,1.322309570668092E-5,2.242395232500127E-4,1.4565324584996561E-2,null,2.9136819548836036E-3,1.3274102643508123E-3,3.1313472830956988E-3,2.3128043608094035E-3,1.9177873053918723E-6,8.9915512986717743E-5,9.7770771634316279E-3]
[2004,3,12,8,3.6565911998418577E-3,1.8871301846736974E-3,3.6276011775428665E-3,6.7174231006397319E-3,0,0,1.5888745662698153E-2,null,3.0576838525017587E-3,1.5274442556633947E-3,3.665182576679389E-3,2.5451273097742409E-3,0,0,1.0795437994618783E-2]
[2004,3,12,9,3.90486218380831E-3,1.6840275703468362E-3,3.8335600442357806E-3,8.4495650260143634E-3,0,0,1.7872014824405289E-2,null,3.2652909207328959E-3,1.3630528829413145E-3,3.8732751460579264E-3,3.2014089899107898E-3,0,0,1.1703027939642927E-2]
[2004,3,12,10,4.2955818689165912E-3,1.6037143813760596E-3,3.8592828139159025E-3,8.5231824694219811E-3,0,0,1.8281761533630536E-2,null,3.5920152403838956E-3,1.2980473416470699E-3,3.8992643997386128E-3,3.2293014961420324E-3,0,0,1.2018628477911611E-2]
[2004,3,12,11,4.1232975682025368E-3,1.7951332229070916E-3,3.8333312019122184E-3,8.1697576829536031E-3,0,0,1.792151967597545E-2,null,3.4479491155308619E-3,1.452981861955679E-3,3.8730439329625289E-3,3.0953943322615655E-3,0,0,1.1869369242710636E-2]
[2004,3,12,12,3.4680464215175533E-3,1.7197981918851187E-3,3.73512811141602E-3,8.4773177163301201E-3,0,0,1.7400290441148811E-2,null,2.900020528206529E-3,1.392005644565233E-3,3.7738234733125146E-3,3.2119240533486746E-3,0,0,1.127777369943295E-2]
[2004,3,12,13,3.2772143491002935E-3,2.1063028888968116E-3,3.7637248484256201E-3,7.6261326991950837E-3,0,0,1.6773374785617811E-2,null,2.7404445421365148E-3,1.7048427683800432E-3,3.8027164681892181E-3,2.8894232669124708E-3,0,0,1.1137427045618247E-2]
[2004,3,12,14,3.0316735574677442E-3,1.9778974129904385E-3,3.6779246043275298E-3,8.3991565926393556E-3,0,0,1.7086652167425068E-2,null,2.5351204923116902E-3,1.6009113024102869E-3,3.7160273465487387E-3,3.1823100172089737E-3,0,0,1.103436915847969E-2]
[2004,3,12,15,2.94879893534247E-3,1.8218076244659819E-3,3.6365890429955897E-3,8.1465451677121044E-3,0,0,1.6553740770516148E-2,null,2.4658197747839568E-3,1.474572137902344E-3,3.6742635550578262E-3,3.0865994706629173E-3,0,0,1.0701254938407045E-2]
[2004,3,12,16,2.8691837185077372E-3,1.6858119286049821E-3,3.3769402664367279E-3,8.7692824166921961E-3,0,0,1.6701218330241643E-2,null,2.3992446096576183E-3,1.364497143540602E-3,3.4119248564734739E-3,3.3225449449091312E-3,0,0,1.0498211554580826E-2]
[2004,3,12,17,3.6388335465031528E-3,1.615566443230207E-3,3.2773639243554448E-3,7.3866011760268108E-3,0,0,1.5918365090115613E-2,null,3.0428346973994792E-3,1.3076404073210286E-3,3.311316918559805E-3,2.7986684920480835E-3,0,0,1.0460460515328396E-2]
[2004,3,12,18,3.3899960912341185E-3,1.7129593911811645E-3,3.1295322394688371E-3,6.3992548117111272E-3,0,0,1.4631742533595248E-2,null,2.8347539393134614E-3,1.3864703153464446E-3,3.1619537197931317E-3,2.4245782853754036E-3,0,0,9.8077562598284408E-3]
[2004,3,12,19,3.4958906612901439E-3,1.6122577330811069E-3,3.0633079027723559E-3,6.4606838088249411E-3,7.9370320460520408E-6,1.3459754973470752E-4,1.4774674687749309E-2,null,2.92330420354369E-3,1.3049623354254366E-3,3.0950433089919917E-3,2.4478527785588866E-3,1.1511328086899091E-6,5.3970894852724384E-5,9.8262846541814185E-3]
[2004,3,12,20,3.7089639490302268E-3,1.6221275437069502E-3,3.0746525304263671E-3,6.4261565590715162E-3,1.5874064092104082E-5,2.6919509946941503E-4,1.511696974579658E-2,null,3.1014785511028291E-3,1.3129509658163687E-3,3.1065054652714098E-3,2.434770939740297E-3,2.3022656173798181E-6,1.0794178970544877E-4,1.0065949977253734E-2]
[2004,3,12,21,3.6442314528576654E-3,1.7142412801864674E-3,2.9916249353788681E-3,6.4775206899910344E-3,1.5874064092104082E-5,2.6919509946941503E-4,1.5112687521975554E-2,null,3.0473484891239203E-3,1.387507877043804E-3,3.0226177169060263E-3,2.4542320114023805E-3,2.3022656173798181E-6,1.0794178970544877E-4,1.002195014979896E-2]
[2004,3,12,22,4.3045505255034869E-3,1.436130692051305E-3,2.8474101060903976E-3,6.4849301531595118E-3,1.5874064092104082E-5,2.6919509946941503E-4,1.5358090640366221E-2,null,3.5995149347510347E-3,1.1624050072279234E-3,2.8769088438140504E-3,2.4570393419483844E-3,2.3022656173798181E-6,1.0794178970544877E-4,1.0206112183064222E-2]
[2004,3,12,23,4.0830236759419871E-3,1.3381510326735903E-3,2.6763209091420674E-3,6.2592723856523466E-3,1.5874064092104082E-5,2.6919509946941503E-4,1.4641837166971511E-2,null,3.4142716210251033E-3,1.0831002146366143E-3,2.7040471886808828E-3,2.371541117682821E-3,2.3022656173798181E-6,1.0794178970544877E-4,9.6832041973482497E-3]
[2004,3,12,24,3.9256466880188291E-3,1.0146762229250375E-3,2.5704232542090406E-3,6.457759015400342E-3,1.5874064092104082E-5,2.6919509946941503E-4,1.4253574344114768E-2,null,3.2826711635419656E-3,8.2127951778433576E-4,2.5970524500711009E-3,2.4467446197442831E-3,2.3022656173798181E-6,1.0794178970544877E-4,9.2579918064645134E-3]
[2004,3,13,1,3.5718595140530381E-3,1.3773251818204018E-3,2.514315518592547E-3,5.822983053177304E-3,1.5874064092104082E-5,2.6919509946941503E-4,{"$f":"SUM(E1731:J1731)","v":1.357155243120481E-2},null,2.9868302368602478E-3,1.114807793462261E-3,2.540363446805919E-3,2.2062378639783383E-3,2.3022656173798181E-6,1.0794178970544877E-4,{"$f":"SUM(M1731:R1731)","v":8.9584833964295937E-3}]
[2004,3,13,2,3.2795926686602435E-3,1.3641142489638069E-3,2.4659862373181372E-3,5.9320518745188573E-3,1.5874064092104082E-5,2.6919509946941503E-4,1.3326814193022564E-2,null,{"$f":"E1732*V$5","v":2.7424333204595776E-3},{"$f":"F1732*W$5","v":1.1041148568182264E-3},{"$f":"G1732*X$5","v":2.4915334814924811E-3},{"$f":"H1732*Y$5","v":2.2475623468466033E-3},{"$f":"I1732*Z$5","v":2.3022656173798181E-6},{"$f":"J1732*AA$5","v":1.0794178970544877E-4},8.6958880609397174E-3]
[2004,3,13,3,2.9662147944396937E-3,1.3599939321953852E-3,2.4576492134822667E-3,5.6804220571350685E-3,1.5874064092104082E-5,2.6919509946941503E-4,1.2749349160813933E-2,null,2.4803831175884052E-3,1.1007798700586736E-3,2.4831100873515376E-3,2.1522237161571063E-3,2.3022656173798181E-6,1.0794178970544877E-4,8.3267408464785513E-3]
[2004,3,13,4,2.9081936412026087E-3,1.3639750120108007E-3,2.4472602314538467E-3,4.9923789678892726E-3,1.5874064092104082E-5,2.6919509946941503E-4,1.1996877016118047E-2,null,2.4318651581938092E-3,1.1040021583484693E-3,2.4726134770417484E-3,1.8915348730538426E-3,2.3022656173798181E-6,1.0794178970544877E-4,8.0102597219606983E-3]
[2004,3,13,5,3.0152444804597586E-3,1.2833459448530413E-3,2.5176375140559038E-3,5.5749913497141366E-3,1.5874064092104082E-5,2.6919509946941503E-4,1.2676288452644359E-2,null,2.5213823081031306E-3,1.0387409450682034E-3,2.5437198576394688E-3,2.1122776581634873E-3,2.3022656173798181E-6,1.0794178970544877E-4,8.3263648242971194E-3]
[2004,3,13,6,3.1960076290853735E-3,1.176853956830738E-3,2.5703185881681685E-3,5.7948507911786988E-3,1.5874064092104082E-5,2.6919509946941503E-4,1.3023100128824497E-2,null,2.6725385436439869E-3,9.5254626878148619E-4,2.5969466997058871E-3,2.1955789867235237E-3,2.3022656173798181E-6,1.0794178970544877E-4,8.527854554177712E-3]
[2004,3,13,7,3.3721050048502602E-3,1.2786672595121345E-3,2.9070626267990924E-3,5.4310341786925048E-3,1.190554806907806E-5,2.0189632460206126E-4,1.3202670942525131E-2,null,2.8197932059555726E-3,1.0349540144652888E-3,2.9371793556084609E-3,2.0577345213213098E-3,1.7266992130348634E-6,8.0956342279086573E-5,8.932344138842755E-3]
[2004,3,13,8,3.8484473279522084E-3,1.4399821985390184E-3,3.1894753265654663E-3,5.2570200578205915E-3,0,0,1.3734924910877284E-2,null,3.2181161657863005E-3,1.1655224187918348E-3,3.2225178081992764E-3,1.9918032728824132E-3,0,0,9.5979596656598255E-3]
[2004,3,13,9,4.0970608006152837E-3,1.5241000293832038E-3,3.3238533430147389E-3,5.4173496703337808E-3,0,0,1.4362363843347006E-2,null,3.4260096270266904E-3,1.2336074394042481E-3,3.3582879605599104E-3,2.0525496735868706E-3,0,0,1.007045470057772E-2]
[2004,3,13,10,4.2865409773326498E-3,1.5187734901471062E-3,3.3513136423430068E-3,5.4404463186528982E-3,0,0,1.4597074428475659E-2,null,3.5844551422767753E-3,1.229296135486363E-3,3.3860327444329105E-3,2.0613006350077225E-3,0,0,1.0261084657203771E-2]
[2004,3,13,11,4.1655695314684925E-3,1.5324845765029899E-3,3.3297379859492625E-3,5.4799070357510644E-3,0,0,1.450769912967181E-2,null,3.4832974201205163E-3,1.2403938966600685E-3,3.3642335675045537E-3,2.0762516880000899E-3,0,0,1.0164176572285228E-2]
[2004,3,13,12,4.2065286679412259E-3,1.421012200674753E-3,3.2806030148968177E-3,5.6347790551793397E-3,0,0,1.4542922938692136E-2,null,3.517547923761861E-3,1.1501680916219108E-3,3.3145895655889274E-3,2.1349302914260453E-3,0,0,1.0117235872398744E-2]
[2004,3,13,13,4.2602272340298598E-3,1.441466379826089E-3,3.2898478055228084E-3,5.4587041551727288E-3,0,0,1.4450245574551485E-2,null,3.5624512857889905E-3,1.1667237159782773E-3,3.3239301308465394E-3,2.068218245771229E-3,0,0,1.0121323378385037E-2]
[2004,3,13,14,3.9287767950186361E-3,1.4810757334131424E-3,3.2459188409701516E-3,5.2883448936464541E-3,0,0,1.3944116263048385E-2,null,3.2852885952172175E-3,1.198783549527888E-3,3.2795460688700732E-3,2.0036717667885071E-3,0,0,9.7672899804036855E-3]
[2004,3,13,15,3.9690426951913167E-3,1.4024284123224592E-3,3.2207392616553495E-3,5.200509846720866E-3,0,0,1.3792720215889991E-2,null,3.3189594066466649E-3,1.1351263626528606E-3,3.2541056329246755E-3,1.9703924313444845E-3,0,0,9.6785838335686856E-3]
[2004,3,13,16,3.8066069745085465E-3,1.4398918968666968E-3,3.1544054279336979E-3,5.2237158581893593E-3,0,0,1.36246201574983E-2,null,3.1831287783219363E-3,1.1654493285663779E-3,3.1870845907257576E-3,1.9791848287645268E-3,0,0,9.5148475263786003E-3]
[2004,3,13,17,4.4680295003376638E-3,1.3213202954936764E-3,3.0741482528376619E-3,5.2076058492253339E-3,0,0,1.4071103897894337E-2,null,3.7362179442631785E-3,1.0694774062936462E-3,3.1059959634432113E-3,1.973080996512075E-3,0,0,9.8847723105121108E-3]
[2004,3,13,18,4.4663953331400153E-3,1.2484018806149036E-3,2.8900137676491572E-3,5.399127426273605E-3,0,0,1.4003938407677682E-2,null,3.7348514347521474E-3,1.0104571993978934E-3,2.9199538728581966E-3,2.0456455482536742E-3,0,0,9.7109080552619121E-3]
[2004,3,13,19,4.1583110732515633E-3,1.2513121861899108E-3,2.7877070970777681E-3,5.3407032493457234E-3,7.9370320460520408E-6,1.3459754973470752E-4,1.3680568187645726E-2,null,3.4772278134100579E-3,1.0128128024023244E-3,2.8165873206645185E-3,2.023509534782069E-3,1.1511328086899091E-6,5.3970894852724384E-5,9.3852594989203841E-3]
[2004,3,13,20,4.478211009354971E-3,1.2421621459743992E-3,2.767962986681141E-3,5.38637323837848E-3,1.5874064092104082E-5,2.6919509946941503E-4,1.4159778543950509E-2,null,3.7447318398601674E-3,1.005406754595035E-3,2.7966386642725915E-3,2.0408131844975811E-3,2.3022656173798181E-6,1.0794178970544877E-4,9.6978344985482034E-3]
[2004,3,13,21,4.6271208600033604E-3,1.4117770475674802E-3,2.6623204048818296E-3,5.2393121519468174E-3,1.5874064092104082E-5,2.6919509946941503E-4,1.4225599627961008E-2,null,3.8692519792254102E-3,1.1426931533911311E-3,2.6899016413155833E-3,1.9850940223017908E-3,2.3022656173798181E-6,1.0794178970544877E-4,9.797184851556744E-3]
[2004,3,13,22,4.5541164192176879E-3,1.3267494716573361E-3,2.5339648485815337E-3,5.2499093214389341E-3,1.5874064092104082E-5,2.6919509946941503E-4,1.3949809224457011E-2,null,3.8082048214898327E-3,1.0738717845996666E-3,2.5602163408795279E-3,1.989109125277532E-3,2.3022656173798181E-6,1.0794178970544877E-4,9.5416461275693882E-3]
[2004,3,13,23,4.5027304383109795E-3,1.1264717523087645E-3,2.4404158664190004E-3,5.4045318370658868E-3,1.5874064092104082E-5,2.6919509946941503E-4,1.3759219057666151E-2,null,3.7652352699385949E-3,9.1176688349596437E-4,2.4656982054210839E-3,2.0476931955872722E-3,2.3022656173798181E-6,1.0794178970544877E-4,9.3006376097657436E-3]
[2004,3,13,24,4.1821822113162817E-3,1.1310513763993937E-3,2.3657756433082522E-3,5.4137459029131429E-3,1.5874064092104082E-5,2.6919509946941503E-4,1.337782429749859E-2,null,3.4971891351472228E-3,9.154736338659919E-4,2.390284720896228E-3,2.0511842620677618E-3,2.3022656173798181E-6,1.0794178970544877E-4,8.9643758073000325E-3]
[2004,3,14,1,3.828490620606066E-3,1.0810945670286271E-3,2.4064272088638091E-3,5.4328341990843151E-3,1.5874064092104082E-5,2.6919509946941503E-4,1.3033915759144336E-2,null,3.2014281362893085E-3,8.7503856366025364E-4,2.4313574305180417E-3,2.0584165210984135E-3,2.3022656173798181E-6,1.0794178970544877E-4,8.676484706888846E-3]
[2004,3,14,2,3.3015928509284509E-3,1.1313460304599593E-3,2.365644170355557E-3,5.4075177051241142E-3,1.5874064092104082E-5,2.6919509946941503E-4,1.24911699204296E-2,null,2.7608301273207062E-3,9.1571212703189743E-4,2.3901518859036426E-3,2.0488244946322369E-3,2.3022656173798181E-6,1.0794178970544877E-4,8.2257626902113128E-3]
[2004,3,14,3,2.9221923247773267E-3,1.1795862268362029E-3,2.3678555503232096E-3,5.1334542335803911E-3,1.5874064092104082E-5,2.6919509946941503E-4,1.1888157499078648E-2,null,2.4435710193041645E-3,9.5475776969364528E-4,2.392386175433052E-3,1.9449861007143317E-3,2.3022656173798181E-6,1.0794178970544877E-4,7.8459451204680227E-3]
[2004,3,14,4,2.7700164832322859E-3,1.1670355454294981E-3,2.3922378199007148E-3,5.2864700254868441E-3,1.5874064092104082E-5,2.6919509946941503E-4,1.1900829037610862E-2,null,2.3163198205775307E-3,9.4459924095247766E-4,2.4170210416329533E-3,2.0029614083543635E-3,2.3022656173798181E-6,1.0794178970544877E-4,7.791145566840154E-3]
[2004,3,14,5,3.0030775189831185E-3,1.0870588685684228E-3,2.4531243064745338E-3,5.4211133861840205E-3,1.5874064092104082E-5,2.6919509946941503E-4,1.2249443243771614E-2,null,2.5112081541964148E-3,8.7986607275315732E-4,2.4785383029920813E-3,2.0539756870823975E-3,2.3022656173798181E-6,1.0794178970544877E-4,8.0338322723468789E-3]
[2004,3,14,6,3.079046574950936E-3,1.1283821449690312E-3,2.4888449264585345E-3,5.3877727496851749E-3,1.5874064092104082E-5,2.6919509946941503E-4,1.2369115559625195E-2,null,2.5747343574352797E-3,9.1331315641273738E-4,2.5146289831925505E-3,2.041343437601136E-3,2.3022656173798181E-6,1.0794178970544877E-4,8.1542639899645324E-3]
[2004,3,14,7,3.2163776093688786E-3,1.1033830192742899E-3,2.8382192806861248E-3,5.3060636378788086E-3,1.190554806907806E-5,2.0189632460206126E-4,1.2677845419879241E-2,null,2.6895721567510101E-3,8.9307884971298937E-4,2.8676228028496854E-3,2.0103851238549059E-3,1.7266992130348634E-6,8.0956342279086573E-5,8.5433419746607127E-3]
[2004,3,14,8,3.5308986646171037E-3,1.1819328603212577E-3,2.96266203078998E-3,5.1210571600315211E-3,0,0,1.2796550715759863E-2,null,2.9525783008192627E-3,9.5665713618462963E-4,2.9933547610093356E-3,1.9402890420390335E-3,0,0,8.8428792400522607E-3]
[2004,3,14,9,3.8874909236569681E-3,1.1543734364662583E-3,3.0904359533465951E-3,4.8267614982745394E-3,0,0,1.295906181174436E-2,null,3.2507648720828137E-3,9.3435052268303371E-4,3.1224524020641597E-3,1.8287849853994504E-3,0,0,9.1363527822294587E-3]
[2004,3,14,10,3.9317715696460869E-3,1.2889964403653108E-3,3.1835486201495723E-3,4.8249677602276077E-3,0,0,1.3229284390388578E-2,null,3.2877928603974853E-3,1.0433144593821404E-3,3.2165297020019623E-3,1.8281053659052738E-3,0,0,9.3757423876868612E-3]
[2004,3,14,11,4.0812236370242677E-3,1.311963615733235E-3,3.216348524374866E-3,4.9895699100207204E-3,0,0,1.3599105687153088E-2,null,3.4127664076633191E-3,1.0619041043199726E-3,3.2496694082705347E-3,1.8904705646443712E-3,0,0,9.6148104848981977E-3]
[2004,3,14,12,4.2581661665758389E-3,1.3095748368362064E-3,3.1979302174896087E-3,4.8449417098905823E-3,0,0,1.3610612930792236E-2,null,3.5607277973461618E-3,1.0599706253083235E-3,3.231060290513686E-3,1.8356731852922127E-3,0,0,9.687431898460384E-3]
[2004,3,14,13,4.2272886890914558E-3,1.2650961568494751E-3,3.2133664563733589E-3,4.8954545863648165E-3,0,0,1.3601205888679106E-2,null,3.534907693552752E-3,1.0239695561733023E-3,3.246656446495889E-3,1.8548117298626125E-3,0,0,9.6603454260845555E-3]
[2004,3,14,14,4.1856813417294227E-3,1.1826212933347647E-3,3.1937255740553494E-3,4.9199708014696763E-3,0,0,1.3481999010589213E-2,null,3.5001151484687345E-3,9.5721435426127869E-4,3.2268120876098498E-3,1.8641005430966241E-3,0,0,9.5482421334364877E-3]
[2004,3,14,15,4.141046953212324E-3,1.1697526299310906E-3,3.1682626701626799E-3,4.7271026101906926E-3,0,0,1.3206164863496787E-2,null,3.4627913565608709E-3,9.4679845070907813E-4,3.2010853918868409E-3,1.7910257801322137E-3,0,0,9.401700979289003E-3]
[2004,3,14,16,4.0462356774448056E-3,1.255364532501257E-3,3.0969386804084423E-3,4.5853242656555609E-3,0,0,1.2983863156010064E-2,null,3.3835090712012249E-3,1.0160927738348702E-3,3.1290224963941345E-3,1.7373081668146037E-3,0,0,9.2659325082448327E-3]
[2004,3,14,17,4.4455664789629749E-3,1.2072525750001031E-3,2.9404140050434315E-3,4.9868697236880458E-3,0,0,1.3580102782694555E-2,null,3.7174341059881323E-3,9.7715092779229545E-4,2.9708762490834469E-3,1.8894475059693691E-3,0,0,9.5549087888332444E-3]
[2004,3,14,18,4.5196709462910229E-3,1.2110367595186563E-3,2.7900193459941924E-3,5.0197924564236588E-3,0,0,1.354051950822753E-2,null,3.7794011186410687E-3,9.8021384891569096E-4,2.8189235241297419E-3,1.9019214182036345E-3,0,0,9.4804599098901356E-3]
[2004,3,14,19,4.3992909874716168E-3,1.3848286745326956E-3,2.6915580727075055E-3,4.8654735876336782E-3,7.9370320460520408E-6,1.3459754973470752E-4,1.3483685904126257E-2,null,3.6787380047926177E-3,1.1208811247744761E-3,2.7194422069546074E-3,1.8434523949656249E-3,1.1511328086899091E-6,5.3970894852724384E-5,9.417635759148741E-3]
[2004,3,14,20,4.2879752785554177E-3,1.4381368441395543E-3,2.6861263843561693E-3,4.8388202407232683E-3,1.5874064092104082E-5,2.6919509946941503E-4,1.3536127911335929E-2,null,3.5856545215480133E-3,1.1640287878807208E-3,2.7139542471340755E-3,1.8333538556742541E-3,2.3022656173798181E-6,1.0794178970544877E-4,9.4072354675598917E-3]
[2004,3,14,21,4.5118010373364457E-3,1.4711687385117402E-3,2.6284670758682772E-3,5.2946502359677607E-3,1.5874064092104082E-5,2.6919509946941503E-4,1.4191156251245743E-2,null,3.7728202097519069E-3,1.1907648221629553E-3,2.6556975969373887E-3,2.0060607630894701E-3,2.3022656173798181E-6,1.0794178970544877E-4,9.7355874472645505E-3]
[2004,3,14,22,4.6945351164805107E-3,1.463953947426576E-3,2.5209262155941785E-3,5.706772522796665E-3,1.5874064092104082E-5,2.6919509946941503E-4,1.467125696585945E-2,null,3.9256245601875673E-3,1.1849251661136028E-3,2.5470426296279121E-3,2.1622074984462124E-3,2.3022656173798181E-6,1.0794178970544877E-4,9.9300439096981236E-3]
[2004,3,14,23,4.4329880924015314E-3,1.650236843748153E-3,2.5221446025907061E-3,6.0166111008636142E-3,1.5874064092104082E-5,2.6919509946941503E-4,1.4907049803165524E-2,null,3.7069159136670672E-3,1.335702649418991E-3,2.548273638929312E-3,2.2796005247370096E-3,2.3022656173798181E-6,1.0794178970544877E-4,9.9807367820752071E-3]
[2004,3,14,24,4.0020201418804998E-3,1.6496389093501422E-3,2.4992758996974325E-3,7.3503172855891611E-3,1.5874064092104082E-5,2.6919509946941503E-4,1.5786321400078754E-2,null,3.3465355289768323E-3,1.3352186809737175E-3,2.5251680197354025E-3,2.7849210893500275E-3,2.3022656173798181E-6,1.0794178970544877E-4,1.0102087374358807E-2]
[2004,3,15,1,2.9698155764639423E-3,1.5142017140275972E-3,2.4663529691817199E-3,7.2414405412325154E-3,1.5874064092104082E-5,2.6919509946941503E-4,1.4476879964467294E-2,null,2.4833941331628014E-3,1.225595737268669E-3,2.491904012642663E-3,2.7436693814689179E-3,2.3022656173798181E-6,1.0794178970544877E-4,9.0548073198658801E-3]
[2004,3,15,2,2.5162055210844166E-3,1.6912824586039551E-3,2.4402159381292708E-3,7.0027232389353409E-3,1.5874064092104082E-5,2.6919509946941503E-4,1.3935496320314503E-2,null,2.1040801585171286E-3,1.3689249936646836E-3,2.4654962059045332E-3,2.6532231022499851E-3,2.3022656173798181E-6,1.0794178970544877E-4,8.7019685156591586E-3]
[2004,3,15,3,2.3758907845299578E-3,1.5388914557617156E-3,2.4313174145752367E-3,6.9314382880989473E-3,1.5874064092104082E-5,2.6919509946941503E-4,1.3562607106527376E-2,null,1.9867473529661113E-3,1.2455796284129425E-3,2.4565054949933331E-3,2.6262143412368009E-3,2.3022656173798181E-6,1.0794178970544877E-4,8.4252908729320168E-3]
[2004,3,15,4,2.3953424073119723E-3,1.8181520973044869E-3,2.4948426324943166E-3,6.1553035213734002E-3,1.5874064092104082E-5,2.6919509946941503E-4,1.3148709822045695E-2,null,2.0030130249089014E-3,1.4716133521176671E-3,2.5206888245550684E-3,2.3321489293573073E-3,2.3022656173798181E-6,1.0794178970544877E-4,8.437708186261772E-3]
[2004,3,15,5,2.6208914629723317E-3,1.6501749344900421E-3,2.5798551648635146E-3,6.7160609456391272E-3,1.5874064092104082E-5,2.6919509946941503E-4,1.3852051671526535E-2,null,2.1916197538945008E-3,1.3356525400299081E-3,2.6065820738923697E-3,2.544611210395023E-3,2.3022656173798181E-6,1.0794178970544877E-4,8.7887096335346297E-3]
[2004,3,15,6,2.8910720530203543E-3,1.7026572192911304E-3,2.7714323989812654E-3,6.4850775481413462E-3,1.5874064092104082E-5,2.6919509946941503E-4,1.4135308382995615E-2,null,2.4175478881319199E-3,1.3781317314998775E-3,2.8001440191590256E-3,2.4570951876183638E-3,2.3022656173798181E-6,1.0794178970544877E-4,9.1631628817320163E-3]
[2004,3,15,7,3.035845620780762E-3,1.5634649145295195E-3,3.2690869136113463E-3,7.3854191563011897E-3,1.0588001067391641E-5,1.7955313673808981E-4,1.54439577430283E-2,null,2.5386092199070477E-3,1.2654694000574745E-3,3.302954159237181E-3,2.7982206431275526E-3,1.5356112129068224E-6,7.1997175895613242E-5,9.9787862094377761E-3]
[2004,3,15,8,3.5381435513753513E-3,1.7988178740533762E-3,3.6364439423000917E-3,7.4019110224705538E-3,0,0,1.6375316390199374E-2,null,2.9586365589190072E-3,1.4559642207103768E-3,3.674116951141085E-3,2.8044691551459178E-3,0,0,1.0893186885916386E-2]
[2004,3,15,9,3.9995308592068778E-3,1.8448876045645474E-3,3.8934355268885777E-3,8.1951874730970455E-3,0,0,1.793304146375705E-2,null,3.3444539620147459E-3,1.4932530870539653E-3,3.9337709296484334E-3,3.1050292848923953E-3,0,0,1.187650726360954E-2]
[2004,3,15,10,3.6677290663221385E-3,1.9021192752389938E-3,4.0025622932803899E-3,8.2892781589869319E-3,0,0,1.7861688793828455E-2,null,3.0669974652702704E-3,1.5395764341784341E-3,4.0440282328229648E-3,3.1406787848071663E-3,0,0,1.1791280917078836E-2]
[2004,3,15,11,3.6109956252422522E-3,2.0766070735545547E-3,3.9825834411989407E-3,7.8681414378734965E-3,0,0,1.7538327577869245E-2,null,3.0195563056748718E-3,1.6808069583812675E-3,4.0238424028578908E-3,2.981116620269324E-3,0,0,1.1705322287183354E-2]
[2004,3,15,12,3.3397538016500155E-3,1.9115118143349654E-3,3.8652864118820054E-3,8.6761583192519302E-3,0,0,1.7792710347118917E-2,null,2.7927407556738266E-3,1.5471787607188876E-3,3.9053301940709583E-3,3.2872616703494674E-3,0,0,1.153251138081314E-2]
[2004,3,15,13,3.4503033517210681E-3,1.9505424945740141E-3,3.8932629157990804E-3,7.5581363287841406E-3,0,0,1.6852245090878303E-2,null,2.8851835680309234E-3,1.5787702157281655E-3,3.9335965303341743E-3,2.8636604979599039E-3,0,0,1.1261210812053165E-2]
[2004,3,15,14,2.9803362591549025E-3,1.8311515238507593E-3,3.84357925990535E-3,8.3261609816280106E-3,0,0,1.6981228024539025E-2,null,2.4921916497084944E-3,1.4821350954326124E-3,3.8833981592853541E-3,3.1546531136173363E-3,0,0,1.1012378018043797E-2]
[2004,3,15,15,2.7417538357404096E-3,2.0248751763286702E-3,3.6886389034430523E-3,7.9870672900157081E-3,0,0,1.644233520552784E-2,null,2.2926862678663068E-3,1.6389351310457786E-3,3.7268526441814141E-3,3.0261757790554498E-3,0,0,1.0684649822148949E-2]
[2004,3,15,16,3.0264497235686525E-3,1.7818635124073588E-3,3.5583972856954157E-3,8.7800968976418058E-3,0,0,1.7146807419313233E-2,null,2.5307522619877495E-3,1.4422413506535202E-3,3.5952617429868923E-3,3.3266423838218687E-3,0,0,1.089489773945003E-2]
[2004,3,15,17,3.4359826013535535E-3,1.6336052865961546E-3,3.430721751486723E-3,7.543536687937248E-3,0,0,{"$f":"SUM(E1795:J1795)","v":1.6043846327373681E-2},null,2.8732083909434897E-3,1.32224105750505E-3,3.466263509568383E-3,2.8581289207351818E-3,0,0,{"$f":"SUM(M1795:R1795)","v":1.0519841878752104E-2}]
[2004,3,15,18,3.5029256218262299E-3,1.6017820156095973E-3,3.2691132046894431E-3,7.1116001934781225E-3,0,0,1.5485421035603391E-2,null,{"$f":"E1796*V$5","v":2.9291869189085108E-3},{"$f":"F1796*W$5","v":1.2964832836855182E-3},{"$f":"G1796*X$5","v":3.3029807226868674E-3},{"$f":"H1796*Y$5","v":2.694474889767358E-3},{"$f":"I1796*Z$5","v":0},{"$f":"J1796*AA$5","v":0},1.0223125815048254E-2]
[2004,3,15,19,3.5306747126199241E-3,1.7731412117913488E-3,3.1535632947580182E-3,6.6965208420609887E-3,6.6194850443656212E-6,1.1225436187073604E-4,1.527277390814538E-2,null,2.9523910295690499E-3,1.4351815155238111E-3,3.1862337331778402E-3,2.5372077685531951E-3,9.6004480856186812E-7,4.5011728469251047E-5,1.0156985820101709E-2]
[2004,3,15,20,3.989483005444527E-3,1.5446553800027491E-3,3.205776787943974E-3,8.1379787391670077E-3,1.5874064092104082E-5,2.6919509946941503E-4,1.7162963076119777E-2,null,3.3360518304877741E-3,1.250244952005108E-3,3.2389881502503251E-3,3.0833537839001944E-3,2.3022656173798181E-6,1.0794178970544877E-4,1.1018882771966231E-2]
[2004,3,15,21,4.1097724985076937E-3,1.6608714825658494E-3,3.1141413718502198E-3,8.1044599151524795E-3,1.5874064092104082E-5,2.6919509946941503E-4,1.7274314431637763E-2,null,3.4366392958245541E-3,1.3443103321878161E-3,3.1464034051155009E-3,3.070654021936002E-3,2.3022656173798181E-6,1.0794178970544877E-4,1.1108251110386701E-2]
[2004,3,15,22,4.3760175997676924E-3,1.6447273367182957E-3,2.9367099618452753E-3,7.8697544439388766E-3,1.5874064092104082E-5,2.6919509946941503E-4,1.7112278505831659E-2,null,3.6592765288205758E-3,1.3312432512637188E-3,2.967133832558391E-3,2.98172776322196E-3,2.3022656173798181E-6,1.0794178970544877E-4,1.1049625431187473E-2]
[2004,3,15,23,3.5089696845799464E-3,1.7072254523486832E-3,2.7109078874124311E-3,7.9691559621536678E-3,1.5874064092104082E-5,2.6919509946941503E-4,1.618132815005625E-2,null,2.9342410340872445E-3,1.3818292619611886E-3,2.7389924828111461E-3,3.0193894550420556E-3,2.3022656173798181E-6,1.0794178970544877E-4,1.0184696289224464E-2]
[2004,3,15,24,3.1880058469884193E-3,1.7230435405927529E-3,2.6683927764511524E-3,7.4268336274537008E-3,1.5874064092104082E-5,2.6919509946941503E-4,1.5291344955047545E-2,null,2.6658473609079587E-3,1.3946324316737003E-3,2.6960369217352682E-3,2.8139119431946982E-3,2.3022656173798181E-6,1.0794178970544877E-4,9.6806727128344542E-3]
[2004,3,16,1,3.1385802616173322E-3,1.9222789438264783E-3,2.6220854074465684E-3,7.5545710097789445E-3,1.5874064092104082E-5,2.6919509946941503E-4,1.5522584786230842E-2,null,2.6245171147770384E-3,1.5558936815152178E-3,2.6492498153967412E-3,2.8623096539484084E-3,2.3022656173798181E-6,1.0794178970544877E-4,9.8022143209602342E-3]
[2004,3,16,2,2.9923200734958393E-3,1.9213920835591247E-3,2.6099774227258646E-3,6.9493669580925716E-3,1.5874064092104082E-5,2.6919509946941503E-4,1.4758125701434919E-2,null,2.5022126538621022E-3,1.5551758563053053E-3,2.637016393786959E-3,2.6330072359145766E-3,2.3022656173798181E-6,1.0794178970544877E-4,9.4376561951917716E-3]
[2004,3,16,3,2.9598642844915943E-3,1.9230724679082361E-3,2.5421942866645244E-3,7.201739770123612E-3,1.5874064092104082E-5,2.6919509946941503E-4,1.4911939972749486E-2,null,2.4750727477214386E-3,1.5565359603628855E-3,2.5685310346954754E-3,2.7286273757392591E-3,2.3022656173798181E-6,1.0794178970544877E-4,9.4390111738418877E-3]
[2004,3,16,4,2.9965134076186386E-3,1.8800893859352453E-3,2.5132026674976357E-3,6.7459380341890829E-3,1.5874064092104082E-5,2.6919509946941503E-4,1.442081265880212E-2,null,2.5057191683546119E-3,1.5217454291194326E-3,2.5392390667421019E-3,2.555931175337799E-3,2.3022656173798181E-6,1.0794178970544877E-4,9.2328788948767733E-3]
[2004,3,16,5,2.9421703129278278E-3,1.8343692966455321E-3,2.5782045442454674E-3,6.0159412013797188E-3,1.5874064092104082E-5,2.6919509946941503E-4,1.3655754518760065E-2,null,2.4602768440558898E-3,1.484739562581367E-3,2.6049143530945526E-3,2.2793467102242538E-3,2.3022656173798181E-6,1.0794178970544877E-4,8.9395215252788922E-3]
[2004,3,16,6,3.2238986075473468E-3,1.8695127524945797E-3,2.708067242830986E-3,5.9959284392648504E-3,1.5874064092104082E-5,2.6919509946941503E-4,1.4082476205699282E-2,null,2.6958613024137771E-3,1.5131846959361014E-3,2.7361224095817887E-3,2.2717641854019424E-3,2.3022656173798181E-6,1.0794178970544877E-4,9.3271766486564388E-3]
[2004,3,16,7,3.7854924096739689E-3,1.8886741010588719E-3,2.9922475147537105E-3,6.0994467908537468E-3,1.0588001067391641E-5,1.7955313673808981E-4,1.495600195414578E-2,null,3.1654725350016327E-3,1.5286939024725613E-3,3.02324674610896E-3,2.3109856814644164E-3,1.5356112129068224E-6,7.1997175895613242E-5,1.0101931652156089E-2]
[2004,3,16,8,3.756340213846192E-3,2.0338365667759771E-3,3.6850725422025638E-3,6.1310834661055099E-3,0,0,1.5606332788930241E-2,null,3.1410951316836414E-3,1.6461884856223007E-3,3.7232493359782679E-3,2.3229723264869776E-3,0,0,1.0833505279771187E-2]
[2004,3,16,9,3.7781204382413853E-3,1.8021483066004535E-3,3.9214207986950095E-3,7.1517329267010814E-3,0,0,1.665342247023793E-2,null,3.1593080072273793E-3,1.4586598747273717E-3,3.9620461246350127E-3,2.7096805592348519E-3,0,0,1.1289694565824616E-2]
[2004,3,16,10,3.6099329685703825E-3,1.8142410938770605E-3,3.9936680977089795E-3,7.3605324853301688E-3,0,0,1.677837464548659E-2,null,3.0186676998754402E-3,1.46844778369657E-3,4.035041894731633E-3,2.7887914699180109E-3,0,0,1.1310948848221656E-2]
[2004,3,16,11,3.444565246941692E-3,1.9449988034660494E-3,3.9350022106983303E-3,6.9045490829443357E-3,0,0,1.6229115344050409E-2,null,2.880385298448964E-3,1.5742831489604337E-3,3.975768238011046E-3,2.6160264389189307E-3,0,0,1.1046463124339375E-2]
[2004,3,16,12,3.1827589444443187E-3,1.8759987469387669E-3,3.8479739958024945E-3,6.7695796706201249E-3,0,0,1.5676311357805707E-2,null,2.6614598403162555E-3,1.5184344635655411E-3,3.8878384239812189E-3,2.5648886242920963E-3,0,0,1.0632621352155112E-2]
[2004,3,16,13,3.0052264872315075E-3,2.0314828925446136E-3,3.8604481616548248E-3,5.8104436210318095E-3,0,0,1.4707601162462754E-2,null,2.5130051463001322E-3,1.6442834203472089E-3,3.900441820303727E-3,2.2014868678412155E-3,0,0,1.0259217254792282E-2]
[2004,3,16,14,2.8495380149658554E-3,1.9443631699262295E-3,3.864986711211688E-3,6.4758108479507793E-3,0,0,1.5134698744054553E-2,null,2.3828166451387387E-3,1.5737686668081212E-3,3.905027388547058E-3,2.4535841788024602E-3,0,0,1.0315196879296379E-2]
[2004,3,16,15,2.6722841554408421E-3,2.0235395004335002E-3,3.7497036239656075E-3,5.9743193789943633E-3,0,0,1.4419846658834314E-2,null,2.2345949177313413E-3,1.6378540342088595E-3,3.7885499859660102E-3,2.2635768479945763E-3,0,0,9.9245757859007869E-3]
[2004,3,16,16,2.934832845622124E-3,1.813717258941471E-3,3.6721569285585193E-3,6.2560416748995646E-3,0,0,1.4676748708021679E-2,null,2.4541411690315994E-3,1.4680237913987516E-3,3.7101999185317393E-3,2.3703170515426216E-3,0,0,1.0002681930504713E-2]
[2004,3,16,17,3.5322610972902445E-3,1.7880557329638975E-3,3.42483082784595E-3,5.5140691249669204E-3,0,0,1.4259216783067012E-2,null,2.953717582778089E-3,1.447253337529519E-3,3.4603115568503239E-3,2.0891951731609308E-3,0,0,9.9504776503188622E-3]
[2004,3,16,18,3.6019898592617944E-3,1.8289804561158222E-3,3.249634761892536E-3,5.2128409931637646E-3,0,0,1.3893446070433918E-2,null,3.0120255800036382E-3,1.4803778319606388E-3,3.2833004861707832E-3,1.9750645112629962E-3,0,0,9.7507684093980553E-3]
[2004,3,16,19,3.3498618299312838E-3,2.0454686937678864E-3,3.2055893915026905E-3,5.2236514622597081E-3,6.6194850443656212E-6,1.1225436187073604E-4,1.3943445224376671E-2,null,2.8011932058294802E-3,1.6556035358924076E-3,3.2387988124102738E-3,1.9791604301466733E-3,9.6004480856186812E-7,4.5011728469251047E-5,9.7207277575566495E-3]
[2004,3,16,20,4.1191956658371363E-3,1.7407906052178809E-3,3.2300528718313438E-3,6.8131678380228483E-3,1.5874064092104082E-5,2.6919509946941503E-4,1.6188276144470728E-2,null,3.4445190573313654E-3,1.4089969159772704E-3,3.2635157306924131E-3,2.5814035041169382E-3,2.3022656173798181E-6,1.0794178970544877E-4,1.0808679263440816E-2]
[2004,3,16,21,3.9904120210136193E-3,1.7862809574801691E-3,3.2097004218708996E-3,7.094923883721467E-3,1.5874064092104082E-5,2.6919509946941503E-4,1.6366386447647676E-2,null,3.3368286840514045E-3,1.4458168332333503E-3,3.242952432430864E-3,2.6881564949376682E-3,2.3022656173798181E-6,1.0794178970544877E-4,1.0823998499976116E-2]
[2004,3,16,22,4.135849464097275E-3,1.7626082879052384E-3,3.067874710197903E-3,7.0722800185836106E-3,1.5874064092104082E-5,2.6919509946941503E-4,1.6323681644345549E-2,null,3.4584451560500436E-3,1.4266561608790487E-3,3.0996574278512492E-3,2.6795770860337221E-3,2.3022656173798181E-6,1.0794178970544877E-4,1.0774579886136892E-2]
[2004,3,16,23,4.0752953995882822E-3,1.6241732848039766E-3,2.7313406757964436E-3,7.9397400557707498E-3,1.5874064092104082E-5,2.6919509946941503E-4,1.6655618579520973E-2,null,3.4078091469548774E-3,1.3146067898356152E-3,2.7596369517901716E-3,3.0082442248614829E-3,2.3022656173798181E-6,1.0794178970544877E-4,1.0600541168764976E-2]
[2004,3,16,24,3.7532502006081855E-3,1.7057334397497909E-3,2.6638745066173888E-3,7.2927367972867585E-3,1.5874064092104082E-5,2.6919509946941503E-4,1.5700664107823642E-2,null,3.1385112268757214E-3,1.3806216261064584E-3,2.6914718433098984E-3,2.7631047363984584E-3,2.3022656173798181E-6,1.0794178970544877E-4,1.0083953488013365E-2]
[2004,3,17,1,2.9879765407779483E-3,1.9222789438264783E-3,2.6044926440393452E-3,7.6536201648160418E-3,1.5874064092104082E-5,2.6919509946941503E-4,1.5453437457021333E-2,null,2.4985805415672188E-3,1.5558936815152178E-3,2.631474793623407E-3,2.8998378408317048E-3,2.3022656173798181E-6,1.0794178970544877E-4,9.6960309128603771E-3]
[2004,3,17,2,2.8457893580040809E-3,1.9213920835591247E-3,2.5932298106785155E-3,6.9995112063356039E-3,1.5874064092104082E-5,2.6919509946941503E-4,1.4644991622138845E-2,null,2.3796819748313001E-3,1.5551758563053053E-3,2.6200952790136674E-3,2.652006112971954E-3,2.3022656173798181E-6,1.0794178970544877E-4,9.3172032784450548E-3]
[2004,3,17,3,2.8025179409889452E-3,1.9230724679082361E-3,2.5292115797093204E-3,7.4242350657797189E-3,1.5874064092104082E-5,2.6919509946941503E-4,1.4964106217947739E-2,null,2.3434979154571558E-3,1.5565359603628855E-3,2.5554138288612391E-3,2.8129273885249243E-3,2.3022656173798181E-6,1.0794178970544877E-4,9.3786191485290323E-3]
[2004,3,17,4,2.8370874054311039E-3,1.8800893859352453E-3,2.4986391827887975E-3,6.7512431808756761E-3,1.5874064092104082E-5,2.6919509946941503E-4,1.4252128318592341E-2,null,2.3724053014452296E-3,1.5217454291194326E-3,2.5245247065359658E-3,2.5579412130430496E-3,2.3022656173798181E-6,1.0794178970544877E-4,9.0868607054665068E-3]
[2004,3,17,5,2.7810050006790324E-3,1.8343692966455321E-3,2.5603993518674103E-3,5.969447425350217E-3,1.5874064092104082E-5,2.6919509946941503E-4,1.343029023810371E-2,null,2.3255085459568687E-3,1.484739562581367E-3,2.5869247016183992E-3,2.2617309404068153E-3,2.3022656173798181E-6,1.0794178970544877E-4,8.7691478058862793E-3]
[2004,3,17,6,3.0467579264598552E-3,1.8695127524945797E-3,2.6952073634156654E-3,5.7586000425859079E-3,1.5874064092104082E-5,2.6919509946941503E-4,1.3655147248517527E-2,null,2.547734216124828E-3,1.5131846959361014E-3,2.7231293037621581E-3,2.1818441409558833E-3,2.3022656173798181E-6,1.0794178970544877E-4,9.0761364121017991E-3]
[2004,3,17,7,3.6201033356720426E-3,1.8886741010588719E-3,2.9853774769507888E-3,5.9920111736649455E-3,1.0588001067391641E-5,1.7955313673808981E-4,1.4676307225152131E-2,null,3.0271722784737005E-3,1.5286939024725613E-3,3.0163055357542282E-3,2.2702799942904721E-3,1.5356112129068224E-6,7.1997175895613242E-5,9.9159844980994827E-3]
[2004,3,17,8,3.5564500690903915E-3,2.0338365667759771E-3,3.6909697265960261E-3,6.8792381057408555E-3,0,0,1.6160494468203251E-2,null,2.9739446807608028E-3,1.6461884856223007E-3,3.7292076143094662E-3,2.6064365026662157E-3,0,0,1.0955777283358786E-2]
[2004,3,17,9,3.5867711642778885E-3,1.8021483066004535E-3,3.9232049974805847E-3,8.8528247282504881E-3,0,0,1.8164949196609416E-2,null,2.9992995312425816E-3,1.4586598747273717E-3,3.9638488074499557E-3,3.3541978295768288E-3,0,0,1.1776006042996738E-2]
[2004,3,17,10,3.4430959279729721E-3,1.8142410938770605E-3,3.9973764105975789E-3,8.8178041565327298E-3,0,0,1.807251758898034E-2,null,2.8791566369335548E-3,1.46844778369657E-3,4.0387886251804792E-3,3.3409290787258833E-3,0,0,1.1727322124536487E-2]
[2004,3,17,11,3.2810585158531895E-3,1.9449988034660494E-3,3.9478994592909832E-3,8.2429062470080437E-3,0,0,1.7416863025618266E-2,null,2.7436590788359311E-3,1.5742831489604337E-3,3.9887991001470299E-3,3.1231091873862929E-3,0,0,1.1429850515329687E-2]
[2004,3,17,12,3.0393945048999742E-3,1.8759987469387669E-3,3.8636593878734857E-3,8.5818864735555112E-3,0,0,1.7360939113267738E-2,null,2.5415768378530142E-3,1.5184344635655411E-3,3.9036863143399715E-3,3.2515435317969133E-3,0,0,1.1215241147555439E-2]
[2004,3,17,13,2.8713448241991586E-3,2.0314828925446136E-3,3.8762890031021008E-3,7.6128968721021649E-3,0,0,1.639201359194804E-2,null,2.4010517512315778E-3,1.6442834203472089E-3,3.9164467704707745E-3,2.884408417542862E-3,0,0,1.0846190359592424E-2]
[2004,3,17,14,2.7193659036739487E-3,1.9443631699262295E-3,3.8566253010585893E-3,8.5676176992927379E-3,0,0,1.7087972073951505E-2,null,2.2739652201392642E-3,1.5737686668081212E-3,3.8965793554503313E-3,3.246137314783468E-3,0,0,1.0990450557181185E-2]
[2004,3,17,15,2.5588182739257333E-3,2.0235395004335002E-3,3.7473995424413178E-3,8.1738084953706588E-3,0,0,1.650356581217121E-2,null,2.1397134352911847E-3,1.6378540342088595E-3,3.7862220345058675E-3,3.0969291221884408E-3,0,0,1.0660718626194353E-2]
[2004,3,17,16,2.8130020668591786E-3,1.813717258941471E-3,3.6485388437143039E-3,8.6147526876711941E-3,0,0,1.6890010857186149E-2,null,2.3522648627665502E-3,1.4680237913987516E-3,3.6863371539033003E-3,3.2639960300036653E-3,0,0,1.0770621838072267E-2]
[2004,3,17,17,3.3674253370736336E-3,1.7880557329638975E-3,3.4184401235587622E-3,7.5045834674892951E-3,0,0,1.6078504661085589E-2,null,2.8158800136369225E-3,1.447253337529519E-3,3.4538546458339988E-3,2.8433701503435566E-3,0,0,1.0560358147343997E-2]
[2004,3,17,18,3.4472114133518366E-3,1.8289804561158222E-3,3.2549310863001597E-3,6.9551261752246393E-3,0,0,1.5486249130992457E-2,null,2.8825980534060076E-3,1.4803778319606388E-3,3.2886516796976338E-3,2.6351893138611554E-3,0,0,1.0286816878925435E-2]
[2004,3,17,19,3.211148834711778E-3,2.0454686937678864E-3,3.2072538694301192E-3,6.5557678112980952E-3,6.6194850443656212E-6,1.1225436187073604E-4,1.5138513056122979E-2,null,2.6851997949080791E-3,1.6556035358924076E-3,3.2404805340771003E-3,2.4838786307035906E-3,9.6004480856186812E-7,4.5011728469251047E-5,1.0111134268858991E-2]
[2004,3,17,20,3.9127777655704483E-3,1.7407906052178809E-3,3.2304978942753844E-3,8.019197129592202E-3,1.5874064092104082E-5,2.6919509946941503E-4,1.7188332558217435E-2,null,3.2719100217519798E-3,1.4089969159772704E-3,3.2639653635016166E-3,3.0383492763831695E-3,2.3022656173798181E-6,1.0794178970544877E-4,1.1093465632936865E-2]
[2004,3,17,21,3.8056175744035983E-3,1.7862809574801691E-3,3.2049181954438449E-3,7.9105018302587371E-3,1.5874064092104082E-5,2.6919509946941503E-4,1.6992387721147872E-2,null,3.1823014305110316E-3,1.4458168332333503E-3,3.2381206628618485E-3,2.9971663152040021E-3,2.3022656173798181E-6,1.0794178970544877E-4,1.0973649297133061E-2]
[2004,3,17,22,3.962019455252961E-3,1.7626082879052384E-3,3.0576170832755699E-3,7.8755169298204315E-3,1.5874064092104082E-5,2.6919509946941503E-4,1.6942830919815723E-2,null,3.313086492181224E-3,1.4266561608790487E-3,3.0892935334665642E-3,2.9839110796469645E-3,2.3022656173798181E-6,1.0794178970544877E-4,1.092319132149663E-2]
[2004,3,17,23,3.8951799551515953E-3,1.6241732848039766E-3,2.7755804490467509E-3,8.1261698645560543E-3,1.5874064092104082E-5,2.6919509946941503E-4,1.67061727171199E-2,null,3.257194529147983E-3,1.3146067898356152E-3,2.8043350423953527E-3,3.0788795846693651E-3,2.3022656173798181E-6,1.0794178970544877E-4,1.0565260001371144E-2]
[2004,3,17,24,3.5827545338082828E-3,1.7057334397497909E-3,2.6520088224310664E-3,7.2614283428494601E-3,1.5874064092104082E-5,2.6919509946941503E-4,1.5486994302400121E-2,null,2.9959407783885813E-3,1.3806216261064584E-3,2.67948323243136E-3,2.7512424491461336E-3,2.3022656173798181E-6,1.0794178970544877E-4,9.9175321413953604E-3]
[2004,3,18,1,2.7964451722226062E-3,1.9222789438264783E-3,2.595006677519553E-3,7.8646122442459984E-3,1.5874064092104082E-5,2.6919509946941503E-4,1.5463412201376155E-2,null,2.3384197959786606E-3,1.5558936815152178E-3,2.6218905539262369E-3,2.9797794636025102E-3,2.3022656173798181E-6,1.0794178970544877E-4,9.6062275503454551E-3]
[2004,3,18,2,2.5144768320559015E-3,1.9213920835591247E-3,2.5802484764640473E-3,7.1311082210474891E-3,1.5874064092104082E-5,2.6919509946941503E-4,1.4432294776688082E-2,null,2.1026346087579116E-3,1.5551758563053053E-3,2.6069794601415535E-3,2.7018661785075141E-3,2.3022656173798181E-6,1.0794178970544877E-4,9.0769001590351138E-3]
[2004,3,18,3,2.1528588042685143E-3,1.9230724679082361E-3,2.5151230959369929E-3,7.4915221650635631E-3,1.5874064092104082E-5,2.6919509946941503E-4,1.4367645696738826E-2,null,1.8002454315409323E-3,1.5565359603628855E-3,2.5411793905294206E-3,2.8384214256604581E-3,2.3022656173798181E-6,1.0794178970544877E-4,8.8466262634165245E-3]
[2004,3,18,4,2.2618286013068967E-3,1.8800893859352453E-3,2.491690593367543E-3,6.675708123822688E-3,1.5874064092104082E-5,2.6919509946941503E-4,1.3594385867993893E-2,null,1.8913672361410927E-3,1.5217454291194326E-3,2.5175041307800247E-3,2.5293221527768282E-3,2.3022656173798181E-6,1.0794178970544877E-4,8.5701830041402076E-3]
[2004,3,18,5,2.363958497502617E-3,1.8343692966455321E-3,2.5518537344120309E-3,5.9168660462818783E-3,1.5874064092104082E-5,2.6919509946941503E-4,1.2952116738403577E-2,null,1.9767694365480839E-3,1.484739562581367E-3,2.5782905528596209E-3,2.2418086723216511E-3,2.3022656173798181E-6,1.0794178970544877E-4,8.3918522796335507E-3]
[2004,3,18,6,2.5201326432886164E-3,1.8695127524945797E-3,2.6973358433577971E-3,5.9260671834029241E-3,1.5874064092104082E-5,2.6919509946941503E-4,1.3298117586105437E-2,null,2.1073640635243668E-3,1.5131846959361014E-3,2.7252798344343299E-3,2.2452948403085269E-3,2.3022656173798181E-6,1.0794178970544877E-4,8.7013674895261538E-3]
[2004,3,18,7,2.7746914093526734E-3,1.8886741010588719E-3,2.9906590487421979E-3,6.0916494358364444E-3,9.2545796836548983E-6,1.5694074838265893E-4,1.3911869323056502E-2,null,2.3202290478683925E-3,1.5286939024725613E-3,3.0216418238299936E-3,2.3080313847197833E-3,1.3422209010469179E-6,6.2930065560355548E-5,9.2428684453521332E-3]
[2004,3,18,8,3.1621565235707026E-3,2.0338365667759771E-3,3.6816396121221338E-3,6.8844246984308697E-3,0,0,1.5762057400899681E-2,null,2.6442318576994331E-3,1.6461884856223007E-3,3.7197808412618026E-3,2.6084016221029787E-3,0,0,1.0618602806686514E-2]
[2004,3,18,9,3.9271217319266439E-3,1.8021483066004535E-3,3.9233241588790537E-3,8.7768530104614211E-3,0,0,{"$f":"SUM(E1859:J1859)","v":1.8429447207867572E-2},null,3.2839046123176591E-3,1.4586598747273717E-3,3.9639692033424769E-3,3.3254133253378445E-3,0,0,{"$f":"SUM(M1859:R1859)","v":1.2031947015725351E-2}]
[2004,3,18,10,3.8460477869557939E-3,1.8142410938770605E-3,3.9810921029788783E-3,8.2609286643506377E-3,0,0,1.7902309648162369E-2,null,{"$f":"E1860*V$5","v":3.2161096418526244E-3},{"$f":"F1860*W$5","v":1.46844778369657E-3},{"$f":"G1860*X$5","v":4.0223356145995927E-3},{"$f":"H1860*Y$5","v":3.1299376014789554E-3},{"$f":"I1860*Z$5","v":0},{"$f":"J1860*AA$5","v":0},1.1836830641627744E-2]
[2004,3,18,11,3.6554146278864582E-3,1.9449988034660494E-3,3.9204215344655702E-3,8.2557082693206704E-3,0,0,1.7776543235138748E-2,null,3.0566999894247248E-3,1.5742831489604337E-3,3.9610365081794024E-3,3.127959674860441E-3,0,0,1.1719979321425003E-2]
[2004,3,18,12,3.1801341316192487E-3,1.8759987469387669E-3,3.8472308678919043E-3,8.6994775105686088E-3,0,0,1.7602841257018529E-2,null,2.6592649414740213E-3,1.5184344635655411E-3,3.8870875973779527E-3,3.2960969498566162E-3,0,0,1.136088395227413E-2]
[2004,3,18,13,2.9008332983246625E-3,2.0314828925446136E-3,3.8511802787016144E-3,7.6029492613982437E-3,0,0,1.6386445730969135E-2,null,2.4257103543514368E-3,1.6442834203472089E-3,3.8910779234858804E-3,2.880639422306111E-3,0,0,1.0841711120490637E-2]
[2004,3,18,14,2.6156012648939886E-3,1.9443631699262295E-3,3.8572884090879687E-3,8.6106414498736128E-3,0,0,1.7027894293781799E-2,null,2.1871960290763192E-3,1.5737686668081212E-3,3.8972493331785292E-3,3.2624383458383483E-3,0,0,1.0920652374901318E-2]
[2004,3,18,15,2.5529721614033214E-3,2.0235395004335002E-3,3.7712451627342483E-3,7.5567329369901123E-3,0,0,1.5904489761561183E-2,null,2.1348248483853091E-3,1.6378540342088595E-3,3.8103146918158316E-3,2.8631287745999514E-3,0,0,1.0446122349009952E-2]
[2004,3,18,16,2.8776287943811864E-3,1.813717258941471E-3,3.668844766363638E-3,8.4580752474294491E-3,0,0,1.6818266067115745E-2,null,2.4063064797765735E-3,1.4680237913987516E-3,3.706853442837838E-3,3.2046333806646935E-3,0,0,1.0785817094677855E-2]
[2004,3,18,17,3.4213891606574192E-3,1.7880557329638975E-3,3.4177528418980227E-3,7.7269781104717184E-3,0,0,1.6354175845991057E-2,null,2.8610051870493979E-3,1.447253337529519E-3,3.4531602440392786E-3,2.9276320273940214E-3,0,0,1.0689050796012216E-2]
[2004,3,18,18,3.411717298548546E-3,1.8289804561158222E-3,3.2541739787418393E-3,7.2674514448655787E-3,0,0,1.5762323178271788E-2,null,2.8529174640916869E-3,1.4803778319606388E-3,3.2878867286196029E-3,2.7535245089778744E-3,0,0,1.0374706533649802E-2]
[2004,3,18,19,3.3130820587433229E-3,2.0454686937678864E-3,3.20604164298553E-3,6.537391083018501E-3,5.2860636606288779E-6,8.9641973515305171E-5,1.5196911515691174E-2,null,2.770437535776727E-3,1.6556035358924076E-3,3.239255749150024E-3,2.4769159736983703E-3,7.6665449670196342E-7,3.5944618133993352E-5,1.0178924067148225E-2]
[2004,3,18,20,3.6251070727091328E-3,1.7407906052178809E-3,3.2491414925322863E-3,8.0155597812597394E-3,1.5874064092104082E-5,2.6919509946941503E-4,1.6915668115280561E-2,null,3.0313564612560518E-3,1.4089969159772704E-3,3.2828021066146208E-3,3.0369711415779892E-3,2.3022656173798181E-6,1.0794178970544877E-4,1.087037068074876E-2]
[2004,3,18,21,3.8438617733384892E-3,1.7862809574801691E-3,3.2189231848115353E-3,8.0435165165435949E-3,1.5874064092104082E-5,2.6919509946941503E-4,1.7177651595735307E-2,null,3.2142816719829626E-3,1.4458168332333503E-3,3.252270741799635E-3,3.0475635144860311E-3,2.3022656173798181E-6,1.0794178970544877E-4,1.1070176816824808E-2]
[2004,3,18,22,3.9811369442319302E-3,1.7626082879052384E-3,3.0523027622238312E-3,7.6214777342765222E-3,1.5874064092104082E-5,2.6919509946941503E-4,1.6702594892199042E-2,null,3.3290727575734018E-3,1.4266561608790487E-3,3.0839241568530892E-3,2.8876595729835975E-3,2.3022656173798181E-6,1.0794178970544877E-4,1.0837556703611965E-2]
[2004,3,18,23,3.676523874446916E-3,1.6241732848039766E-3,2.7846384351896143E-3,7.8969241405835167E-3,1.5874064092104082E-5,2.6919509946941503E-4,1.6267328898585544E-2,null,3.0743517855426998E-3,1.3146067898356152E-3,2.8134868679036669E-3,2.9920219394101426E-3,2.3022656173798181E-6,1.0794178970544877E-4,1.0304711438014952E-2]
[2004,3,18,24,3.240061352007992E-3,1.7057334397497909E-3,2.7165104745558851E-3,7.3834764132763046E-3,1.5874064092104082E-5,2.6919509946941503E-4,1.5330850843151491E-2,null,2.7093767762659169E-3,1.3806216261064584E-3,2.7446531119094159E-3,2.7974845679608661E-3,2.3022656173798181E-6,1.0794178970544877E-4,9.7423801375654852E-3]
[2004,3,19,1,2.8848020648141628E-3,1.6068727522089779E-3,2.7173639861674246E-3,7.5446998042924106E-3,1.5874064092104082E-5,2.6919509946941503E-4,1.5038807771044495E-2,null,2.4123048514768305E-3,1.3006037288137719E-3,2.7455154657720659E-3,2.8585696074621631E-3,2.3022656173798181E-6,1.0794178970544877E-4,9.4272377088476592E-3]
[2004,3,19,2,2.6467659029887664E-3,1.7044554297748881E-3,2.5623166676971097E-3,6.9446708314111023E-3,1.5874064092104082E-5,2.6919509946941503E-4,1.4143277995433386E-2,null,2.2132562598933666E-3,1.3795872040985335E-3,2.5888618805498947E-3,2.6312279464328664E-3,2.3022656173798181E-6,1.0794178970544877E-4,8.9231773462974898E-3]
[2004,3,19,3,2.3017101258835482E-3,1.5526790056622282E-3,2.5217195672427263E-3,7.3542126530437794E-3,1.5874064092104082E-5,2.6919509946941503E-4,1.4015390515393801E-2,null,1.9247166282515514E-3,1.2567392792236002E-3,2.5478442002794593E-3,2.7863969835942668E-3,2.3022656173798181E-6,1.0794178970544877E-4,8.6259411466717058E-3]
[2004,3,19,4,2.4052289837343107E-3,1.4827220493667122E-3,2.4875009245164184E-3,6.6045964929983573E-3,1.5874064092104082E-5,2.6919509946941503E-4,1.3265117614177318E-2,null,2.0112802944588625E-3,1.200116078606544E-3,2.513271057593738E-3,2.502379060025033E-3,2.3022656173798181E-6,1.0794178970544877E-4,8.3372905460070059E-3]
[2004,3,19,5,2.4559656795788551E-3,1.5790199734480538E-3,2.5471538418371871E-3,5.69573000836604E-3,1.5874064092104082E-5,2.6919509946941503E-4,1.2562938666791656E-2,null,2.0537069063316545E-3,1.2780596736827832E-3,2.5735419701090633E-3,2.1580236611882489E-3,2.3022656173798181E-6,1.0794178970544877E-4,8.1735762666345774E-3]
[2004,3,19,6,2.6691142536841217E-3,1.6469095083788815E-3,2.673945098034267E-3,5.7313499814167475E-3,1.5874064092104082E-5,2.6919509946941503E-4,1.3006388005075536E-2,null,2.2319442092201026E-3,1.3330095022594916E-3,2.7016467645296013E-3,2.1715195158971989E-3,2.3022656173798181E-6,1.0794178970544877E-4,8.5483640472292233E-3]
[2004,3,19,7,3.1612708095466588E-3,1.6399917496263377E-3,3.0951924213032988E-3,6.5693170465084922E-3,9.2545796836548983E-6,1.5694074838265893E-4,1.4631967355051102E-2,null,2.6434912133885867E-3,1.3274102643508123E-3,3.1272581463089701E-3,2.4890122255425478E-3,1.3422209010469179E-6,6.2930065560355548E-5,9.6514441360523191E-3]
[2004,3,19,8,3.3247586475724511E-3,1.8871301846736974E-3,3.6332869781581052E-3,6.704758025260076E-3,0,0,1.5549933835664331E-2,null,2.7802016344040691E-3,1.5274442556633947E-3,3.6709272813284159E-3,2.5403287093665873E-3,0,0,1.0518901880762467E-2]
[2004,3,19,9,3.6649478185236464E-3,1.6840275703468362E-3,3.8434400729380164E-3,8.3364483120000679E-3,0,0,1.7528863773808565E-2,null,3.0646717536939741E-3,1.3630528829413145E-3,3.8832575303621056E-3,3.1585508233614341E-3,0,0,1.1469532990358829E-2]
[2004,3,19,10,3.9496081524935181E-3,1.6037143813760596E-3,3.8733767491008937E-3,8.1526051081475467E-3,0,0,1.7579304391118017E-2,null,3.3027080172678401E-3,1.2980473416470699E-3,3.9135043459589047E-3,3.0888954879997412E-3,0,0,1.1603155192873556E-2]
[2004,3,19,11,3.7761051538735789E-3,1.7951332229070916E-3,3.8410111982391309E-3,7.7726011732834558E-3,0,0,1.7184850748303254E-2,null,3.1576228031307586E-3,1.452981861955679E-3,3.880803492888967E-3,2.9449178974930239E-3,0,0,1.143632605546843E-2]
[2004,3,19,12,3.1775953808054129E-3,1.7197981918851187E-3,3.7463643908699231E-3,7.948376839858471E-3,0,0,1.6592134803418927E-2,null,2.6571420086809526E-3,1.392005644565233E-3,3.7851761589208707E-3,3.0115165682468785E-3,0,0,1.0845840380413935E-2]
[2004,3,19,13,3.0317008200896217E-3,2.1063028888968116E-3,3.6651207207157883E-3,4.1118355237342681E-3,0,0,1.291495995343649E-2,null,2.5351432896314166E-3,1.7048427683800432E-3,3.7030908166407373E-3,1.5579106344751918E-3,0,0,9.5009875091273885E-3]
[2004,3,19,14,2.8256519096393597E-3,1.9778974129904385E-3,3.5437927294038707E-3,3.9996034499222219E-3,0,0,1.2346945501955892E-2,null,2.362842807604168E-3,1.6009113024102869E-3,3.5805058857026686E-3,1.5153876443624453E-3,0,0,9.0596476400795697E-3]
[2004,3,19,15,2.7349563490946058E-3,1.8218076244659819E-3,3.6542368740918969E-3,7.0799534717292077E-3,0,0,1.5290954319381694E-2,null,2.2870021309151023E-3,1.474572137902344E-3,3.6920942150131687E-3,2.6824844382830203E-3,0,0,1.0136152922113634E-2]
[2004,3,19,16,2.6738174480936535E-3,1.6858119286049821E-3,3.3830602703443608E-3,7.7166179176064234E-3,0,0,1.5459307564649419E-2,null,2.2358770747812908E-3,1.364497143540602E-3,3.4181082626952844E-3,2.9237067111825893E-3,0,0,9.9421891921997671E-3]
[2004,3,19,17,3.3542546656030172E-3,1.615566443230207E-3,3.2746723444478363E-3,6.8633802088325499E-3,0,0,1.5107873662113611E-2,null,2.8048665458245922E-3,1.3076404073210286E-3,3.308597454291743E-3,2.6004281917570708E-3,0,0,1.0021532599194435E-2]
[2004,3,19,18,3.1199502975327873E-3,1.7129593911811645E-3,3.1345947244110261E-3,6.2133438708526587E-3,0,0,1.4180848283977638E-2,null,2.6089385233401658E-3,1.3864703153464446E-3,3.1670686513130793E-3,2.3541395165684112E-3,0,0,9.5166170065681017E-3]
[2004,3,19,19,3.2601139585282405E-3,1.6122577330811069E-3,3.0616796482632637E-3,6.0722757056411118E-3,5.2860636606288779E-6,8.9641973515305171E-5,1.4101255082689656E-2,null,2.7261449977614418E-3,1.3049623354254366E-3,3.0933981860126331E-3,2.3006909791693808E-3,7.6665449670196342E-7,3.5944618133993352E-5,9.4619077709995874E-3]
[2004,3,19,20,3.4316155356423181E-3,1.6221275437069502E-3,3.0753224842613373E-3,6.1498994371023121E-3,1.5874064092104082E-5,2.6919509946941503E-4,1.4564034164274436E-2,null,2.8695566000873948E-3,1.3129509658163687E-3,3.1071823597267081E-3,2.3301014057375193E-3,2.3022656173798181E-6,1.0794178970544877E-4,9.7300353866908197E-3]
[2004,3,19,21,3.3824133582499583E-3,1.7142412801864674E-3,2.9939222809997326E-3,5.9789391905202376E-3,1.5874064092104082E-5,2.6919509946941503E-4,1.4354585273517914E-2,null,2.8284131702921659E-3,1.387507877043804E-3,3.0249388626798035E-3,2.2653272228487955E-3,2.3022656173798181E-6,1.0794178970544877E-4,9.6164311881873979E-3]
[2004,3,19,22,3.9892980385043009E-3,1.436130692051305E-3,2.8417564388417789E-3,6.144217263198741E-3,1.5874064092104082E-5,2.6919509946941503E-4,1.4696471596157645E-2,null,3.3358971589930769E-3,1.1624050072279234E-3,2.8711966054284581E-3,2.3279485182739492E-3,2.3022656173798181E-6,1.0794178970544877E-4,9.8076913452462364E-3]
[2004,3,19,23,3.7772390306246052E-3,1.3381510326735903E-3,2.6601399328299103E-3,6.1724423118032987E-3,1.5874064092104082E-5,2.6919509946941503E-4,1.4233041471492925E-2,null,3.1585709639840938E-3,1.0831002146366143E-3,2.6876985799032358E-3,2.3386425509330389E-3,2.3022656173798181E-6,1.0794178970544877E-4,9.378256364779812E-3]
[2004,3,19,24,3.6305503108939332E-3,1.0146762229250375E-3,2.4985538586044659E-3,6.1301629969842042E-3,1.5874064092104082E-5,2.6919509946941503E-4,1.3559012552969161E-2,null,3.0359081599812755E-3,8.2127951778433576E-4,2.5244384984059987E-3,2.3226235750292623E-3,2.3022656173798181E-6,1.0794178970544877E-4,8.8144938065237016E-3]
[2004,3,20,1,3.3903655204268377E-3,1.3773251818204018E-3,2.4985738646406191E-3,5.6603155739444969E-3,1.5874064092104082E-5,2.6919509946941503E-4,1.3211649304393875E-2,null,2.8350628602771362E-3,1.114807793462261E-3,2.5244587117016584E-3,2.1446056818744414E-3,2.3022656173798181E-6,1.0794178970544877E-4,8.729179102638325E-3]
[2004,3,20,2,3.1069854900855594E-3,1.3641142489638069E-3,2.4499110606827014E-3,5.2898565977850479E-3,1.5874064092104082E-5,2.6919509946941503E-4,1.2495936561078634E-2,null,2.5980972014051631E-3,1.1041148568182264E-3,2.4752917684601927E-3,2.0042445280140236E-3,2.3022656173798181E-6,1.0794178970544877E-4,8.291992410020434E-3]
[2004,3,20,3,2.8047203773796242E-3,1.3599939321953852E-3,2.4294152356997075E-3,5.3420915582573867E-3,1.5874064092104082E-5,2.6919509946941503E-4,1.2221290267093622E-2,null,2.3453396182398548E-3,1.1007798700586736E-3,2.4545836098325614E-3,2.0240355434720889E-3,2.3022656173798181E-6,1.0794178970544877E-4,8.0349826969260078E-3]
[2004,3,20,4,2.7544885853133137E-3,1.3639750120108007E-3,2.4259563802571838E-3,5.4233453686898863E-3,1.5874064092104082E-5,2.6919509946941503E-4,1.2252834509832703E-2,null,2.3033352127460097E-3,1.1040021583484693E-3,2.4510889211711751E-3,2.054821350597336E-3,2.3022656173798181E-6,1.0794178970544877E-4,8.0234916981858188E-3]
[2004,3,20,5,2.8488970842466986E-3,1.2833459448530413E-3,2.4982030587510839E-3,5.3313531447619781E-3,1.5874064092104082E-5,2.6919509946941503E-4,1.2246868396174322E-2,null,2.3822806914585398E-3,1.0387409450682034E-3,2.5240840643192316E-3,2.01996692533663E-3,2.3022656173798181E-6,1.0794178970544877E-4,8.0753166815054345E-3]
[2004,3,20,6,3.0191659861193536E-3,1.176853956830738E-3,2.5543324171285664E-3,5.3134704139730891E-3,1.5874064092104082E-5,2.6919509946941503E-4,1.2348891937613267E-2,null,2.5246615164908103E-3,9.5254626878148619E-4,2.5807949143539337E-3,2.0131914363102194E-3,2.3022656173798181E-6,1.0794178970544877E-4,8.1814381912592785E-3]
[2004,3,20,7,3.185160363022264E-3,1.2786672595121345E-3,2.9037568820626052E-3,5.3716067287459951E-3,7.9370320460520408E-6,1.3459754973470752E-4,1.2881725815123759E-2,null,2.6634679343053233E-3,1.0349540144652888E-3,2.9338393638568515E-3,2.0352183832810099E-3,1.1511328086899091E-6,5.3970894852724384E-5,8.722601723569888E-3]
[2004,3,20,8,3.6277015794680036E-3,1.4399821985390184E-3,3.1752720171464173E-3,5.0993669546170782E-3,0,0,1.3342322749770517E-2,null,3.033526017815218E-3,1.1655224187918348E-3,3.2081673546444163E-3,1.9320709599965826E-3,0,0,9.3392867512480521E-3]
[2004,3,20,9,3.9673812819246441E-3,1.5241000293832038E-3,3.3102163425165121E-3,4.7486460285718589E-3,0,0,1.3550343682396219E-2,null,3.3175701136575943E-3,1.2336074394042481E-3,3.3445096828005772E-3,1.7991882468469539E-3,0,0,9.6948754827093746E-3]
[2004,3,20,10,4.2865409773326498E-3,1.5187734901471062E-3,3.3370162285531247E-3,4.6931278618224624E-3,0,0,1.3835458557855344E-2,null,3.5844551422767753E-3,1.229296135486363E-3,3.3715872116001789E-3,1.7781532755096515E-3,0,0,9.9634917648729684E-3]
[2004,3,20,11,4.1655695314684925E-3,1.5324845765029899E-3,3.3197743358167478E-3,5.1320100027553656E-3,0,0,1.4149838446543595E-2,null,3.4832974201205163E-3,1.2403938966600685E-3,3.3541666954647344E-3,1.944438904079652E-3,0,0,1.0022296916324971E-2]
[2004,3,20,12,4.2065286679412259E-3,1.421012200674753E-3,3.2703109622189805E-3,5.2724704464679906E-3,0,0,1.4170322277302951E-2,null,3.517547923761861E-3,1.1501680916219108E-3,3.3041908888031221E-3,1.9976571852389799E-3,0,0,9.9695640894258749E-3]
[2004,3,20,13,4.2602272340298598E-3,1.441466379826089E-3,3.2803063155995385E-3,4.8775044723241507E-3,0,0,1.3859504401779639E-2,null,3.5624512857889905E-3,1.1667237159782773E-3,3.3142897925318359E-3,1.8480107103683795E-3,0,0,9.8914755046674817E-3]
[2004,3,20,14,3.7445312809163494E-3,1.4810757334131424E-3,3.2344836402484617E-3,4.8628396023816358E-3,0,0,1.3322930256959589E-2,null,3.131220365388624E-3,1.198783549527888E-3,3.2679924011997045E-3,1.842454418852154E-3,0,0,9.4404507349683704E-3]
[2004,3,20,15,3.961094344412254E-3,1.4024284123224592E-3,3.2044258402647665E-3,4.6908289501630639E-3,0,0,1.3258777547162544E-2,null,3.3123129037966304E-3,1.1351263626528606E-3,3.2376232069576366E-3,1.7772822535776645E-3,0,0,9.4623447269847911E-3]
[2004,3,20,16,3.6057317220484497E-3,1.4398918968666968E-3,3.1513058290185856E-3,4.8866715218885961E-3,0,0,1.3083600969822327E-2,null,3.0151545689432627E-3,1.1654493285663779E-3,3.1839528804350307E-3,1.8514839631093454E-3,0,0,9.2160407410540168E-3]
[2004,3,20,17,4.2535020529540961E-3,1.3213202954936764E-3,3.082736276358502E-3,4.8981682343417435E-3,0,0,1.3555726859148019E-2,null,3.5568276115917211E-3,1.0694774062936462E-3,3.1146729575878699E-3,1.8558398889455996E-3,0,0,9.5968178644188374E-3]
[2004,3,20,18,4.2545674515442385E-3,1.2484018806149036E-3,2.9028081902786468E-3,4.9858822353514159E-3,0,0,1.3391659757789205E-2,null,3.5577185102149242E-3,1.0104571993978934E-3,2.9328808437696025E-3,1.8890733619715909E-3,0,0,9.3901299153540101E-3]
[2004,3,20,19,3.9525621929550458E-3,1.2513121861899108E-3,2.7981986248139528E-3,5.0357802635738894E-3,3.9685160230260204E-6,6.7298774867353758E-5,1.3109120558423179E-2,null,3.3051782200674423E-3,1.0128128024023244E-3,2.8271875390400839E-3,1.9079789500862966E-3,5.7556640434495453E-7,2.6985447426362192E-5,9.0807185254268546E-3]
[2004,3,20,20,4.478211009354971E-3,1.2421621459743992E-3,2.7775343675361581E-3,5.0522906390147049E-3,1.5874064092104082E-5,2.6919509946941503E-4,1.3835267325441752E-2,null,3.7447318398601674E-3,1.005406754595035E-3,2.8063092031845711E-3,1.9142344749802167E-3,2.3022656173798181E-6,1.0794178970544877E-4,9.5809263279428188E-3]
[2004,3,20,21,4.5483555218289954E-3,1.4117770475674802E-3,2.6270456756985186E-3,4.8316031397563491E-3,1.5874064092104082E-5,2.6919509946941503E-4,1.3703850548412862E-2,null,3.8033874924643493E-3,1.1426931533911311E-3,2.6542614712770102E-3,1.8306194081795662E-3,2.3022656173798181E-6,1.0794178970544877E-4,9.5412055806348862E-3]
[2004,3,20,22,4.3630657893168187E-3,1.3267494716573361E-3,2.5340997855794935E-3,5.0624170864874089E-3,1.5874064092104082E-5,2.6919509946941503E-4,1.3571401296602576E-2,null,3.6484460751242441E-3,1.0738717845996666E-3,2.5603526758043627E-3,1.9180712286918176E-3,2.3022656173798181E-6,1.0794178970544877E-4,9.3109858195429187E-3]
[2004,3,20,23,4.307105021665739E-3,1.1264717523087645E-3,2.4374711532073471E-3,5.5169367354872103E-3,1.5874064092104082E-5,2.6919509946941503E-4,1.367305382623058E-2,null,3.6016510339865557E-3,9.1176688349596437E-4,2.4627229854262606E-3,2.0902816662609841E-3,2.3022656173798181E-6,1.0794178970544877E-4,9.176666624492593E-3]
[2004,3,20,24,3.9649499834328887E-3,1.1310513763993937E-3,2.3662308756591311E-3,5.6262044228033272E-3,1.5874064092104082E-5,2.6919509946941503E-4,1.3373505821856259E-2,null,3.315537033739015E-3,9.154736338659919E-4,2.3907446693853594E-3,2.1316814963591711E-3,2.3022656173798181E-6,1.0794178970544877E-4,8.8636808886723654E-3]
[2004,3,21,1,3.6951929133747477E-3,1.0810945670286271E-3,2.4011193352185809E-3,5.5290102756016509E-3,1.5874064092104082E-5,2.6919509946941503E-4,{"$f":"SUM(E1923:J1923)","v":1.2991486254785125E-2},null,3.0899630518154584E-3,8.7503856366025364E-4,2.4259945681052329E-3,2.0948561431415593E-3,2.3022656173798181E-6,1.0794178970544877E-4,{"$f":"SUM(M1923:R1923)","v":8.5960963820453339E-3}]
[2004,3,21,2,3.1804250893059521E-3,1.1313460304599593E-3,2.3585605149562634E-3,5.5693565035832941E-3,1.5874064092104082E-5,2.6919509946941503E-4,1.2524757301866989E-2,null,{"$f":"E1924*V$5","v":2.6595082436567845E-3},{"$f":"F1924*W$5","v":9.1571212703189743E-4},{"$f":"G1924*X$5","v":2.3829948449065729E-3},{"$f":"H1924*Y$5","v":2.1101427024581339E-3},{"$f":"I1924*Z$5","v":2.3022656173798181E-6},{"$f":"J1924*AA$5","v":1.0794178970544877E-4},8.1786019733762171E-3]
[2004,3,21,3,2.8145228386938026E-3,1.1795862268362029E-3,2.3615863232664125E-3,5.5505459705234095E-3,1.5874064092104082E-5,2.6919509946941503E-4,1.2191310522881348E-2,null,2.3535365497635193E-3,9.5475776969364528E-4,2.3860520001328378E-3,2.1030156835574539E-3,2.3022656173798181E-6,1.0794178970544877E-4,7.9076060584702852E-3]
[2004,3,21,4,2.6708152034902186E-3,1.1670355454294981E-3,2.3811278197482738E-3,5.6056227253681659E-3,1.5874064092104082E-5,2.6919509946941503E-4,1.2109670457597676E-2,null,2.233366563120709E-3,9.4459924095247766E-4,2.4057959435605093E-3,2.123883410777998E-3,2.3022656173798181E-6,1.0794178970544877E-4,7.8178892137345229E-3]
[2004,3,21,5,2.8907005534071295E-3,1.0870588685684228E-3,2.4420429729999642E-3,5.5951585960484218E-3,1.5874064092104082E-5,2.6919509946941503E-4,1.2300030154585457E-2,null,2.417237235858672E-3,8.7986607275315732E-4,2.4673421685799525E-3,2.1199187146578214E-3,2.3022656173798181E-6,1.0794178970544877E-4,7.9946082471724321E-3]
[2004,3,21,6,2.9624018864171714E-3,1.1283821449690312E-3,2.4764906881421809E-3,5.6287010708126793E-3,1.5874064092104082E-5,2.6919509946941503E-4,1.2481044953902582E-2,null,2.4771947198008581E-3,9.1331315641273738E-4,2.5021467568371396E-3,2.1326274375238555E-3,2.3022656173798181E-6,1.0794178970544877E-4,8.1355261258974198E-3]
[2004,3,21,7,3.0911902373721269E-3,1.1033830192742899E-3,2.8171648298722734E-3,5.6163889178020288E-3,7.9370320460520408E-6,1.3459754973470752E-4,1.2770661586101479E-2,null,2.5848890284023577E-3,8.9307884971298937E-4,2.8463502311121408E-3,2.1279625539219068E-3,1.1511328086899091E-6,5.3970894852724384E-5,8.5074026908108086E-3]
[2004,3,21,8,3.3911461421669356E-3,1.1819328603212577E-3,2.9016200627663656E-3,5.4735444992834604E-3,0,0,1.2948243564538019E-2,null,2.8357156252046766E-3,9.5665713618462963E-4,2.9316804074361255E-3,2.0738410217251619E-3,0,0,8.7978941905505932E-3]
[2004,3,21,9,3.8495688074047497E-3,1.1543734364662583E-3,3.1009240611411491E-3,5.2161215873971368E-3,0,0,1.3320987892409293E-2,null,3.2190539598752586E-3,9.3435052268303371E-4,3.1330491650680167E-3,1.9763074774794384E-3,0,0,9.2627611251057465E-3]
[2004,3,21,10,3.7816935758458745E-3,1.2889964403653108E-3,3.1787286487093831E-3,5.2421961851602155E-3,0,0,1.3491614850080783E-2,null,3.1622959062182444E-3,1.0433144593821404E-3,3.2116597963871892E-3,1.9861867377052637E-3,0,0,9.4034568996928386E-3]
[2004,3,21,11,4.0812236370242677E-3,1.311963615733235E-3,3.2039385892651574E-3,5.1214028768278852E-3,0,0,1.3718528718850546E-2,null,3.4127664076633191E-3,1.0619041043199726E-3,3.2371309081114202E-3,1.9404200287651472E-3,0,0,9.652221448859858E-3]
[2004,3,21,12,4.1196547705474309E-3,1.3095748368362064E-3,3.1968284557827653E-3,4.8878751657848406E-3,0,0,1.3513933228951242E-2,null,3.4449029660000006E-3,1.0599706253083235E-3,3.2299471147223193E-3,1.8519400050923617E-3,0,0,9.5867607111230057E-3]
[2004,3,21,13,4.0894398517817053E-3,1.2650961568494751E-3,3.2208464332462118E-3,5.027308712002374E-3,0,0,1.3602691153879767E-2,null,3.4196369014701166E-3,1.0239695561733023E-3,3.2542139147969979E-3,1.9047692107356858E-3,0,0,9.6025895831761028E-3]
[2004,3,21,14,4.0393820175909029E-3,1.1826212933347647E-3,3.2082165355192252E-3,5.0182193136149847E-3,0,0,1.3448439160059878E-2,null,3.377777961563723E-3,9.5721435426127869E-4,3.2414531732411832E-3,1.9013253788199979E-3,0,0,9.477770867886183E-3]
[2004,3,21,15,3.9964630985749993E-3,1.1697526299310906E-3,3.1803970524551073E-3,5.0128815467595849E-3,0,0,1.3359494327720781E-2,null,3.3418886650934381E-3,9.4679845070907813E-4,3.2133454845431945E-3,1.8993029818392879E-3,0,0,9.4013355821849984E-3]
[2004,3,21,16,3.9156958698454954E-3,1.255364532501257E-3,3.105641551394867E-3,5.1380436579134131E-3,0,0,1.3414745611655033E-2,null,3.2743501742968184E-3,1.0160927738348702E-3,3.1378155278067379E-3,1.9467249623330088E-3,0,0,9.3749834382714364E-3]
[2004,3,21,17,4.4455664789629749E-3,1.2072525750001031E-3,2.9544618151731822E-3,5.0433892419700331E-3,0,0,1.3650670111106293E-2,null,3.7174341059881323E-3,9.7715092779229545E-4,2.9850695923999077E-3,1.9108618738541419E-3,0,0,9.5905165000344777E-3]
[2004,3,21,18,4.4313218422041044E-3,1.2110367595186563E-3,2.8399428142543474E-3,5.0661981970157675E-3,0,0,1.3548499612992876E-2,null,3.7055225759805568E-3,9.8021384891569096E-4,2.8693641919648057E-3,1.9195038327607921E-3,0,0,9.474604449621846E-3]
[2004,3,21,19,4.3992909874716168E-3,1.3848286745326956E-3,2.700567444889872E-3,5.1518629590489558E-3,3.9685160230260204E-6,6.7298774867353758E-5,1.370781735683352E-2,null,3.6787380047926177E-3,1.1208811247744761E-3,2.7285449148691516E-3,1.9519608809576245E-3,5.7556640434495453E-7,2.6985447426362192E-5,9.5076859392245749E-3]
[2004,3,21,20,4.2879752785554177E-3,1.4381368441395543E-3,2.6773926064396457E-3,5.2571071325149647E-3,1.5874064092104082E-5,2.6919509946941503E-4,1.3945681025211102E-2,null,3.5856545215480133E-3,1.1640287878807208E-3,2.7051299886002552E-3,1.9918362641320815E-3,2.3022656173798181E-6,1.0794178970544877E-4,9.5568936174838994E-3]
[2004,3,21,21,4.5118010373364457E-3,1.4711687385117402E-3,2.5651490667652102E-3,5.3095538876880765E-3,1.5874064092104082E-5,2.6919509946941503E-4,1.4142741893862993E-2,null,3.7728202097519069E-3,1.1907648221629553E-3,2.5917236228436375E-3,2.011707525313682E-3,2.3022656173798181E-6,1.0794178970544877E-4,9.6772602353950108E-3]
[2004,3,21,22,4.6945351164805107E-3,1.463953947426576E-3,2.5256427392228143E-3,5.3199765174817299E-3,1.5874064092104082E-5,2.6919509946941503E-4,1.428917748417315E-2,null,3.9256245601875673E-3,1.1849251661136028E-3,2.5518080157274615E-3,2.0156564979077959E-3,2.3022656173798181E-6,1.0794178970544877E-4,9.7882582952592556E-3]
[2004,3,21,23,4.4329880924015314E-3,1.650236843748153E-3,2.5265168486196241E-3,5.531350206415632E-3,1.5874064092104082E-5,2.6919509946941503E-4,1.442616115474646E-2,null,3.7069159136670672E-3,1.335702649418991E-3,2.55269118076532E-3,2.0957427065943033E-3,2.3022656173798181E-6,1.0794178970544877E-4,9.8012965057685097E-3]
[2004,3,21,24,3.8594957044387696E-3,1.6496389093501422E-3,2.504261856987937E-3,6.6300019568657012E-3,1.5874064092104082E-5,2.6919509946941503E-4,1.4928467591204069E-2,null,3.2273549459870461E-3,1.3352186809737175E-3,2.5302056307887769E-3,2.5120047958075687E-3,2.3022656173798181E-6,1.0794178970544877E-4,9.7150281088799369E-3]
[2004,3,22,1,3.0506049689932348E-3,1.5142017140275972E-3,2.4776336587741601E-3,6.5994420401056389E-3,1.5874064092104082E-5,2.6919509946941503E-4,1.3926951545462149E-2,null,2.5509511575851451E-3,1.225595737268669E-3,2.5033015684718697E-3,2.5004261178584227E-3,2.3022656173798181E-6,1.0794178970544877E-4,8.890518636506934E-3]
[2004,3,22,2,2.5876239710016617E-3,1.6912824586039551E-3,2.4483157649223715E-3,6.6531404424740931E-3,1.5874064092104082E-5,2.6919509946941503E-4,1.36654318005636E-2,null,2.1638010923453648E-3,1.3689249936646836E-3,2.4736799456772447E-3,2.5207716087277086E-3,2.3022656173798181E-6,1.0794178970544877E-4,8.6374216957378312E-3]
[2004,3,22,3,2.4416780941595275E-3,1.5388914557617156E-3,2.4392899871871032E-3,6.766040895835706E-3,1.5874064092104082E-5,2.6919509946941503E-4,1.3470969596505572E-2,null,2.0417594621574718E-3,1.2455796284129425E-3,2.4645606622507536E-3,2.5635478374736948E-3,2.3022656173798181E-6,1.0794178970544877E-4,8.4256916456176903E-3]
[2004,3,22,4,2.4645028343762095E-3,1.8181520973044869E-3,2.499496977314151E-3,6.4469083940417579E-3,1.5874064092104082E-5,2.6919509946941503E-4,1.3514129466598124E-2,null,2.0608457739117402E-3,1.4716133521176671E-3,2.5253913876827684E-3,2.4426334877917458E-3,2.3022656173798181E-6,1.0794178970544877E-4,8.6107280568267497E-3]
[2004,3,22,5,2.6986446715139322E-3,1.6501749344900421E-3,2.5875009416461568E-3,7.1665450865323619E-3,1.5874064092104082E-5,2.6919509946941503E-4,1.4387934797744013E-2,null,2.2566378861506131E-3,1.3356525400299081E-3,2.6143070597652381E-3,2.715292656602925E-3,2.3022656173798181E-6,1.0794178970544877E-4,9.0321341978715115E-3]
[2004,3,22,6,2.9822815304281517E-3,1.7026572192911304E-3,2.7775460131621364E-3,7.0217268997849443E-3,1.5874064092104082E-5,2.6919509946941503E-4,1.4769280826227882E-2,null,2.4938183080456928E-3,1.3781317314998775E-3,2.8063209694574719E-3,2.6604232942714474E-3,2.3022656173798181E-6,1.0794178970544877E-4,9.448938358597319E-3]
[2004,3,22,7,3.1291129128781891E-3,1.5634649145295195E-3,3.2808505496765071E-3,7.6306038022016442E-3,7.9370320460520408E-6,1.3459754973470752E-4,1.5746566761066619E-2,null,2.616600408264445E-3,1.2654694000574745E-3,3.3148396647914679E-3,2.8911172984177557E-3,1.1511328086899091E-6,5.3970894852724384E-5,1.0143148799192557E-2]
[2004,3,22,8,3.6461806286839206E-3,1.7988178740533762E-3,3.6574683718304628E-3,7.5049091550798775E-3,0,0,1.6607376029647635E-2,null,3.0489784124935015E-3,1.4559642207103768E-3,3.6953591905791961E-3,2.843493548314598E-3,0,0,1.1043795372097671E-2]
[2004,3,22,9,4.1239411471631193E-3,1.8448876045645474E-3,3.9176576514291057E-3,8.3858579383083581E-3,0,0,1.827234434146513E-2,null,3.4484872837011698E-3,1.4932530870539653E-3,3.9582439917330127E-3,3.1772713635743908E-3,0,0,1.2077255726062538E-2]
[2004,3,22,10,3.7695847264378754E-3,1.9021192752389938E-3,4.0229190441943129E-3,8.5935420836334517E-3,0,0,1.8288165129504631E-2,null,3.1521703462954356E-3,1.5395764341784341E-3,4.064595876595219E-3,3.2559596614759596E-3,0,0,1.2012302318545049E-2]
[2004,3,22,11,3.7092393551285191E-3,2.0766070735545547E-3,3.9982041268993573E-3,8.0353372930789622E-3,0,0,1.7819387848661394E-2,null,3.1017088488674975E-3,1.6808069583812675E-3,4.0396249164978641E-3,3.0444645337160685E-3,0,0,1.1866605257462698E-2]
[2004,3,22,12,3.4257585498453083E-3,1.9115118143349654E-3,3.8772644880432335E-3,8.2127987493927929E-3,0,0,1.7427333601616302E-2,null,2.8646589208235428E-3,1.5471787607188876E-3,3.9174323612882513E-3,3.1117019240262944E-3,0,0,1.1440971966856976E-2]
[2004,3,22,13,3.5400438959758184E-3,1.9505424945740141E-3,3.8997795916854445E-3,7.186478005798763E-3,0,0,1.6576843988034041E-2,null,2.9602256490528153E-3,1.5787702157281655E-3,3.9401807179963765E-3,2.7228449302096908E-3,0,0,1.1202021512987048E-2]
[2004,3,22,14,3.0536565815418824E-3,1.8311515238507593E-3,3.8892614714469234E-3,8.273410241854743E-3,0,0,1.7047479818694308E-2,null,2.553502951292491E-3,1.4821350954326124E-3,3.9295536316241754E-3,3.1346666773907792E-3,0,0,1.109985835574006E-2]
[2004,3,22,15,2.803530466996192E-3,2.0248751763286702E-3,3.712029197303355E-3,7.959622491060709E-3,0,0,1.6500057331688925E-2,null,2.3443446014150314E-3,1.6389351310457786E-3,3.7504852579458249E-3,3.015777370873452E-3,0,0,1.0749542361280087E-2]
[2004,3,22,16,3.1015035633518854E-3,1.7818635124073588E-3,3.5043650391569105E-3,8.702732457535698E-3,0,0,1.7090464572451853E-2,null,2.5935131508679093E-3,1.4422413506535202E-3,3.5406697305524065E-3,3.297330198722095E-3,0,0,1.0873754430795931E-2]
[2004,3,22,17,3.5241132970126156E-3,1.6336052865961546E-3,3.4070222987823266E-3,7.9392344806065752E-3,0,0,1.6503975362997671E-2,null,2.946904297950572E-3,1.32224105750505E-3,3.4423185341210466E-3,3.0080526702819656E-3,0,0,1.0719516559858634E-2]
[2004,3,22,18,3.5853591460706449E-3,1.6017820156095973E-3,3.2641766881960658E-3,7.0738281220745613E-3,0,0,1.5525145971950869E-2,null,2.9981187852866449E-3,1.2964832836855182E-3,3.2979930646297949E-3,2.6801636384086646E-3,0,0,1.0272758772010622E-2]
[2004,3,22,19,3.6258162142562321E-3,1.7731412117913488E-3,3.1470266095700726E-3,6.7539801831436935E-3,3.9685160230260204E-6,6.7298774867353758E-5,1.5371231509651728E-2,null,3.0319494536194852E-3,1.4351815155238111E-3,3.1796293289207207E-3,2.5589782207043029E-3,5.7556640434495453E-7,2.6985447426362192E-5,1.0233299532599025E-2]
[2004,3,22,20,4.1076096573437844E-3,1.5446553800027491E-3,3.2005695660004469E-3,8.2870396989813307E-3,1.5874064092104082E-5,2.6919509946941503E-4,1.7424943465889832E-2,null,3.4348307030284283E-3,1.250244952005108E-3,3.2337269822756125E-3,3.1398306670681556E-3,2.3022656173798181E-6,1.0794178970544877E-4,1.1168877359700133E-2]
[2004,3,22,21,4.215402230931942E-3,1.6608714825658494E-3,3.1027170156397383E-3,8.2470291150256326E-3,1.5874064092104082E-5,2.6919509946941503E-4,1.7511089007724686E-2,null,3.5249680997640467E-3,1.3443103321878161E-3,3.1348606943038351E-3,3.1246712780613854E-3,2.3022656173798181E-6,1.0794178970544877E-4,1.1239054459639911E-2]
[2004,3,22,22,4.4872869972859431E-3,1.6447273367182957E-3,2.8919240818060573E-3,7.604969903301579E-3,1.5874064092104082E-5,2.6919509946941503E-4,1.6913977482673394E-2,null,3.7523212859385899E-3,1.3312432512637188E-3,2.9218839775806229E-3,2.8814050121482877E-3,2.3022656173798181E-6,1.0794178970544877E-4,1.0997097582254048E-2]
[2004,3,22,23,3.5933818308216264E-3,1.7072254523486832E-3,2.70327489017054E-3,8.1054543350870915E-3,1.5874064092104082E-5,2.6919509946941503E-4,1.6394405671989461E-2,null,3.0048274470637253E-3,1.3818292619611886E-3,2.7312804088731367E-3,3.071030792208627E-3,2.3022656173798181E-6,1.0794178970544877E-4,1.0299211965429506E-2]
[2004,3,22,24,3.2672453272722078E-3,1.7230435405927529E-3,2.6733062451987813E-3,7.5156201536732822E-3,1.5874064092104082E-5,2.6919509946941503E-4,1.5464284430298543E-2,null,2.7321083307847252E-3,1.3946324316737003E-3,2.7010012932754345E-3,2.8475517793693653E-3,2.3022656173798181E-6,1.0794178970544877E-4,9.7855378904260527E-3]
[2004,3,23,1,2.783932516664425E-3,1.9222789438264783E-3,2.5901063196315907E-3,7.8718130801594104E-3,1.5874064092104082E-5,2.6919509946941503E-4,1.5453200023843424E-2,null,2.3279565686827514E-3,1.5558936815152178E-3,2.616939429072259E-3,2.9825077485209762E-3,2.3022656173798181E-6,1.0794178970544877E-4,9.5935414831140337E-3]
[2004,3,23,2,2.5034989437483167E-3,1.9213920835591247E-3,2.5804727529424214E-3,7.2558270250839066E-3,1.5874064092104082E-5,2.6919509946941503E-4,1.4546259968895288E-2,null,2.0934547715876746E-3,1.5551758563053053E-3,2.6072060600902977E-3,2.749120196817785E-3,2.3022656173798181E-6,1.0794178970544877E-4,9.1152009401238906E-3]
[2004,3,23,3,2.1434961762980763E-3,1.9230724679082361E-3,2.5169570561484572E-3,7.5394651820300321E-3,1.5874064092104082E-5,2.6919509946941503E-4,1.4408060045946322E-2,null,1.7924162937463033E-3,1.5565359603628855E-3,2.5430323502910932E-3,2.8565862903661976E-3,2.3022656173798181E-6,1.0794178970544877E-4,8.8588149500893089E-3]
[2004,3,23,4,2.2516573383178332E-3,1.8800893859352453E-3,2.4903233656344255E-3,6.8107110007236656E-3,1.5874064092104082E-5,2.6919509946941503E-4,1.3717850254172688E-2,null,1.8828619083914241E-3,1.5217454291194326E-3,2.5161227387745315E-3,2.5804726466121869E-3,2.3022656173798181E-6,1.0794178970544877E-4,8.6114467782204031E-3]
[2004,3,23,5,2.3523186954193497E-3,1.8343692966455321E-3,2.5453181410733123E-3,5.9647825565428275E-3,1.5874064092104082E-5,2.6919509946941503E-4,1.298185785324254E-2,null,1.9670360994230966E-3,1.484739562581367E-3,2.5716872517631208E-3,2.2599634940482453E-3,2.3022656173798181E-6,1.0794178970544877E-4,8.3936704631386583E-3]
[2004,3,23,6,2.5079022783510334E-3,1.8695127524945797E-3,2.6913829351183356E-3,5.7350397464536809E-3,1.5874064092104082E-5,2.6919509946941503E-4,1.3088906875979149E-2,null,2.0971368909103024E-3,1.5131846959361014E-3,2.7192652549665221E-3,2.172917510577816E-3,2.3022656173798181E-6,1.0794178970544877E-4,8.6127484077135712E-3]
[2004,3,23,7,2.7612355214100253E-3,1.8886741010588719E-3,2.9904894801837788E-3,5.7685752896199597E-3,6.6194850443656212E-6,1.1225436187073604E-4,1.3527848239187736E-2,null,2.3089770787434087E-3,1.5286939024725613E-3,3.0214704985669747E-3,2.1856236071690046E-3,9.6004480856186812E-7,4.5011728469251047E-5,9.0907368602297627E-3]
[2004,3,23,8,3.1467050691004941E-3,2.0338365667759771E-3,3.6776606310034766E-3,6.7948795880368989E-3,0,0,1.5653081854916845E-2,null,2.6313111727638938E-3,1.6461884856223007E-3,3.7157606385010027E-3,2.5744743701633563E-3,0,0,1.0567734667050554E-2]
[2004,3,23,9,3.9064062292526024E-3,1.8021483066004535E-3,3.9313167789381291E-3,8.8832918584045972E-3,0,0,1.8523163173195779E-2,null,3.2665820693914458E-3,1.4586598747273717E-3,3.9720446257356249E-3,3.3657413521216992E-3,0,0,1.2063027921976142E-2]
[2004,3,23,10,3.8271096866979407E-3,1.8142410938770605E-3,3.9860203338836003E-3,8.7707075002346584E-3,0,0,1.839807861469326E-2,null,3.2002733833838073E-3,1.46844778369657E-3,4.0273149012305656E-3,3.3230848869357523E-3,0,0,1.2019120955246695E-2]
[2004,3,23,11,3.6370240855277372E-3,1.9449988034660494E-3,3.9337340692826512E-3,7.8332965617520806E-3,0,0,1.7349053520028516E-2,null,3.0413216052040761E-3,1.5742831489604337E-3,3.9744869588422427E-3,2.9679144377517644E-3,0,0,1.1558006150758516E-2]
[2004,3,23,12,3.1655567522063713E-3,1.8759987469387669E-3,3.8573636243931261E-3,8.4018507443285421E-3,0,0,1.7300769867866807E-2,null,2.6470751682107496E-3,1.5184344635655411E-3,3.8973253277028636E-3,3.1833307894512594E-3,0,0,1.1246165748930413E-2]
[2004,3,23,13,2.8880613783176714E-3,2.0314828925446136E-3,3.8653835353807467E-3,7.8356546265590729E-3,0,0,1.6620582432802105E-2,null,2.4150303271248466E-3,1.6442834203472089E-3,3.9054283237544463E-3,2.9688078718928894E-3,0,0,1.0933549943119392E-2]
[2004,3,23,14,2.6042762370153665E-3,1.9443631699262295E-3,3.8732655832551446E-3,8.7746383700871393E-3,0,0,1.7196543360283881E-2,null,2.1777259097818537E-3,1.5737686668081212E-3,3.9133920284518198E-3,3.3245742324872875E-3,0,0,1.0989460837529082E-2]
[2004,3,23,15,2.5424023604346583E-3,2.0235395004335002E-3,3.7587251106455171E-3,8.2399475086351679E-3,0,0,1.6564614480148843E-2,null,2.1259862585677118E-3,1.6378540342088595E-3,3.7976649338824584E-3,3.1219881673578589E-3,0,0,1.0683493394016889E-2]
[2004,3,23,16,2.8656945646649236E-3,1.813717258941471E-3,3.6775878432680309E-3,8.845010004828336E-3,0,0,1.720200967170276E-2,null,2.3963269388596006E-3,1.4680237913987516E-3,3.7156870966956346E-3,3.3512369522132818E-3,0,0,1.0931274779167268E-2]
[2004,3,23,17,3.4055186114712458E-3,1.7880557329638975E-3,3.4320261389212477E-3,7.7563088110997663E-3,0,0,{"$f":"SUM(E1987:J1987)","v":1.6381909294456157E-2},null,2.8477340502652266E-3,1.447253337529519E-3,3.4675814102593009E-3,2.9387449744370845E-3,0,0,{"$f":"SUM(M1987:R1987)","v":1.0701313772491132E-2}]
[2004,3,23,18,3.3975261362087445E-3,1.8289804561158222E-3,3.2545765832203231E-3,6.9449328774182041E-3,0,0,1.5426016052963093E-2,null,{"$f":"E1988*V$5","v":2.8410506500118086E-3},{"$f":"F1988*W$5","v":1.4803778319606388E-3},{"$f":"G1988*X$5","v":3.2882935040195469E-3},{"$f":"H1988*Y$5","v":2.6313272315961053E-3},{"$f":"I1988*Z$5","v":0},{"$f":"J1988*AA$5","v":0},1.0241049217588099E-2]
[2004,3,23,19,3.2992601032698272E-3,2.0454686937678864E-3,3.1999916515858622E-3,6.5758896513456889E-3,3.9685160230260204E-6,6.7298774867353758E-5,1.5191877390859644E-2,null,2.7588794567486052E-3,1.6556035358924076E-3,3.2331430807551642E-3,2.4915024834609315E-3,5.7556640434495453E-7,2.6985447426362192E-5,1.0166689570687816E-2]
[2004,3,23,20,3.6081648279553255E-3,1.7407906052178809E-3,3.2307833623190056E-3,8.0944839288035371E-3,1.5874064092104082E-5,2.6919509946941503E-4,1.6959291887857272E-2,null,3.0171891602432696E-3,1.4089969159772704E-3,3.2642537889509622E-3,3.0668742756079482E-3,2.3022656173798181E-6,1.0794178970544877E-4,1.086755819610228E-2]
[2004,3,23,21,3.8262531094028825E-3,1.7862809574801691E-3,3.1987128465649625E-3,8.0887130702094728E-3,1.5874064092104082E-5,2.6919509946941503E-4,1.7185029147219009E-2,null,3.1995571035427269E-3,1.4458168332333503E-3,3.2318510275078042E-3,3.0646877868921786E-3,2.3022656173798181E-6,1.0794178970544877E-4,1.1052156806498887E-2]
[2004,3,23,22,3.9647122169580431E-3,1.7626082879052384E-3,2.9815869203443221E-3,7.9033127033851323E-3,1.5874064092104082E-5,2.6919509946941503E-4,1.6897289292154258E-2,null,3.3153382106628033E-3,1.4266561608790487E-3,3.0124757095550459E-3,2.9944424666589102E-3,2.3022656173798181E-6,1.0794178970544877E-4,1.0859156603078637E-2]
[2004,3,23,23,3.6614732829034873E-3,1.6241732848039766E-3,2.7115833243096335E-3,8.2232121883392441E-3,1.5874064092104082E-5,2.6919509946941503E-4,1.6505511243917862E-2,null,3.0617663068228111E-3,1.3146067898356152E-3,2.7396749171323715E-3,3.1156474143511116E-3,2.3022656173798181E-6,1.0794178970544877E-4,1.0341939483464738E-2]
[2004,3,23,24,3.2269348841236943E-3,1.7057334397497909E-3,2.6434336469203751E-3,7.5744440740981188E-3,1.5874064092104082E-5,2.6919509946941503E-4,1.5435615208453499E-2,null,2.6984002720037135E-3,1.3806216261064584E-3,2.670819219400291E-3,2.8698392494450526E-3,2.3022656173798181E-6,1.0794178970544877E-4,9.7299244222783434E-3]
[2004,3,24,1,2.706510120522422E-3,1.9222789438264783E-3,2.5672571835143529E-3,7.5035468462289574E-3,1.5874064092104082E-5,2.6919509946941503E-4,1.4984662257653729E-2,null,2.2632150655812738E-3,1.5558936815152178E-3,2.5938535793632233E-3,2.8429773906438844E-3,2.3022656173798181E-6,1.0794178970544877E-4,9.3661837724264285E-3]
[2004,3,24,2,2.4355731555837368E-3,1.9213920835591247E-3,2.5450313638189408E-3,7.1381783660995389E-3,1.5874064092104082E-5,2.6919509946941503E-4,1.432524413262286E-2,null,2.0366544419122452E-3,1.5551758563053053E-3,2.5713975035398001E-3,2.7045449466878784E-3,2.3022656173798181E-6,1.0794178970544877E-4,8.9780168037680574E-3]
[2004,3,24,3,2.0855648631898146E-3,1.9230724679082361E-3,2.5104770835514731E-3,7.5028511268079006E-3,1.5874064092104082E-5,2.6919509946941503E-4,1.4307034705018944E-2,null,1.7439734597064971E-3,1.5565359603628855E-3,2.5364852461587932E-3,2.8427137933578501E-3,2.3022656173798181E-6,1.0794178970544877E-4,8.7899525149088553E-3]
[2004,3,24,4,2.188722436766375E-3,1.8800893859352453E-3,2.4667357676437275E-3,6.6639933080506215E-3,1.5874064092104082E-5,2.6919509946941503E-4,1.3484610061957489E-2,null,1.8302350158251992E-3,1.5217454291194326E-3,2.4922907768387976E-3,2.5248835909795785E-3,2.3022656173798181E-6,1.0794178970544877E-4,8.4793988680858367E-3]
[2004,3,24,5,2.2802971515765475E-3,1.8343692966455321E-3,2.5404239286974245E-3,5.9168147592020166E-3,1.5874064092104082E-5,2.6919509946941503E-4,1.2856974299683041E-2,null,1.9068108514790803E-3,1.484739562581367E-3,2.5667423360877925E-3,2.2417892404434383E-3,2.3022656173798181E-6,1.0794178970544877E-4,8.3103260459145064E-3]
[2004,3,24,6,2.4322264166824329E-3,1.8695127524945797E-3,2.724920590756367E-3,5.9442107892697599E-3,1.5874064092104082E-5,2.6919509946941503E-4,1.3255939712764659E-2,null,2.0338558601354531E-3,1.5131846959361014E-3,2.7531503556408048E-3,2.252169170851301E-3,2.3022656173798181E-6,1.0794178970544877E-4,8.6626041378864878E-3]
[2004,3,24,7,2.6779771400579043E-3,1.8886741010588719E-3,3.2316007346501543E-3,5.9445614523895443E-3,6.6194850443656212E-6,1.1225436187073604E-4,1.3861687275071576E-2,null,2.2393554573117255E-3,1.5286939024725613E-3,3.2650796291357467E-3,2.2523020316625561E-3,9.6004480856186812E-7,4.5011728469251047E-5,9.3314027938604036E-3]
[2004,3,24,11,3.5232323042132863E-3,1.9449988034660494E-3,3.9241503395745538E-3,7.7615858673579872E-3,0,0,1.7153967314611877E-2,null,2.9461676015824366E-3,1.5742831489604337E-3,3.9648039431449339E-3,2.9407443691151914E-3,0,0,1.1425999062802996E-2]
[2004,3,24,14,2.5342021582505578E-3,1.9443631699262295E-3,3.8857115019079631E-3,8.043312096297054E-3,0,0,1.6407588926381805E-2,null,2.1191291546599359E-3,1.5737686668081212E-3,3.9259668849381049E-3,3.0474860628286996E-3,0,0,1.0666350769234861E-2]
[2004,3,24,18,3.3097181353370932E-3,1.8289804561158222E-3,3.222660122101885E-3,6.3730106205730011E-3,0,0,1.4734369334127801E-2,null,2.7676245841181642E-3,1.4803778319606388E-3,3.2560463931947015E-3,2.4146347688530903E-3,0,0,9.9186835781265963E-3]
[2004,3,24,21,3.7172994643582956E-3,1.7862809574801691E-3,3.0668403356442133E-3,7.7513047142377415E-3,1.5874064092104082E-5,2.6919509946941503E-4,1.6606794635281939E-2,null,3.108448805426588E-3,1.4458168332333503E-3,3.0986123373337431E-3,2.9368489998358891E-3,2.3022656173798181E-6,1.0794178970544877E-4,1.0699971031152399E-2]
[2004,3,24,24,3.1457137607248365E-3,1.7057334397497909E-3,2.6126083966981871E-3,7.5858506870195115E-3,1.5874064092104082E-5,2.6919509946941503E-4,1.5334975447753845E-2,null,2.6304822292349509E-3,1.3806216261064584E-3,2.6396746242514186E-3,2.8741610379677219E-3,2.3022656173798181E-6,1.0794178970544877E-4,9.6351835728833782E-3]
[2004,3,25,4,2.1292840981501381E-3,1.8800893859352453E-3,2.4578021345604273E-3,6.9336687131552272E-3,1.5874064092104082E-5,2.6919509946941503E-4,1.3685913495362556E-2,null,1.7805319896257543E-3,1.5217454291194326E-3,2.4832645926689224E-3,2.6270594146582745E-3,2.3022656173798181E-6,1.0794178970544877E-4,8.522845481395213E-3]
[2004,3,25,5,2.212277065130581E-3,1.8343692966455321E-3,2.5277362800543604E-3,5.8845788402569089E-3,1.5874064092104082E-5,2.6919509946941503E-4,1.2744030645648902E-2,null,1.8499316684901259E-3,1.484739562581367E-3,2.5539232453251504E-3,2.229575551290071E-3,2.3022656173798181E-6,1.0794178970544877E-4,8.2284140830095436E-3]
[2004,3,25,9,3.6571737436304104E-3,1.8021483066004535E-3,3.9528800579998946E-3,8.5625434157696797E-3,0,0,1.7974745524000441E-2,null,3.058170982355298E-3,1.4586598747273717E-3,3.9938312971047173E-3,3.2442147475462125E-3,0,0,1.17548769017336E-2]
[2004,3,25,12,2.9901701189809088E-3,1.8759987469387669E-3,3.8715959053927324E-3,8.6463051291530962E-3,0,0,1.7384069900465503E-2,null,2.5004148370308963E-3,1.5184344635655411E-3,3.9117050529794703E-3,3.2759507601587442E-3,0,0,1.1206505113734652E-2]
[2004,3,25,15,2.4152338575993337E-3,2.0235395004335002E-3,3.778234415883543E-3,8.2782217813603485E-3,0,0,1.6495229555276728E-2,null,2.0196464856985946E-3,1.6378540342088595E-3,3.8173763525698803E-3,3.1364896949995116E-3,0,0,1.0611366567476846E-2]
[2004,3,25,19,3.1329640135182649E-3,2.0454686937678864E-3,3.1688502124984051E-3,6.2108166404955959E-3,2.6509690213396008E-6,4.4955587003382282E-5,1.4605706116304875E-2,null,2.6198207431605163E-3,1.6556035358924076E-3,3.2016790210722358E-3,2.353181988227039E-3,3.8447840421691364E-7,1.8026281042888855E-5,9.848696047799305E-3]
[2004,3,25,21,3.6143991805175132E-3,1.7862809574801691E-3,3.0992912901976755E-3,7.8122278884859859E-3,1.5874064092104082E-5,2.6919509946941503E-4,1.6597268480242865E-2,null,3.0224023979606904E-3,1.4458168332333503E-3,3.1313994788647001E-3,2.959931844589642E-3,2.3022656173798181E-6,1.0794178970544877E-4,1.0669794609971211E-2]
[2004,3,26,2,2.1980798241335309E-3,1.7044554297748881E-3,2.5445548427269768E-3,6.9336677524122073E-3,1.5874064092104082E-5,2.6919509946941503E-4,1.3665827012609122E-2,null,1.8380597713667521E-3,1.3795872040985335E-3,2.5709160457614479E-3,2.627059050647662E-3,2.3022656173798181E-6,1.0794178970544877E-4,8.525866127197225E-3]
[2004,3,26,3,1.9263307349792877E-3,1.5526790056622282E-3,2.5239540533701947E-3,7.2199575219586108E-3,1.5874064092104082E-5,2.6919509946941503E-4,1.3507990479531841E-2,null,1.610820040035854E-3,1.2567392792236002E-3,2.5501018353450032E-3,2.7355297990380879E-3,2.3022656173798181E-6,1.0794178970544877E-4,8.2634350089653731E-3]
[2004,3,26,6,2.1988839795410563E-3,1.6469095083788815E-3,2.6810832671393622E-3,5.2117414395722837E-3,1.5874064092104082E-5,2.6919509946941503E-4,1.2023687358193104E-2,null,1.8387322154191797E-3,1.3330095022594916E-3,2.7088588839862134E-3,1.9746479074802198E-3,2.3022656173798181E-6,1.0794178970544877E-4,7.9654925644679318E-3]
[2004,3,26,10,3.2555316092046146E-3,1.6037143813760596E-3,3.9221783172107326E-3,7.7210779495842877E-3,0,0,1.6502502257375692E-2,null,{"$f":"E2052*V$5","v":2.7223131842587511E-3},{"$f":"F2052*W$5","v":1.2980473416470699E-3},{"$f":"G2052*X$5","v":3.9628114909279035E-3},{"$f":"H2052*Y$5","v":2.9253965480470034E-3},{"$f":"I2052*Z$5","v":0},{"$f":"J2052*AA$5","v":0},1.0908568564880729E-2]
[2004,3,26,13,2.5726106814155398E-3,2.1063028888968116E-3,3.8397373411713683E-3,6.9578165477302773E-3,0,0,1.5476467459213997E-2,null,2.1512468059536011E-3,1.7048427683800432E-3,3.8795164388547897E-3,2.6362086542294754E-3,0,0,1.0371814667417909E-2]
[2004,3,26,18,2.6149867442672703E-3,1.7129593911811645E-3,3.2126514787595433E-3,6.2968593642155138E-3,0,0,1.3837456978423491E-2,null,2.1866821598208698E-3,1.3864703153464446E-3,3.2459340618222112E-3,2.3857822402382702E-3,0,0,9.2048687772277957E-3]
[2004,3,26,21,2.8928350181629619E-3,1.7142412801864674E-3,2.9672759395481915E-3,6.5441184835650359E-3,1.5874064092104082E-5,2.6919509946941503E-4,1.4403539885024177E-2,null,2.4190220999741698E-3,1.387507877043804E-3,2.9980164691639347E-3,2.4794648813074721E-3,2.3022656173798181E-6,1.0794178970544877E-4,9.3942553828122097E-3]
[2004,3,26,24,3.078744063362923E-3,1.0146762229250375E-3,2.4906734849636293E-3,6.5938165687348671E-3,1.5874064092104082E-5,2.6919509946941503E-4,1.3462979503547976E-2,null,2.5744813937466117E-3,8.2127951778433576E-4,2.5164764852869926E-3,2.498294714104096E-3,2.3022656173798181E-6,1.0794178970544877E-4,8.5207761662448658E-3]
[2004,3,27,1,2.7736469315236363E-3,1.3773251818204018E-3,2.463188656633477E-3,5.7465761157666851E-3,1.5874064092104082E-5,2.6919509946941503E-4,1.264580604930572E-2,null,2.3193556434275898E-3,1.114807793462261E-3,2.488706918295361E-3,2.1772884617825084E-3,2.3022656173798181E-6,1.0794178970544877E-4,8.2104028722905474E-3]
[2004,3,27,4,2.2321973583386027E-3,1.3639750120108007E-3,2.4077537219213637E-3,5.6198875665970736E-3,1.5874064092104082E-5,2.6919509946941503E-4,1.190888282242936E-2,null,1.866589248063665E-3,1.1040021583484693E-3,2.4326976860500958E-3,2.1292881376259805E-3,2.3022656173798181E-6,1.0794178970544877E-4,7.6428212854110396E-3]
[2004,3,27,7,2.5499205618476476E-3,1.2786672595121345E-3,2.903614714015311E-3,5.6439326956460676E-3,5.2860636606288779E-6,8.9641973515305171E-5,1.2471063268197094E-2,null,2.1322730655428386E-3,1.0349540144652888E-3,2.9336957229701053E-3,2.1383984636680923E-3,7.6665449670196342E-7,3.5944618133993352E-5,8.2760325392770197E-3]
[2004,3,27,11,3.4982265601473592E-3,1.5324845765029899E-3,3.3034580132981169E-3,4.2434621488088558E-3,0,0,1.2577631298757322E-2,null,2.9252575091844994E-3,1.2403938966600685E-3,3.3376813383144003E-3,1.6077819189174124E-3,0,0,9.1111146630763803E-3]
[2004,3,27,15,3.1366323201026738E-3,1.4024284123224592E-3,3.1898121003212853E-3,3.8135983751943509E-3,0,0,1.1542471207940769E-2,null,2.6228882235530904E-3,1.1351263626528606E-3,3.2228580708802326E-3,1.4449132096939759E-3,0,0,8.4257858667801597E-3]
[2004,3,27,18,3.5347734984558328E-3,1.2484018806149036E-3,2.8421044903602392E-3,3.1863901507847492E-3,0,0,1.0811670020215724E-2,null,2.9558184816905401E-3,1.0104571993978934E-3,2.8715482627079698E-3,1.207273752279441E-3,0,0,8.0450976960758439E-3]
[2004,3,27,22,3.7138737436795619E-3,1.3267494716573361E-3,2.4773185459397175E-3,3.0875674717790783E-3,1.5874064092104082E-5,2.6919509946941503E-4,1.0890578396617213E-2,null,3.1055841781740261E-3,1.0738717845996666E-3,2.5029831911161566E-3,1.1698313736479039E-3,2.3022656173798181E-6,1.0794178970544877E-4,7.9625145828605814E-3]
[2004,3,28,1,3.3211436680986531E-3,1.0810945670286271E-3,2.365380298377641E-3,3.0647795066821447E-3,1.5874064092104082E-5,2.6919509946941503E-4,1.0117467203748584E-2,null,2.7771787467581557E-3,8.7503856366025364E-4,2.389885280251974E-3,1.1611973675069384E-3,2.3022656173798181E-6,1.0794178970544877E-4,7.3135440135001497E-3]
[2004,3,28,2,2.8404137537807635E-3,1.1313460304599593E-3,2.3204285263929984E-3,3.2087639762707226E-3,1.5874064092104082E-5,2.6919509946941503E-4,9.7860214504659621E-3,null,2.3751868324069052E-3,9.1571212703189743E-4,2.3444678147133357E-3,1.21575084735226E-3,2.3022656173798181E-6,1.0794178970544877E-4,6.9613616768272272E-3]
[2004,3,28,5,2.5753572752502687E-3,1.0870588685684228E-3,2.4038720317165483E-3,3.1818000509253584E-3,1.5874064092104082E-5,2.6919509946941503E-4,9.5331573900221175E-3,null,2.1535435394845997E-3,8.7986607275315732E-4,2.428775782122279E-3,1.205534634714312E-3,2.3022656173798181E-6,1.0794178970544877E-4,6.7779640843971759E-3]
[2004,3,28,8,2.9989837588230523E-3,1.1819328603212577E-3,2.8639907086912388E-3,3.1358534021326584E-3,0,0,1.0180760729968208E-2,null,2.5077849046031895E-3,9.5665713618462963E-4,2.8936612189482463E-3,1.1881261629115205E-3,0,0,7.546229422647586E-3]
[2004,3,28,13,3.7026186864986188E-3,1.2650961568494751E-3,3.1822819104772673E-3,2.6864605434221774E-3,0,0,1.0836457297247538E-2,null,3.0961725691862228E-3,1.0239695561733023E-3,3.2152498694091773E-3,1.0178581865780607E-3,0,0,8.3532501813467636E-3]
[2004,3,28,16,3.5493851784198791E-3,1.255364532501257E-3,3.0881353819925284E-3,2.9370677078346579E-3,0,0,1.0829952800748322E-2,null,2.9680369374714107E-3,1.0160927738348702E-3,3.1201279971390726E-3,1.1128093499357095E-3,0,0,8.2170670583810636E-3]
[2004,3,28,19,3.9438792436187059E-3,1.3848286745326956E-3,2.685272142534105E-3,3.0190993923324338E-3,1.3175476376028579E-6,2.234319864795142E-5,1.1056740199303495E-2,null,3.2979174374076345E-3,1.1208811247744761E-3,2.7130911554960301E-3,1.1438898814660505E-3,1.9108809235700897E-7,8.9591707076311601E-6,8.2849298579441791E-3]
[2004,3,28,23,4.0942113990598246E-3,1.650236843748153E-3,2.492550776613655E-3,3.3152892759284389E-3,1.5874064092104082E-5,2.6919509946941503E-4,1.1837357458911591E-2,null,3.4236269244905691E-3,1.335702649418991E-3,2.5183732253943715E-3,1.2561116293483975E-3,2.3022656173798181E-6,1.0794178970544877E-4,8.6440584839751582E-3]
[2004,3,29,2,2.4889437158632267E-3,1.6912824586039551E-3,2.428199143694635E-3,4.5087287301956557E-3,1.5874064092104082E-5,2.6919509946941503E-4,1.1402223211918991E-2,null,{"$f":"E2116*V$5","v":2.0812835216881373E-3},{"$f":"F2116*W$5","v":1.3689249936646836E-3},{"$f":"G2116*X$5","v":2.4533549192983805E-3},{"$f":"H2116*Y$5","v":1.7082873077463071E-3},{"$f":"I2116*Z$5","v":2.3022656173798181E-6},{"$f":"J2116*AA$5","v":1.0794178970544877E-4},7.7220947977203365E-3]
[2004,3,29,5,2.5912114762486086E-3,1.6501749344900421E-3,2.5727385661612405E-3,4.9857315415575403E-3,1.5874064092104082E-5,2.6919509946941503E-4,1.2084925682018952E-2,null,2.1668010057250254E-3,1.3356525400299081E-3,2.5993917483046868E-3,1.8890162664329507E-3,2.3022656173798181E-6,1.0794178970544877E-4,8.1011056158153995E-3]
[2004,3,29,7,3.0002438753718606E-3,1.5634649145295195E-3,3.2589442541429651E-3,5.1463903731434708E-3,2.6509690213396008E-6,4.4955587003382282E-5,1.3016649973212537E-2,null,2.5088386286354872E-3,1.2654694000574745E-3,3.2927064233518699E-3,1.9498874031322053E-3,3.8447840421691364E-7,1.8026281042888855E-5,9.0353126146241435E-3]
[2004,3,29,10,3.6288487119246725E-3,1.9021192752389938E-3,4.0043989956165173E-3,7.7400076333473174E-3,0,0,1.7275374616127499E-2,null,3.0344852632429235E-3,1.5395764341784341E-3,4.045883963117297E-3,2.9325687112990231E-3,0,0,1.1552514371837679E-2]
[2004,3,29,14,2.9523484005135095E-3,1.8311515238507593E-3,3.8898574244826357E-3,8.1256848890309593E-3,0,0,1.6799042237877863E-2,null,2.4687878786121818E-3,1.4821350954326124E-3,3.9301557586431364E-3,3.0786958349732392E-3,0,0,1.095977456766117E-2]
[2004,3,29,17,3.4023414431821539E-3,1.6336052865961546E-3,3.4226042209216517E-3,7.7099906781200756E-3,0,0,1.6168541628820036E-2,null,2.8450772653955763E-3,1.32224105750505E-3,3.4580618826153026E-3,2.9211957530439672E-3,0,0,1.0546575958559895E-2]
[2004,3,29,21,4.0694514649762988E-3,1.6608714825658494E-3,3.0836545164854069E-3,7.9941804657701673E-3,1.5874064092104082E-5,2.6919509946941503E-4,1.7093227093359243E-2,null,3.4029223812428911E-3,1.3443103321878161E-3,3.1156007105435078E-3,3.0288708509008085E-3,2.3022656173798181E-6,1.0794178970544877E-4,1.1001948330197853E-2]
[2004,3,29,24,3.1577586519645389E-3,1.7230435405927529E-3,2.6621521229661968E-3,7.2252799995347989E-3,1.5874064092104082E-5,2.6919509946941503E-4,1.5053303478619806E-2,null,2.6405543065977062E-3,1.3946324316737003E-3,2.6897316160247749E-3,2.7375464031483047E-3,2.3022656173798181E-6,1.0794178970544877E-4,9.5727088127673145E-3]
[2004,3,30,2,2.4204785739380149E-3,1.9213920835591247E-3,2.541027370477681E-3,7.2376156982021109E-3,1.5874064092104082E-5,2.6919509946941503E-4,1.4405582889738451E-2,null,2.0240321781600408E-3,1.5551758563053053E-3,2.5673520294335573E-3,2.7422202078339632E-3,2.3022656173798181E-6,1.0794178970544877E-4,8.9990243270556946E-3]
[2004,3,30,5,2.2642925173010304E-3,1.8343692966455321E-3,2.5248269203138503E-3,5.77485361859097E-3,1.5874064092104082E-5,2.6919509946941503E-4,1.2683411516412902E-2,null,1.8934275911924063E-3,1.484739562581367E-3,2.5509837450580805E-3,2.1880023685309832E-3,2.3022656173798181E-6,1.0794178970544877E-4,8.2273973226856655E-3]
[2004,3,30,8,3.0298531450206317E-3,2.0338365667759771E-3,3.7497968839970237E-3,6.2700928900034526E-3,0,0,1.5083579485797085E-2,null,2.5335982423689923E-3,1.6461884856223007E-3,3.7886442121572361E-3,2.3756408387688591E-3,0,0,1.0344071778917389E-2]
[2004,3,30,11,3.4979452198068057E-3,1.9449988034660494E-3,3.9425181414700691E-3,7.5081449697956808E-3,0,0,1.6893607134538607E-2,null,2.9250222491378182E-3,1.5742831489604337E-3,3.9833620326879919E-3,2.8447195482671356E-3,0,0,1.1327386979053378E-2]
[2004,3,30,15,2.4624677866205173E-3,2.0235395004335002E-3,3.7702947905615416E-3,7.7221424923914058E-3,0,0,1.5978444570006967E-2,null,2.0591440434415912E-3,1.6378540342088595E-3,3.809354473931261E-3,2.9257998867872059E-3,0,0,1.0432152438368918E-2]
[2004,3,30,18,3.2902053002551602E-3,1.8289804561158222E-3,3.2310910867783703E-3,6.1827693778550115E-3,0,0,1.4533046221004365E-2,null,2.7513077257422165E-3,1.4803778319606388E-3,3.2645647013891496E-3,2.3425553159091726E-3,0,0,9.8388055750011777E-3]
[2004,3,30,23,3.5476536284934652E-3,1.6241732848039766E-3,2.656951689585089E-3,7.5539063681083849E-3,1.5874064092104082E-5,2.6919509946941503E-4,1.5667754134552434E-2,null,2.9665889953962819E-3,1.3146067898356152E-3,2.6844773069409611E-3,2.8620578315394856E-3,2.3022656173798181E-6,1.0794178970544877E-4,9.9379749790351728E-3]
[2004,3,31,2,2.3278524549857778E-3,1.9213920835591247E-3,2.5525129689219729E-3,7.0912209159836618E-3,1.5874064092104082E-5,2.6919509946941503E-4,1.4178047587012056E-2,null,1.9465771462022952E-3,1.5551758563053053E-3,2.5789566169393059E-3,2.6867534979586926E-3,2.3022656173798181E-6,1.0794178970544877E-4,8.8777071727284274E-3]
[2004,3,31,5,2.1660814548929378E-3,1.8343692966455321E-3,2.5345961376690217E-3,5.9387175249053913E-3,1.5874064092104082E-5,2.6919509946941503E-4,1.2758833577674402E-2,null,1.8113023649228537E-3,1.484739562581367E-3,2.5608541700264122E-3,2.2500878582788902E-3,2.3022656173798181E-6,1.0794178970544877E-4,8.217228011132352E-3]
[2004,3,31,6,2.3122154279320026E-3,1.8695127524945797E-3,2.7176193756224872E-3,5.9294909844301693E-3,1.5874064092104082E-5,2.6919509946941503E-4,1.3113907704040759E-2,null,1.9335012833260924E-3,1.5131846959361014E-3,2.7457735010232281E-3,2.2465920653555612E-3,2.3022656173798181E-6,1.0794178970544877E-4,8.5492956009638119E-3]
[2004,3,31,9,3.5749591059385829E-3,1.8021483066004535E-3,3.963711171965251E-3,8.4543093248765216E-3,0,0,1.7795127909380808E-2,null,2.9894221514440234E-3,1.4586598747273717E-3,4.0047746197713905E-3,3.2032065310837821E-3,0,0,1.1656063177026568E-2]
[2004,3,31,13,2.6837093972175048E-3,2.0314828925446136E-3,3.8696519676719135E-3,7.5635256304207935E-3,0,0,1.6148369887854827E-2,null,2.2441488370463967E-3,1.6442834203472089E-3,3.9097409763580926E-3,2.8657024206690377E-3,0,0,1.0663875654420736E-2]
[2004,3,31,16,2.6747461536282069E-3,1.813717258941471E-3,3.6568988689873625E-3,8.468933772371021E-3,0,0,1.6614296053928064E-2,null,2.236653669090454E-3,1.4680237913987516E-3,3.6947837877728397E-3,3.2087475071621036E-3,0,0,1.0608208755424149E-2]
[2004,3,31,20,3.3370874276060971E-3,1.7407906052178809E-3,3.162029668664018E-3,7.9801222402484974E-3,1.5874064092104082E-5,2.6919509946941503E-4,1.6505099105298012E-2,null,2.790511102859705E-3,1.4089969159772704E-3,3.1947878174360613E-3,3.0235444075361263E-3,2.3022656173798181E-6,1.0794178970544877E-4,1.0528084299131992E-2]
[2004,3,31,24,3.0169088628630276E-3,1.7057334397497909E-3,2.6045854053198866E-3,7.2046184179466264E-3,1.5874064092104082E-5,2.6919509946941503E-4,1.4816915289440851E-2,null,2.5227740839185633E-3,1.3806216261064584E-3,2.6315685158967744E-3,2.729718050701936E-3,2.3022656173798181E-6,1.0794178970544877E-4,9.374926331946561E-3]
[2004,4,1,3,1.996853177095196E-3,1.5681336539040787E-3,2.159517827618646E-3,7.1859710772385213E-3,1.5531848486561106E-5,2.6359329730152108E-4,1.3189600881644526E-2,null,1.6697917217776163E-3,1.2692482803895132E-3,2.1818901054546412E-3,2.7226528628494181E-3,2.2526330079988151E-6,1.0569558034736558E-4,7.9515311838265542E-3]
[2004,4,1,6,2.3575450257343716E-3,1.487945362238468E-3,2.2951580913505628E-3,5.5248616616243792E-3,1.5531848486561106E-5,2.6359329730152108E-4,1.1944635286735865E-2,null,1.9714064172789108E-3,1.2043438310458256E-3,2.3189355817887177E-3,2.0932842977221069E-3,2.2526330079988151E-6,1.0569558034736558E-4,7.6959183411909257E-3]
[2004,4,1,7,2.6077943238304751E-3,1.4836135728657283E-3,2.7490765842656073E-3,5.8542473641813239E-3,1.5531848486561106E-5,2.6359329730152108E-4,1.2973856990931218E-2,null,2.1806677746659354E-3,1.2008376782388431E-3,2.7775566015866221E-3,2.2180834259692196E-3,2.2526330079988151E-6,1.0569558034736558E-4,8.4850936938159847E-3]
[2004,4,1,13,2.7525474134919396E-3,1.6942145388248887E-3,3.3754742973095848E-3,7.3712845804371945E-3,0,0,1.5193520830063607E-2,null,2.3017119824178824E-3,1.3712982210800373E-3,3.4104437001280584E-3,2.7928652718036736E-3,0,0,9.8763191754296514E-3]
[2004,4,1,15,2.4181883380400182E-3,1.698884183757631E-3,3.2837291600035564E-3,8.0506149730988959E-3,0,0,1.5451416654900102E-2,null,2.0221170564138562E-3,1.3750778343713896E-3,3.3177480970858078E-3,3.0502530094553776E-3,0,0,9.7651959973264306E-3]
[2004,4,1,18,3.3167252337505354E-3,1.5468142555841967E-3,2.8059582766932875E-3,6.558103306948746E-3,0,0,1.4227601072976766E-2,null,2.7734840008537837E-3,1.2519923471410424E-3,2.8350275797384109E-3,2.4847635137418144E-3,0,0,9.3452674414750501E-3]
[2004,4,1,21,3.6694428817229908E-3,1.6002388297487581E-3,2.6437524222890215E-3,7.5655929501953273E-3,1.5531848486561106E-5,2.6359329730152108E-4,1.575815222974418E-2,null,3.0684305775300117E-3,1.2952342281631682E-3,2.6711412972335079E-3,2.8664856960318331E-3,2.2526330079988151E-6,1.0569558034736558E-4,1.0009240012313885E-2]
[2004,4,2,1,2.7494835379227129E-3,1.5421130098939029E-3,2.2373755986448405E-3,7.4801324727866462E-3,1.5531848486561106E-5,2.6359329730152108E-4,1.4288229765036185E-2,null,2.2991499342308978E-3,1.2481871561783727E-3,2.2605544712043487E-3,2.8341060481072494E-3,2.2526330079988151E-6,1.0569558034736558E-4,8.7499458230762342E-3]
[2004,4,2,4,2.2811818633079336E-3,1.5284735854117907E-3,2.1251535322712113E-3,6.2085295464434833E-3,1.5531848486561106E-5,2.6359329730152108E-4,1.2422463673222502E-2,null,1.9075506576612137E-3,1.2371473981664691E-3,2.1471698012086836E-3,2.3523154438029577E-3,2.2526330079988151E-6,1.0569558034736558E-4,7.7521315141946883E-3]
[2004,4,2,7,3.031491927407981E-3,1.3972979095711741E-3,2.7201186264485281E-3,5.6347886203613907E-3,1.5531848486561106E-5,2.6359329730152108E-4,1.3062822229577156E-2,null,2.5349686111550297E-3,1.1309737307784089E-3,2.7482986437095476E-3,2.1349339155250033E-3,2.2526330079988151E-6,1.0569558034736558E-4,8.6571231145233535E-3]
[2004,4,2,10,3.8519974473441871E-3,1.5615474756583781E-3,3.3871640032077485E-3,7.996611202674404E-3,0,0,1.679732012888472E-2,null,3.2210848166816415E-3,1.2639174239335712E-3,3.4222545096100083E-3,3.0297918193711824E-3,0,0,1.0937048569596403E-2]
[2004,4,2,12,3.0785081465206669E-3,1.6056274416669512E-3,3.2927630961852696E-3,8.1335780156214163E-3,0,0,1.6110476699994304E-2,null,2.5742841173545636E-3,1.2995957737456034E-3,3.326875623479014E-3,3.0816864180798721E-3,0,0,1.0282441932659054E-2]
[2004,4,2,16,2.5826805250541828E-3,1.6666092714905892E-3,2.9867100682839979E-3,7.330758190880666E-3,0,0,1.4566758055709436E-2,null,2.1596673256694576E-3,1.3489545018399581E-3,3.0176519325319524E-3,2.7775104520637874E-3,0,0,9.3037842121051553E-3]
[2004,4,2,19,3.2040390598211369E-3,1.4734689815993722E-3,2.6652120370810918E-3,6.0695156565733132E-3,0,0,1.3412235735074914E-2,null,2.6792545189146958E-3,1.1926266402396137E-3,2.6928232303867609E-3,2.2996452394335432E-3,0,0,8.8643496289746142E-3]
[2004,4,2,22,3.8908929417910032E-3,1.3441566002072973E-3,2.328452440629646E-3,6.1641274888831182E-3,1.5531848486561106E-5,2.6359329730152108E-4,1.4006754617299147E-2,null,3.2536096789933613E-3,1.0879611244486978E-3,2.3525748554869995E-3,2.3354921936348549E-3,2.2526330079988151E-6,1.0569558034736558E-4,9.1375860659192783E-3]
[2004,4,3,2,2.1924226942816776E-3,1.031185332027916E-3,2.0604679199511355E-3,5.3176730707544806E-3,1.5531848486561106E-5,2.6359329730152108E-4,1.0880874162803292E-2,null,1.8333292139557226E-3,8.3464200017697066E-4,2.0818140557355919E-3,2.0147837577090175E-3,2.2526330079988151E-6,1.0569558034736558E-4,6.8725172409326678E-3]
[2004,4,3,3,1.9477900277181306E-3,1.0170529375693603E-3,2.0391562068248657E-3,5.3191688576356292E-3,1.5531848486561106E-5,2.6359329730152108E-4,1.0602293175536069E-2,null,1.6287645488167388E-3,8.2320323198291378E-4,2.0602815564870112E-3,2.0153504881328388E-3,2.2526330079988151E-6,1.0569558034736558E-4,6.6355480387748668E-3]
[2004,4,3,7,2.2200315167786927E-3,9.2546306959304385E-4,2.5186724201186742E-3,5.3483949300198001E-3,1.5531848486561106E-5,2.6359329730152108E-4,1.1291687082298293E-2,null,1.8564160306442715E-3,7.4907034022294065E-4,2.5447654851724092E-3,2.0264237931588848E-3,2.2526330079988151E-6,1.0569558034736558E-4,7.2846238625538708E-3]
[2004,4,3,10,3.2939206548444249E-3,1.0422762106172903E-3,2.9035303768369667E-3,5.1647857137412222E-3,0,0,1.2404512956039903E-2,null,{"$f":"E2244*V$5","v":2.7544145482205958E-3},{"$f":"F2244*W$5","v":8.4361896367910925E-4},{"$f":"G2244*X$5","v":2.9336105120713585E-3},{"$f":"H2244*Y$5","v":1.9568571120557772E-3},{"$f":"I2244*Z$5","v":0},{"$f":"J2244*AA$5","v":0},8.4885011360268416E-3]
[2004,4,3,13,3.0948064325706363E-3,9.4311134485763578E-4,2.8368010890966644E-3,5.003371469854502E-3,0,0,1.1878090336379439E-2,null,2.5879129326513354E-3,7.6335486436133679E-4,2.8661899190100112E-3,1.8956997613652233E-3,0,0,8.1131574773879063E-3]
[2004,4,3,17,3.2316515027577394E-3,9.1142951541075266E-4,2.653334405949349E-3,4.6975743505648189E-3,0,0,1.149398977468266E-2,null,2.7023443630567008E-3,7.3771157340527774E-4,2.6808225487942559E-3,1.779837981052421E-3,0,0,7.9007164663086552E-3]
[2004,4,3,20,3.3537368981942772E-3,8.5817191571275944E-4,2.2900841020787326E-3,5.1341260662902625E-3,0,0,1.1636118982276032E-2,null,2.8044335827290389E-3,6.9460484161232186E-4,2.3138090267560149E-3,1.9452406476963926E-3,0,0,7.7580880987937681E-3]
[2004,4,3,24,2.8455695509778042E-3,7.9252847936069504E-4,2.0095504976911788E-3,4.9687080581400844E-3,1.5531848486561106E-5,2.6359329730152108E-4,1.0895481731957845E-2,null,2.3794981696536959E-3,6.4147300651568625E-4,2.0303691366877303E-3,1.8825663328938336E-3,2.2526330079988151E-6,1.0569558034736558E-4,7.0418548591063106E-3]
[2004,4,4,4,1.6102241075997223E-3,1.1418650536585849E-3,2.0134990742192E-3,5.28160991725494E-3,1.5531848486561106E-5,2.6359329730152108E-4,1.032632329852053E-2,null,1.346488022213055E-3,9.2422623045222338E-4,2.0343586198709371E-3,2.0011199888093746E-3,2.2526330079988151E-6,1.0569558034736558E-4,6.4141410747009546E-3]
[2004,4,4,7,1.790854277908295E-3,1.0894075465078602E-3,2.5460107246554715E-3,5.2324318994398725E-3,1.5531848486561106E-5,2.6359329730152108E-4,1.0937829594299583E-2,null,1.4975330597472077E-3,8.8176709402669343E-4,2.5723870104063639E-3,1.9824872014582592E-3,2.2526330079988151E-6,1.0569558034736558E-4,7.0421225789938889E-3]
[2004,4,4,8,1.9533818032931669E-3,1.1845188122381789E-3,2.6110570275693686E-3,5.2546265540753733E-3,0,0,1.1003584197176088E-2,null,1.6334404562256231E-3,9.5875020715185911E-4,2.6381071831732359E-3,1.9908964114778633E-3,0,0,7.2211942580285814E-3]
[2004,4,4,11,2.4979180949872819E-3,1.3505472718779289E-3,2.7859371020002299E-3,5.0107556006149878E-3,0,0,1.1645158069480428E-2,null,2.0887880013070346E-3,1.093133737770457E-3,2.8147989887058779E-3,1.8984974938551817E-3,0,0,7.895218221638552E-3]
[2004,4,4,14,2.5573776021188973E-3,1.2509482146840572E-3,2.8129998684081614E-3,4.9686679092098163E-3,0,0,1.1589993594420932E-2,null,2.1385087288638689E-3,1.0125182036563787E-3,2.8421421212776565E-3,1.8825511210875572E-3,0,0,7.8757201748854613E-3]
[2004,4,4,18,2.8860651999275439E-3,1.186735663617097E-3,2.451181806974775E-3,4.7573144965081769E-3,0,0,1.1281297167027592E-2,null,2.4133610996677356E-3,9.6054452793157446E-4,2.4765756794915155E-3,1.8024725947506201E-3,0,0,7.6529539018414458E-3]
[2004,4,4,21,2.992063979002051E-3,1.3390171842205198E-3,2.1969335789987355E-3,4.5348748273408828E-3,1.4242705373043548E-5,2.4171505890126485E-4,1.1318847333836497E-2,null,2.5019985046844735E-3,1.0838012781963179E-3,2.2196934783558927E-3,1.7181936579778402E-3,2.0656645134209376E-6,9.6922849294011289E-5,7.6226754330219557E-3]
[2004,4,5,1,2.9142393418695785E-3,1.1918119128115003E-3,2.1212933699697708E-3,6.5034625024701321E-3,1.5531848486561106E-5,2.6359329730152108E-4,1.3009932272909063E-2,null,2.4369206430145496E-3,9.6465324694591629E-4,2.143269648210063E-3,2.4640609613458949E-3,2.2526330079988151E-6,1.0569558034736558E-4,8.1168527128717884E-3]
[2004,4,5,5,2.5745176909840175E-3,1.3431917047732759E-3,2.2147871552418755E-3,6.526699046410356E-3,1.5531848486561106E-5,2.6359329730152108E-4,1.2938320743197609E-2,null,2.1528414694107446E-3,1.0871801375300519E-3,2.2377320149466482E-3,2.4728649270453905E-3,2.2526330079988151E-6,1.0569558034736558E-4,8.0585667622881992E-3]
[2004,4,5,8,3.5412455167312222E-3,1.2181969026949673E-3,3.1994328755884246E-3,8.3140557508324681E-3,0,0,1.6272931045847081E-2,null,2.9612304582261207E-3,9.8600927291622145E-4,3.2325785159229678E-3,3.1500666296297606E-3,0,0,1.0329884876695072E-2]
[2004,4,5,9,4.03975234422734E-3,1.3853511536038739E-3,3.4272216082036513E-3,8.2458986875810578E-3,0,0,1.7098223793615926E-2,null,3.3780876329802144E-3,1.1213040196348611E-3,3.4627271053306696E-3,3.1242429766550573E-3,0,0,1.1086361734600803E-2]
[2004,4,5,12,3.3324973005390644E-3,1.5961491687478723E-3,3.3712868513152798E-3,7.3082170846845715E-3,0,0,1.5608150405286788E-2,null,2.7866727855180226E-3,1.2919240541994712E-3,3.4062128728270516E-3,2.7689699769273116E-3,0,0,1.0253779689471857E-2]
[2004,4,5,18,3.5331650005984089E-3,1.3373758670910331E-3,2.8010708214263528E-3,6.4730037462373399E-3,0,0,1.4144615435353135E-2,null,2.9544734371786895E-3,1.0824727951687465E-3,2.8300894911746613E-3,2.4525206115497875E-3,0,0,9.3195563350718848E-3]
[2004,4,5,20,3.9817728076519494E-3,1.3445003737743233E-3,2.7356889673400796E-3,7.7891176700930808E-3,0,0,1.5851079818859432E-2,null,3.3296044739194548E-3,1.0882393749713523E-3,2.7640302909760555E-3,2.9511757416785379E-3,0,0,1.0133049881545401E-2]
[2004,4,5,23,3.4864867662806128E-3,1.4721663335998934E-3,2.3768585277121209E-3,6.816788429816356E-3,1.5531848486561106E-5,2.6359329730152108E-4,1.4431425203197066E-2,null,2.9154405577736875E-3,1.191572276200442E-3,2.4014824223050489E-3,2.5827752901296914E-3,2.2526330079988151E-6,1.0569558034736558E-4,9.1992187597642345E-3]
[2004,4,6,3,3.1109820960149638E-3,1.5681336539040787E-3,2.176442771575846E-3,6.0106365640956146E-3,1.5531848486561106E-5,2.6359329730152108E-4,1.3145320231378587E-2,null,2.6014392095070481E-3,1.2692482803895132E-3,2.198990389269529E-3,2.2773368655236966E-3,2.2526330079988151E-6,1.0569558034736558E-4,8.4549629580451501E-3]
[2004,4,6,6,3.4167597305076753E-3,1.487945362238468E-3,2.3572097625580283E-3,6.046777030058916E-3,1.5531848486561106E-5,2.6359329730152108E-4,1.3587817031151169E-2,null,2.8571340040153825E-3,1.2043438310458256E-3,2.3816300989179381E-3,2.2910299269154086E-3,2.2526330079988151E-6,1.0569558034736558E-4,8.8420860742499195E-3]
[2004,4,6,9,4.0106455810720882E-3,1.5738111792815653E-3,3.4307215069927675E-3,8.3558581728782125E-3,0,0,1.7371036440224634E-2,null,3.3537482209884512E-3,1.2738436726918861E-3,3.466263262541507E-3,3.1659049182665446E-3,0,0,1.125976007448839E-2]
[2004,4,6,11,3.6283498909983748E-3,1.6566578152064921E-3,3.4248318512776423E-3,8.2328887863798317E-3,0,0,1.6942728343862339E-2,null,3.0340681434151188E-3,1.3408997874063285E-3,3.4603125908846135E-3,3.119313727097805E-3,0,0,1.0954594248803864E-2]
[2004,4,6,14,2.9825087585095209E-3,1.7320697179666546E-3,3.3686079486517613E-3,7.2007272912535973E-3,0,0,1.5283913716381534E-2,null,2.4940083187953953E-3,1.4019382248258293E-3,3.4035062171374098E-3,2.7282437632164154E-3,0,0,1.002769652397505E-2]
[2004,4,6,17,3.759868911007447E-3,1.6051444568261832E-3,2.9679775150073559E-3,6.2253493260487052E-3,0,0,1.4558340208889691E-2,null,3.1440458690618874E-3,1.2992048455380027E-3,2.9987253128386676E-3,2.3586881971305778E-3,0,0,9.8006642245691347E-3]
[2004,4,6,21,4.2146039005380278E-3,1.6002388297487581E-3,2.679621174144573E-3,7.0720885763122807E-3,1.2938030100172413E-5,2.1957322192793705E-4,1.5799063732771752E-2,null,3.5243005266553714E-3,1.2952342281631682E-3,2.7073816439292962E-3,2.6795045515296857E-3,1.8764433407490368E-6,8.8044420544832573E-5,1.0296341814163102E-2]
[2004,4,6,24,3.935293832100225E-3,1.4640502233869035E-3,2.2711872854198553E-3,7.1584123265291807E-3,1.5531848486561106E-5,2.6359329730152108E-4,1.5108068813224247E-2,null,3.2907382169992177E-3,1.1850030919312042E-3,2.2947164419367173E-3,2.7122112801170571E-3,2.2526330079988151E-6,1.0569558034736558E-4,9.5906172443395617E-3]
[2004,4,7,4,3.1330541089714462E-3,1.5392435446473852E-3,2.1390716527916959E-3,5.5109579685597744E-3,1.5531848486561106E-5,2.6359329730152108E-4,1.2601452420758384E-2,null,2.6198960820204877E-3,1.2458646093592846E-3,2.1612321113511556E-3,2.0880164043059432E-3,2.2526330079988151E-6,1.0569558034736558E-4,8.2229574203922361E-3]
[2004,4,7,8,3.9609897044340292E-3,1.5425926091554118E-3,3.2427485125513847E-3,8.6259195127416366E-3,0,0,1.7372250338882463E-2,null,3.3122254026365996E-3,1.2485753440961761E-3,3.2763428963287393E-3,3.268226966632854E-3,0,0,1.1105370609694369E-2]
[2004,4,7,11,3.604806367132579E-3,1.6566578152064921E-3,3.4328348434316566E-3,8.2436844357292437E-3,0,0,1.6937983461499974E-2,null,3.0143807764601944E-3,1.3408997874063285E-3,3.4683984928260345E-3,3.1234040310096308E-3,0,0,1.0947083087702187E-2]
[2004,4,7,12,3.3277712952725991E-3,1.6932078052209795E-3,3.3669544577683884E-3,7.4727859292347976E-3,0,0,1.5860719487496767E-2,null,2.7827208452544418E-3,1.3704833703226476E-3,3.4018355963387524E-3,2.8313225568270179E-3,0,0,1.0386362368742861E-2]
[2004,4,7,15,2.7645258205075342E-3,1.698884183757631E-3,3.2724006382653164E-3,8.2901300441486879E-3,0,0,1.6025940686679171E-2,null,2.3117284649034993E-3,1.3750778343713896E-3,3.3063022135770108E-3,3.1410015508675283E-3,0,0,1.0134110063719427E-2]
[2004,4,7,19,3.5278061166957851E-3,1.5269693887584735E-3,2.7733359918099072E-3,7.9903210788347077E-3,0,0,1.5818432576098874E-2,null,2.9499922764798414E-3,1.2359299005310874E-3,2.8020673329212497E-3,3.0274085891166002E-3,0,0,1.0015398099048778E-2]
[2004,4,7,22,4.3369086161132156E-3,1.474424637083298E-3,2.6045933438224602E-3,7.9493532357841033E-3,1.5531848486561106E-5,2.6359329730152108E-4,1.6644404978591158E-2,null,3.626573144364249E-3,1.1934001483373436E-3,2.6315765366410333E-3,3.0118865095023644E-3,2.2526330079988151E-6,1.0569558034736558E-4,1.0571384552200355E-2]
[2004,4,8,1,2.8370918121463297E-3,1.4644469820594677E-3,2.1974330762577366E-3,7.2021907363134839E-3,1.5531848486561106E-5,2.6359329730152108E-4,1.39802877525651E-2,null,2.3724089863914684E-3,1.1853242286287223E-3,2.2201981503308949E-3,2.7287982398263399E-3,2.2526330079988151E-6,1.0569558034736558E-4,8.6146778185327896E-3]
[2004,4,8,5,2.4030359005775275E-3,1.4581751576793155E-3,2.1893388244328543E-3,6.1444847255605365E-3,1.5531848486561106E-5,2.6359329730152108E-4,1.2474159754038316E-2,null,2.0094464129585244E-3,1.1802478103721569E-3,2.2120200432822284E-3,2.3280498556098803E-3,2.2526330079988151E-6,1.0569558034736558E-4,7.837712335578154E-3]
[2004,4,8,9,4.0985533489869917E-3,1.5738111792815653E-3,3.4785626580918711E-3,8.6827351184492838E-3,0,0,1.7833662304809712E-2,null,3.4272577132375432E-3,1.2738436726918861E-3,3.5146000407249045E-3,3.2897535174457879E-3,0,0,1.1505454944100123E-2]
[2004,4,8,12,3.2887670125971418E-3,1.6932078052209795E-3,3.3682849269569522E-3,7.3864124248352323E-3,0,0,1.5736672169610305E-2,null,2.750105012967716E-3,1.3704833703226476E-3,3.4031798489867339E-3,2.7985969771523803E-3,0,0,1.0322365209429477E-2]
[2004,4,8,13,2.9781335165538535E-3,1.6942145388248887E-3,3.3541103455596659E-3,8.5630593272985941E-3,0,0,1.6589517728237003E-2,null,2.4903496908691425E-3,1.3712982210800373E-3,3.3888584210715936E-3,3.2444102184138349E-3,0,0,1.0494916551434608E-2]
[2004,4,8,16,2.9572426798586322E-3,1.773263838213777E-3,3.1720856082668139E-3,7.3685606001139478E-3,0,0,1.5271152726453172E-2,null,2.4728805316065507E-3,1.4352807694205754E-3,3.2049479350511056E-3,2.7918331979550986E-3,0,0,9.90494243403333E-3]
[2004,4,8,20,3.7643974177033559E-3,1.5672768469944896E-3,2.7601566446473994E-3,5.922227318421955E-3,0,0,1.40140582277672E-2,null,3.1478326587365507E-3,1.2685547803846415E-3,2.7887514497169251E-3,2.2438399750897529E-3,0,0,9.4489788639278705E-3]
[2004,4,8,22,4.1231668272084824E-3,1.474424637083298E-3,2.5238982960181762E-3,5.9325325938955733E-3,1.5531848486561106E-5,2.6359329730152108E-4,1.4333147499993612E-2,null,3.4478397883995165E-3,1.1934001483373436E-3,2.5500455003552571E-3,2.2477444839541943E-3,2.2526330079988151E-6,1.0569558034736558E-4,9.5469781344016767E-3]
[2004,4,9,3,2.0171382148645202E-3,1.1699703165866167E-3,2.1722450840840415E-3,4.8956545496711048E-3,1.5531848486561106E-5,2.6359329730152108E-4,1.0534133310994365E-2,null,1.6867543049718583E-3,9.4697464641312567E-4,2.194749214370659E-3,1.8548874928544863E-3,2.2526330079988151E-6,1.0569558034736558E-4,6.7913138719654931E-3]
[2004,4,9,7,2.7692274573581682E-3,1.0894075465078602E-3,2.7276813555673729E-3,5.3052246326136462E-3,1.2938030100172413E-5,2.1957322192793705E-4,1.2124052244075157E-2,null,2.3156600280159231E-3,8.8176709402669343E-4,2.7559397215573913E-3,2.0100672377873744E-3,1.8764433407490368E-6,8.8044420544832573E-5,8.0533549452729628E-3]
[2004,4,9,10,3.5507174367774477E-3,1.321117060408313E-3,3.2363151458003839E-3,5.4718515855290712E-3,0,0,1.3580001228515217E-2,null,2.969150987318567E-3,1.0693129076987909E-3,3.2698428808719334E-3,2.0731996029899067E-3,0,0,9.3815063788791966E-3]
[2004,4,9,13,2.7533014778366098E-3,1.2748845346713662E-3,3.1773084266908066E-3,5.2443655891088199E-3,0,0,1.2449860028307603E-2,null,2.30234253974421E-3,1.031892274805931E-3,3.2102248610834604E-3,1.9870086911765285E-3,0,0,8.5314683668101313E-3]
[2004,4,9,14,2.5665293085136947E-3,1.2509482146840572E-3,3.1044189936975095E-3,5.2903812915208182E-3,0,0,1.2212277808416079E-2,null,2.1461614915974825E-3,1.0125182036563787E-3,3.1365803045966785E-3,2.0044433263234599E-3,0,0,8.2997033261739996E-3]
[2004,4,9,19,3.0126636201102406E-3,1.2657285071474757E-3,2.5587236041311264E-3,5.179527764350652E-3,0,0,1.2016643495739495E-2,null,2.5192241628292961E-3,1.0244813808678E-3,2.5852315933892036E-3,1.9624426461282937E-3,0,0,8.0913797832145931E-3]
[2004,4,9,22,3.6350083817819233E-3,1.2215038809458415E-3,2.3073697682121429E-3,5.1586753690287014E-3,1.5531848486561106E-5,2.6359329730152108E-4,1.2601682545756693E-2,null,3.0396360504187149E-3,9.8868594301239452E-4,2.3312737697742609E-3,1.9545419973210076E-3,2.2526330079988151E-6,1.0569558034736558E-4,8.4220859738817419E-3]
[2004,4,10,1,2.7416886816800778E-3,1.0659831606459821E-3,2.1121300438608649E-3,5.118169852626901E-3,1.5531848486561106E-5,2.6359329730152108E-4,1.131709688460191E-2,null,2.2926317852875024E-3,8.6280738265237988E-4,2.1340113914296022E-3,1.9391950860953454E-3,2.2526330079988151E-6,1.0569558034736558E-4,7.3365938588201944E-3]
[2004,4,10,4,2.1937809193811218E-3,9.8816976462994324E-4,2.0595245480067863E-3,5.2185620667556222E-3,1.5531848486561106E-5,2.6359329730152108E-4,1.0739162444561556E-2,null,1.8344649774927602E-3,7.9982517521187376E-4,2.0808609106006855E-3,1.9772321372144535E-3,2.2526330079988151E-6,1.0569558034736558E-4,6.800331413875137E-3]
[2004,4,10,8,2.871548927851182E-3,1.0153596411291977E-3,2.7871226727574317E-3,5.8051033126653986E-3,0,0,1.247913455440321E-2,null,2.4012224250660099E-3,8.2183267687141839E-4,2.81599684179668E-3,2.1994635079214458E-3,0,0,8.238515451655555E-3]
[2004,4,10,11,3.5346827687777254E-3,1.016442915683207E-3,2.863430922516408E-3,5.6234790156929953E-3,0,0,1.3038035622670335E-2,null,2.9557426124843505E-3,8.2270947991779325E-4,2.8930956334733719E-3,2.1306488819231241E-3,0,0,8.8021966077986395E-3]
[2004,4,10,12,3.8298494962232597E-3,9.1810978481627714E-4,2.836478652829673E-3,5.5617973101574252E-3,0,0,1.3146235244026635E-2,null,3.202564443796812E-3,7.4311858730003811E-4,2.8658641423520968E-3,2.1072786414425026E-3,0,0,8.9188258148914495E-3]
[2004,4,10,16,2.9342667745097923E-3,9.9797270940485644E-4,2.7013622768100399E-3,4.9024010539887647E-3,0,0,1.1536002814713453E-2,null,2.4536678138204347E-3,8.0775968434464759E-4,2.729347981127709E-3,1.8574436385858384E-3,0,0,7.8482191178786305E-3]
[2004,4,10,19,3.2870832781925216E-3,8.6884524355875024E-4,2.3752340868815436E-3,5.0515794942516982E-3,0,0,1.1582742102884513E-2,null,2.7486970547849331E-3,7.0324383930287589E-4,2.3998411525133372E-3,1.9139650332716306E-3,0,0,7.7657470798727767E-3]
[2004,4,10,23,3.6644672557505061E-3,7.3174222713183934E-4,2.1639316275931207E-3,5.1540391313403475E-3,1.5531848486561106E-5,2.6359329730152108E-4,1.1993305387603896E-2,null,3.0642699015450089E-3,5.9227257903891092E-4,2.1863496317287919E-3,1.9527853988488778E-3,2.2526330079988151E-6,1.0569558034736558E-4,7.9036257245169543E-3]
[2004,4,11,2,2.6207407741573449E-3,1.1510726325798541E-3,2.0565928731335337E-3,5.1951178294787096E-3,1.5531848486561106E-5,2.6359329730152108E-4,1.1302649255137525E-2,null,2.1914937461645807E-3,9.3167885012100996E-4,2.0778988640194752E-3,1.9683494797345913E-3,2.2526330079988151E-6,1.0569558034736558E-4,7.2773691533950229E-3]
[2004,4,11,5,2.3743405018792707E-3,1.1141963852556158E-3,2.1452228841230079E-3,5.0833558199215667E-3,1.5531848486561106E-5,2.6359329730152108E-4,1.0996240736967545E-2,null,1.9854509886834361E-3,9.0183119435073794E-4,2.1674470685080281E-3,1.926004589669226E-3,2.2526330079988151E-6,1.0569558034736558E-4,7.0886820545667927E-3]
[2004,4,11,9,3.1734830014220126E-3,1.2224224416487602E-3,2.60915159179852E-3,4.7607467035129507E-3,0,0,{"$f":"SUM(E2435:J2435)","v":1.1765803738382244E-2},null,2.65370318947783E-3,9.8942942657306572E-4,2.6361820073762024E-3,1.8037730046920181E-3,0,0,{"$f":"SUM(M2435:R2435)","v":8.083087628119115E-3}]
[2004,4,11,13,3.493040965067089E-3,1.2748845346713662E-3,2.6502855750306711E-3,5.0025279075703397E-3,0,0,1.2420738982339466E-2,null,2.9209212546031176E-3,1.031892274805931E-3,2.6777421324487224E-3,1.8953801487139503E-3,0,0,8.5259358105717227E-3]
[2004,4,11,14,3.4288041783656566E-3,1.2509482146840572E-3,2.6393023275791188E-3,5.0335550780248473E-3,0,0,1.235260979865368E-2,null,2.8672057106172151E-3,1.0125182036563787E-3,2.6666451002159636E-3,1.9071358618327604E-3,0,0,8.4535048763223174E-3]
[2004,4,11,17,3.8594433060554442E-3,1.2022459571746369E-3,2.4595230545984489E-3,5.1213405835530031E-3,0,0,1.2642552901381533E-2,null,3.2273111298528829E-3,9.7309856844797558E-4,2.4850033411780649E-3,1.9403964268105373E-3,0,0,8.6258094662894601E-3]
[2004,4,11,20,4.1352380197096205E-3,1.3089294384897349E-3,2.2214395447037478E-3,4.9392449766427716E-3,0,0,1.2604851979545875E-2,null,3.4579338591812785E-3,1.0594482395158971E-3,2.2444533221564595E-3,1.871403228794916E-3,0,0,8.6332386496485516E-3]
[2004,4,11,24,3.2358193176223651E-3,1.2996599992704538E-3,2.1048212873654125E-3,7.0991486028935446E-3,1.5531848486561106E-5,2.6359329730152108E-4,1.4018574352939859E-2,null,2.7058295380503763E-3,1.0519455500863598E-3,2.1266269173230885E-3,2.6897571754337293E-3,2.2526330079988151E-6,1.0569558034736558E-4,8.6821073942489196E-3]
[2004,4,12,3,2.3475404074794681E-3,1.1699703165866167E-3,2.0878019999501529E-3,6.2683802432675854E-3,1.5531848486561106E-5,2.6359329730152108E-4,1.2152818113071905E-2,null,1.9630404397833175E-3,9.4697464641312567E-4,2.1094313126661947E-3,2.3749919435133203E-3,2.2526330079988151E-6,1.0569558034736558E-4,7.5023865557313227E-3]
[2004,4,12,6,2.8908341420012884E-3,1.0961230617154997E-3,2.4127554427755449E-3,7.0073200696940128E-3,1.5531848486561106E-5,2.6359329730152108E-4,1.3686157861974428E-2,null,2.4173489441861591E-3,8.8720263589393508E-4,2.4377512239752808E-3,2.6549647700483394E-3,2.2526330079988151E-6,1.0569558034736558E-4,8.5052157874590806E-3]
[2004,4,12,11,3.6726301697712731E-3,1.3505472718779289E-3,3.4077224796801083E-3,7.7005096872730635E-3,0,0,1.6131409608602373E-2,null,3.0710958246593398E-3,1.093133737770457E-3,3.4430259687869523E-3,2.9176035528256793E-3,0,0,1.0524859084042429E-2]
[2004,4,12,14,2.9878093377364232E-3,1.2509482146840572E-3,3.3436726425625897E-3,7.8753095996980538E-3,0,0,1.5457739794681125E-2,null,2.4984407244500679E-3,1.0125182036563787E-3,3.3783125850512874E-3,2.9838325254828608E-3,0,0,9.8731040386405948E-3]
[2004,4,12,15,2.7360187396871967E-3,1.2424229454798355E-3,3.2106234059186183E-3,8.5638069368561744E-3,0,0,1.5752872027941824E-2,null,2.2878905142159631E-3,1.005617845864569E-3,3.243884978453617E-3,3.2446934760668867E-3,0,0,9.7820868146010365E-3]
[2004,4,12,18,3.566016370871743E-3,1.186735663617097E-3,2.7850934543424436E-3,6.4052006509978578E-3,0,0,1.3943046139829142E-2,null,2.9819441329517566E-3,9.6054452793157446E-4,2.813946600986049E-3,2.4268310715586565E-3,0,0,9.1832663334280376E-3]
[2004,4,12,21,4.1494745703270983E-3,1.3390171842205198E-3,2.661030633038416E-3,7.6599688572025681E-3,1.1648886364920831E-5,1.9769497297614084E-4,1.6018835104129665E-2,null,3.4698386274638984E-3,1.0838012781963179E-3,2.6885985076310877E-3,2.9022432617992725E-3,1.6894747559991115E-6,7.9271685260524195E-5,1.0225442835107099E-2]
[2004,4,13,3,2.0385339811535E-3,1.5681336539040787E-3,2.150894350154873E-3,6.2491202883368348E-3,1.5531848486561106E-5,2.6359329730152108E-4,1.2285807419337368E-2,null,1.7046456922006369E-3,1.2692482803895132E-3,2.1731772900695674E-3,2.3676946456440517E-3,2.2526330079988151E-6,1.0569558034736558E-4,7.6227141216591333E-3]
[2004,4,13,5,2.2492654242739904E-3,1.4581751576793155E-3,2.1774875001578913E-3,5.5217173398980478E-3,1.5531848486561106E-5,2.6359329730152108E-4,1.1685770567797328E-2,null,1.8808617622036998E-3,1.1802478103721569E-3,2.2000459410815576E-3,2.0920929630426463E-3,2.2526330079988151E-6,1.0569558034736558E-4,7.4611966900554258E-3]
[2004,4,13,9,3.8248873782822435E-3,1.5738111792815653E-3,3.4487225457727677E-3,8.1834497678826383E-3,0,0,1.7030870871219215E-2,null,3.1984150633839535E-3,1.2738436726918861E-3,3.4844507893586848E-3,3.1005820506408528E-3,0,0,1.1057291576075379E-2]
[2004,4,13,12,3.096186664369692E-3,1.6932078052209795E-3,3.3633430561704723E-3,6.3303779626046608E-3,0,0,1.4483115488365804E-2,null,2.5890670984451119E-3,1.3704833703226476E-3,3.398186781166893E-3,2.3984819167165092E-3,0,0,9.7562191666511616E-3]
[2004,4,13,15,2.4652435595495089E-3,1.698884183757631E-3,3.2539532860342891E-3,7.9533342905773845E-3,0,0,1.5371415319918813E-2,null,2.06146517686869E-3,1.3750778343713896E-3,3.287663749569006E-3,3.0133948693487349E-3,0,0,9.7376016301578203E-3]
[2004,4,13,16,2.7995822846346944E-3,1.773263838213777E-3,3.1531604555695191E-3,7.030135758662538E-3,0,0,1.4756142337080528E-2,null,2.3410430856606844E-3,1.4352807694205754E-3,3.1858267206363211E-3,2.6636092803337757E-3,0,0,9.6257598560513576E-3]
[2004,4,13,19,3.2698574010266183E-3,1.5269693887584735E-3,2.6860227086688152E-3,7.5422099739396739E-3,0,0,1.5025059472393581E-2,null,2.7342925770687371E-3,1.2359299005310874E-3,2.7138494973822924E-3,2.8576262494017109E-3,0,0,9.5416982243838287E-3]
[2004,4,13,24,3.1306591925623376E-3,1.4640502233869035E-3,2.2589490304914736E-3,7.267556269670474E-3,1.5531848486561106E-5,2.6359329730152108E-4,1.4400339861899271E-2,null,2.6178934252202033E-3,1.1850030919312042E-3,2.2823514005396229E-3,2.7535642254688094E-3,2.2526330079988151E-6,1.0569558034736558E-4,8.9467603565152043E-3]
[2004,4,14,3,2.0608992958429848E-3,1.5681336539040787E-3,2.141203812746198E-3,6.5153706684616605E-3,1.5531848486561106E-5,2.6359329730152108E-4,1.2564732576743004E-2,null,1.7233478270154655E-3,1.2692482803895132E-3,2.1633863601600691E-3,2.4685727805391026E-3,2.2526330079988151E-6,1.0569558034736558E-4,7.7325034614595146E-3]
[2004,4,14,6,2.4412085417752612E-3,1.487945362238468E-3,2.3684782510983255E-3,5.5252984374970747E-3,1.5531848486561106E-5,2.6359329730152108E-4,1.2102055738397214E-2,null,2.0413668170230262E-3,1.2043438310458256E-3,2.3930153272939481E-3,2.0934497853183462E-3,2.2526330079988151E-6,1.0569558034736558E-4,7.8401239740365104E-3]
[2004,4,14,10,3.8043779788857189E-3,1.6216378513962165E-3,3.4387663851896942E-3,7.9138747191383144E-3,0,0,1.6778656934609944E-2,null,3.1812648664021376E-3,1.3125546085787244E-3,3.4743914844589051E-3,2.9984442504288099E-3,0,0,1.0966655209868576E-2]
[2004,4,14,13,2.8399157178142487E-3,1.6942145388248887E-3,3.3615968996541755E-3,7.7646016735183508E-3,0,0,1.5660328829811665E-2,null,2.3747703689715495E-3,1.3712982210800373E-3,3.39642253473338E-3,2.9418870112421992E-3,0,0,1.0084378136027165E-2]
[2004,4,14,16,2.8280907447881623E-3,1.773263838213777E-3,3.1507624681458373E-3,7.4376595171867961E-3,0,0,1.5189776568334572E-2,null,2.3648821897625373E-3,1.4352807694205754E-3,3.1834038904258819E-3,2.8180137047183521E-3,0,0,9.8015805543273469E-3]
[2004,4,14,17,3.4010637190180102E-3,1.6051444568261832E-3,2.965085451039187E-3,6.698889481608042E-3,0,0,1.4670183108491421E-2,null,2.8440088176716902E-3,1.2992048455380027E-3,2.9958032875255225E-3,2.5381052092991324E-3,0,0,9.6771221600343467E-3]
[2004,4,14,21,3.7898969019807974E-3,1.6002388297487581E-3,2.6273637129430936E-3,7.4891478454990482E-3,1.0359743251403269E-5,1.7581673457588457E-4,1.5692823767998985E-2,null,3.1691556224098289E-3,1.2952342281631682E-3,2.6545828033393017E-3,2.8375218328440992E-3,1.5025062614212335E-6,7.0498954207169905E-5,1.002849594722499E-2]
[2004,4,15,1,2.8325630563624154E-3,1.4644469820594677E-3,2.1994046322607996E-3,6.7122462420196871E-3,1.5531848486561106E-5,2.6359329730152108E-4,1.3487786058490452E-2,null,2.3686219884265338E-3,1.1853242286287223E-3,2.2221901313557407E-3,2.5431658784254457E-3,2.2526330079988151E-6,1.0569558034736558E-4,8.4272504401918073E-3]
[2004,4,15,4,2.2821856443789837E-3,1.5392435446473852E-3,2.121019855280831E-3,5.3516501203832341E-3,1.5531848486561106E-5,2.6359329730152108E-4,1.1573224310478516E-2,null,1.9083900310022997E-3,1.2458646093592846E-3,2.1429932999503442E-3,2.0276571342434596E-3,2.2526330079988151E-6,1.0569558034736558E-4,7.4328532879107531E-3]
[2004,4,15,7,2.8405896443036644E-3,1.4836135728657283E-3,2.9257434211593636E-3,4.9930568822621332E-3,9.0550679785321362E-6,1.5367489760255678E-4,1.2405733486171976E-2,null,2.3753339140964594E-3,1.2008376782388431E-3,2.9560536801708356E-3,1.8917917242835785E-3,1.3132850887493329E-6,6.1620525457991188E-5,8.4869508073364564E-3]
[2004,4,15,11,3.7885633212548751E-3,1.6566578152064921E-3,3.4205560487621947E-3,5.9122941376544792E-3,0,0,1.4778071322878041E-2,null,3.1680404667829604E-3,1.3408997874063285E-3,3.4559924917022785E-3,2.2400764471318638E-3,0,0,1.0205009193023432E-2]
[2004,4,15,14,2.6698995560993405E-3,1.7320697179666546E-3,3.387678328245939E-3,5.5906706178083737E-3,0,0,1.3380318220120308E-2,null,2.2326008881823145E-3,1.4019382248258293E-3,3.4227741629777476E-3,2.1182182893885941E-3,0,0,9.1755315653744857E-3]
[2004,4,15,18,3.5622414130457238E-3,1.5468142555841967E-3,2.7955968728960849E-3,4.4211247825392845E-3,0,0,1.2325777324065288E-2,null,2.9787874695574473E-3,1.2519923471410424E-3,2.82455883336614E-3,1.6750955322270564E-3,0,0,8.7304341822916874E-3]
[2004,4,15,19,3.447453562257763E-3,1.5269693887584735E-3,2.7146282270902075E-3,6.5983410045245784E-3,0,0,1.4287392182631021E-2,null,2.882800541121775E-3,1.2359299005310874E-3,2.7427513646448849E-3,2.5000089525728051E-3,0,0,9.3614907588705533E-3]
[2004,4,15,22,4.1172220327405588E-3,1.474424637083298E-3,2.5167798799421814E-3,6.8631578095826153E-3,1.5531848486561106E-5,2.6359329730152108E-4,1.5250709505136737E-2,null,3.4428686825094743E-3,1.1934001483373436E-3,2.5428533385661372E-3,2.6003439281345178E-3,2.2526330079988151E-6,1.0569558034736558E-4,9.8874143109028371E-3]
[2004,4,16,2,2.5958577651508871E-3,1.5263712698756972E-3,2.188049891968637E-3,6.1332459711404769E-3,1.5531848486561106E-5,2.6359329730152108E-4,1.2722650043923782E-2,null,2.1706862862428942E-3,1.2354457827637388E-3,2.2107177576727705E-3,2.3237916660669863E-3,2.2526330079988151E-6,1.0569558034736558E-4,8.0485897061017553E-3]
[2004,4,16,5,2.4137443080145052E-3,1.4863580808486207E-3,2.1814537060182242E-3,4.457362785059012E-3,1.5531848486561106E-5,2.6359329730152108E-4,1.0818044025728444E-2,null,2.0184009071080133E-3,1.2030590845769629E-3,2.2040532362342905E-3,1.6888255487055245E-3,2.2526330079988151E-6,1.0569558034736558E-4,7.2222869899801556E-3]
[2004,4,16,8,3.3221925457813471E-3,1.4849310027843907E-3,3.1824327498855228E-3,6.6920252387880283E-3,0,0,1.4681581537239289E-2,null,2.7780558304074743E-3,1.2019040067718944E-3,3.2154022714908719E-3,2.5355044542773931E-3,0,0,9.7308665629476342E-3]
[2004,4,16,11,3.8140235333706573E-3,1.5555136918083572E-3,3.3619427060818958E-3,8.1129814026929085E-3,0,0,1.6844461333953821E-2,null,3.1893305906204469E-3,1.2590336758188526E-3,3.3967719236633514E-3,3.0738826812498664E-3,0,0,1.0919018871352517E-2]
[2004,4,16,16,2.6544256838102781E-3,1.6666092714905892E-3,2.9504688613456844E-3,6.8516914665629272E-3,0,0,1.4123195283209478E-2,null,2.2196614572073709E-3,1.3489545018399581E-3,2.9810352721751183E-3,2.5959995088050479E-3,0,0,9.1456507400274958E-3]
[2004,4,16,19,3.2906242443495274E-3,1.4734689815993722E-3,2.6530944126279118E-3,6.031245504114319E-3,0,0,1.3448433142691131E-2,null,2.7516580516393258E-3,1.1926266402396137E-3,2.6805800691783333E-3,2.2851452728967722E-3,0,0,8.9100100339540456E-3]
[2004,4,16,20,3.4333103218929214E-3,1.526669689712597E-3,2.6584312969265577E-3,6.0737855474381373E-3,0,0,1.3692196855970212E-2,null,2.8709737999516117E-3,1.2356873239511726E-3,2.6859722427905386E-3,2.3012630347825939E-3,0,0,9.0938964014759156E-3]
[2004,4,16,23,3.7608316093539042E-3,1.2639340976545843E-3,2.2259520062800631E-3,6.0451656451978785E-3,1.5531848486561106E-5,2.6359329730152108E-4,1.3575008504274512E-2,null,3.1448508885535166E-3,1.0230289847933348E-3,2.2490125321517128E-3,2.2904193982119254E-3,2.2526330079988151E-6,1.0569558034736558E-4,8.815260017065854E-3]
[2004,4,17,3,2.3763140430655954E-3,1.0170529375693603E-3,2.0712184693388331E-3,5.2939747950301354E-3,1.5531848486561106E-5,2.6359329730152108E-4,1.1037685390792007E-2,null,1.9871012866489106E-3,8.2320323198291378E-4,2.0926759791877751E-3,2.0058048490059393E-3,2.2526330079988151E-6,1.0569558034736558E-4,7.0167335601809032E-3]
[2004,4,17,8,3.0903295896781043E-3,1.0153596411291977E-3,2.7550159350374298E-3,4.4696284586758922E-3,0,0,1.1330333624520624E-2,null,2.5841693448465861E-3,8.2183267687141839E-4,2.7835574831334784E-3,1.6934728219868704E-3,0,0,7.8830323268383531E-3]
[2004,4,17,10,4.0417426734714549E-3,1.0422762106172903E-3,2.8769512078472611E-3,4.5071544894693281E-3,0,0,1.2468124581405334E-2,null,3.3797519693137797E-3,8.4361896367910925E-4,2.9067559869138627E-3,1.7076908523787192E-3,0,0,8.8378177722854712E-3]
[2004,4,17,14,3.2146059860613577E-3,9.7116503739234038E-4,2.7879504189379338E-3,4.8646111023871791E-3,0,0,1.1838332544778811E-2,null,2.6880907048511212E-3,7.8606153921625184E-4,2.8168331633023269E-3,1.843125612697744E-3,0,0,8.1341110200674437E-3]
[2004,4,17,17,3.8008979735856506E-3,9.1142951541075266E-4,2.6211160562842235E-3,4.3951006313451748E-3,0,0,1.1728544176625801E-2,null,3.1783548457213736E-3,7.3771157340527774E-4,2.6482704219030723E-3,1.6652353854229173E-3,0,0,8.2295722264526406E-3]
[2004,4,17,18,3.8158776344499458E-3,8.2138738251740298E-4,2.4154163425736319E-3,4.8295344174231532E-3,0,0,1.1882215776964133E-2,null,3.1908810113870046E-3,6.6483141931065819E-4,2.4404396902925301E-3,1.8298356014090718E-3,0,0,8.1259877223992649E-3]
[2004,4,17,21,4.0110379501309499E-3,9.1123273853761257E-4,2.3108488077138011E-3,5.0441411841727754E-3,9.0550679785321362E-6,1.5367489760255678E-4,1.2439990646136226E-2,null,3.3540763245335113E-3,7.3755230209110651E-4,2.3347888515985794E-3,1.9111467730791719E-3,1.3132850887493329E-6,6.1620525457991188E-5,8.4004980618491102E-3]
[2004,4,18,1,2.8627785785843842E-3,1.129122616840919E-3,1.991127937235064E-3,5.0631135444827507E-3,1.5531848486561106E-5,2.6359329730152108E-4,1.1325267822931201E-2,null,2.3938885575735085E-3,9.1391249477125718E-4,2.0117557212936737E-3,1.9183351058121804E-3,2.2526330079988151E-6,1.0569558034736558E-4,7.3458400928059844E-3]
[2004,4,18,5,2.1897330026206317E-3,1.1141963852556158E-3,2.0316767070794875E-3,4.4144635283358902E-3,1.5531848486561106E-5,2.6359329730152108E-4,1.0029194769079708E-2,null,1.8310800626804736E-3,9.0183119435073794E-4,2.0527245702563453E-3,1.6725716864403003E-3,2.2526330079988151E-6,1.0569558034736558E-4,6.5661557270832224E-3]
[2004,4,18,8,2.5562324136562593E-3,1.1845188122381789E-3,2.5301403759882928E-3,4.8388988034177797E-3,0,0,1.110979040530051E-2,null,2.1375511090264555E-3,9.5875020715185911E-4,2.5563522473290817E-3,1.8333836218593425E-3,0,0,7.4860371853667385E-3]
[2004,4,18,11,3.2689816230627318E-3,1.3505472718779289E-3,2.7009984751437417E-3,4.8602283218309224E-3,0,0,1.2180755691915325E-2,null,2.7335602414063124E-3,1.093133737770457E-3,2.7289804105312121E-3,1.8414650451974753E-3,0,0,8.3971394349054568E-3]
[2004,4,18,15,3.1519391601317922E-3,1.2424229454798355E-3,2.6966073657532599E-3,4.7440394983187797E-3,0,0,1.1835008969683668E-2,null,2.6356879802204168E-3,1.005617845864569E-3,2.72454380991207E-3,1.797442904060775E-3,0,0,8.1632925400578309E-3]
[2004,4,18,18,3.5620359622492758E-3,1.186735663617097E-3,2.3875352028829128E-3,4.9850178567882658E-3,0,0,1.2121324685537553E-2,null,2.9786156692252663E-3,9.6054452793157446E-4,2.4122697062146205E-3,1.8887458623554291E-3,0,0,8.2401757657268905E-3]
[2004,4,18,22,4.0602407666928964E-3,1.2215038809458415E-3,2.0963522232292317E-3,5.438525003001949E-3,1.5531848486561106E-5,2.6359329730152108E-4,1.3095747019658001E-2,null,3.3952202888097409E-3,9.8868594301239452E-4,2.118070114964309E-3,2.060572678340312E-3,2.2526330079988151E-6,1.0569558034736558E-4,8.6704972384821222E-3]
[2004,4,18,23,3.5733632025967991E-3,1.2452726198933712E-3,2.096919286940582E-3,6.6019753552716571E-3,1.5531848486561106E-5,2.6359329730152108E-4,1.3796655610490493E-2,null,2.9880876386118157E-3,1.0079243739720713E-3,2.1186430533698796E-3,2.5013859516394275E-3,2.2526330079988151E-6,1.0569558034736558E-4,8.7239892309485586E-3]
[2004,4,19,2,2.0588171513241686E-3,1.2464666114077802E-3,2.0519873788895008E-3,6.8196760565282059E-3,1.5531848486561106E-5,2.6359329730152108E-4,1.2456072343937738E-2,null,1.7216067136872832E-3,1.0088907913898026E-3,2.0732456575521482E-3,2.5838693670539306E-3,2.2526330079988151E-6,1.0569558034736558E-4,7.4955607430385292E-3]
[2004,4,19,6,2.3416258074714629E-3,1.2352334027874398E-3,2.3933850132757503E-3,6.7194911527090652E-3,1.5531848486561106E-5,2.6359329730152108E-4,1.29688605220318E-2,null,1.95809458284988E-3,9.9979862587882889E-4,2.4181801197577183E-3,2.545910862592165E-3,2.2526330079988151E-6,1.0569558034736558E-4,8.0299324044339569E-3]
[2004,4,19,9,3.3402098525829411E-3,1.3853511536038739E-3,3.3942816800250171E-3,7.8379131837233301E-3,0,0,{"$f":"SUM(E2627:J2627)","v":1.5957755869935163E-2},null,2.7931221107385068E-3,1.1213040196348611E-3,3.4294459244817934E-3,2.9696636041332616E-3,0,0,{"$f":"SUM(M2627:R2627)","v":1.0313535658988423E-2}]
[2004,4,19,13,2.9516571520312044E-3,1.3476957343856034E-3,3.3553546022529004E-3,7.979679261259906E-3,0,0,1.5634386749929612E-2,null,2.4682098486364761E-3,1.0908257016859118E-3,3.3901155680758433E-3,3.0233765696755914E-3,0,0,9.972527688073822E-3]
[2004,4,19,16,2.5795533935636245E-3,1.5748919419388641E-3,3.0438352376660704E-3,6.9844936559664292E-3,0,0,1.4182774229134987E-2,null,2.1570523821494536E-3,1.2747184426076202E-3,3.0753689100225293E-3,2.6463161963182218E-3,0,0,9.1534559310978252E-3]
[2004,4,19,19,3.0108815817150611E-3,1.2553402699895108E-3,2.6418106443816488E-3,7.3273178048131474E-3,0,0,1.4235350300899369E-2,null,2.5177340017126489E-3,1.0160731357439236E-3,2.6691794028009161E-3,2.7762069432025137E-3,0,0,8.9791934834600028E-3]
[2004,4,19,21,3.5134370908015719E-3,1.4263106225616618E-3,2.5031821188936927E-3,7.1044201688620703E-3,7.765924243280553E-6,1.3179664865076054E-4,1.4686912574013037E-2,null,2.9379767308386402E-3,1.1544566373412086E-3,2.5291147067713023E-3,2.6917544899263198E-3,1.1263165039994076E-6,5.284779017368279E-5,9.3672766715551525E-3]
[2004,4,19,24,2.7198540707388239E-3,1.3374603190408655E-3,2.2328151158510809E-3,7.0982027993328834E-3,1.5531848486561106E-5,2.6359329730152108E-4,1.3667457450751737E-2,null,2.2743734310849274E-3,1.08254115062546E-3,2.2559467424991069E-3,2.6893988251503157E-3,2.2526330079988151E-6,1.0569558034736558E-4,8.4102083627151745E-3]
[2004,4,20,3,1.7393126646724044E-3,1.5681336539040787E-3,2.1847277086963109E-3,6.1800568696715637E-3,1.5531848486561106E-5,2.6359329730152108E-4,1.1951356042732441E-2,null,1.4544333666423046E-3,1.2692482803895132E-3,2.207361157084579E-3,2.341527588676237E-3,2.2526330079988151E-6,1.0569558034736558E-4,7.380518606147999E-3]
[2004,4,20,7,2.2376595900917128E-3,1.4836135728657283E-3,2.9187535320641406E-3,6.0487776042311391E-3,6.4767811297629929E-6,1.099184102505043E-4,1.2805199490632989E-2,null,1.8711568294303841E-3,1.2008376782388431E-3,2.9489913768825549E-3,2.2917879134058635E-3,9.3934800942152969E-7,4.4075059120328506E-5,8.3577882050873947E-3]
[2004,4,20,10,3.1538893103042844E-3,1.6216378513962165E-3,3.4819296819503338E-3,7.2094357664709936E-3,0,0,1.5466892610121828E-2,null,2.6373187183495904E-3,1.3125546085787244E-3,3.518001946440918E-3,2.7315432692576794E-3,0,0,1.0199418542626912E-2]
[2004,4,20,12,2.6303002768852421E-3,1.6932078052209795E-3,3.4559486073943431E-3,6.8150706150033333E-3,0,0,1.4594527304503897E-2,null,2.1994875129083998E-3,1.3704833703226476E-3,3.4917517118849446E-3,2.5821244367699643E-3,0,0,9.6438470318859562E-3]
[2004,4,20,18,2.9263647989468213E-3,1.5468142555841967E-3,2.8418260675986168E-3,5.557863393627795E-3,0,0,1.2872868515757429E-2,null,2.44706009046246E-3,1.2519923471410424E-3,2.8712669555286782E-3,2.1057881415523019E-3,0,0,8.6761075346844831E-3]
[2004,4,20,21,3.1850772495047382E-3,1.6002388297487581E-3,2.5376292283117849E-3,7.0253872643194918E-3,7.765924243280553E-6,1.3179664865076054E-4,1.4487895144778815E-2,null,2.6633984338206985E-3,1.2952342281631682E-3,2.563918683029155E-3,2.6618101495582192E-3,1.1263165039994076E-6,5.284779017368279E-5,9.2383356012489242E-3]
[2004,4,20,22,3.3812636035209015E-3,1.474424637083298E-3,2.40843320733503E-3,7.4419167903037563E-3,1.5531848486561106E-5,2.6359329730152108E-4,1.4985163384031068E-2,null,2.8274517320899611E-3,1.1934001483373436E-3,2.4333842108298026E-3,2.8196267193986557E-3,2.2526330079988151E-6,1.0569558034736558E-4,9.3818110240111267E-3]
[2004,4,21,1,2.2877462992968649E-3,1.4644469820594677E-3,2.2396685389746039E-3,6.9029374480052228E-3,1.5531848486561106E-5,2.6359329730152108E-4,1.3173924414124242E-2,null,1.9130399149577377E-3,1.1853242286287223E-3,2.2628711660488761E-3,2.6154158154647472E-3,2.2526330079988151E-6,1.0569558034736558E-4,8.0845993384554473E-3]
[2004,4,21,4,1.8393169787104934E-3,1.5392435446473852E-3,2.146814364758302E-3,5.4117746068268607E-3,1.5531848486561106E-5,2.6359329730152108E-4,1.1216274640731124E-2,null,1.5380581306651477E-3,1.2458646093592846E-3,2.169055036641822E-3,2.0504373685894623E-3,2.2526330079988151E-6,1.0569558034736558E-4,7.1113633586110817E-3]
[2004,4,21,9,3.1890824948894629E-3,1.5738111792815653E-3,3.4993046310753551E-3,7.8998235887677969E-3,0,0,1.6162021894014181E-2,null,2.6667476663350441E-3,1.2738436726918861E-3,3.5355568974090546E-3,2.9931204953067311E-3,0,0,1.0469268731742715E-2]
[2004,4,21,12,2.6487669706471359E-3,1.6932078052209795E-3,3.4403574952541127E-3,7.4799314916750145E-3,0,0,1.5262263762797244E-2,null,2.2149295758131294E-3,1.3704833703226476E-3,3.4759990781827654E-3,2.8340298994847346E-3,0,0,9.8954419238032765E-3]
[2004,4,21,16,2.433291860345081E-3,1.773263838213777E-3,3.2043505719305965E-3,7.4353673715558859E-3,0,0,1.4846273642045341E-2,null,2.0347467964488067E-3,1.4352807694205754E-3,3.237547158854917E-3,2.8171452463295011E-3,0,0,9.5247199710538008E-3]
[2004,4,21,19,2.8456279022939994E-3,1.5269693887584735E-3,2.7310945605231937E-3,7.5831312600419653E-3,0,0,1.4686823111617632E-2,null,2.3795469636991745E-3,1.2359299005310874E-3,2.7593882867999421E-3,2.8731306893111323E-3,0,0,9.2479958403413366E-3]
[2004,4,21,22,3.4020701179258992E-3,1.474424637083298E-3,2.3988380187354953E-3,8.0518341561532803E-3,1.5531848486561106E-5,2.6359329730152108E-4,1.5606292075686055E-2,null,2.8448503800782179E-3,1.1934001483373436E-3,2.4236896175286755E-3,3.0507149389841326E-3,2.2526330079988151E-6,1.0569558034736558E-4,9.6206032982837347E-3]
[2004,4,21,23,3.1146596883430029E-3,1.4865688794732982E-3,2.2752814999269619E-3,7.0830027302182658E-3,1.5531848486561106E-5,2.6359329730152108E-4,1.4238637943749612E-2,null,2.6045144547458422E-3,1.2032297051048843E-3,2.2988530718864295E-3,2.683639754977948E-3,2.2526330079988151E-6,1.0569558034736558E-4,8.8981852000704683E-3]
[2004,4,22,2,2.024468188898074E-3,1.4765482762622709E-3,2.1951203011420085E-3,7.0977611746492709E-3,1.5531848486561106E-5,2.6359329730152108E-4,1.3073023086739707E-2,null,{"$f":"E2692*V$5","v":1.6928837140353118E-3},{"$f":"F2692*W$5","v":1.1951190231088713E-3},{"$f":"G2692*X$5","v":2.2178614152150223E-3},{"$f":"H2692*Y$5","v":2.6892315004149086E-3},{"$f":"I2692*Z$5","v":2.2526330079988151E-6},{"$f":"J2692*AA$5","v":1.0569558034736558E-4},7.9030438661294774E-3]
[2004,4,22,6,2.0047411608329962E-3,1.487945362238468E-3,2.3228106613537225E-3,5.5527397674604226E-3,1.5531848486561106E-5,2.6359329730152108E-4,1.1647362097673692E-2,null,1.6763877450095574E-3,1.2043438310458256E-3,2.3468746282317003E-3,2.1038468791532709E-3,2.2526330079988151E-6,1.0569558034736558E-4,7.4394012967957182E-3]
[2004,4,22,10,3.1285278123874076E-3,1.6216378513962165E-3,3.4918705668120654E-3,8.1334039843768552E-3,0,0,1.6375440214972545E-2,null,2.6161111404669314E-3,1.3125546085787244E-3,3.5280458173651947E-3,3.0816204803435334E-3,0,0,1.0538332046754383E-2]
[2004,4,22,13,2.3841209811297235E-3,1.6942145388248887E-3,3.4462876654982703E-3,8.5360434646575729E-3,0,0,1.6060666650110456E-2,null,1.9936295385511739E-3,1.3712982210800373E-3,3.4819906840930798E-3,3.234174327541005E-3,0,0,1.0081092771265296E-2]
[2004,4,22,17,2.8346863547285758E-3,1.6051444568261832E-3,3.0136490107631497E-3,6.3935278043708438E-3,0,0,1.3847007626688753E-2,null,2.3703975150778404E-3,1.2992048455380027E-3,3.0448699583777907E-3,2.4224084112188025E-3,0,0,9.1368807302124357E-3]
[2004,4,22,20,2.9764270458681494E-3,1.5672768469944896E-3,2.7314841377281962E-3,7.1953812541272442E-3,0,0,1.447056928471808E-2,null,2.4889227203451552E-3,1.2685547803846415E-3,2.7597818999658234E-3,2.7262182327584556E-3,0,0,9.2434776334540756E-3]
[2004,4,22,23,3.0754387226458509E-3,1.4865688794732982E-3,2.3143243299710136E-3,7.1264870449943077E-3,1.5531848486561106E-5,2.6359329730152108E-4,1.4281944122872554E-2,null,2.5717174296102747E-3,1.2032297051048843E-3,2.3383003797403322E-3,2.7001152866550854E-3,2.2526330079988151E-6,1.0569558034736558E-4,8.9213110144659401E-3]
[2004,4,23,3,1.8655376875042875E-3,1.5595477026290395E-3,2.1632815641523051E-3,6.061171835954845E-3,1.5531848486561106E-5,2.6359329730152108E-4,1.1928663936028561E-2,null,1.5599841906204968E-3,1.2622988064947209E-3,2.1856928337291213E-3,2.2964838953577326E-3,2.2526330079988151E-6,1.0569558034736558E-4,7.4124079395574364E-3]
[2004,4,23,4,1.9299789091034617E-3,1.5284735854117907E-3,2.1187967133334774E-3,5.4091928184221531E-3,1.5531848486561106E-5,2.6359329730152108E-4,1.1265567172058967E-2,null,1.6138706854323325E-3,1.2371473981664691E-3,2.140747126588904E-3,2.0494591690509733E-3,2.2526330079988151E-6,1.0569558034736558E-4,7.1491725925940438E-3]
[2004,4,23,8,2.6803951742273881E-3,1.4849310027843907E-3,3.2422976367084831E-3,7.9211841669033986E-3,0,0,1.532880798062366E-2,null,2.2413774454506097E-3,1.2019040067718944E-3,3.2758873494803486E-3,3.0012136866914316E-3,0,0,9.7203824883942847E-3]
[2004,4,23,11,3.1425189545328859E-3,1.5555136918083572E-3,3.3871225378297285E-3,7.5880014561759308E-3,0,0,1.5673156640346901E-2,null,2.6278106953469345E-3,1.2590336758188526E-3,3.4222126146569477E-3,2.8749759310055748E-3,0,0,1.018403291682831E-2]
[2004,4,23,14,2.4109450874562777E-3,1.5900132403757015E-3,3.251821771191812E-3,7.645598610641611E-3,0,0,1.4898378709665403E-2,null,2.0160601665021581E-3,1.2869576302498406E-3,3.2855101525553804E-3,2.8967985985076305E-3,0,0,9.4853265478150109E-3]
[2004,4,23,18,2.6100226320364926E-3,1.5306374330228628E-3,2.762122662082958E-3,5.8063550358292736E-3,0,0,1.2709137762971588E-2,null,2.1825311117598472E-3,1.2388988176660382E-3,2.7907378347955454E-3,2.1999377663924286E-3,0,0,8.412105530613858E-3]
[2004,4,23,20,2.8968908648461921E-3,1.526669689712597E-3,2.6604066707852313E-3,5.8872444592113935E-3,0,0,1.2971211684555416E-2,null,2.4224136458795673E-3,1.2356873239511726E-3,2.687968081223401E-3,2.2305855129222132E-3,0,0,8.5766545639763547E-3]
[2004,4,24,1,2.3950049597341685E-3,1.0659831606459821E-3,2.1073860794882339E-3,5.331800046751072E-3,1.5531848486561106E-5,2.6359329730152108E-4,1.1179299392407539E-2,null,2.0027308473415098E-3,8.6280738265237988E-4,2.1292182803041028E-3,2.0201362495611422E-3,2.2526330079988151E-6,1.0569558034736558E-4,7.1228409732144995E-3]
[2004,4,24,2,2.1496550216959604E-3,1.031185332027916E-3,2.0629563034061243E-3,5.4245771188984101E-3,1.5531848486561106E-5,2.6359329730152108E-4,1.0947498921816493E-2,null,1.797566391499637E-3,8.3464200017697066E-4,2.0843282184665403E-3,2.0552880416256614E-3,2.2526330079988151E-6,1.0569558034736558E-4,6.8797728651241747E-3]
[2004,4,24,5,1.9324249961887089E-3,9.3593703980911311E-4,2.1111181996831207E-3,5.527152261597508E-3,1.5531848486561106E-5,2.6359329730152108E-4,1.0785757643066534E-2,null,1.6159161317438307E-3,7.5754797773330178E-4,2.1329890646993263E-3,2.0941521704852238E-3,2.2526330079988151E-6,1.0569558034736558E-4,6.7085535580170465E-3]
[2004,4,24,9,2.7645287963051334E-3,1.0743034105345319E-3,2.877048894638537E-3,5.6819874014821421E-3,0,0,1.2397868502960345E-2,null,2.3117309532998693E-3,8.6954179769229767E-4,2.9068546857255106E-3,2.1528168008247313E-3,0,0,8.2409442375424094E-3]
[2004,4,24,12,3.2455385426054251E-3,9.1810978481627714E-4,2.8389230230501214E-3,5.8529464435274061E-3,0,0,1.2855517793999231E-2,null,2.7139568663912691E-3,7.4311858730003811E-4,2.8683338358780567E-3,2.2175905273331604E-3,0,0,8.5429998169025238E-3]
[2004,4,24,17,3.1784971174324945E-3,9.1142951541075266E-4,2.637282633603656E-3,5.022483156154371E-3,0,0,{"$f":"SUM(E2755:J2755)","v":1.1749692422601274E-2},null,2.6578960512777723E-3,7.3771157340527774E-4,2.6646044825166097E-3,1.902940882552454E-3,0,0,{"$f":"SUM(M2755:R2755)","v":7.963152989752113E-3}]
[2004,4,24,20,3.2898855401039158E-3,8.5817191571275944E-4,2.2913397781577699E-3,5.2453961698631724E-3,0,0,1.1684793403837618E-2,null,2.7510403386054819E-3,6.9460484161232186E-4,2.3150777114491761E-3,1.9873991622222755E-3,0,0,7.7481220538892556E-3]
[2004,4,24,23,3.2907901357001755E-3,7.3174222713183934E-4,2.0719246157299802E-3,5.2408935238314434E-3,1.5531848486561106E-5,2.6359329730152108E-4,1.1614475648181521E-2,null,2.7517967719053946E-3,5.9227257903891092E-4,2.0933894411486543E-3,1.9856931795545307E-3,2.2526330079988151E-6,1.0569558034736558E-4,7.5311001850028557E-3]
[2004,4,24,24,2.7917449741792226E-3,7.9252847936069504E-4,2.0020027656290867E-3,5.2166032930902372E-3,1.5531848486561106E-5,2.6359329730152108E-4,1.1082004658047324E-2,null,2.3344894360135008E-3,6.4147300651568625E-4,2.0227432112638771E-3,1.9764899882869932E-3,2.2526330079988151E-6,1.0569558034736558E-4,7.0831438554354222E-3]
[2004,4,25,3,1.7549025951160721E-3,1.1699703165866167E-3,1.9842511671881858E-3,5.1764093764275392E-3,1.5531848486561106E-5,2.6359329730152108E-4,1.0364658601106497E-2,null,1.4674698467884281E-3,9.4697464641312567E-4,2.0048077089499568E-3,1.9612611373641922E-3,2.2526330079988151E-6,1.0569558034736558E-4,6.4884615528710676E-3]
[2004,4,25,6,1.8327297294909088E-3,1.0961230617154997E-3,2.1158456554029514E-3,5.2364461138300396E-3,1.5531848486561106E-5,2.6359329730152108E-4,1.0560269706227482E-2,null,1.5325497966812995E-3,8.8720263589393508E-4,2.1377654961448811E-3,1.9840081249610127E-3,2.2526330079988151E-6,1.0569558034736558E-4,6.6494742670364926E-3]
[2004,4,25,10,2.3807874864439638E-3,1.321117060408313E-3,2.7696316637642864E-3,4.5591592584780698E-3,0,0,1.1030695469094633E-2,null,1.9908420317405989E-3,1.0693129076987909E-3,2.7983246285977524E-3,1.7273946518654665E-3,0,0,7.5858742199026085E-3]
[2004,4,25,14,2.6761035893509873E-3,1.2509482146840572E-3,2.7812273248354977E-3,4.7895074774008855E-3,0,0,1.1497786606271428E-2,null,2.2377887725415955E-3,1.0125182036563787E-3,2.8100404189625771E-3,1.814670015342643E-3,0,0,7.8750174105031937E-3]
[2004,4,25,17,3.0021527905832344E-3,1.2022459571746369E-3,2.4413996002606879E-3,4.8630414121141928E-3,0,0,1.1508839760132752E-2,null,2.5104348856132609E-3,9.7309856844797558E-4,2.4666921305964758E-3,1.8425308814262712E-3,0,0,7.7927564660839835E-3]
[2004,4,25,21,3.1415610547501477E-3,1.3390171842205198E-3,2.1699878373607111E-3,5.1286539946066552E-3,6.4767811297629929E-6,1.099184102505043E-4,1.1895615262318301E-2,null,2.627009688469786E-3,1.0838012781963179E-3,2.1924685829129249E-3,1.9431673647016584E-3,9.3934800942152969E-7,4.4075059120328506E-5,7.8914613214104371E-3]
[2004,4,25,24,2.5025412435369749E-3,1.2996599992704538E-3,2.1019473100578612E-3,6.7598335633895622E-3,1.5531848486561106E-5,2.6359329730152108E-4,1.2943107262042935E-2,null,2.092653931594436E-3,1.0519455500863598E-3,2.1237231660456274E-3,2.5611959755926076E-3,2.2526330079988151E-6,1.0569558034736558E-4,7.9374668366743954E-3]
[2004,4,26,1,2.4021182013192976E-3,1.1918119128115003E-3,2.0689740001762248E-3,6.5832387490747084E-3,1.5531848486561106E-5,2.6359329730152108E-4,1.2525268009169815E-2,null,2.0086790222249187E-3,9.6465324694591629E-4,2.0904082576643584E-3,2.4942869424792336E-3,2.2526330079988151E-6,1.0569558034736558E-4,7.6659756826697916E-3]
[2004,4,26,4,1.9042397659302778E-3,1.3166110509201792E-3,2.0896209907578329E-3,6.7579611642970558E-3,1.5531848486561106E-5,2.6359329730152108E-4,1.2347558117693428E-2,null,1.5923473162186017E-3,1.065665741030316E-3,2.1112691479433254E-3,2.560486552649652E-3,2.2526330079988151E-6,1.0569558034736558E-4,7.4377169711972602E-3]
[2004,4,26,7,2.4200254501427695E-3,1.2191347520601708E-3,2.9235649318367406E-3,6.9012973557817624E-3,3.8829621216402765E-6,6.5898324325380271E-5,1.3533803776268463E-2,null,2.0236532708017433E-3,9.8676836873122769E-4,2.95385262202856E-3,2.6147944099873879E-3,5.6315825199970378E-7,2.6423895086841395E-5,8.6060557248877605E-3]
[2004,4,26,12,2.787315971969483E-3,1.5961491687478723E-3,3.3390485594129936E-3,6.893090562990532E-3,0,0,1.4615604263120882E-2,null,2.3307858531410154E-3,1.2919240541994712E-3,3.3736405971001486E-3,2.6116849836276537E-3,0,0,9.6080354880682881E-3]
[2004,4,26,15,2.319800564357277E-3,1.5144984088423816E-3,3.2307012803595176E-3,8.1952945458797898E-3,0,0,1.5260294799438967E-2,null,1.9398440621326452E-3,1.2258358822222117E-3,3.2641708566347977E-3,3.1050698531072318E-3,0,0,9.5349206540968866E-3]
[2004,4,26,19,2.9427517114007005E-3,1.2553402699895108E-3,2.6260081356335712E-3,7.2990435609805726E-3,0,0,1.4123143678004355E-2,null,2.4607630161832114E-3,1.0160731357439236E-3,2.6532131824540291E-3,2.7654942712353947E-3,0,0,8.8955436056165592E-3]
[2004,4,26,22,3.6772842684075495E-3,1.25686862273585E-3,2.3756357037655021E-3,7.4251235011943738E-3,1.5531848486561106E-5,2.6359329730152108E-4,1.5014037241891357E-2,null,3.0749876357671025E-3,1.0173101853348753E-3,2.4002469300874259E-3,2.8132640029085846E-3,2.2526330079988151E-6,1.0569558034736558E-4,9.4137569674533524E-3]
[2004,4,27,1,2.2062276150421624E-3,1.4644469820594677E-3,2.2493213421939254E-3,6.457579639209887E-3,1.5531848486561106E-5,2.6359329730152108E-4,1.2656700724293526E-2,null,1.8448730483598054E-3,1.1853242286287223E-3,2.2726239708485301E-3,2.4466766568909371E-3,2.2526330079988151E-6,1.0569558034736558E-4,7.8574461180833596E-3]
[2004,4,27,4,1.7730523349547881E-3,1.5392435446473852E-3,2.1534996221063145E-3,5.5766225245560408E-3,1.5531848486561106E-5,2.6359329730152108E-4,1.1321543172052612E-2,null,1.4826468691567884E-3,1.2458646093592846E-3,2.1758095522440997E-3,2.1128956849834372E-3,2.2526330079988151E-6,1.0569558034736558E-4,7.1251649290989746E-3]
[2004,4,27,6,1.9569333374079498E-3,1.487945362238468E-3,2.3235425037569017E-3,5.5701000827739306E-3,3.8829621216402765E-6,6.5898324325380271E-5,1.140830257262427E-2,null,1.6364102901285354E-3,1.2043438310458256E-3,2.3476140524114068E-3,2.1104244330677315E-3,5.6315825199970378E-7,2.6423895086841395E-5,7.3257796599923404E-3]
[2004,4,27,9,3.0541240086016572E-3,1.5738111792815653E-3,3.5098761403612932E-3,6.6172029198725965E-3,0,0,{"$f":"SUM(E2819:J2819)","v":1.4755014248117114E-2},null,2.5538938192060157E-3,1.2738436726918861E-3,3.5462379259311228E-3,2.5071554394246339E-3,0,0,{"$f":"SUM(M2819:R2819)","v":9.8811308572536588E-3}]
[2004,4,27,13,2.3341961966827779E-3,1.6942145388248887E-3,3.4560811101767195E-3,6.1750057884531065E-3,0,0,1.3659497634137492E-2,null,1.9518818563794126E-3,1.3712982210800373E-3,3.4918855873760915E-3,2.3396138124319272E-3,0,0,9.1546794772674675E-3]
[2004,4,27,16,2.3555415711761026E-3,1.773263838213777E-3,3.2132968817426789E-3,5.9100277139892158E-3,0,0,1.3252130005121775E-2,null,1.9697311054058461E-3,1.4352807694205754E-3,3.2465861510825658E-3,2.2392177343964056E-3,0,0,8.8908157603053931E-3]
[2004,4,27,20,2.9102007092000398E-3,1.5672768469944896E-3,2.701406047275224E-3,7.6336626609820697E-3,0,0,1.4812546264451824E-2,null,2.4335434916664938E-3,1.2685547803846415E-3,2.7293922050482876E-3,2.8922762525140163E-3,0,0,9.3237667296134381E-3]
[2004,4,27,23,3.0166073121333705E-3,1.4865688794732982E-3,2.2882916782927224E-3,7.1155314871579412E-3,1.5531848486561106E-5,2.6359329730152108E-4,1.4186124502845414E-2,null,2.5225219237107657E-3,1.2032297051048843E-3,2.3119980337308779E-3,2.6959643959004903E-3,2.2526330079988151E-6,1.0569558034736558E-4,8.8416622718023828E-3]
[2004,4,28,1,2.2420053090725788E-3,1.4644469820594677E-3,2.2428703199878692E-3,7.3629235592948972E-3,1.5531848486561106E-5,2.6359329730152108E-4,1.3591371316202895E-2,null,1.8747907699036531E-3,1.1853242286287223E-3,2.2661061170288267E-3,2.7896974107164607E-3,2.2526330079988151E-6,1.0569558034736558E-4,8.2238667396330282E-3]
[2004,4,28,4,1.8021351580094058E-3,1.5392435446473852E-3,2.163147250131621E-3,6.1402689080953645E-3,1.5531848486561106E-5,2.6359329730152108E-4,1.192392000667186E-2,null,1.5069662621595163E-3,1.2458646093592846E-3,2.1855571282355124E-3,2.3264525478323473E-3,2.2526330079988151E-6,1.0569558034736558E-4,7.3727887609420246E-3]
[2004,4,28,7,2.2055163380468291E-3,1.4836135728657283E-3,2.9208909519925601E-3,6.7704972344868599E-3,0,0,1.3380518097391977E-2,null,1.8442782703098606E-3,1.2008376782388431E-3,2.9511509401579194E-3,2.5652362749939654E-3,0,0,8.5615031637005894E-3]
[2004,4,28,10,3.1086498417041792E-3,1.6216378513962165E-3,3.4853016876163468E-3,7.5938816616405603E-3,0,0,1.5809471042357304E-2,null,2.599488951478116E-3,1.3125546085787244E-3,3.5214088855752544E-3,2.8772038495527463E-3,0,0,1.031065629518484E-2]
[2004,4,28,14,2.1353931866508126E-3,1.7320697179666546E-3,3.4701484416603439E-3,7.9464375347465723E-3,0,0,1.5284048881024383E-2,null,1.7856404800861657E-3,1.4019382248258293E-3,3.5060986542846968E-3,3.0107817956520413E-3,0,0,9.7044591548487331E-3]
[2004,4,28,17,2.8180282331988051E-3,1.6051444568261832E-3,3.0036279219768812E-3,6.6062932182010753E-3,0,0,1.4033093830202945E-2,null,2.356467801191094E-3,1.2992048455380027E-3,3.0347450526284586E-3,2.503021922858879E-3,0,0,9.1934396222164341E-3]
[2004,4,28,22,3.3420282308293274E-3,1.474424637083298E-3,2.397141201537974E-3,7.363788510778374E-3,1.5531848486561106E-5,2.6359329730152108E-4,1.4856507726017055E-2,null,2.7946426596590305E-3,1.1934001483373436E-3,2.4219752215618134E-3,2.7900251274032388E-3,2.2526330079988151E-6,1.0569558034736558E-4,9.307991370316791E-3]
[2004,4,29,1,2.6029519554957629E-3,1.4644469820594677E-3,2.2013897892868926E-3,6.5343232911488922E-3,1.5531848486561106E-5,2.6359329730152108E-4,1.3082237163779098E-2,null,2.1766185302588611E-3,1.1853242286287223E-3,2.2241958543081563E-3,2.4757536349933242E-3,2.2526330079988151E-6,1.0569558034736558E-4,8.1698404615444288E-3]
[2004,4,29,4,2.0955402324015224E-3,1.5392435446473852E-3,2.0997129485802132E-3,5.2655341423231217E-3,1.5531848486561106E-5,2.6359329730152108E-4,1.1279156013740325E-2,null,1.7523149788138835E-3,1.2458646093592846E-3,2.1214656569212573E-3,1.9950291273001662E-3,2.2526330079988151E-6,1.0569558034736558E-4,7.2226225857499569E-3]
[2004,4,29,5,2.1852294071569257E-3,1.4581751576793155E-3,2.1557031826702992E-3,5.2869692975353391E-3,1.5531848486561106E-5,2.6359329730152108E-4,1.1365202190829963E-2,null,1.8273141040662949E-3,1.1802478103721569E-3,2.1780359413620027E-3,2.0031505747812204E-3,2.2526330079988151E-6,1.0569558034736558E-4,7.2966966439370401E-3]
[2004,4,29,8,2.9688110337566008E-3,1.5425926091554118E-3,3.3126298943719126E-3,8.174193819344984E-3,0,0,1.5998227356628911E-2,null,2.4825541229326399E-3,1.2485753440961761E-3,3.3469482386878917E-3,3.097075115459294E-3,0,0,1.0175152821176002E-2]
[2004,4,29,12,3.0159887226922878E-3,1.6932078052209795E-3,3.3764626123496322E-3,7.3745293342232648E-3,0,0,1.5460188474486165E-2,null,2.5220046520656857E-3,1.3704833703226476E-3,3.4114422539623323E-3,2.7940946586311362E-3,0,0,1.0098024934981801E-2]
[2004,4,29,15,2.4070939482577188E-3,1.698884183757631E-3,3.2715412338082724E-3,8.5143012543101599E-3,0,0,1.5891820620133782E-2,null,2.0128397993630369E-3,1.3750778343713896E-3,3.3054339058198687E-3,3.2259365416369454E-3,0,0,9.9192880811912413E-3]
[2004,4,29,19,3.1938162043257494E-3,1.5269693887584735E-3,2.7092088275379811E-3,7.1129415603385249E-3,0,0,1.4542935980960729E-2,null,2.6707060489145336E-3,1.2359299005310874E-3,2.7372758209335615E-3,2.6949831128430355E-3,0,0,9.3388948832222179E-3]
[2004,4,29,23,3.493795507522551E-3,1.4865688794732982E-3,2.2712243214831973E-3,6.7241344068294916E-3,1.5531848486561106E-5,2.6359329730152108E-4,1.4254848261096622E-2,null,2.9215522117312189E-3,1.2032297051048843E-3,2.2947538616880699E-3,2.5476701194814613E-3,2.2526330079988151E-6,1.0569558034736558E-4,9.0751541113609988E-3]
[2004,4,30,2,2.4096810292844528E-3,1.5263712698756972E-3,2.161321043932565E-3,6.9819524512405064E-3,1.5531848486561106E-5,2.6359329730152108E-4,1.3358450940121305E-2,null,{"$f":"E2884*V$5","v":2.0150031464391061E-3},{"$f":"F2884*W$5","v":1.2354457827637388E-3},{"$f":"G2884*X$5","v":2.1837120028166432E-3},{"$f":"H2884*Y$5","v":2.6453533733054716E-3},{"$f":"I2884*Z$5","v":2.2526330079988151E-6},{"$f":"J2884*AA$5","v":1.0569558034736558E-4},8.1874625186803239E-3]
[2004,4,30,5,2.2353666548124659E-3,1.4863580808486207E-3,2.1751014478786088E-3,5.3942530492061902E-3,1.5531848486561106E-5,2.6359329730152108E-4,1.1570204378533969E-2,null,1.8692394504303776E-3,1.2030590845769629E-3,2.1976351696618075E-3,2.043798722468466E-3,2.2526330079988151E-6,1.0569558034736558E-4,7.4216806404929798E-3]
[2004,4,30,6,2.4419894455763673E-3,1.5175253444832803E-3,2.3428968110214476E-3,5.590601403111288E-3,1.289143735251583E-6,2.187824895179626E-5,1.1916180396879431E-2,null,2.0420198178132437E-3,1.2282858856689813E-3,2.3671688673698038E-3,2.1181920650145819E-3,1.8696858474992545E-7,8.7727352843084E-6,7.7646263397356686E-3]
[2004,4,30,9,3.3708278619060264E-3,1.5532352780376112E-3,3.3802764249490939E-3,7.9433080230119704E-3,0,0,1.6247647587904701E-2,null,2.8187252442544971E-3,1.2571895264038232E-3,3.4152955770830771E-3,3.0095960722484882E-3,0,0,1.0500806419989885E-2]
[2004,4,30,12,2.9598106994380329E-3,1.6056274416669512E-3,3.3010388600674193E-3,7.0874060415501792E-3,0,0,1.4953883042722582E-2,null,2.4750279392798998E-3,1.2995957737456034E-3,3.3352371230223883E-3,2.6853081012703267E-3,0,0,9.7951689373182178E-3]
[2004,4,30,17,3.1669648173172681E-3,1.592418374776449E-3,2.8548490914722452E-3,5.6327236556802827E-3,0,0,1.3246955939246245E-2,null,2.6482526085418005E-3,1.2889043474155963E-3,2.8844248959585114E-3,2.1341515324705394E-3,0,0,8.9557333843864485E-3]
[2004,4,30,20,3.2181158302529052E-3,1.526669689712597E-3,2.6395928333536886E-3,5.7185842343740641E-3,0,0,1.3102962587693254E-2,null,2.6910256771580494E-3,1.2356873239511726E-3,2.6669386155863876E-3,2.1666827725595776E-3,0,0,8.7603343892551887E-3]
[2004,4,30,24,3.4006281724439161E-3,1.088296637478899E-3,2.1130755954505073E-3,4.973276998742871E-3,1.5531848486561106E-5,2.6359329730152108E-4,1.1854402549904277E-2,null,2.8436446085890127E-3,8.8086792362041606E-4,2.1349667387905976E-3,1.8842974335451803E-3,2.2526330079988151E-6,1.0569558034736558E-4,7.8517249179005707E-3]
[2004,5,1,3,2.2393603347087673E-3,9.4758058679951594E-4,1.8111351839413333E-3,4.917824339683353E-3,1.5512284125915815E-5,2.632616625685445E-4,1.0194674391827431E-2,null,1.8725790117495402E-3,7.6697227135675032E-4,1.8298982703189824E-3,1.863287282054419E-3,2.249795527024924E-6,1.0556260152763024E-4,6.4405492325343462E-3]
[2004,5,1,4,2.199863536616534E-3,9.1206426714669048E-4,1.8080018848806801E-3,4.8902576370291554E-3,1.5512284125915815E-5,2.632616625685445E-4,1.008896127236752E-2,null,1.8395513323749995E-3,7.3822534182502154E-4,1.8267325107543075E-3,1.8528426864536235E-3,2.249795527024924E-6,1.0556260152763024E-4,6.3651642684626076E-3]
[2004,5,1,9,3.3264420681889369E-3,9.7300864564627443E-4,2.5584456908498135E-3,4.5688657951277554E-3,0,0,1.1426762199812781E-2,null,2.7816093301935847E-3,7.8755375679617052E-4,2.5849508009683601E-3,1.731072307886283E-3,0,0,7.8851861958443986E-3]
[2004,5,1,11,3.6954283550724616E-3,9.6807849180620843E-4,2.5592441279583657E-3,4.7674333133823129E-3,0,0,1.1990184288219349E-2,null,3.090159930886145E-3,7.8356328744556359E-4,2.5857575097645081E-3,1.8063064573469057E-3,0,0,8.2657871854431228E-3]
[2004,5,1,15,3.276096778897575E-3,9.3136922179490377E-4,2.4518118428366598E-3,4.8325821389168513E-3,0,0,1.1491859982445989E-2,null,2.7395100170074719E-3,7.5385078320831128E-4,2.4772122424295694E-3,1.830990335760323E-3,0,0,7.8015633784056758E-3]
[2004,5,1,18,3.6749341786600793E-3,8.6488784308616528E-4,2.1741377122921051E-3,4.5672794510829848E-3,0,0,1.1281239185121333E-2,null,3.0730224635397338E-3,7.0004071708677155E-4,2.1966614499204958E-3,1.7304712667592682E-3,0,0,7.7001958973062692E-3]
[2004,5,1,21,3.8852261840812063E-3,9.4021536103371247E-4,1.9544339205993192E-3,4.2184679329656449E-3,3.8780710314789538E-6,6.5815415642136126E-5,1.1068036885353497E-2,null,3.2488710706561658E-3,7.6101085339046106E-4,1.9746815601994787E-3,1.5983119986256729E-3,5.6244888175623099E-7,2.639065038190756E-5,7.6098285821354422E-3]
[2004,5,2,1,2.8541419811261553E-3,1.0202111324959433E-3,1.7562244002146746E-3,4.2339651414445506E-3,1.5512284125915815E-5,2.632616625685445E-4,1.0143316601975783E-2,null,2.3866665348902709E-3,8.257594767709269E-4,1.774418619184047E-3,1.6041836502894145E-3,2.249795527024924E-6,1.0556260152763024E-4,6.6988406781893148E-3]
[2004,5,2,2,2.3870980849071042E-3,1.04205537201118E-3,1.7178701802392361E-3,4.2459270428272288E-3,1.5512284125915815E-5,2.632616625685445E-4,9.6717246266792099E-3,null,1.9961190271622366E-3,8.4344021678444802E-4,1.7356670552948425E-3,1.6087158289879665E-3,2.249795527024924E-6,1.0556260152763024E-4,6.2917545252841496E-3]
[2004,5,2,6,2.1844991157669359E-3,1.0359869701715024E-3,1.8688421064180164E-3,4.8545549804135026E-3,1.5512284125915815E-5,2.632616625685445E-4,1.0222657119464419E-2,null,1.8267034259596229E-3,8.3852844884901249E-4,1.8882030277781775E-3,1.8393155042257636E-3,2.249795527024924E-6,1.0556260152763024E-4,6.5005628038672311E-3]
[2004,5,2,9,2.9075555571656808E-3,1.1009220891823441E-3,2.3770153745249984E-3,4.7329268038555257E-3,0,0,1.111841982472855E-2,null,2.4313315849422141E-3,8.9108697148272209E-4,2.4016408940271679E-3,1.7932324766781508E-3,0,0,7.5172919271302551E-3]
[2004,5,2,12,3.2017527758895475E-3,1.1740809452157218E-3,2.4307747383080511E-3,4.8520518375775651E-3,0,0,1.1658660296990885E-2,null,2.6773427018485282E-3,9.5030179158714953E-4,2.455957196682157E-3,1.8383671022721329E-3,0,0,7.9219687923899676E-3]
[2004,5,2,16,3.1429392734016849E-3,1.1114360252652584E-3,2.3415706840454447E-3,4.9740665482426562E-3,0,0,1.1570012530955045E-2,null,2.6281621708463244E-3,8.9959695738866868E-4,2.3658290019190481E-3,1.8845965815911222E-3,0,0,7.7781847117451633E-3]
[2004,5,2,19,3.4656007660571935E-3,1.2370672238539626E-3,1.9327656724337585E-3,4.6418518247395586E-3,0,0,1.1277285487084473E-2,null,2.897975442824754E-3,1.001282921703634E-3,1.9527888322625638E-3,1.7587255812344068E-3,0,0,7.6107727780253586E-3]
[2004,5,2,23,3.5828396942355987E-3,1.1326200757752951E-3,1.9354259929183703E-3,6.8360958650657304E-3,1.5512284125915815E-5,2.632616625685445E-4,1.3765755574689455E-2,null,2.9960119905228467E-3,9.1674334004209098E-4,1.9554767132647379E-3,2.590090577554448E-3,2.249795527024924E-6,1.0556260152763024E-4,8.566135018438779E-3]
[2004,5,3,3,1.8759849384550917E-3,1.0147381080156084E-3,1.8235752288111036E-3,6.6168189274834442E-3,1.5512284125915815E-5,2.632616625685445E-4,1.1609891149459707E-2,null,1.5687203026957786E-3,8.2132960761219795E-4,1.8424671921707157E-3,2.5070099506707267E-3,2.249795527024924E-6,1.0556260152763024E-4,6.8473394502040746E-3]
[2004,5,3,6,2.3129323134402366E-3,9.793452154759168E-4,2.1330661683933434E-3,7.0360123280096953E-3,1.5512284125915815E-5,2.632616625685445E-4,1.2740129972013653E-2,null,1.9341007512793914E-3,7.9268258005675064E-4,2.1551644110434083E-3,2.6658358212124957E-3,2.249795527024924E-6,1.0556260152763024E-4,7.6555959606467005E-3]
[2004,5,3,7,2.4612715439599588E-3,1.0126327577422818E-3,2.6743569744085219E-3,6.9764918000867378E-3,0,0,1.3124753076197499E-2,null,2.0581437314933968E-3,8.1962553589140768E-4,2.7020629078807531E-3,2.6432844173721643E-3,0,0,8.2231165926377209E-3]
[2004,5,3,10,3.1392754454390168E-3,1.1909205548724816E-3,3.1221423504753433E-3,7.723141298964971E-3,0,0,1.5175479649751814E-2,null,2.6250984355290488E-3,9.6393178131797409E-4,3.1544872726681768E-3,2.9261783190892179E-3,0,0,9.6696958086044185E-3]
[2004,5,3,13,2.9190511525773706E-3,1.0510353148518977E-3,3.0358914086891387E-3,7.9411197206438345E-3,0,0,1.4947097596762242E-2,null,2.4409443347805709E-3,8.5070858767885538E-4,3.0673427841797505E-3,3.0087669584595036E-3,0,0,9.367762665098681E-3]
[2004,5,3,17,2.9121474126444103E-3,1.15923665593194E-3,2.6377834218437599E-3,6.4124269305263102E-3,0,0,1.312159442094642E-2,null,2.435171347601748E-3,9.3828681531255898E-4,2.6651104588470832E-3,2.4295689966677917E-3,0,0,8.4681376184291817E-3]
[2004,5,3,20,3.344346042377923E-3,1.1157610008044304E-3,2.399899709566394E-3,7.6251799741385252E-3,0,0,1.4485186726887273E-2,null,2.7965808404831786E-3,9.0309759507484677E-4,2.424762307315888E-3,2.8890622941817341E-3,0,0,9.0135030370556476E-3]
[2004,5,4,1,2.6541372286413411E-3,1.2143217843668518E-3,1.9460372778836426E-3,6.9632630371758084E-3,1.5512284125915815E-5,2.632616625685445E-4,1.3056533274762104E-2,null,2.2194202476589074E-3,9.8287274991512314E-4,1.9661979295361584E-3,2.6382722445114238E-3,2.249795527024924E-6,1.0556260152763024E-4,7.9145755686762676E-3]
[2004,5,4,4,2.0856000733198896E-3,1.3029433496512042E-3,1.8647559594023573E-3,5.0413256175698201E-3,1.5512284125915815E-5,2.632616625685445E-4,1.0573398946637731E-2,null,1.7440029028244969E-3,1.05460309577088E-3,1.8840745488979032E-3,1.9100799986112979E-3,2.249795527024924E-6,1.0556260152763024E-4,6.7005729431592331E-3]
[2004,5,4,7,2.6444525638156351E-3,1.4555202015819268E-3,2.6262639011184535E-3,5.5616382629266889E-3,0,0,1.2287874929442704E-2,null,2.2113218189213075E-3,1.1780988873816129E-3,2.6534715976306226E-3,2.1072183809163415E-3,0,0,8.1501106848498837E-3]
[2004,5,4,8,3.0544059881960992E-3,1.5022532804813964E-3,2.9809157104507583E-3,6.9350380445965532E-3,0,0,1.4472613023724807E-2,null,2.5541296138041915E-3,1.2159246682917951E-3,3.011797546028577E-3,2.6275782330794513E-3,0,0,9.4094300612040157E-3]
[2004,5,4,11,3.6042917072085594E-3,1.5582500171127894E-3,3.1093152154067346E-3,7.1941183076062558E-3,0,0,1.546597524733434E-2,null,3.013950411879305E-3,1.2612484590923255E-3,3.141527250421734E-3,2.7257397219317301E-3,0,0,1.0142465843325094E-2]
[2004,5,4,17,3.3560651301104043E-3,1.514781870732238E-3,2.6697553253433501E-3,6.2890487973794396E-3,0,0,1.3829651123565431E-2,null,2.8063804771850361E-3,1.2260653164387152E-3,2.697413586427758E-3,2.3828229377406479E-3,0,0,9.1126823177921576E-3]
[2004,5,4,19,3.2321519112404403E-3,1.4306827088497566E-3,2.3982154380652425E-3,7.614726927144857E-3,0,0,1.4675776985300298E-2,null,2.7027628104175313E-3,1.1579954064946307E-3,2.4230605870169111E-3,2.8851017969828297E-3,0,0,9.1689206009119024E-3]
[2004,5,4,22,3.9054858822356337E-3,1.333135098945522E-3,2.1638387053544103E-3,7.8079496826077271E-3,1.5512284125915815E-5,2.632616625685445E-4,1.5489183315837754E-2,null,3.2658124645713596E-3,1.0790403149953762E-3,2.1862557468297532E-3,2.9583108988111106E-3,2.249795527024924E-6,1.0556260152763024E-4,9.5972318222622543E-3]
[2004,5,5,2,2.2954469536259074E-3,1.2514732661375735E-3,1.9254178382651348E-3,7.7944150977092737E-3,1.5512284125915815E-5,2.632616625685445E-4,1.3545527102432351E-2,null,1.9194792911714717E-3,1.0129431806045058E-3,1.9453648756440993E-3,2.9531828547478696E-3,2.249795527024924E-6,1.0556260152763024E-4,7.9387825992226022E-3]
[2004,5,5,5,2.1410190217881981E-3,1.2550833344694315E-3,1.9225133479979482E-3,6.1250644276422865E-3,1.5512284125915815E-5,2.632616625685445E-4,1.1722454078592326E-2,null,1.7903448684950106E-3,1.0158651719863576E-3,1.9424302952973595E-3,2.3206918062723325E-3,2.249795527024924E-6,1.0556260152763024E-4,7.1771445391057148E-3]
[2004,5,5,8,2.9767232681620738E-3,1.5022532804813964E-3,2.9871862684198612E-3,8.6200410558429225E-3,0,0,1.6086203872906255E-2,null,2.4891704248533658E-3,1.2159246682917951E-3,3.0181330660291471E-3,3.2659997105901578E-3,0,0,9.9892278697644669E-3]
[2004,5,5,10,3.7151509990334649E-3,1.5192903925291244E-3,3.1120320499473824E-3,8.1194846062422731E-3,0,0,1.6465958047752242E-2,null,{"$f":"E3012*V$5","v":3.106652233873367E-3},{"$f":"F3012*W$5","v":1.2297145165713378E-3},{"$f":"G3012*X$5","v":3.1442722309570109E-3},{"$f":"H3012*Y$5","v":3.0763466440979011E-3},{"$f":"I3012*Z$5","v":0},{"$f":"J3012*AA$5","v":0},1.0556985625499617E-2]
[2004,5,5,13,2.7128121896035726E-3,1.5976861534212231E-3,3.0360425388960962E-3,8.4647682963499195E-3,0,0,1.581130917827081E-2,null,2.2684849286350433E-3,1.2931680904771053E-3,3.0674954800727775E-3,3.2071692729760651E-3,0,0,9.8363177721609903E-3]
[2004,5,5,16,2.686754349070025E-3,1.6370776504905336E-3,2.8493244727525852E-3,7.3268467925408556E-3,0,0,1.4500003264853999E-2,null,2.2466950610026044E-3,1.3250515908360928E-3,2.8788430430251055E-3,2.7760284839660641E-3,0,0,9.2266181788298665E-3]
[2004,5,5,20,3.4630504093683149E-3,1.3959850193989841E-3,2.3750268684321241E-3,7.7564883896641531E-3,0,0,1.4990550686863575E-2,null,2.8958428050647436E-3,1.1299110767187606E-3,2.3996317873121458E-3,2.9388130139667706E-3,0,0,9.3641986830624198E-3]
[2004,5,5,23,3.4892055809978024E-3,1.2454653214147751E-3,2.0183177931038785E-3,7.5766114705055872E-3,1.5512284125915815E-5,2.632616625685445E-4,1.4608374112716505E-2,null,2.9177140620853135E-3,1.0080803466942059E-3,2.0392272599539141E-3,2.8706604422901526E-3,2.249795527024924E-6,1.0556260152763024E-4,8.9434945080782424E-3]
[2004,5,6,3,1.6196380506990815E-3,1.322001975142898E-3,1.9308613845936135E-3,6.8666237429639773E-3,1.5512284125915815E-5,2.632616625685445E-4,1.2017899100094031E-2,null,1.3543600703119856E-3,1.0700291581933626E-3,1.9508648162886221E-3,2.6016571164763276E-3,2.249795527024924E-6,1.0556260152763024E-4,7.0847235583249533E-3]
[2004,5,6,6,1.9148238207047836E-3,1.3439563176256041E-3,2.0573727121861282E-3,5.6961478017501874E-3,1.5512284125915815E-5,2.632616625685445E-4,1.1291074598961164E-2,null,1.6011978252335006E-3,1.0877990156120095E-3,2.0786867820866205E-3,2.1581819566143232E-3,2.249795527024924E-6,1.0556260152763024E-4,7.0336779766011093E-3]
[2004,5,6,7,2.1441577242227619E-3,1.4555202015819268E-3,2.6193481220948204E-3,6.1228991347504792E-3,0,0,1.2341925182649989E-2,null,1.7929694877722186E-3,1.1780988873816129E-3,2.6464841721830562E-3,2.3198714104166549E-3,0,0,7.9374239577535421E-3]
[2004,5,6,11,2.920523254718691E-3,1.5582500171127894E-3,3.1353364820618929E-3,7.8520599055047716E-3,0,0,1.5466169659398146E-2,null,2.442175323617098E-3,1.2612484590923255E-3,3.1678180934609388E-3,2.9750235773566684E-3,0,0,9.84626545352703E-3]
[2004,5,6,14,2.0521726922281347E-3,1.5730975016959607E-3,3.1254137220298834E-3,7.591174333326076E-3,0,0,1.4341858249280054E-2,null,1.7160505401430735E-3,1.2732660216440777E-3,3.1577925351368771E-3,2.8761780848917317E-3,0,0,9.02328718181576E-3]
[2004,5,6,18,2.8163521996918545E-3,1.4594227655544013E-3,2.5303653423200613E-3,5.5514573053366701E-3,0,0,1.2357597612902987E-2,null,2.3550662825880093E-3,1.1812576249030232E-3,2.556579544277997E-3,2.1033609741676817E-3,0,0,8.1962644259367112E-3]
[2004,5,6,21,3.1155038517171707E-3,1.4711642885186353E-3,2.2997442674999747E-3,7.3687432119859042E-3,2.590551759503375E-6,4.3964702918079342E-5,1.4301710874399269E-2,null,2.6052203539226977E-3,1.1907612203359797E-3,2.3235692700288879E-3,2.791902386757924E-3,3.757158980423944E-7,1.7628956567929763E-5,8.9294579035114601E-3]
[2004,5,6,24,2.6347700287783112E-3,1.1880775883970505E-3,1.9984491702368505E-3,8.2575624408799935E-3,1.5512284125915815E-5,2.632616625685445E-4,1.4357633174986666E-2,null,2.203225171137386E-3,9.6163068261942756E-4,2.0191528011612387E-3,3.1286621916740971E-3,2.249795527024924E-6,1.0556260152763024E-4,8.4204832436468053E-3]
[2004,5,7,4,2.0179496298823314E-3,1.3114352813815625E-3,1.8755897074468671E-3,6.160263736945659E-3,1.5512284125915815E-5,2.632616625685445E-4,1.1644012302350881E-2,null,1.6874328195943696E-3,1.0614764701921918E-3,1.8950205329323906E-3,2.3340282780191656E-3,2.249795527024924E-6,1.0556260152763024E-4,7.0857704977927722E-3]
[2004,5,7,8,2.897883681472114E-3,1.2868705896831787E-3,2.9261098030187219E-3,8.4648155760695693E-3,0,0,1.5575679650243583E-2,null,2.4232438506248252E-3,1.0415937946186853E-3,2.9564238576908026E-3,3.2071871865277167E-3,0,0,9.6284486894620304E-3]
[2004,5,7,11,3.3792234833220441E-3,1.4260486380709163E-3,3.0698122964534641E-3,8.0310788978030546E-3,0,0,1.590616331564948E-2,null,2.8257457599841704E-3,1.1542445869438846E-3,3.1016150872071506E-3,3.0428510938671637E-3,0,0,1.012445652800237E-2]
[2004,5,7,12,2.7878938015910605E-3,1.5459134625845697E-3,2.9889106997972774E-3,7.3861271089247999E-3,0,0,1.4708845072897707E-2,null,2.3312690409536072E-3,1.2512632447696235E-3,3.0198753622546286E-3,2.7984888753840864E-3,0,0,9.4008965233619464E-3]
[2004,5,7,15,2.3728041963306367E-3,1.4183166706325358E-3,2.897014179521156E-3,8.3322013490477204E-3,0,0,1.5020336395532049E-2,null,1.9841663122151529E-3,1.1479863280571122E-3,2.9270268079376279E-3,3.1569417150424141E-3,0,0,9.2161211632523065E-3]
[2004,5,7,19,2.9334399939708071E-3,1.3363743331862151E-3,2.3709706472081369E-3,6.2381617129825193E-3,0,0,1.2878946687347678E-2,null,2.4529764503714037E-3,1.0816621530507886E-3,2.3955335442502157E-3,2.3635426115987596E-3,0,0,8.2937147592711674E-3]
[2004,5,7,21,2.9957192480294251E-3,1.4566215838575892E-3,2.2333522167653453E-3,6.0866154543760672E-3,1.2875198929264468E-6,2.1850723262321605E-5,1.2795446746183676E-2,null,2.5050550829210658E-3,1.178990346828297E-3,2.2564894076975489E-3,2.3061240873082979E-3,1.8673307377230083E-7,8.7616980396088249E-6,8.2556073558685897E-3]
[2004,5,8,2,2.1390300637752955E-3,9.4914008650459863E-4,1.8078730820292391E-3,5.0633332225122479E-3,1.5512284125915815E-5,2.632616625685445E-4,1.0238150401515841E-2,null,{"$f":"E3076*V$5","v":1.7886816788008444E-3},{"$f":"F3076*W$5","v":7.6823453131400344E-4},{"$f":"G3076*X$5","v":1.826602373524821E-3},{"$f":"H3076*Y$5","v":1.9184183384065628E-3},{"$f":"I3076*Z$5","v":2.249795527024924E-6},{"$f":"J3076*AA$5","v":1.0556260152763024E-4},6.4097493191008874E-3]
[2004,5,8,6,2.0365018127203945E-3,8.4452618063446481E-4,1.9634293113755721E-3,5.1905995409730586E-3,1.2921732987363307E-5,2.1929697018873001E-4,1.0267275548879583E-2,null,1.7029463694533363E-3,6.8355997580024251E-4,1.9837701418626581E-3,1.9666375703763618E-3,1.8740797190409936E-6,8.7933649185331509E-5,6.4267217863969717E-3]
[2004,5,8,9,2.8102903533384184E-3,9.7300864564627443E-4,2.5579914257881295E-3,5.6711829478976947E-3,0,0,1.2012473372670517E-2,null,2.349997296557509E-3,7.8755375679617052E-4,2.5844918297893934E-3,2.1487231611249562E-3,0,0,7.870766044268028E-3]
[2004,5,8,10,3.3288195222208844E-3,9.635047457820583E-4,2.5744452290888311E-3,5.6014839409826572E-3,0,0,1.2468253438074431E-2,null,2.7835973847521217E-3,7.7986129478592133E-4,2.6011160920018919E-3,2.1223152896382379E-3,0,0,8.2868900611781735E-3]
[2004,5,8,13,3.0778638130963014E-3,9.2812281066433522E-4,2.522960625945302E-3,5.579348414301505E-3,0,0,1.2108295664007444E-2,null,2.5737453182929143E-3,7.5122313617411059E-4,2.5490981161623506E-3,2.1139284822824424E-3,0,0,7.9879950529118185E-3]
[2004,5,8,18,3.2004632039684131E-3,8.6488784308616528E-4,2.1912016504407696E-3,4.6060075891531651E-3,0,0,1.0862560286648514E-2,null,2.6762643468932184E-3,7.0004071708677155E-4,2.213902167885634E-3,1.7451447569328642E-3,0,0,7.3353519887984879E-3]
[2004,5,8,21,3.3576503085450725E-3,9.4021536103371247E-4,2.0304780564496241E-3,4.8441267391811363E-3,1.2875198929264468E-6,2.1850723262321605E-5,1.1195608708364793E-2,null,2.8077060217258721E-3,7.6101085339046106E-4,2.0515135017873808E-3,1.8353644055446514E-3,1.8673307377230083E-7,8.7616980396088249E-6,7.4645432135617461E-3]
[2004,5,8,24,2.8346999114954264E-3,7.963422618985016E-4,1.7576769571208653E-3,4.9785311304081951E-3,1.5512284125915815E-5,2.632616625685445E-4,1.064602420761745E-2,null,2.3704088514030748E-3,6.4455988429287011E-4,1.7758862243599312E-3,1.8862881424509944E-3,2.249795527024924E-6,1.0556260152763024E-4,6.7849554995615246E-3]
[2004,5,9,3,1.7126915229734078E-3,1.0489065477585022E-3,1.7392551885156641E-3,5.0930958382745441E-3,1.5512284125915815E-5,2.632616625685445E-4,9.8727230442165782E-3,null,1.4321724600603208E-3,8.4898556237044808E-4,1.7572736090202437E-3,1.9296949313875413E-3,2.249795527024924E-6,1.0556260152763024E-4,6.0759389598932095E-3]
[2004,5,9,7,1.862197023732992E-3,1.0455572621915685E-3,2.2506408435592658E-3,4.9202545430762122E-3,0,0,1.0078649672560037E-2,null,1.557190688937681E-3,8.4627464870835011E-4,2.2739571420482998E-3,1.8642080483856158E-3,0,0,6.5416305280799466E-3]
[2004,5,9,10,2.3880917022071641E-3,1.1648349206871014E-3,2.4554285666567371E-3,5.038293837982627E-3,0,0,1.104664902753363E-2,null,1.9969499014404692E-3,9.4281805402168534E-4,2.480866434961006E-3,1.9089313044008875E-3,0,0,7.3295656948240478E-3]
[2004,5,9,11,2.6941679153162285E-3,1.205817554157789E-3,2.433605481043725E-3,4.796824243114322E-3,0,0,1.1130415193632065E-2,null,2.2528943708410814E-3,9.7598942109808232E-4,2.4588172654841198E-3,1.8174422242622677E-3,0,0,7.5051432816855505E-3]
[2004,5,9,15,2.6451606921237478E-3,1.1148262582126604E-3,2.4235763214403897E-3,4.923012708829241E-3,0,0,1.110657598060604E-2,null,2.2119139640025816E-3,9.0234101388404254E-4,2.4486842053052776E-3,1.8652530745627296E-3,0,0,7.428192257754632E-3]
[2004,5,9,18,3.0011305230060658E-3,1.1023082308918258E-3,2.1311520356302877E-3,4.7796752302341006E-3,0,0,1.101426601976228E-2,null,2.5095800536419481E-3,8.9220891537873865E-4,2.1532304481546448E-3,1.8109447295588353E-3,0,0,7.3659641467341674E-3]
[2004,5,9,22,3.4261281078120376E-3,1.2157127954256159E-3,1.8653921993760339E-3,5.3813948685279686E-3,1.5512284125915815E-5,2.632616625685445E-4,1.2167401917836116E-2,null,2.8649679494695346E-3,9.8399863506524652E-4,1.8847173802214077E-3,2.0389269574615787E-3,2.249795527024924E-6,1.0556260152763024E-4,7.880423319272422E-3]
[2004,5,10,1,2.3276017849658947E-3,9.1016364237256103E-4,1.8436757727147745E-3,7.1983261222317045E-3,1.5512284125915815E-5,2.632616625685445E-4,1.2558541268979396E-2,null,1.9463675330324839E-3,7.3668697504089976E-4,1.8627759746668708E-3,2.7273339975575541E-3,2.249795527024924E-6,1.0556260152763024E-4,7.3809768773524641E-3]
[2004,5,10,4,1.7935164151932821E-3,9.5186229755262364E-4,1.8740088369212753E-3,7.4768534631487827E-3,1.5512284125915815E-5,2.632616625685445E-4,1.2375014959510424E-2,null,1.4997591697345095E-3,7.7043789050023162E-4,1.8934232848274294E-3,2.8328636822694412E-3,2.249795527024924E-6,1.0556260152763024E-4,7.104296424386267E-3]
[2004,5,10,8,2.791969336202002E-3,9.81842748307839E-4,2.9251775662397254E-3,7.7739341542113162E-3,0,0,1.4472923804960881E-2,null,2.3346770501318625E-3,7.9470408456578366E-4,2.9554819630798761E-3,2.9454229432690723E-3,0,0,9.0302860410465934E-3]
[2004,5,10,12,2.7090284049579587E-3,1.2696646123809331E-3,3.0373507862380958E-3,6.9407083212552553E-3,0,0,1.3956752124832243E-2,null,2.2653208841521E-3,1.0276672667051199E-3,3.0688172806592278E-3,2.6297266128616722E-3,0,0,8.9915320443781192E-3]
[2004,5,10,13,2.804725672219381E-3,1.0510353148518977E-3,3.0599725523427924E-3,8.0075259304028413E-3,0,0,1.4923259469816912E-2,null,2.3453440458460983E-3,8.5070858767885538E-4,3.0916734048368065E-3,3.0339272402318618E-3,0,0,9.3216532785936231E-3]
[2004,5,10,16,2.4150090733421909E-3,1.2201679920625702E-3,2.7471422048323574E-3,7.1418682110077347E-3,0,0,1.3524187481244853E-2,null,2.0194585185029745E-3,9.8760467378278391E-4,2.7756021822752256E-3,2.7059429716304764E-3,0,0,8.4886083461914608E-3]
[2004,5,10,19,2.8628852630812676E-3,1.0417241855620173E-3,2.3582388411002588E-3,6.824953797834472E-3,0,0,1.3087802087578015E-2,null,2.3939777683836877E-3,8.431721542822235E-4,2.3826698385581075E-3,2.585869021286105E-3,0,0,8.2056887825101236E-3]
[2004,5,10,23,2.8605718477626749E-3,1.1971166778508436E-3,2.0097462820625397E-3,7.2282821934867647E-3,1.5512284125915815E-5,2.632616625685445E-4,1.3574490947857282E-2,null,2.3920432637379134E-3,9.6894692681643885E-4,2.0305669493555453E-3,2.738683887820911E-3,2.249795527024924E-6,1.0556260152763024E-4,8.2380534247854641E-3]
[2004,5,11,2,2.3146998047230251E-3,1.2514732661375735E-3,1.9216959138408703E-3,7.8831627626233611E-3,1.5512284125915815E-5,2.632616625685445E-4,1.3649805694019289E-2,null,1.935578747932409E-3,1.0129431806045058E-3,1.9416043926461387E-3,2.986807966977294E-3,2.249795527024924E-6,1.0556260152763024E-4,7.9847466852150037E-3]
[2004,5,11,5,2.1614327181901207E-3,1.2550833344694315E-3,1.9199933358321642E-3,6.032331572778782E-3,1.5512284125915815E-5,2.632616625685445E-4,1.1647614907964959E-2,null,1.8074150375258643E-3,1.0158651719863576E-3,1.9398841761869593E-3,2.2855567674500855E-3,2.249795527024924E-6,1.0556260152763024E-4,7.156533550203922E-3]
[2004,5,11,10,3.7483647747081524E-3,1.5192903925291244E-3,3.1120900866109216E-3,5.8645162617257749E-3,0,0,1.4244261515573974E-2,null,3.1344259772345335E-3,1.2297145165713378E-3,3.1443308688716E-3,2.2219741518011483E-3,0,0,9.7304455144786185E-3]
[2004,5,11,13,2.7352114437275716E-3,1.5976861534212231E-3,3.0474647402095748E-3,6.0406025939797915E-3,0,0,1.342096493133816E-2,null,2.2872154439975471E-3,1.2931680904771053E-3,3.0790360136630337E-3,2.2886905289569953E-3,0,0,8.9481100770946818E-3]
[2004,5,11,14,2.4361678461504686E-3,1.5730975016959607E-3,3.0597247126996439E-3,6.0134768139544414E-3,0,0,1.3082466874500515E-2,null,2.0371517290421848E-3,1.2732660216440777E-3,3.0914229976124674E-3,2.2784129920939574E-3,0,0,8.680253740392687E-3]
[2004,5,11,17,3.3041086737424425E-3,1.514781870732238E-3,2.6532542487395011E-3,4.4200174724898043E-3,0,0,1.1892162265703986E-2,null,2.7629338874551263E-3,1.2260653164387152E-3,2.6807415611678465E-3,1.6746759896427801E-3,0,0,8.3444167547044677E-3]
[2004,5,11,20,3.4927634492339507E-3,1.3959850193989841E-3,2.4099927455427106E-3,7.4062939373823007E-3,0,0,1.4705035151557945E-2,null,2.9206891926537703E-3,1.1299110767187606E-3,2.4349599056172678E-3,2.8061297735513958E-3,0,0,9.2916899485411941E-3]
[2004,5,11,24,3.0798490254720133E-3,1.1880775883970505E-3,1.9838154620204504E-3,7.9546851826498097E-3,1.5512284125915815E-5,2.632616625685445E-4,1.4485201205233784E-2,null,2.5754053758419407E-3,9.6163068261942756E-4,2.0043674899426307E-3,3.0139067013793481E-3,2.249795527024924E-6,1.0556260152763024E-4,8.6631226468380021E-3]
[2004,5,12,2,2.1370948595202518E-3,1.2514732661375735E-3,1.9249934634206578E-3,7.7076500484390643E-3,1.5512284125915815E-5,2.632616625685445E-4,1.3299985584212007E-2,null,1.7870634386207018E-3,1.0129431806045058E-3,1.9449361043404655E-3,2.920308924801357E-3,2.249795527024924E-6,1.0556260152763024E-4,7.7730640454216852E-3]
[2004,5,12,8,2.7181841008496986E-3,1.5022532804813964E-3,3.0082990726362476E-3,8.3115286179855224E-3,0,0,1.5540265071952865E-2,null,2.2729769829491985E-3,1.2159246682917951E-3,3.0394645957016447E-3,3.1491091382334574E-3,0,0,9.6774753851760955E-3]
[2004,5,12,11,3.1874708881901503E-3,1.5582500171127894E-3,3.1179040256947583E-3,8.5924481396871116E-3,0,0,1.645607307068481E-2,null,2.6654000221736501E-3,1.2612484590923255E-3,3.1502050394843651E-3,3.2555451831006244E-3,0,0,1.0332398703850965E-2]
[2004,5,12,14,2.250178589260163E-3,1.5730975016959607E-3,3.0950133748948736E-3,7.9612411241009248E-3,0,0,1.4879530589951923E-2,null,1.881625361326569E-3,1.2732660216440777E-3,3.1270772450068536E-3,3.0163906457994819E-3,0,0,9.2983592737769828E-3]
[2004,5,12,15,2.19509131081954E-3,1.5860002753370782E-3,2.950508456291588E-3,8.399589074088552E-3,0,0,1.5131189116536759E-2,null,1.8355607419692161E-3,1.2837095340420619E-3,2.9810752773186686E-3,3.18247387771483E-3,0,0,9.2828194310447757E-3]
[2004,5,12,18,3.042324163040456E-3,1.4594227655544013E-3,2.4918386961060635E-3,6.3158846743517211E-3,0,0,1.3309470299052642E-2,null,2.5440266518737585E-3,1.1812576249030232E-3,2.5176537678404999E-3,2.3929906348382733E-3,0,0,8.6359286794555554E-3]
[2004,5,12,23,3.2396456196125429E-3,1.2454653214147751E-3,2.033374315236783E-3,6.8573227825063686E-3,1.5512284125915815E-5,2.632616625685445E-4,1.3654581985464929E-2,null,2.7090291360285885E-3,1.0080803466942059E-3,2.0544397653772055E-3,2.598133126977209E-3,2.249795527024924E-6,1.0556260152763024E-4,8.477494772131864E-3]
[2004,5,13,2,2.105620565433685E-3,1.2514732661375735E-3,1.9285222316987251E-3,7.5190167946091145E-3,1.5512284125915815E-5,2.632616625685445E-4,1.3083406804573558E-2,null,1.760744269881919E-3,1.0129431806045058E-3,1.9485014301237897E-3,2.8488387138794844E-3,2.249795527024924E-6,1.0556260152763024E-4,7.6788399915443534E-3]
[2004,5,13,5,1.9335358291743242E-3,1.2550833344694315E-3,1.923839537614561E-3,6.0910224622547958E-3,1.5512284125915815E-5,2.632616625685445E-4,1.1482255110207574E-2,null,1.6168450231340112E-3,1.0158651719863576E-3,1.9437702240376724E-3,2.3077938341648676E-3,2.249795527024924E-6,1.0556260152763024E-4,6.9920866503775641E-3]
[2004,5,13,9,3.3478318392399613E-3,1.4882314010573811E-3,3.1644312166627148E-3,8.4138453743526111E-3,0,0,{"$f":"SUM(E3203:J3203)","v":1.6414339831312668E-2},null,2.7994957041350458E-3,1.204575351030188E-3,3.1972142451085336E-3,3.1878753685238488E-3,0,0,{"$f":"SUM(M3203:R3203)","v":1.0389160668797616E-2}]
[2004,5,13,12,2.7362704668467213E-3,1.5259996367251441E-3,3.0808545331336792E-3,7.2432004898173828E-3,0,0,1.4586325126522926E-2,null,2.2881010113781695E-3,1.2351449826781713E-3,3.1127717197880532E-3,2.7443361986605754E-3,0,0,9.3803539125049702E-3]
[2004,5,13,15,2.1653632628949922E-3,1.5860002753370782E-3,2.986043238768759E-3,8.017511991358018E-3,0,0,1.4754918768358848E-2,null,1.8107018044677477E-3,1.2837095340420619E-3,3.0169781947638652E-3,3.0377108036717874E-3,0,0,9.1491003369454631E-3]
[2004,5,13,16,2.4714168206554994E-3,1.6370776504905336E-3,2.8774308457796848E-3,7.0031943577394448E-3,0,0,1.3989119674665162E-2,null,2.0666273292038709E-3,1.3250515908360928E-3,2.9072405938226696E-3,2.6534016018496839E-3,0,0,8.9523211157123174E-3]
[2004,5,13,20,3.114123421419937E-3,1.3959850193989841E-3,2.4197839465655395E-3,7.2738933414103774E-3,0,0,1.4203785728794837E-2,null,2.6040660221424488E-3,1.1299110767187606E-3,2.4448525420007264E-3,2.7559652435538086E-3,0,0,8.9347948844157449E-3]
[2004,5,13,24,2.8096844921926441E-3,1.1880775883970505E-3,1.9905116303275483E-3,7.7785657515815603E-3,1.5512284125915815E-5,2.632616625685445E-4,1.4045613409193263E-2,null,2.3494906684601784E-3,9.6163068261942756E-4,2.0111330295398784E-3,2.9471777835967214E-3,2.249795527024924E-6,1.0556260152763024E-4,8.3772445612708604E-3]
[2004,5,14,3,1.8811692258681205E-3,1.2931163555686275E-3,1.9217302074593882E-3,6.8707000863951311E-3,1.5512284125915815E-5,2.632616625685445E-4,1.2245489821985728E-2,null,1.5730554637906891E-3,1.0466491211146667E-3,1.9416390415413537E-3,2.6032015797080184E-3,2.249795527024924E-6,1.0556260152763024E-4,7.2723576032093836E-3]
[2004,5,14,6,2.2580614164520976E-3,1.3069195974276585E-3,2.0652056353440886E-3,6.0563911433568684E-3,1.163421309443686E-5,1.974462469264084E-4,1.1895658252601558E-2,null,1.888217072595218E-3,1.0578214730055644E-3,2.0866008531429297E-3,2.2946725651633334E-3,1.6873466452686929E-6,7.9171951145722694E-5,7.4081712616980364E-3]
[2004,5,14,10,3.591410206448951E-3,1.4302641214489424E-3,3.0684489938128221E-3,7.1084342601482704E-3,0,0,1.5198557581858986E-2,null,3.0031787519599934E-3,1.157656601611926E-3,3.1002376609574971E-3,2.6932753667868918E-3,0,0,9.9543483813163101E-3]
[2004,5,14,13,2.7530245860106152E-3,1.4404801027327202E-3,3.0027961929599439E-3,7.3544360425508958E-3,0,0,1.4550736924254175E-2,null,2.3021109995968536E-3,1.1659254227322714E-3,3.0339047070247938E-3,2.7864816224098901E-3,0,0,9.2884227517638085E-3]
[2004,5,14,17,3.1835722469724858E-3,1.4516876510122119E-3,2.5526177470224089E-3,5.9935610053855736E-3,0,0,1.3181438650392681E-2,null,2.6621399332967567E-3,1.1749968187486199E-3,2.5790624805250039E-3,2.2708672014648047E-3,0,0,8.6870664340351848E-3]
[2004,5,14,18,2.845006364517148E-3,1.4286308535530437E-3,2.4401484629500612E-3,5.7694312836021099E-3,0,0,1.2483216964622363E-2,null,2.3790272266216252E-3,1.1563346336386454E-3,2.4654280316926797E-3,2.1859479299976151E-3,0,0,8.1867378219505661E-3]
[2004,5,14,21,3.4797538025161225E-3,1.4566215838575892E-3,2.2206441354604284E-3,6.1263758301040357E-3,0,0,1.3283395351938176E-2,null,2.9098103756020925E-3,1.178990346828297E-3,2.2436496725937701E-3,2.3211886763026251E-3,0,0,8.6536390713267859E-3]
[2004,5,15,1,2.4777421863859104E-3,9.7823079198782956E-4,1.8360906861218411E-3,5.3760177140891856E-3,1.5512284125915815E-5,2.632616625685445E-4,1.0946855325279227E-2,null,2.0719166731851947E-3,7.9178056504523745E-4,1.8551123077248904E-3,2.0368896371371053E-3,2.249795527024924E-6,1.0556260152763024E-4,6.8635115801470824E-3]
[2004,5,15,4,1.9045868867747073E-3,9.1206426714669048E-4,1.7878024334184728E-3,5.6725049018178332E-3,1.5512284125915815E-5,2.632616625685445E-4,1.0555732435852163E-2,null,1.5926375826834241E-3,7.3822534182502154E-4,1.8063237960322801E-3,2.1492240289389974E-3,2.249795527024924E-6,1.0556260152763024E-4,6.3942231465343793E-3]
[2004,5,15,7,2.2975036666248827E-3,9.0383642763472991E-4,2.319364515478769E-3,5.5499395641208128E-3,0,0,1.1070644173859195E-2,null,1.9211991383686288E-3,7.3156572379700637E-4,2.3433927808070806E-3,2.1027859255873292E-3,0,0,7.0989435685600453E-3]
[2004,5,15,10,3.3635553195677645E-3,9.635047457820583E-4,2.5708708190430919E-3,5.509502827927136E-3,0,0,1.2407433712320051E-2,null,2.8126438602388872E-3,7.7986129478592133E-4,2.5975046516090909E-3,2.0874650741145584E-3,0,0,8.2774748807484567E-3]
[2004,5,15,15,2.2798112429402509E-3,9.3136922179490377E-4,2.4421513978120889E-3,5.2294463803694126E-3,0,0,1.0882778242916655E-2,null,1.9064045290575146E-3,7.5385078320831128E-4,2.4674517166567199E-3,1.981356034639341E-3,0,0,7.1090630635618863E-3]
[2004,5,15,16,2.4667901589052999E-3,9.5467209999142903E-4,2.3950825429173341E-3,4.9689914362524021E-3,0,0,1.0785536238066464E-2,null,2.062758461137573E-3,7.7271214620848016E-4,2.4198952355494558E-3,1.88267370046051E-3,0,0,7.1380395433560187E-3]
[2004,5,15,19,2.9568475204595733E-3,8.7224501840553915E-4,2.0305961126879908E-3,4.9836299006076465E-3,0,0,1.0843318552160749E-2,null,2.4725500947467456E-3,7.0599561901709556E-4,2.051632781070508E-3,1.8882199873097247E-3,0,0,7.1183984821440735E-3]
[2004,5,15,22,3.7231254060987244E-3,8.2669017156355713E-4,1.9331303039335946E-3,5.0674723576143079E-3,1.4224764853940238E-5,2.4141094984448779E-4,1.180605395390861E-2,null,3.1133205252912794E-3,6.6912349981115816E-4,1.9531572412895487E-3,1.9199865924273785E-3,2.0630625433110876E-6,9.6800907713652474E-5,7.7544518290763283E-3]
[2004,5,16,2,2.0792606305168027E-3,1.04205537201118E-3,1.7118447983067292E-3,5.053895713677278E-3,1.5512284125915815E-5,2.632616625685445E-4,1.016583046120645E-2,null,{"$f":"E3268*V$5","v":1.7387017874321896E-3},{"$f":"F3268*W$5","v":8.4344021678444802E-4},{"$f":"G3268*X$5","v":1.7295792513174985E-3},{"$f":"H3268*Y$5","v":1.9148426128474819E-3},{"$f":"I3268*Z$5","v":2.249795527024924E-6},{"$f":"J3268*AA$5","v":1.0556260152763024E-4},6.3343762654362729E-3]
[2004,5,16,7,2.1255519456126939E-3,1.0455572621915685E-3,2.21334287593363E-3,4.9784045430122893E-3,0,0,1.0362856626750183E-2,null,1.7774111205088265E-3,8.4627464870835011E-4,2.236272773123371E-3,1.8862401804522391E-3,0,0,6.7461987227927867E-3]
[2004,5,16,9,2.9521847252877501E-3,1.1009220891823441E-3,2.3824603431858993E-3,4.329055890730499E-3,0,0,1.0764623048386494E-2,null,2.4686510114953764E-3,8.9108697148272209E-4,2.4071422717392614E-3,1.6402120586967268E-3,0,0,7.4070923134140869E-3]
[2004,5,16,13,2.9169040625593411E-3,1.1298683319433899E-3,2.451079338192818E-3,4.7295423695400858E-3,0,0,1.1227394102235635E-2,null,2.4391489132748034E-3,9.1451607700362308E-4,2.4764721491484869E-3,1.7919501670669634E-3,0,0,7.6220873064938768E-3]
[2004,5,16,16,2.8102352288569441E-3,1.1114360252652584E-3,2.3487007010330688E-3,4.5908580749096442E-3,0,0,1.0861230030064915E-2,null,2.3499512008285446E-3,8.9959695738866868E-4,2.3730328848034859E-3,1.7394048412161772E-3,0,0,7.361985884236877E-3]
[2004,5,16,17,3.1558908686609376E-3,1.1002824355761942E-3,2.1868806443180217E-3,4.7329782668003896E-3,0,0,1.1176032215355543E-2,null,2.6389924445969332E-3,8.905692354864124E-4,2.2095363967934685E-3,1.7932519751888822E-3,0,0,7.5323500520656957E-3]
[2004,5,16,20,3.0653206108677564E-3,1.271962684332792E-3,1.9537635501294805E-3,4.3977208819629843E-3,0,0,1.0688767727293014E-2,null,2.5632565475179519E-3,1.0295273274632361E-3,1.9740042447930375E-3,1.6662281576967383E-3,0,0,7.233016277470963E-3]
[2004,5,16,24,2.6300037785719392E-3,1.2153117977812286E-3,1.8332441923925365E-3,7.2750831169690836E-3,1.5512284125915815E-5,2.632616625685445E-4,1.3232416832409248E-2,null,2.1992395775895929E-3,9.8367406734149948E-4,1.852236324751387E-3,2.7564160310390683E-3,2.249795527024924E-6,1.0556260152763024E-4,7.8993783977762029E-3]
[2004,5,17,4,1.6898917082097072E-3,9.5186229755262364E-4,1.8567263198735488E-3,6.9883702839654404E-3,1.5512284125915815E-5,2.632616625685445E-4,1.1765624556295781E-2,null,1.4131069912581169E-3,7.7043789050023162E-4,1.8759617235189184E-3,2.6477849904737037E-3,2.249795527024924E-6,1.0556260152763024E-4,6.8151039928056253E-3]
[2004,5,17,7,2.1257521954768182E-3,1.0126327577422818E-3,2.655527304259248E-3,6.6911334293405329E-3,0,0,1.248504568681888E-2,null,1.7775785717612457E-3,8.1962553589140768E-4,2.6830381651987349E-3,2.5351665615250788E-3,0,0,7.8154088343764666E-3]
[2004,5,17,10,3.0356028748228276E-3,1.1909205548724816E-3,3.1343385625486617E-3,7.573064684591348E-3,0,0,1.4933926676835319E-2,null,2.5384062329294856E-3,9.6393178131797409E-4,3.1668098356525927E-3,2.8693166201790524E-3,0,0,9.5384644700791041E-3]
[2004,5,17,14,2.3117572742380674E-3,1.1464319945731409E-3,3.0557931592246983E-3,7.5787736543267885E-3,0,0,1.4092756082362694E-2,null,1.933118169908336E-3,9.2792271505225056E-4,3.0874507138385896E-3,2.871479660167253E-3,0,0,8.8199712589664293E-3]
[2004,5,17,17,2.8117282584566002E-3,1.15923665593194E-3,2.6414742227909801E-3,6.9777798812219721E-3,0,0,1.3590219018401493E-2,null,2.3511996894477736E-3,9.3828681531255898E-4,2.668839495933488E-3,2.6437724513139562E-3,0,0,8.6020984520077774E-3]
[2004,5,17,18,2.8747709737463926E-3,1.1522326037364176E-3,2.5068400157022058E-3,6.3906759364380419E-3,0,0,1.2924519529623058E-2,null,2.4039167371089397E-3,9.3261773144155571E-4,2.5328104988371035E-3,2.4213278827407091E-3,0,0,8.2906728501283087E-3]
[2004,5,17,21,3.2585016651854779E-3,1.2001240552986742E-3,2.2929297831155303E-3,7.4590113936007472E-3,0,0,1.4210566897200429E-2,null,2.7247967794208532E-3,9.7138109985050254E-4,2.3166841886176404E-3,2.826103599155833E-3,0,0,8.8389656670448281E-3]
[2004,5,18,1,2.3230988355741854E-3,1.2143217843668518E-3,1.9894873257368436E-3,7.3841583006049082E-3,1.5512284125915815E-5,2.632616625685445E-4,1.3189840192977248E-2,null,1.9426021146711813E-3,9.8287274991512314E-4,2.0100981133086494E-3,2.7977429244818441E-3,2.249795527024924E-6,1.0556260152763024E-4,7.8411282994314529E-3]
[2004,5,18,5,1.8998413966585478E-3,1.2550833344694315E-3,1.9133690352991751E-3,5.9978318384683723E-3,1.5512284125915815E-5,2.632616625685445E-4,1.1344899551589986E-2,null,1.5886693489631726E-3,1.0158651719863576E-3,1.9331912489030827E-3,2.2724853538056158E-3,2.249795527024924E-6,1.0556260152763024E-4,6.9180235207128848E-3]
[2004,5,18,8,2.6178493288682406E-3,1.5022532804813964E-3,3.0004500261437772E-3,8.4140376789962907E-3,0,0,1.5534590314489706E-2,null,2.1890758861721187E-3,1.2159246682917951E-3,3.0315342342755206E-3,3.1879482297673782E-3,0,0,9.6244830185068138E-3]
[2004,5,18,12,2.6902281505183914E-3,1.5259996367251441E-3,3.0933339398660289E-3,7.4513381723520563E-3,0,0,1.4760899899461621E-2,null,2.2495998939508232E-3,1.2351449826781713E-3,3.1253804112853045E-3,2.8231963347686716E-3,0,0,9.4333216226829709E-3]
[2004,5,18,15,2.1361660729690979E-3,1.5860002753370782E-3,2.9788587478284641E-3,7.5553627895707173E-3,0,0,1.4256387885705359E-2,null,1.7862867765645204E-3,1.2837095340420619E-3,3.0097192735848519E-3,2.8626096470173541E-3,0,0,8.9423252312087892E-3]
[2004,5,18,18,2.9526801596428537E-3,1.4594227655544013E-3,2.5215390747369924E-3,6.0608523562635935E-3,0,0,1.2994494356197841E-2,null,{"$f":"E3332*V$5","v":2.4690652994331804E-3},{"$f":"F3332*W$5","v":1.1812576249030232E-3},{"$f":"G3332*X$5","v":2.547661837898685E-3},{"$f":"H3332*Y$5","v":2.2963628494633561E-3},{"$f":"I3332*Z$5","v":0},{"$f":"J3332*AA$5","v":0},8.4943476116982435E-3]
[2004,5,18,20,3.0581416968775425E-3,1.3959850193989841E-3,2.3561656556873685E-3,7.1043234068655882E-3,0,0,1.3914615778829484E-2,null,2.5572534566098612E-3,1.1299110767187606E-3,2.3805751752581312E-3,2.6917178283082997E-3,0,0,8.7594575368950527E-3]
[2004,5,18,23,3.1427119265904531E-3,1.2454653214147751E-3,2.0171257314685362E-3,7.2899348486837627E-3,1.5512284125915815E-5,2.632616625685445E-4,1.3974011774851988E-2,null,2.6279720608133376E-3,1.0080803466942059E-3,2.0380228487404564E-3,2.7620431215793187E-3,2.249795527024924E-6,1.0556260152763024E-4,8.5439307748819728E-3]
[2004,5,19,2,2.0511025917480234E-3,1.2514732661375735E-3,1.9358158547158626E-3,7.724009777283645E-3,1.5512284125915815E-5,2.632616625685445E-4,1.3241175436579565E-2,null,1.7151557097450972E-3,1.0129431806045058E-3,1.9558706139714437E-3,2.9265073720390897E-3,2.249795527024924E-6,1.0556260152763024E-4,7.7182892734147905E-3]
[2004,5,19,6,2.0210262256074381E-3,1.3439563176256041E-3,2.0390154235195523E-3,5.8400004000655958E-3,1.0346693822461282E-5,1.7559553420235161E-4,1.1429940594843003E-2,null,1.6900055045228192E-3,1.0877990156120095E-3,2.0601393146879631E-3,2.2126854724818382E-3,1.5006136615548563E-6,7.0410257331744887E-5,7.1225401782979295E-3]
[2004,5,19,9,3.2211309086602117E-3,1.4882314010573811E-3,3.1583347112727539E-3,8.195938187489555E-3,0,0,1.60636352084799E-2,null,2.6935469205938609E-3,1.204575351030188E-3,3.1910545808454815E-3,3.1053137189191926E-3,0,0,1.0194490571388723E-2]
[2004,5,19,11,3.0148062237580729E-3,1.5582500171127894E-3,3.1585295853768921E-3,8.0422271897694839E-3,0,0,1.5773813016017237E-2,null,2.5210158327804164E-3,1.2612484590923255E-3,3.1912514738158429E-3,3.0470750085910101E-3,0,0,1.0020590774279595E-2]
[2004,5,19,17,2.865146954067717E-3,1.514781870732238E-3,2.6934712069249236E-3,6.4978620631121736E-3,0,0,1.3571262094837052E-2,null,2.3958690205446932E-3,1.2260653164387152E-3,2.7213751609529518E-3,2.461939041832545E-3,0,0,8.8052485397689048E-3]
[2004,5,19,20,3.0153920163178954E-3,1.3959850193989841E-3,2.3858967753827812E-3,7.5174616612575691E-3,0,0,1.431473547235723E-2,null,2.5215056792940661E-3,1.1299110767187606E-3,2.4106143048535753E-3,2.8482494979995164E-3,0,0,8.9102805588659184E-3]
[2004,5,19,21,3.2112999739801027E-3,1.4711642885186353E-3,2.2127268406127928E-3,7.2641572327831853E-3,0,0,1.4159348335894717E-2,null,2.6853261793122899E-3,1.1907612203359797E-3,2.2356503557698511E-3,2.7522763831698861E-3,0,0,8.8640141385880073E-3]
[2004,5,19,24,2.7392383638913031E-3,1.1880775883970505E-3,1.995562076817193E-3,7.4546017203333615E-3,1.5512284125915815E-5,2.632616625685445E-4,1.3656253696133368E-2,null,2.290582801212783E-3,9.6163068261942756E-4,2.0162357978907356E-3,2.8244328424248872E-3,2.249795527024924E-6,1.0556260152763024E-4,8.2006945212024888E-3]
[2004,5,20,4,1.7735799332255602E-3,1.3029433496512042E-3,1.9077027359344523E-3,5.5999884168339191E-3,1.5512284125915815E-5,2.632616625685445E-4,1.0862988382339596E-2,null,1.483088052932874E-3,1.05460309577088E-3,1.9274662475345756E-3,2.1217486587596472E-3,2.249795527024924E-6,1.0556260152763024E-4,6.694718452052632E-3]
[2004,5,20,8,2.5003401364575239E-3,1.5022532804813964E-3,3.0059359574217907E-3,6.3620674821235302E-3,0,0,1.3370596856484241E-2,null,2.0908133403971601E-3,1.2159246682917951E-3,3.03707699897124E-3,2.4104885836113512E-3,0,0,8.7543035912715454E-3]
[2004,5,20,11,2.915495828529166E-3,1.5582500171127894E-3,3.1450174107579281E-3,6.2591523386241674E-3,0,0,1.387791559502405E-2,null,2.4379713316914982E-3,1.2612484590923255E-3,3.1775993151129888E-3,2.3714956337278431E-3,0,0,9.2483147396246572E-3]
[2004,5,20,15,2.0671545331442552E-3,1.5860002753370782E-3,2.9620953545739276E-3,6.055703901144043E-3,0,0,1.2670954064199304E-2,null,1.7285785287932548E-3,1.2837095340420619E-3,2.9927822141134551E-3,2.2944121797598702E-3,0,0,8.2994824567086435E-3]
[2004,5,20,18,2.8476916871952107E-3,1.4594227655544013E-3,2.5168661120161919E-3,4.360068234730956E-3,0,0,1.1184048799496759E-2,null,2.3812727245027731E-3,1.1812576249030232E-3,2.5429404639913827E-3,1.651962154302311E-3,0,0,7.7574329676994907E-3]
[2004,5,20,21,3.1172481503750843E-3,1.4711642885186353E-3,2.2191524379875129E-3,6.9834509718470711E-3,0,0,1.3791015848728303E-2,null,2.6066789566345549E-3,1.1907612203359797E-3,2.2421425213608142E-3,2.645921139495406E-3,0,0,8.6855038378267548E-3]
[2004,5,20,22,3.3068044591816653E-3,1.333135098945522E-3,2.1745456445437369E-3,7.5439644685818272E-3,1.163421309443686E-5,1.974462469264084E-4,1.4567530131273597E-2,null,2.7651881344181659E-3,1.0790403149953762E-3,2.197073608288511E-3,2.858291000179159E-3,1.6873466452686929E-6,7.9171951145722694E-5,8.9804523556722034E-3]
[2004,5,21,1,1.8589024222056296E-3,1.3185924723198776E-3,2.0136289157291739E-3,7.2919632229137546E-3,1.5512284125915815E-5,2.632616625685445E-4,1.2761860979862896E-2,null,1.554435705035986E-3,1.0672695046495923E-3,2.0344898065193019E-3,2.7628116410800042E-3,2.249795527024924E-6,1.0556260152763024E-4,7.5268190543395386E-3]
[2004,5,21,5,1.5298455485671619E-3,1.2517796661054793E-3,1.9366999788746776E-3,5.8894455315721319E-3,1.5512284125915815E-5,2.632616625685445E-4,1.088654467181391E-2,null,1.2792745415122733E-3,1.0131911809145608E-3,1.9567638975227257E-3,2.2314194650631123E-3,2.249795527024924E-6,1.0556260152763024E-4,6.5884614820673273E-3]
[2004,5,21,9,2.1474891476966299E-3,1.4334217791437856E-3,3.0778322730044862E-3,7.4710377912816008E-3,0,0,{"$f":"SUM(E3395:J3395)","v":1.4129780991126502E-2},null,1.7957552626114547E-3,1.1602124115642604E-3,3.1097181495013618E-3,2.8306602145003138E-3,0,0,{"$f":"SUM(M3395:R3395)","v":8.8963460381773912E-3}]
[2004,5,21,12,2.037800132063965E-3,1.5459134625845697E-3,2.9974850084678465E-3,6.904255810952626E-3,0,0,1.3485454414069007E-2,null,1.7040320391044578E-3,1.2512632447696235E-3,3.0285384994652434E-3,2.615915322714977E-3,0,0,8.599749106054301E-3]
[2004,5,21,16,1.9863634796011827E-3,1.5458607427545567E-3,2.6918248692606528E-3,6.7824636915618033E-3,0,0,1.3006512783178195E-2,null,1.6610201154119773E-3,1.2512205733089224E-3,2.7197117674796637E-3,2.5697701797735796E-3,0,0,8.201722635974143E-3]
[2004,5,21,19,2.4419708069976617E-3,1.3363743331862151E-3,2.3928385681085637E-3,5.9613788110863038E-3,0,0,1.2132562519378744E-2,null,2.0420042320181612E-3,1.0816621530507886E-3,2.4176280135013079E-3,2.25867386774555E-3,0,0,7.7999682663158071E-3]
[2004,5,21,22,2.7625110893094722E-3,1.2566584147403112E-3,2.1375567882260357E-3,5.9229318360373333E-3,1.163421309443686E-5,1.974462469264084E-4,1.2288738588333997E-2,null,2.3100437233738169E-3,1.0171400428625182E-3,2.1597015530178806E-3,2.244106905875004E-3,1.6873466452686929E-6,7.9171951145722694E-5,7.8118515229202105E-3]
[2004,5,22,2,1.6402288862968246E-3,9.4914008650459863E-4,1.8253269032837687E-3,5.1835187823054104E-3,1.5512284125915815E-5,2.632616625685445E-4,9.8769886050850634E-3,null,1.3715783651871308E-3,7.6823453131400344E-4,1.8442370137257895E-3,1.9639547808618478E-3,2.249795527024924E-6,1.0556260152763024E-4,6.0558170881434264E-3]
[2004,5,22,3,1.4167164712320819E-3,9.4758058679951594E-4,1.810105102771973E-3,5.0112624339028397E-3,1.5512284125915815E-5,2.632616625685445E-4,9.4644385414008707E-3,null,1.1846746986228477E-3,7.6697227135675032E-4,1.8288575176646177E-3,1.8986895251182252E-3,2.249795527024924E-6,1.0556260152763024E-4,5.787006409817096E-3]
[2004,5,22,7,1.6242383876877761E-3,9.0383642763472991E-4,2.3547482631253273E-3,4.8070912069024998E-3,0,0,9.6899142853503328E-3,null,1.3582069253082472E-3,7.3156572379700637E-4,2.3791430987236792E-3,1.8213322174239707E-3,0,0,6.2902479652529033E-3]
[2004,5,22,10,2.3148947170966842E-3,9.635047457820583E-4,2.5987713133234481E-3,4.5801483737691068E-3,0,0,1.0457319149971297E-2,null,1.9357417359135692E-3,7.7986129478592133E-4,2.6256941907872567E-3,1.7353471017461553E-3,0,0,7.0766443232329022E-3]
[2004,5,22,13,2.1564256395972129E-3,9.2812281066433522E-4,2.5560348531041849E-3,4.6581727871099037E-3,0,0,1.0298756090475637E-2,null,1.8032280604958907E-3,7.5122313617411059E-4,2.582514987308584E-3,1.7649093404569884E-3,0,0,6.901875524435574E-3]
[2004,5,22,17,2.5118157328265721E-3,8.6051223019945153E-4,2.360112110156833E-3,3.8758536603297369E-3,0,0,9.6082937335125931E-3,null,2.1004093668047564E-3,6.9649909350240108E-4,2.3845625143985756E-3,1.4685007705788579E-3,0,0,6.6499717452845912E-3]
[2004,5,22,19,2.258512624008233E-3,8.7224501840553915E-4,2.124487158355115E-3,4.2678067293279113E-3,0,0,9.5230515300967974E-3,null,1.8885943775722089E-3,7.0599561901709556E-4,2.146496523759677E-3,1.6170057024718746E-3,0,0,6.3580922228208556E-3]
[2004,5,22,22,2.8465720014903364E-3,8.2669017156355713E-4,1.9317213886420547E-3,4.6763857320188109E-3,1.163421309443686E-5,1.974462469264084E-4,1.0490449753735604E-2,null,2.3803364303663604E-3,6.6912349981115816E-4,1.9517337298488376E-3,1.7718099424861591E-3,1.6873466452686929E-6,7.9171951145722694E-5,6.8538629003035059E-3]
[2004,5,23,1,2.3548501643664873E-3,1.0202111324959433E-3,1.7755474035186371E-3,4.7282279314052262E-3,1.5512284125915815E-5,2.632616625685445E-4,1.0157610578480756E-2,null,1.9691529430350121E-3,8.257594767709269E-4,1.7939418058775668E-3,1.7914521468672649E-3,2.249795527024924E-6,1.0556260152763024E-4,6.4881187696054256E-3]
[2004,5,23,4,1.6902546124513303E-3,1.0533111812594204E-3,1.7664503736493403E-3,4.77043372888733E-3,1.5512284125915815E-5,2.632616625685445E-4,9.5592238429418816E-3,null,1.4134104559822194E-3,8.5255067525662827E-4,1.7847505321557232E-3,1.8074432681935773E-3,2.249795527024924E-6,1.0556260152763024E-4,5.965967328642803E-3]
[2004,5,23,8,2.1301351371065358E-3,1.1036139977106799E-3,2.2875821784899392E-3,4.5569121134005153E-3,0,0,1.007824342670767E-2,null,1.7812436382439918E-3,8.9326580379210456E-4,2.3112811836175254E-3,1.7265432434875479E-3,0,0,6.7123338691411696E-3]
[2004,5,23,11,2.6489287595388524E-3,1.205817554157789E-3,2.4387873164486377E-3,4.5048600225074424E-3,0,0,1.0798393652652722E-2,null,2.2150648655555913E-3,9.7598942109808232E-4,2.4640527839195204E-3,1.7068215144736059E-3,0,0,7.3619285850468003E-3]
[2004,5,23,14,2.4694286383100342E-3,1.1044828656966382E-3,2.4620650257191237E-3,4.6472212798993259E-3,0,0,1.0683197809625122E-2,null,2.0649647881317867E-3,8.9396906603911861E-4,2.4875716467348047E-3,1.7607599844216097E-3,0,0,7.20726548532732E-3]
[2004,5,23,16,2.6393856872028213E-3,1.1114360252652584E-3,2.3653583213169701E-3,4.6806364229462147E-3,0,0,1.0796816456731265E-2,null,2.2070848380954804E-3,8.9959695738866868E-4,2.3898630755122812E-3,1.7734204632770432E-3,0,0,7.2699653342734732E-3]
[2004,5,23,22,3.155316663583695E-3,1.2157127954256159E-3,1.8581722804331669E-3,4.6365688194598955E-3,1.0346693822461282E-5,1.7559553420235161E-4,1.1051712786927185E-2,null,2.6385122876702348E-3,9.8399863506524652E-4,1.8774226640110778E-3,1.7567239325644471E-3,1.5006136615548563E-6,7.0410257331744887E-5,7.3285683903043068E-3]
[2004,5,23,23,2.8139385967305857E-3,1.1326200757752951E-3,1.8699600026995146E-3,4.4926240302068871E-3,1.5512284125915815E-5,2.632616625685445E-4,1.0587916652106743E-2,null,2.3530479998766845E-3,9.1674334004209098E-4,1.8893325052959506E-3,1.7021854869821464E-3,2.249795527024924E-6,1.0556260152763024E-4,6.9691217292515272E-3]
[2004,5,24,2,1.5087132475576129E-3,1.04205537201118E-3,1.8100853682668405E-3,4.7796004393687638E-3,1.5512284125915815E-5,2.632616625685445E-4,9.419228373898858E-3,null,{"$f":"E3460*V$5","v":1.2616034669973265E-3},{"$f":"F3460*W$5","v":8.4344021678444802E-4},{"$f":"G3460*X$5","v":1.828837578712999E-3},{"$f":"H3460*Y$5","v":1.810916392461255E-3},{"$f":"I3460*Z$5","v":2.249795527024924E-6},{"$f":"J3460*AA$5","v":1.0556260152763024E-4},5.8526100520106834E-3]
[2004,5,24,5,1.5087894883414439E-3,1.0162141948858582E-3,1.9244302692068755E-3,4.7173349225440976E-3,1.5512284125915815E-5,2.632616625685445E-4,9.4455428216727363E-3,null,1.2616672204225471E-3,8.2252435317301518E-4,1.9443670755198718E-3,1.7873249549481746E-3,2.249795527024924E-6,1.0556260152763024E-4,5.9236960011182643E-3]
[2004,5,24,9,2.3006414959526279E-3,1.1009220891823441E-3,2.9652316362551515E-3,4.8084062355142933E-3,0,0,1.1175201456904416E-2,null,1.9238230275438169E-3,8.9108697148272209E-4,2.9959509871981985E-3,1.821830461346211E-3,0,0,7.6326914475709487E-3]
[2004,5,24,13,2.1906043825483642E-3,1.1298683319433899E-3,2.8640424761109803E-3,4.3257894171723262E-3,0,0,1.0510304607775061E-2,null,1.8318087206541996E-3,9.1451607700362308E-4,2.8937135226706208E-3,1.6389744425848625E-3,0,0,7.2790127629133059E-3]
[2004,5,24,16,1.9828316521059057E-3,1.1114360252652584E-3,2.5975918080185364E-3,4.6421230267793137E-3,0,0,1.0333982512169014E-2,null,1.6580667604122175E-3,8.9959695738866868E-4,2.6245024659859125E-3,1.7588283354762501E-3,0,0,6.9409945192630482E-3]
[2004,5,24,20,2.283839048865117E-3,1.271962684332792E-3,2.3182551995426506E-3,4.5989312706019607E-3,0,0,1.0472988203342519E-2,null,1.9097726269564558E-3,1.0295273274632361E-3,2.3422719725257665E-3,1.7424636497095278E-3,0,0,7.0240355766549864E-3]
[2004,5,24,23,2.3689042685951728E-3,1.1326200757752951E-3,2.0084935213282597E-3,7.0661094978548018E-3,1.5512284125915815E-5,2.632616625685445E-4,1.2854901310247989E-2,null,1.9809051475371963E-3,9.1674334004209098E-4,2.029301210209672E-3,2.6772391715407487E-3,2.249795527024924E-6,1.0556260152763024E-4,7.7120012663843638E-3]
[2004,5,24,24,2.1202671524792474E-3,1.2153117977812286E-3,1.9723357006552751E-3,7.4414555910647948E-3,1.5512284125915815E-5,2.632616625685445E-4,1.3028144188675006E-2,null,1.7729919153680795E-3,9.8367406734149948E-4,1.9927687999872546E-3,2.8194519781681656E-3,2.249795527024924E-6,1.0556260152763024E-4,7.6766991579196534E-3]
[2004,5,25,3,1.3112098166964195E-3,1.322001975142898E-3,1.9445514361145354E-3,6.9729179133069903E-3,1.5512284125915815E-5,2.632616625685445E-4,1.1829455087955304E-2,null,1.0964488138372776E-3,1.0700291581933626E-3,1.9646966946712157E-3,2.6419303271639247E-3,2.249795527024924E-6,1.0556260152763024E-4,6.8809173909204352E-3]
[2004,5,25,6,1.3908922226705477E-3,1.3439563176256041E-3,2.0744414354656282E-3,7.5493540291982431E-3,9.0436619558843546E-6,1.5348155454659388E-4,1.2521169221462502E-2,null,1.163080163299071E-3,1.0877990156120095E-3,2.0959323347558255E-3,2.8603330210117037E-3,1.3116308372847628E-6,6.1542998803423949E-5,7.2699991643193178E-3]
[2004,5,25,11,1.9336771484251951E-3,1.5582500171127894E-3,3.1668868657992334E-3,7.5556365836016376E-3,0,0,1.4214450614938857E-2,null,1.6169631959260515E-3,1.2612484590923255E-3,3.1996953343984267E-3,2.8627133833244037E-3,0,0,8.9406203727412075E-3]
[2004,5,25,14,1.5962733221553237E-3,1.5730975016959607E-3,3.1490305721942318E-3,7.1604324062015581E-3,0,0,1.3478833802247073E-2,null,1.3348222140732503E-3,1.2732660216440777E-3,3.1816540522943523E-3,2.7129766569386538E-3,0,0,8.5027189449503344E-3]
[2004,5,25,18,2.1450765254302185E-3,1.4594227655544013E-3,2.5490264819142119E-3,6.0201451186033357E-3,0,0,1.2173670891502168E-2,null,1.7937377999685125E-3,1.1812576249030232E-3,2.5754340104538489E-3,2.2809395091850392E-3,0,0,7.831368944510423E-3]
[2004,5,25,21,2.1874176215527434E-3,1.4711642885186353E-3,2.2783405179240298E-3,6.9542103611176624E-3,0,0,1.2891132789113071E-2,null,1.829143914252403E-3,1.1907612203359797E-3,2.3019437808469434E-3,2.6348423261160899E-3,0,0,7.9566912415514161E-3]
[2004,5,25,24,2.0434920658223897E-3,1.1880775883970505E-3,2.0144569853459198E-3,7.8324478073129589E-3,1.5512284125915815E-5,2.632616625685445E-4,1.3357248393572779E-2,null,1.7087916999446956E-3,9.6163068261942756E-4,2.0353264548119434E-3,2.967592857873597E-3,2.249795527024924E-6,1.0556260152763024E-4,7.7811540923043189E-3]
[2004,5,26,3,1.3061751220621119E-3,1.322001975142898E-3,1.9502603402276318E-3,6.6897782999116853E-3,1.5512284125915815E-5,2.632616625685445E-4,1.1546989684038786E-2,null,1.0922387439540856E-3,1.0700291581933626E-3,1.9704647421668409E-3,2.5346531240259115E-3,2.249795527024924E-6,1.0556260152763024E-4,6.7751981653948554E-3]
[2004,5,26,5,1.2651218346287319E-3,1.2550833344694315E-3,1.9404681517920645E-3,5.8111677232470403E-3,1.5512284125915815E-5,2.632616625685445E-4,1.0550614990831727E-2,null,1.0579095101905223E-3,1.0158651719863576E-3,1.9605711081411977E-3,2.2017612189272552E-3,2.249795527024924E-6,1.0556260152763024E-4,6.3439194062999884E-3]
[2004,5,26,8,1.6827829681436693E-3,1.5022532804813964E-3,3.0492285101463876E-3,8.5214646843808448E-3,0,0,1.4755729443152298E-2,null,1.4071625805970355E-3,1.2159246682917951E-3,3.0808180559894331E-3,3.228650654062411E-3,0,0,8.9325559589406751E-3]
[2004,5,26,12,1.8485643163168007E-3,1.5259996367251441E-3,3.1156242462568422E-3,7.6087800776733555E-3,0,0,1.4098968276972143E-2,null,1.5457908613238716E-3,1.2351449826781713E-3,3.1479016418765327E-3,2.8828486280562523E-3,0,0,8.8116861139348277E-3]
[2004,5,26,15,1.636603018037574E-3,1.5860002753370782E-3,2.9992363260690439E-3,8.4317644564726978E-3,0,0,1.4653604075916394E-2,null,1.3685463722128849E-3,1.2837095340420619E-3,3.030307960451715E-3,3.1946646305052143E-3,0,0,8.8772284972118767E-3]
[2004,5,26,19,2.1046254262216488E-3,1.4306827088497566E-3,2.442944341432112E-3,7.598349131056603E-3,0,0,1.3576601607560121E-2,null,1.7599121229632899E-3,1.1579954064946307E-3,2.4682528750526287E-3,2.8788965043470035E-3,0,0,8.2650569088575532E-3]
[2004,5,26,22,2.459435824428429E-3,1.333135098945522E-3,2.1706250805493283E-3,7.5620423128494136E-3,1.0346693822461282E-5,1.7559553420235161E-4,1.3711180544797506E-2,null,2.0566086815896716E-3,1.0790403149953762E-3,2.1931124278445251E-3,2.8651404146730736E-3,1.5006136615548563E-6,7.0410257331744887E-5,8.2658127100959464E-3]
[2004,5,26,24,2.0384163345890166E-3,1.1880775883970505E-3,2.014866353943981E-3,7.6343199173401557E-3,1.5512284125915815E-5,2.632616625685445E-4,1.3154454140964665E-2,null,1.7045473147827461E-3,9.6163068261942756E-4,2.0357400644067194E-3,2.8925252767427164E-3,2.249795527024924E-6,1.0556260152763024E-4,7.7022557356062633E-3]
[2004,5,27,3,1.3183500173308777E-3,1.322001975142898E-3,1.9486312063348183E-3,6.7648491704839168E-3,1.5512284125915815E-5,2.632616625685445E-4,1.1632606315986971E-2,null,1.1024195321895369E-3,1.0700291581933626E-3,1.968818730693479E-3,2.5630963112421102E-3,2.249795527024924E-6,1.0556260152763024E-4,6.8121761293731438E-3]
[2004,5,27,6,1.3738221167473139E-3,1.3439563176256041E-3,2.0661267904332871E-3,5.8971211613182504E-3,7.7561420629579075E-6,1.3163083128427225E-4,1.0820413359471686E-2,null,1.1488059432976053E-3,1.0877990156120095E-3,2.0875315512594293E-3,2.2343276419925515E-3,1.124897763512462E-6,5.278130076381512E-5,6.6123703506889226E-3]
[2004,5,27,10,2.0674717151263327E-3,1.5192903925291244E-3,3.1786548510881587E-3,7.6851023712200773E-3,0,0,1.4450519329963694E-2,null,1.7288437600351133E-3,1.2297145165713378E-3,3.2115852342337785E-3,2.9117659600063372E-3,0,0,9.0819094708465675E-3]
[2004,5,27,13,1.7755865897244711E-3,1.5976861534212231E-3,3.1426983907590802E-3,8.0162313926062968E-3,0,0,1.4532202526511072E-2,null,1.4847660423057368E-3,1.2931680904771053E-3,3.1752562704179528E-3,3.0372256046889276E-3,0,0,8.9904160078897212E-3]
[2004,5,27,16,1.8845715645355731E-3,1.6370776504905336E-3,2.9041271882621236E-3,7.3162604563323987E-3,0,0,1.3742036859620629E-2,null,1.5759005387349875E-3,1.3250515908360928E-3,2.9342135063725482E-3,2.7720174855532906E-3,0,0,8.6071831214969193E-3]
[2004,5,27,21,2.204532455288016E-3,1.4711642885186353E-3,2.3180993328824522E-3,7.0348113338211879E-3,0,0,1.3028607410510292E-2,null,1.8434555361676061E-3,1.1907612203359797E-3,2.3421144911105599E-3,2.6653807831625983E-3,0,0,8.0417120307767452E-3]
[2004,5,27,24,2.060809725980918E-3,1.1880775883970505E-3,2.0300660454083291E-3,7.7209595634653095E-3,1.5512284125915815E-5,2.632616625685445E-4,1.3278686869946066E-2,null,1.7232729276608634E-3,9.6163068261942756E-4,2.0510972223740584E-3,2.9253516933847325E-3,2.249795527024924E-6,1.0556260152763024E-4,7.7691649230937371E-3]
[2004,5,28,3,1.3754624746385319E-3,1.2931163555686275E-3,1.9288126207914534E-3,6.7898516032628151E-3,1.5512284125915815E-5,2.632616625685445E-4,1.1666017000955887E-2,null,1.1501776295381994E-3,1.0466491211146667E-3,1.9487948276035664E-3,2.5725693448031954E-3,2.249795527024924E-6,1.0556260152763024E-4,6.8260033201142829E-3]
[2004,5,28,4,1.3616683944837526E-3,1.3114352813815625E-3,1.8865907635547852E-3,6.0436663549339013E-3,1.5512284125915815E-5,2.632616625685445E-4,1.0882134741048462E-2,null,1.1386428601739874E-3,1.0614764701921918E-3,1.9061355583164998E-3,2.2898513404107481E-3,2.249795527024924E-6,1.0556260152763024E-4,6.5039186261480822E-3]
[2004,5,28,7,1.6143288489590324E-3,1.3101198224739949E-3,2.5739852737835401E-3,6.240036255453091E-3,0,0,1.1738470200669659E-2,null,1.3499204544120938E-3,1.060411736996653E-3,2.6006513716292554E-3,2.3642528466343835E-3,0,0,7.3752364096723848E-3]
[2004,5,28,11,2.2014527786509649E-3,1.4260486380709163E-3,3.0844245041215558E-3,8.1784100795930254E-3,0,0,1.4890336000436462E-2,null,1.8408802749449555E-3,1.1542445869438846E-3,3.1163786751350238E-3,3.0986725910003812E-3,0,0,9.2101761280242445E-3]
[2004,5,28,14,1.9188065495416037E-3,1.4948364294759193E-3,2.9508485834126097E-3,7.6173913841237296E-3,0,0,1.3981882946553862E-2,null,1.6045282291500679E-3,1.2099214648268544E-3,2.9814189281051834E-3,2.8861113183604546E-3,0,0,8.68197994044256E-3]
[2004,5,28,18,1.9138393742699801E-3,1.4286308535530437E-3,2.4706733213922458E-3,5.9748801837773017E-3,0,0,1.1788023732992571E-2,null,1.6003746197388636E-3,1.1563346336386454E-3,2.4962691230481743E-3,2.2637893282190795E-3,0,0,7.5167677046447633E-3]
[2004,5,28,22,2.5433727381573754E-3,1.2566584147403112E-3,2.1426556768332603E-3,5.9952765288174151E-3,9.0436619558843546E-6,1.5348155454659388E-4,1.2100488575050838E-2,null,2.1267976996425871E-3,1.0171400428625182E-3,2.1648532653393234E-3,2.2715171866557809E-3,1.3116308372847628E-6,6.1542998803423949E-5,7.6431628241409181E-3]
[2004,5,29,1,1.7178515455375904E-3,9.7823079198782956E-4,1.8610178370391528E-3,5.0716926918106088E-3,1.5512284125915815E-5,2.632616625685445E-4,9.9075668130696407E-3,null,1.4364873306079852E-3,7.9178056504523745E-4,1.8802977001528068E-3,1.9215856115242038E-3,2.249795527024924E-6,1.0556260152763024E-4,6.1379636043848874E-3]
[2004,5,29,4,1.3441361033564422E-3,9.1206426714669048E-4,1.8088773967432224E-3,5.3814525162122753E-3,1.5512284125915815E-5,2.632616625685445E-4,9.7253042301530899E-3,null,1.1239821555593574E-3,7.3822534182502154E-4,1.8276170927872312E-3,2.0389487992740528E-3,2.249795527024924E-6,1.0556260152763024E-4,5.836585786500318E-3]
[2004,5,29,5,1.3134772046482779E-3,8.6795219194351855E-4,1.8628376985292119E-3,5.4543373946621364E-3,1.5512284125915815E-5,2.632616625685445E-4,9.7773784364776056E-3,null,1.0983448298666479E-3,7.0252100281243399E-4,1.8821364151324542E-3,2.0665637480175155E-3,2.249795527024924E-6,1.0556260152763024E-4,5.8573783928837064E-3]
[2004,5,29,8,1.5647242949401155E-3,9.8078210366065095E-4,2.5284815866129197E-3,5.0519306114988833E-3,0,0,1.0125918596712569E-2,null,1.3084405526279531E-3,7.938455981789912E-4,2.554676273146849E-3,1.9140980661447064E-3,0,0,6.5710604900984992E-3]
[2004,5,29,11,1.9040587919275239E-3,9.6807849180620843E-4,2.5866514580083345E-3,5.1837691783153412E-3,0,0,1.0642557920057407E-2,null,1.5921959836644002E-3,7.8356328744556359E-4,2.6134487756055034E-3,1.9640496520220508E-3,0,0,6.9532576987375175E-3]
[2004,5,29,16,1.7717250033764389E-3,9.5467209999142903E-4,2.4400796843355478E-3,4.8939970945745459E-3,0,0,1.0060473882277963E-2,null,1.481536939139397E-3,7.7271214620848016E-4,2.4653585405421301E-3,1.8542595088541075E-3,0,0,6.5738671347441149E-3]
[2004,5,29,19,2.0989818450426996E-3,8.7224501840553915E-4,2.0456788411861116E-3,4.8567429707531209E-3,0,0,9.8736486753874704E-3,null,1.7551928951092431E-3,7.0599561901709556E-4,2.0668717643529929E-3,1.8401444997919881E-3,0,0,6.3682047782713204E-3]
[2004,5,29,23,2.5085959249432424E-3,7.5276016031064442E-4,1.8289633744556946E-3,4.9165326323980726E-3,1.5512284125915815E-5,2.632616625685445E-4,1.0285626038802115E-2,null,2.0977169262132458E-3,6.0928450622899717E-4,1.8479111581886512E-3,1.8627978742206787E-3,2.249795527024924E-6,1.0556260152763024E-4,6.5255228619062276E-3]
[2004,5,30,2,1.4981102718469694E-3,1.04205537201118E-3,1.7491098309902735E-3,4.9697701688296509E-3,1.5512284125915815E-5,2.632616625685445E-4,9.5378195903725333E-3,null,1.2527371360767944E-3,8.4344021678444802E-4,1.7672303440993209E-3,1.8829687501424599E-3,2.249795527024924E-6,1.0556260152763024E-4,5.8541888441576775E-3]
[2004,5,30,3,1.3282641821651634E-3,1.0489065477585022E-3,1.7599382545724291E-3,4.9208120921195074E-3,1.5512284125915815E-5,2.632616625685445E-4,9.336695023310063E-3,null,1.1107098714886489E-3,8.4898556237044808E-4,1.7781709485108299E-3,1.8644192950609212E-3,2.249795527024924E-6,1.0556260152763024E-4,5.7100980744855031E-3]
[2004,5,30,8,1.4386387356127015E-3,1.1036139977106799E-3,2.3240511918098776E-3,4.2183583386588026E-3,0,0,9.0846622637920614E-3,null,1.2030063496451971E-3,8.9326580379210456E-4,2.3481280103956181E-3,1.5982704750445078E-3,0,0,6.0426706388774275E-3]
[2004,5,30,10,1.6909398212294137E-3,1.1648349206871014E-3,2.4850173566649488E-3,4.611049192049005E-3,0,0,9.9518412906304705E-3,null,1.4139834354874013E-3,9.4281805402168534E-4,2.5107617603552326E-3,1.7470549419879068E-3,0,0,6.6146181918522251E-3]
[2004,5,30,14,2.0191698360281238E-3,1.1044828656966382E-3,2.4876900933496803E-3,4.7209571264993574E-3,0,0,1.03322999215738E-2,null,1.6884531700860719E-3,8.9396906603911861E-4,2.5134621861874805E-3,1.7886973517839829E-3,0,0,6.8845817740966538E-3]
[2004,5,30,17,2.1881159898897943E-3,1.1002824355761942E-3,2.1750790987184613E-3,4.7544033701432311E-3,0,0,1.021788089432768E-2,null,1.8297278979329938E-3,8.905692354864124E-4,2.1976125889677433E-3,1.8013696141727074E-3,0,0,6.7192793365598571E-3]
[2004,5,30,20,2.0128641894707399E-3,1.271962684332792E-3,2.0265736796703186E-3,4.8598561630330784E-3,0,0,1.017125671650693E-2,null,1.6831803155053001E-3,1.0295273274632361E-3,2.0475686762555963E-3,1.8413240400075722E-3,0,0,6.6016003592317043E-3]
[2004,5,30,24,1.8790625758545525E-3,1.2153117977812286E-3,1.8721983017722008E-3,7.1415390977984817E-3,1.5512284125915815E-5,2.632616625685445E-4,1.2386885719900924E-2,null,1.5712938586843709E-3,9.8367406734149948E-4,1.8915939928082477E-3,2.7058182757457114E-3,2.249795527024924E-6,1.0556260152763024E-4,7.2601925916344848E-3]
[2004,5,31,1,1.8612589247820645E-3,9.1016364237256103E-4,1.7886200422797169E-3,6.9157909306161473E-3,1.5512284125915815E-5,2.632616625685445E-4,1.1754607486744948E-2,null,1.556406239745104E-3,7.3668697504089976E-4,1.807149875197576E-3,2.6202858004468837E-3,2.249795527024924E-6,1.0556260152763024E-4,6.828341287485119E-3]
[2004,5,31,5,1.3438844040064195E-3,1.0046120488097616E-3,1.8286946101236353E-3,7.1006483689238986E-3,1.5512284125915815E-5,2.632616625685445E-4,1.1556613378558176E-2,null,1.1237716816517784E-3,8.1313356947339157E-4,1.8476396094987912E-3,2.6903254134953993E-3,2.249795527024924E-6,1.0556260152763024E-4,6.5826826711740151E-3]
[2004,5,31,8,1.4543680804798653E-3,9.81842748307839E-4,2.3806951665970798E-3,7.6886119084966361E-3,0,0,1.2505517903881422E-2,null,1.2161594097446792E-3,7.9470408456578366E-4,2.4053588081881538E-3,2.9130956691869885E-3,0,0,7.3293179716856054E-3]
[2004,5,31,11,1.8233683956391071E-3,1.1970755180965324E-3,2.5515867827737059E-3,7.8029299231975732E-3,0,0,1.3374960619706919E-2,null,1.5247217410436417E-3,9.6891361208765233E-4,2.5780208356427281E-3,2.9564089899136252E-3,0,0,8.0280651786876472E-3]
[2004,5,31,15,2.0469596234534014E-3,1.1560185073201737E-3,2.5147343090035318E-3,7.0776618039920611E-3,0,0,1.2795374243769168E-2,null,1.7116913117406279E-3,9.3568204397731405E-4,2.5407865758221744E-3,2.6816161609606961E-3,0,0,7.8697760925008128E-3]
[2004,5,31,18,2.335309692220045E-3,1.1522326037364176E-3,2.2212698835969535E-3,6.0828439321753249E-3,0,0,1.1791656111728742E-2,null,1.9528129742260787E-3,9.3261773144155571E-4,2.2442819033862784E-3,2.3046951161077769E-3,0,0,7.4344077251616899E-3]
[2004,5,31,22,2.4611104514276243E-3,1.0406469477227437E-3,1.8989458952254586E-3,7.7801523191157948E-3,9.0436619558843546E-6,1.5348155454659388E-4,1.3343380829994098E-2,null,2.0580090240547039E-3,8.423002373562239E-4,1.9186186872812458E-3,2.9477789094004242E-3,1.3116308372847628E-6,6.1542998803423949E-5,7.8295614877333074E-3]
[2004,6,1,2,1.9229573438777426E-3,1.0973553232733726E-3,1.8812498799315605E-3,6.6849113316185347E-3,1.5449265141447738E-5,2.621902472901438E-4,1.1864113391132802E-2,null,{"$f":"E3652*V$5","v":1.6079991713809675E-3},{"$f":"F3652*W$5","v":8.8820002910683273E-4},{"$f":"G3652*X$5","v":1.9007393439473186E-3},{"$f":"H3652*Y$5","v":2.5328091053102341E-3},{"$f":"I3652*Z$5","v":2.2406556848054878E-6},{"$f":"J3652*AA$5","v":1.05132985673195E-4},7.0371212911033536E-3]
[2004,6,1,5,1.5779968821206297E-3,1.1952795390358002E-3,1.8337571569185802E-3,5.7612309243620973E-3,1.5449265141447738E-5,2.621902472901438E-4,1.0645904014868699E-2,null,1.3195392435356311E-3,9.6745994560407502E-4,1.8527546035122797E-3,2.1828409412105415E-3,2.2406556848054878E-6,1.05132985673195E-4,6.4299683752205277E-3]
[2004,6,1,6,1.64702883521724E-3,1.2631169726880402E-3,2.0188254458476758E-3,5.7699909071618994E-3,7.7246325707238692E-6,1.310951236450719E-4,1.083778191713065E-2,null,1.3772645611208436E-3,1.0223676033759618E-3,2.0397401719033001E-3,2.1861599626750087E-3,1.1203278424027439E-6,5.2566492836597498E-5,6.6792191197541156E-3]
[2004,6,1,9,1.9175112101542614E-3,1.4764982353978114E-3,3.0913038425767984E-3,6.5125777798875168E-3,0,0,1.2997891068016389E-2,null,1.6034450513728097E-3,1.1950785200044284E-3,3.123329282495427E-3,2.4675145984242182E-3,0,0,8.389367452296884E-3]
[2004,6,1,12,2.2937095819426348E-3,1.4891909305202865E-3,3.0641324948743206E-3,5.1620315183558444E-3,0,0,1.2009064525693086E-2,null,1.9180264808759248E-3,1.2053519947287296E-3,3.0958764437433251E-3,1.9558135901893174E-3,0,0,8.1750685095372966E-3]
[2004,6,1,16,2.3479265210760375E-3,1.580029105835083E-3,2.7845796758274892E-3,5.5540399677812676E-3,0,0,1.2266575270519877E-2,null,1.9633633124384593E-3,1.2788764660166083E-3,2.8134274998034437E-3,2.1043395048663135E-3,0,0,8.1600067831248246E-3]
[2004,6,1,19,2.0939662219597701E-3,1.3378944122792488E-3,2.4215458202554133E-3,6.9084534988302334E-3,0,0,1.2761859953324666E-2,null,1.75099877307789E-3,1.0828925059420014E-3,2.4466326684353555E-3,2.6175057614732846E-3,0,0,7.8980297089285313E-3]
[2004,6,1,24,2.7343282876404118E-3,9.6195715505709449E-4,1.9834913843662567E-3,7.6510677275211684E-3,1.5449265141447738E-5,2.621902472901438E-4,1.3608484067016523E-2,null,2.2864769386631077E-3,7.7860867396401824E-4,2.0040400548929911E-3,2.8988707619729904E-3,2.2406556848054878E-6,1.05132985673195E-4,8.0753700708511081E-3]
[2004,6,2,3,1.6760491234174E-3,1.1533192327789364E-3,1.8039020570866193E-3,6.812916341011682E-3,1.5449265141447738E-5,2.621902472901438E-4,1.1723826266726229E-2,null,1.4015316617550118E-3,9.3349724961285733E-4,1.822590209364838E-3,2.5813082158044624E-3,2.2406556848054878E-6,1.05132985673195E-4,6.8463009778951707E-3]
[2004,6,2,6,1.6423901168570358E-3,1.2631169726880402E-3,1.9921995725868981E-3,5.8268930991837295E-3,6.4423438731978274E-6,1.093333383676782E-4,1.084037544355658E-2,null,1.3733856111778164E-3,1.0223676033759618E-3,2.0128384586255532E-3,2.2077193196979399E-3,9.3435346541018838E-7,4.3840457129939147E-5,6.6610858034726207E-3]
[2004,6,2,7,1.7143200685582817E-3,1.4480257296458964E-3,2.6308420611806313E-3,6.4759629947582307E-3,0,0,1.2269150854143041E-2,null,1.4335342687137322E-3,1.1720328574908877E-3,2.6580971867381079E-3,2.4536418248653829E-3,0,0,7.7173061378081114E-3]
[2004,6,2,10,1.9166589190318744E-3,1.5505458987694835E-3,3.1145086041495847E-3,7.7559669776937623E-3,0,0,1.4337680399644705E-2,null,1.6027323556788897E-3,1.2550127412791063E-3,3.1467744418859044E-3,2.9386154590672797E-3,0,0,8.9431349979111792E-3]
[2004,6,2,16,2.3164550627984906E-3,1.580029105835083E-3,2.7743598230956417E-3,6.8750183392133615E-3,0,0,1.3545862330942578E-2,null,1.937046515035977E-3,1.2788764660166083E-3,2.8031017709441402E-3,2.6048376986502865E-3,0,0,8.6238624506470123E-3]
[2004,6,2,18,2.2611494269686215E-3,1.4917907868111295E-3,2.4480312725974735E-3,5.7486522987175099E-3,0,0,1.1949623785094735E-2,null,1.8907993027042712E-3,1.2074563199041999E-3,2.4733925060549207E-3,2.1780750952651797E-3,0,0,7.7497232239285719E-3]
[2004,6,2,21,2.4617903435873944E-3,1.3430688297604364E-3,2.2347185029464125E-3,7.1523135666166672E-3,0,0,1.3191891242910911E-2,null,2.0585775577421617E-3,1.0870806824240659E-3,2.257869848396655E-3,2.7099005546831305E-3,0,0,8.1134286432460127E-3]
[2004,6,3,1,2.3319306486369313E-3,1.0700900770947784E-3,1.88144870882078E-3,7.1528290609310262E-3,1.5449265141447738E-5,2.621902472901438E-4,1.2713938007915107E-2,null,1.9499873789007294E-3,8.661315231855291E-4,1.9009402326737362E-3,2.710095867474636E-3,2.2406556848054878E-6,1.05132985673195E-4,7.534528643592631E-3]
[2004,6,3,4,1.5987144183824339E-3,1.2022251267899096E-3,1.7435559973835511E-3,6.1239547885775297E-3,1.5449265141447738E-5,2.621902472901438E-4,1.0946089843565017E-2,null,1.3368634869714514E-3,9.7308170832260997E-4,1.7616189736170444E-3,2.3202713812603311E-3,2.2406556848054878E-6,1.05132985673195E-4,6.499209191529437E-3]
[2004,6,3,7,1.7063273690476419E-3,1.4480257296458964E-3,2.6034063655258045E-3,6.335854669877663E-3,0,0,1.2093614134097007E-2,null,1.4268506809414268E-3,1.1720328574908877E-3,2.6303772614288817E-3,2.4005569560640871E-3,0,0,7.629817755925283E-3]
[2004,6,3,9,1.8925902952134361E-3,1.4764982353978114E-3,3.0439394845414381E-3,8.1921023838684107E-3,0,0,1.4605130399021097E-2,null,1.5826058940703947E-3,1.1950785200044284E-3,3.0754742368797471E-3,3.1038603924865944E-3,0,0,8.957019043441164E-3]
[2004,6,3,12,2.2525432772029282E-3,1.4891909305202865E-3,3.0248199498984375E-3,7.3232348124058644E-3,0,0,1.4089788970027516E-2,null,1.8836027407336821E-3,1.2053519947287296E-3,3.0561566267517204E-3,2.7746599607770079E-3,0,0,8.9197713229911407E-3]
[2004,6,3,16,2.2751102058456343E-3,1.580029105835083E-3,2.7522955484780148E-3,7.3562208000034447E-3,0,0,1.3963655660162177E-2,null,1.9024734674680094E-3,1.2788764660166083E-3,2.7808089137810574E-3,2.7871578392962989E-3,0,0,8.749316686561974E-3]
[2004,6,3,19,2.0196099834317201E-3,1.3378944122792488E-3,2.4145809387507702E-3,7.7077408749621646E-3,0,0,1.3479826209423904E-2,null,1.6888212264355908E-3,1.0828925059420014E-3,2.4395956318125078E-3,2.920343337560674E-3,0,0,8.1316527017507734E-3]
[2004,6,3,22,2.6591971063895355E-3,1.2582570813910654E-3,2.1664530694590041E-3,7.6511184341264849E-3,7.7246325707238692E-6,1.310951236450719E-4,1.3873845447581886E-2,null,2.2236513759531932E-3,1.0184340045680997E-3,2.1888971953507681E-3,2.8988899739184107E-3,1.1203278424027439E-6,5.2566492836597498E-5,8.3835593704694733E-3]
[2004,6,4,2,2.0463176280400004E-3,9.7333101097774077E-4,1.8805894939549123E-3,7.6970856282618768E-3,1.5449265141447738E-5,2.621902472901438E-4,1.2874963273666122E-2,null,1.7111544677507881E-3,7.8781467948066375E-4,1.9000721164719064E-3,2.9163062300325356E-3,2.2406556848054878E-6,1.05132985673195E-4,7.4227211350938946E-3]
[2004,6,4,5,1.6678589463211047E-3,1.1529336088722587E-3,1.8404359625214567E-3,5.8590986392515502E-3,1.5449265141447738E-5,2.621902472901438E-4,1.0797966669397962E-2,null,1.3946829409416065E-3,9.3318512540124484E-4,1.859502600530318E-3,2.2199214987664033E-3,2.2406556848054878E-6,1.05132985673195E-4,6.5146658069975723E-3]
[2004,6,4,6,1.670512037387185E-3,1.233622853585374E-3,1.9819809783509263E-3,5.6993587298197505E-3,6.4423438731978274E-6,1.093333383676782E-4,1.0701250281384113E-2,null,1.3969014863760322E-3,9.9849504642938883E-4,2.0025140012999523E-3,2.1593985274030217E-3,9.3435346541018838E-7,4.3840457129939147E-5,6.6020838721037433E-3]
[2004,6,4,10,2.5424231104164293E-3,1.2285362666503625E-3,3.173764469191433E-3,7.5816336325159415E-3,0,0,1.4526357478774166E-2,null,2.1260036099424577E-3,9.9437796004185944E-4,3.2066441887207962E-3,2.8725632614955477E-3,0,0,9.1995890202006599E-3]
[2004,6,4,13,2.0909444535728598E-3,1.3216237849096345E-3,3.1603582741979641E-3,7.8905979709303908E-3,0,0,1.4463524483610849E-2,null,1.7484719354037591E-3,1.0697230508012825E-3,3.1930991075763164E-3,2.9896250519565442E-3,0,0,9.0009191457379022E-3]
[2004,6,4,17,2.0411313601517828E-3,1.4167052171167173E-3,2.5996781298114361E-3,5.8211892989000202E-3,0,0,1.1878704005979956E-2,null,1.706817650559619E-3,1.1466820166556012E-3,2.6266104017568072E-3,2.2055582383347333E-3,0,0,7.6856683073067613E-3]
[2004,6,4,20,2.1769249057183911E-3,1.3408692412328266E-3,2.3289933957946767E-3,5.7672061719788309E-3,0,0,1.1613993714724725E-2,null,1.8203697839156631E-3,1.0853003342061174E-3,2.3531214148656623E-3,2.1851048697534028E-3,0,0,7.4438964027408461E-3]
[2004,6,4,23,2.52358048010623E-3,9.5362159800848234E-4,1.9466178635513766E-3,5.6382995564221638E-3,1.5449265141447738E-5,2.621902472901438E-4,1.1339759010519845E-2,null,2.1102471845480496E-3,7.7186186929995178E-4,1.9667845299835341E-3,2.1362641546832746E-3,2.2406556848054878E-6,1.05132985673195E-4,7.0925313798728103E-3]
[2004,6,5,3,1.8041759433344113E-3,7.8959136921154032E-4,1.770038611058231E-3,5.2143368671063815E-3,1.5449265141447738E-5,2.621902472901438E-4,9.8557823031421559E-3,null,1.5086727904514846E-3,6.390957078735405E-4,1.7883759431610651E-3,1.9756312746730563E-3,2.2406556848054878E-6,1.05132985673195E-4,6.0191493575171466E-3]
[2004,6,5,7,1.7047968649354704E-3,7.967533065216841E-4,2.2454367338924433E-3,5.3280055203564665E-3,0,0,1.0074992425706064E-2,null,1.425570855701412E-3,6.4489258404702612E-4,2.2686991185930077E-3,2.0186985624287583E-3,0,0,6.357861120770204E-3]
[2004,6,5,10,2.0099319754105513E-3,9.5612056677180069E-4,2.5837923515468772E-3,5.6433474685970014E-3,0,0,1.1193192362326231E-2,null,1.6807283641949362E-3,7.7388453605268192E-4,2.610560049233851E-3,2.1381767302261633E-3,0,0,7.2033496797076317E-3]
[2004,6,5,11,2.0105693256045379E-3,9.8413917386713529E-4,2.5778941674022707E-3,5.6086224381400127E-3,0,0,1.1181225105013957E-2,null,1.6812613237985764E-3,7.9656281273281378E-4,2.6046007607942378E-3,2.1250199553699829E-3,0,0,7.2074448526956107E-3]
[2004,6,5,14,2.3662716617905196E-3,8.6787305797217244E-4,2.5680240400120509E-3,5.0457947694252745E-3,0,0,1.0847963529200018E-2,null,1.9787037312790916E-3,7.0245695173056259E-4,2.5946283803781681E-3,1.9117732908557246E-3,0,0,7.1875623542435466E-3]
[2004,6,5,18,2.2025731908684697E-3,8.9261147775358536E-4,2.1867003650047003E-3,4.759275216007941E-3,0,0,1.0041160249634697E-2,null,1.8418171765996326E-3,7.2248024291428272E-4,2.209354249813748E-3,1.8032154809245133E-3,0,0,6.5768671502521763E-3]
[2004,6,5,20,2.60205698462677E-3,7.9129204309469217E-4,1.997240280437598E-3,4.9595295350174477E-3,0,0,1.0350118843176508E-2,null,2.1758701452672066E-3,6.4047223429162983E-4,2.01793138744664E-3,1.8790887329998218E-3,0,0,6.7133625000052981E-3]
[2004,6,6,1,2.5379923115391337E-3,7.3215085359839194E-4,1.7218390475495582E-3,5.0322675447586644E-3,1.5449265141447738E-5,2.621902472901438E-4,1.0301889269877339E-2,null,2.1222985246757819E-3,5.9260332153570152E-4,1.7396770394697838E-3,1.906648035470045E-3,2.2406556848054878E-6,1.05132985673195E-4,6.4686005625093123E-3]
[2004,6,6,5,1.6994366407191695E-3,7.2453157713615218E-4,1.7269334670677154E-3,5.1932755654422059E-3,1.5449265141447738E-5,2.621902472901438E-4,9.6218167627968344E-3,null,1.4210885742167655E-3,5.8643627478976025E-4,1.744824236403073E-3,1.9676514744964408E-3,2.2406556848054878E-6,1.05132985673195E-4,5.8273742012640399E-3]
[2004,6,6,8,1.825279869773699E-3,8.0641766730269913E-4,2.275932526035555E-3,4.8884551686548209E-3,0,0,9.7960852317667737E-3,null,1.526320137822606E-3,6.5271492321551997E-4,2.2995108425269703E-3,1.8521597591739519E-3,0,0,6.3307056627390484E-3]
[2004,6,6,9,1.9631854551503598E-3,8.6916406974572489E-4,2.4356747890345249E-3,4.6446853569604585E-3,0,0,{"$f":"SUM(E3779:J3779)","v":9.9127096708910671E-3},null,1.6416383832951256E-3,7.0350189740178422E-4,2.4609080111925004E-3,1.7597991625959636E-3,0,0,{"$f":"SUM(M3779:R3779)","v":6.5658474544853743E-3}]
[2004,6,6,12,2.3917817059254123E-3,9.1671220931519026E-4,2.4996519627791145E-3,4.7747958556607368E-3,0,0,1.0582941733680453E-2,null,2.0000355252273029E-3,7.4198738888652731E-4,2.525547978773691E-3,1.8090960102962205E-3,0,0,7.0766669031837419E-3]
[2004,6,6,15,2.4769973262829697E-3,9.1834668648581991E-4,2.4653210566999476E-3,4.4750771353486924E-3,0,0,1.0335742204817429E-2,null,2.0712938125522552E-3,7.4331033564747006E-4,2.4908614097037666E-3,1.6955372409752699E-3,0,0,7.001002798878761E-3]
[2004,6,6,21,2.9153888824052011E-3,1.0796777579202528E-3,1.9433708655945772E-3,4.7281849811920346E-3,0,0,1.0666622487112067E-2,null,2.4378819021057272E-3,8.7389179755395442E-4,1.9635038936193583E-3,1.791435873698385E-3,0,0,7.0667134669774243E-3]
[2004,6,6,23,3.1843504651828574E-3,9.333025216213994E-4,1.8729281400546439E-3,6.8744319396246856E-3,1.5449265141447738E-5,2.621902472901438E-4,1.3142652578915177E-2,null,2.6627906883649414E-3,7.5541559719859066E-4,1.8923313921048307E-3,2.6046155209513062E-3,2.2406556848054878E-6,1.05132985673195E-4,8.0225268399776693E-3]
[2004,6,7,2,2.2400279888171782E-3,9.6012325908902639E-4,1.7579821502212666E-3,7.4031332723954249E-3,1.5449265141447738E-5,2.621902472901438E-4,1.2638906182954488E-2,null,1.8731373118369091E-3,7.7712431751385941E-4,1.7761945792146596E-3,2.8049322466642806E-3,2.2406556848054878E-6,1.05132985673195E-4,7.3387620965877096E-3]
[2004,6,7,6,1.6345495093932419E-3,1.1083643421761576E-3,2.0133391563964325E-3,6.4760328921379257E-3,6.4423438731978274E-6,1.093333383676782E-4,1.1348061582344634E-2,null,1.3668292045341413E-3,8.9711073533161603E-4,2.0341970453237306E-3,2.4536683078972359E-3,9.3435346541018838E-7,4.3840457129939147E-5,6.7965801036820733E-3]
[2004,6,7,9,2.3340939991217031E-3,1.2501559749697451E-3,3.1083187658501668E-3,8.2518368070671234E-3,0,0,1.4944405547008738E-2,null,1.9517963975968513E-3,1.0118769643764592E-3,3.1405204777985797E-3,3.1264928379257056E-3,0,0,9.2306866776975961E-3]
[2004,6,7,10,2.0833258369795365E-3,1.3628652041470873E-3,3.1523190024058084E-3,7.714039524476927E-3,0,0,1.4312549568009359E-2,null,1.7421011600934609E-3,1.1031038792259761E-3,3.1849765501451941E-3,2.9227297980611586E-3,0,0,8.9529113875257901E-3]
[2004,6,7,14,2.1862782663030545E-3,1.3887207701139849E-3,3.1991606548775319E-3,7.6424323041422533E-3,0,0,1.4416591995436824E-2,null,1.8281911722151233E-3,1.1240313891740471E-3,3.2323034750467126E-3,2.8955989341390331E-3,0,0,9.0801249705749158E-3]
[2004,6,7,17,2.4901500839352689E-3,1.4986508537342708E-3,2.6531022121324185E-3,6.318818872937104E-3,0,0,1.2960722022739062E-2,null,2.082292300622522E-3,1.2130088620130159E-3,2.6805879494845261E-3,2.3941023571222614E-3,0,0,8.3699914692423258E-3]
[2004,6,7,21,2.8044327019314985E-3,1.2997584096652922E-3,2.139122109879267E-3,7.1208209695914114E-3,0,0,1.3364134191067471E-2,null,2.345099060702952E-3,1.0520252035164804E-3,2.161283091166517E-3,2.6979684986634554E-3,0,0,8.2563758540494039E-3]
[2004,6,7,24,2.8724240789603033E-3,9.0943482179470638E-4,1.9609211014232045E-3,7.7859466645345066E-3,1.5449265141447738E-5,2.621902472901438E-4,1.3806366179144313E-2,null,2.40195423654523E-3,7.3609706724646437E-4,1.9812359472348193E-3,2.9499742969093671E-3,2.2406556848054878E-6,1.05132985673195E-4,8.1766351892938825E-3]
[2004,6,8,4,1.6642456113566306E-3,1.2022251267899096E-3,1.8435084526703894E-3,6.0235375927520313E-3,1.5449265141447738E-5,2.621902472901438E-4,1.1011156296000553E-2,null,1.3916614284534097E-3,9.7308170832260997E-4,1.862606921212151E-3,2.2822248649642112E-3,2.2406556848054878E-6,1.05132985673195E-4,6.6169485643103824E-3]
[2004,6,8,7,1.7567887405849642E-3,1.4480257296458964E-3,2.7456131944934127E-3,5.0053708790098886E-3,0,0,1.0955798543734161E-2,null,1.4690470634441894E-3,1.1720328574908877E-3,2.7740573316205959E-3,1.8964573064488882E-3,0,0,7.3115945590045608E-3]
[2004,6,8,11,2.3541943142814888E-3,1.5211166285143329E-3,3.3224503839616934E-3,6.0086929883636708E-3,0,0,1.3206454315121186E-2,null,1.9686045136085429E-3,1.2311926730269693E-3,3.3568704670634232E-3,2.2766004748572348E-3,0,0,8.8332681285561709E-3]
[2004,6,8,12,2.4001140136850974E-3,1.4891909305202865E-3,3.2022322510553008E-3,4.9744357559375575E-3,0,0,1.2065972951198243E-2,null,2.0070030973452814E-3,1.2053519947287296E-3,3.2354068924959757E-3,1.8847364686539428E-3,0,0,8.3324984532239296E-3]
[2004,6,8,15,2.3670826641396404E-3,1.527155186905527E-3,3.1709865868540074E-3,6.0004783446358572E-3,0,0,1.3065702782535032E-2,null,1.9793819008232711E-3,1.2360802856580567E-3,3.2038375279428068E-3,2.2734880738995325E-3,0,0,8.6927877883236672E-3]
[2004,6,8,18,2.5185252144517734E-3,1.4917907868111295E-3,2.5741266331467476E-3,4.2007594074745325E-3,0,0,1.0785202041884184E-2,null,2.1060199129398897E-3,1.2074563199041999E-3,2.6007941954540701E-3,1.5916025132816619E-3,0,0,7.5058729415798222E-3]
[2004,6,8,22,2.8658730300832524E-3,1.2582570813910654E-3,2.1993379764749322E-3,7.7029924522695426E-3,6.4423438731978274E-6,1.093333383676782E-4,1.4142236222459669E-2,null,2.3964761737064926E-3,1.0184340045680997E-3,2.2221227850260203E-3,2.9185442339323508E-3,9.3435346541018838E-7,4.3840457129939147E-5,8.6003520078283147E-3]
[2004,6,9,1,2.421885765093083E-3,1.0700900770947784E-3,1.952181976196051E-3,7.1790251015667354E-3,1.5449265141447738E-5,2.621902472901438E-4,{"$f":"SUM(E3843:J3843)","v":1.2900822432382239E-2},null,2.02520888767912E-3,8.661315231855291E-4,1.9724062859930399E-3,2.7200211405192277E-3,2.2406556848054878E-6,1.05132985673195E-4,{"$f":"SUM(M3843:R3843)","v":7.6911414787349175E-3}]
[2004,6,9,4,1.6571031390523953E-3,1.2022251267899096E-3,1.8181704388530683E-3,5.9384482579791223E-3,1.5449265141447738E-5,2.621902472901438E-4,1.0893586475106088E-2,null,1.3856888105046091E-3,9.7308170832260997E-4,1.837006409406768E-3,2.2499858372214999E-3,2.2406556848054878E-6,1.05132985673195E-4,6.5531364068134876E-3]
[2004,6,9,9,1.9729173602171012E-3,1.4764982353978114E-3,3.1542712937591985E-3,7.8797659844332749E-3,0,0,1.4483452873807385E-2,null,1.6497763148686474E-3,1.1950785200044284E-3,3.1869490669415123E-3,2.9855209804636692E-3,0,0,9.0173248822782576E-3]
[2004,6,9,12,2.3874974501998541E-3,1.4891909305202865E-3,3.1356121597026607E-3,6.6912433867214243E-3,0,0,1.3703543927144225E-2,null,1.9964529810389906E-3,1.2053519947287296E-3,3.1680966270803391E-3,2.5352082226693636E-3,0,0,8.9051098255174231E-3]
[2004,6,9,13,2.1615210323289464E-3,1.5319486452472057E-3,3.2540060561435744E-3,7.9367172777546728E-3,0,0,1.4884193011474398E-2,null,1.8074888868301689E-3,1.2399601135937351E-3,3.2877170663686362E-3,3.0070989412065989E-3,0,0,9.3422650079991384E-3]
[2004,6,9,16,2.5186927612174236E-3,1.580029105835083E-3,2.8301542836863952E-3,7.2057731726947434E-3,0,0,1.4134649323433645E-2,null,2.1061600174831292E-3,1.2788764660166083E-3,2.8594742537017322E-3,2.7301555693458406E-3,0,0,8.974666306547311E-3]
[2004,6,9,19,2.2679998438924313E-3,1.3378944122792488E-3,2.4741284619614317E-3,7.3898183316870791E-3,0,0,1.3469841049820191E-2,null,1.8965277005661223E-3,1.0828925059420014E-3,2.4997600583506973E-3,2.7998874223742029E-3,0,0,8.2790676872330233E-3]
[2004,6,9,23,2.8014530245625137E-3,1.1638659051872371E-3,2.0618706277950398E-3,7.4092585971546072E-3,1.5449265141447738E-5,2.621902472901438E-4,1.3714087667130989E-2,null,2.3426074200248244E-3,9.4203373231937918E-4,2.0832312954204494E-3,2.8072530371061311E-3,2.2406556848054878E-6,1.05132985673195E-4,8.2824991262287848E-3]
[2004,6,10,1,2.3685128810213801E-3,1.0700900770947784E-3,1.8824967176819115E-3,6.9886717412468236E-3,1.5449265141447738E-5,2.621902472901438E-4,1.2587410929476484E-2,null,1.9805778647213027E-3,8.661315231855291E-4,1.9019990987480457E-3,2.6478992079568193E-3,2.2406556848054878E-6,1.05132985673195E-4,7.5039813359696981E-3]
[2004,6,10,7,1.7114907166163248E-3,1.4480257296458964E-3,2.613189902314037E-3,6.3214675413617218E-3,0,0,1.2094173889937981E-2,null,1.4311683318963104E-3,1.1720328574908877E-3,2.6402621541774334E-3,2.3951058964618321E-3,0,0,7.6385692400264635E-3]
[2004,6,10,10,1.9429696273569007E-3,1.5505458987694835E-3,3.0997636410925234E-3,7.8533796024762362E-3,0,0,1.4446658769695144E-2,null,1.6247336742831668E-3,1.2550127412791063E-3,3.1318767232433251E-3,2.9755235900479015E-3,0,0,8.9871467288534998E-3]
[2004,6,10,13,2.0852131572362083E-3,1.5319486452472057E-3,3.1429855578157199E-3,8.1458769937054927E-3,0,0,1.4906024354004626E-2,null,1.7436793591203508E-3,1.2399601135937351E-3,3.1755464124818343E-3,3.0863463099067121E-3,0,0,9.2455321951026327E-3]
[2004,6,10,14,2.0954701080594389E-3,1.5563488563774136E-3,3.1045604436414523E-3,7.9363400901749492E-3,0,0,1.4692719498253255E-2,null,1.7522563400279932E-3,1.2597096585008631E-3,3.1367232199406314E-3,3.0069560306893246E-3,0,0,9.1556452491588121E-3]
[2004,6,10,17,2.3287349437588175E-3,1.6106719531643191E-3,2.569226657042338E-3,6.2911548207884487E-3,0,0,1.2799788374753924E-2,null,1.9473150935209493E-3,1.3036788042497308E-3,2.5958434563388647E-3,2.3836208773095851E-3,0,0,8.2304582314191299E-3]
[2004,6,10,22,2.7552354615414652E-3,1.2582570813910654E-3,2.167088371717211E-3,7.6274966988374507E-3,6.4423438731978274E-6,1.093333383676782E-4,1.392385329572807E-2,null,2.3039597592861686E-3,1.0184340045680997E-3,2.1895390792442126E-3,2.8899400651978104E-3,9.3435346541018838E-7,4.3840457129939147E-5,8.4466477188916405E-3]
[2004,6,11,1,2.3173797689844352E-3,9.4912065010089447E-4,1.8951963350219343E-3,7.2004372926293813E-3,1.5449265141447738E-5,2.621902472901438E-4,1.2639773559168238E-2,null,1.9378197650435779E-3,7.6821879947767881E-4,1.9148302822015351E-3,2.728133887240579E-3,2.2406556848054878E-6,1.05132985673195E-4,7.4563763753213719E-3]
[2004,6,11,4,1.6545509445841133E-3,1.190198261134111E-3,1.7271013667098504E-3,6.1572445926933875E-3,1.5449265141447738E-5,2.621902472901438E-4,1.1006734677553054E-2,null,1.3835546359722065E-3,9.6334715635116696E-4,1.7449938754600877E-3,2.3328843711409651E-3,2.2406556848054878E-6,1.05132985673195E-4,6.5321536802824265E-3]
[2004,6,11,8,2.0828310709944502E-3,1.163429608896794E-3,2.942297268519049E-3,8.1754951886779548E-3,0,0,1.4364053137088249E-2,null,1.7416874310543953E-3,9.4168059385123487E-4,2.9727790228836269E-3,3.0975681840928792E-3,0,0,8.7537152318821372E-3]
[2004,6,11,11,2.2747108385281281E-3,1.2939057537729472E-3,3.1538083034169245E-3,8.129900577761846E-3,0,0,1.4852325473479845E-2,null,1.902139511898131E-3,1.0472880604747658E-3,3.1864812800893694E-3,3.0802930939753505E-3,0,0,9.216201946437616E-3]
[2004,6,11,14,2.0240781655449336E-3,1.3743681769117703E-3,3.0597260691921165E-3,7.370514483197004E-3,0,0,1.3828686894845826E-2,null,1.6925575719965058E-3,1.1124143919903648E-3,3.0914243681579964E-3,2.7925734939168519E-3,0,0,8.6889698260617185E-3]
[2004,6,11,15,1.9021397244282808E-3,1.3837321999257649E-3,2.9180244592088653E-3,7.8043684407273798E-3,0,0,1.4008264824290292E-2,null,1.5905912372260916E-3,1.1199936375976831E-3,2.9482547509428491E-3,2.9569540218694584E-3,0,0,8.615793647636082E-3]
[2004,6,11,19,2.1545681790375937E-3,1.3649624003204569E-3,2.3717044811479718E-3,5.8096872681207808E-3,0,0,1.1700922328626802E-2,null,1.8016748304930258E-3,1.1048013510135764E-3,2.3962749805985961E-3,2.2012002974673016E-3,0,0,7.5039514595724999E-3]
[2004,6,11,23,2.5750339830705399E-3,9.5362159800848234E-4,1.8986164771603964E-3,5.9568631969624313E-3,1.5449265141447738E-5,2.621902472901438E-4,1.1661774767633441E-2,null,2.1532731988247963E-3,7.7186186929995178E-4,1.9182858564948892E-3,2.2569629716690507E-3,2.2406556848054878E-6,1.05132985673195E-4,7.207757537646688E-3]
[2004,6,12,2,2.1777327861973055E-3,7.9675248399012008E-4,1.7100218971530428E-3,5.3769812623519469E-3,1.5449265141447738E-5,2.621902472901438E-4,1.0339127942124007E-2,null,1.8210453429158694E-3,6.4489191828950561E-4,1.7277374651837687E-3,2.0372547106126179E-3,2.2406556848054878E-6,1.05132985673195E-4,6.3383030783597622E-3]
[2004,6,12,5,1.599750367946905E-3,7.8591354096360373E-4,1.6953735477179517E-3,5.4343084152716917E-3,1.5449265141447738E-5,2.621902472901438E-4,9.7929853843317424E-3,null,1.3377297599787884E-3,6.3611887157668558E-4,1.7129373610656603E-3,2.0589750787212984E-3,2.2406556848054878E-6,1.05132985673195E-4,5.8531347127004328E-3]
[2004,6,12,9,1.8287820462977676E-3,9.4462826591468001E-4,2.431896966477852E-3,4.7291263412720585E-3,0,0,9.9344336199623587E-3,null,1.5292486983373057E-3,7.6458266113640537E-4,2.45709105096594E-3,1.7917925404159797E-3,0,0,6.5427149508556302E-3]
[2004,6,12,12,2.2465923477506581E-3,8.9941869413866292E-4,2.4768723948031717E-3,4.7193796694799794E-3,0,0,1.0342263106172471E-2,null,1.8786265046987734E-3,7.2799000776722651E-4,2.5025324179213642E-3,1.7880996778128985E-3,0,0,6.8972486082002626E-3]
[2004,6,12,16,2.2019868743462408E-3,9.228179792924241E-4,2.3004119482971752E-3,4.800136260842679E-3,0,0,1.022535306277852E-2,null,1.8413268919425588E-3,7.4692940261396952E-4,2.324243867898089E-3,1.8186970963530395E-3,0,0,6.7311972588076571E-3]
[2004,6,12,17,2.1711543383535555E-3,9.4443760973107033E-4,2.1308470014147116E-3,4.9494445246944007E-3,0,0,1.0195883474193739E-2,null,1.8155443687442887E-3,7.6442834391185651E-4,2.1529222538307644E-3,1.8752676791808213E-3,0,0,6.6081626456677301E-3]
[2004,6,12,20,2.5172958167067228E-3,7.9129204309469217E-4,1.8199675884120617E-3,4.8936959251974256E-3,0,0,1.0022251373410902E-2,null,2.1049918763265799E-3,6.4047223429162983E-4,1.8388221771631814E-3,1.8541454004534466E-3,0,0,6.4384316882348386E-3]
[2004,6,12,24,2.7282618452702367E-3,6.3500795009960808E-4,1.7539508724898367E-3,4.8737603196981651E-3,1.5449265141447738E-5,2.621902472901438E-4,1.0268620499989438E-2,null,2.2814041093902541E-3,5.139757996335296E-4,1.772121538056094E-3,1.8465921090747598E-3,2.2406556848054878E-6,1.05132985673195E-4,6.5214671975126386E-3]
[2004,6,13,3,1.8188087036344908E-3,7.4955779076641348E-4,1.6112962539471208E-3,4.8960534666334533E-3,1.5449265141447738E-5,2.621902472901438E-4,9.3533557274130697E-3,null,1.5209088738531557E-3,6.0669250648008068E-4,1.6279890392570503E-3,1.8550386362974397E-3,2.2406556848054878E-6,1.05132985673195E-4,5.7180026972457271E-3]
[2004,6,13,6,1.5819443882812739E-3,7.175977499908659E-4,1.6850321320401793E-3,4.8682704300596624E-3,5.1446056013162179E-6,8.7309357595306123E-5,8.9452986635686037E-3,null,1.3228401938430035E-3,5.8082403111476351E-4,1.7024888098867118E-3,1.8445120751335795E-3,7.461383878865274E-7,3.5009286333390764E-5,5.4864205346993357E-3]
[2004,6,13,9,1.9215871840808437E-3,8.6916406974572489E-4,2.3697490974479056E-3,4.7798945402084524E-3,0,0,9.9403948914829274E-3,null,1.6068534279118846E-3,7.0350189740178422E-4,2.3942993394193584E-3,1.8110278227028379E-3,0,0,6.5156824874358652E-3]
[2004,6,13,14,2.5922548720500155E-3,8.6165937640038707E-4,2.4812341593641175E-3,4.7391752900442282E-3,0,0,1.0674323697858748E-2,null,2.1676735053618094E-3,6.9742759429649345E-4,2.506939369702978E-3,1.7955999310732894E-3,0,0,7.1676404004345703E-3]
[2004,6,13,15,2.4013841907258586E-3,9.1834668648581991E-4,2.4096317232945013E-3,4.324266060646959E-3,0,0,1.0053628661153138E-2,null,2.0080652340773073E-3,7.4331033564747006E-4,2.4345951432332104E-3,1.6383972664509273E-3,0,0,6.8243679794089147E-3]
[2004,6,13,18,2.4084703274160546E-3,9.827110771219779E-4,2.0918296124384553E-3,4.4559194014381276E-3,0,0,9.9389304184146141E-3,null,2.0139907435340848E-3,7.9540691040681745E-4,2.1135006506102687E-3,1.6882786730633391E-3,0,0,6.61117697761451E-3]
[2004,6,13,21,2.8857860768716991E-3,1.0796777579202528E-3,1.9215675135642917E-3,4.828542195923778E-3,0,0,1.0715573544280021E-2,null,2.4131276937401727E-3,8.7389179755395442E-4,1.9414746621621288E-3,1.8294596640894224E-3,0,0,7.0579538175456792E-3]
[2004,6,14,1,2.5486206652977836E-3,9.1130028031453545E-4,1.7741875940355805E-3,6.3241768913180965E-3,1.5449265141447738E-5,2.621902472901438E-4,1.1835924943397589E-2,null,2.1311860770135728E-3,7.3760697044415171E-4,1.7925679089740823E-3,2.3961324270915683E-3,2.2406556848054878E-6,1.05132985673195E-4,7.1648670248813757E-3]
[2004,6,14,6,1.5904486998298839E-3,1.1083643421761576E-3,1.9669773098125024E-3,7.4124398493539637E-3,6.4423438731978274E-6,1.093333383676782E-4,1.2194005883413385E-2,null,1.3299515975186327E-3,8.9711073533161603E-4,1.9873548970263809E-3,2.8084583641683927E-3,9.3435346541018838E-7,4.3840457129939147E-5,7.0676504046403715E-3]
[2004,6,14,8,1.879427242834904E-3,1.2372997658707653E-3,2.9059742338520787E-3,7.7097619604973491E-3,0,0,1.3732463203055097E-2,null,1.5715987974309854E-3,1.0014711413456334E-3,2.936079687075252E-3,2.92110909548807E-3,0,0,8.4302587213399404E-3]
[2004,6,14,12,2.5656556330818083E-3,1.3315797458143322E-3,3.0321107579691503E-3,6.9550159724373678E-3,0,0,1.3884362109302658E-2,null,2.1454309140966333E-3,1.0777814112774143E-3,3.0635229664905312E-3,2.635147559736204E-3,0,0,8.9218828516007837E-3]
[2004,6,14,15,2.1650017257086622E-3,1.3897311259079687E-3,3.0107087260523723E-3,8.1610371192523817E-3,0,0,1.4726478696921385E-2,null,1.8103994828910922E-3,1.1248491717341642E-3,3.0418992127624425E-3,3.0920902460814812E-3,0,0,9.0692381134691788E-3]
[2004,6,14,16,2.2531378304157523E-3,1.4883018718069825E-3,2.8148547204524272E-3,7.1379594134481647E-3,0,0,1.3694253836123327E-2,null,1.8840999130066954E-3,1.2046323900954021E-3,2.8440161893083563E-3,2.7044619889280033E-3,0,0,8.637210481338458E-3]
[2004,6,14,19,2.3271958550168548E-3,1.2106766879286831E-3,2.3711147237706603E-3,7.4946036978032291E-3,0,0,1.3403590964519428E-2,null,1.9460280897142153E-3,9.799224067638993E-4,2.3956791134241194E-3,2.8395889705678111E-3,0,0,8.1612185804700449E-3]
[2004,6,14,23,2.9588442766774439E-3,1.0635175521050042E-3,1.9506744240922061E-3,7.4319068876298059E-3,1.5449265141447738E-5,2.621902472901438E-4,1.3682582652936053E-2,null,2.4742198053900981E-3,8.6081171768277818E-4,1.970883115877578E-3,2.8158341227016831E-3,2.2406556848054878E-6,1.05132985673195E-4,8.2291224030101376E-3]
[2004,6,15,3,1.6653974318716668E-3,1.1533192327789364E-3,1.7636174547455805E-3,6.7001130865849863E-3,1.5449265141447738E-5,2.621902472901438E-4,1.1560086718412762E-2,null,1.392624594089743E-3,9.3349724961285733E-4,1.7818882646409024E-3,2.5385688142256853E-3,2.2406556848054878E-6,1.05132985673195E-4,6.7539525639271885E-3]
[2004,6,15,6,1.636296114305395E-3,1.2631169726880402E-3,1.933612964792336E-3,5.6483152382683938E-3,6.4423438731978274E-6,1.093333383676782E-4,1.0597116972295042E-2,null,1.3682897357624672E-3,1.0223676033759618E-3,1.9536449024417325E-3,2.1400589410188894E-3,9.3435346541018838E-7,4.3840457129939147E-5,6.5291359931944001E-3]
[2004,6,15,10,1.9194713374595612E-3,1.5505458987694835E-3,3.0536056991429944E-3,6.2196724443260975E-3,0,0,1.2743295379698136E-2,null,1.60508413249583E-3,1.2550127412791063E-3,3.0852405920015263E-3,2.3565373147922015E-3,0,0,8.3018747805686643E-3]
[2004,6,15,13,2.0439888597364895E-3,1.5319486452472057E-3,3.0967766309632867E-3,6.250412767505909E-3,0,0,1.2923126903452891E-2,null,1.7092071247614565E-3,1.2399601135937351E-3,3.1288587681412546E-3,2.3681843459325762E-3,0,0,8.4462103524290226E-3]
[2004,6,15,16,2.3710561646740238E-3,1.580029105835083E-3,2.7158765712095617E-3,5.1478948437901134E-3,0,0,1.181485668550878E-2,null,1.9827045879266085E-3,1.2788764660166083E-3,2.74401264142037E-3,1.9504574236999374E-3,0,0,7.9560511190635234E-3]
[2004,6,15,17,2.3451782433130839E-3,1.6106719531643191E-3,2.5183709997610082E-3,4.6410509487976835E-3,0,0,1.1115272145036095E-2,null,1.9610651707872031E-3,1.3036788042497308E-3,2.5444609421454599E-3,1.7584221417754253E-3,0,0,7.567627058957819E-3]
[2004,6,15,20,2.4059462527549554E-3,1.2347782190314425E-3,2.2561580921052751E-3,6.864808076158491E-3,0,0,1.2761690640050165E-2,null,2.0118800831096747E-3,9.9943019988521379E-4,2.2795315484541718E-3,2.6009691885160277E-3,0,0,7.8918110199650872E-3]
[2004,6,15,24,2.7453270234558871E-3,9.6195715505709449E-4,1.8805392550697356E-3,7.609668596810568E-3,1.5449265141447738E-5,2.621902472901438E-4,1.3475131542824877E-2,null,2.2956742087605598E-3,7.7860867396401824E-4,1.9000213571194833E-3,2.8831852741610896E-3,2.2406556848054878E-6,1.05132985673195E-4,7.964863155363152E-3]
[2004,6,16,4,1.6056804817443898E-3,1.2022251267899096E-3,1.7189659178641424E-3,6.0065467158642262E-3,1.5449265141447738E-5,2.621902472901438E-4,1.0811057754694259E-2,null,1.3426885897224173E-3,9.7308170832260997E-4,1.7367741445956952E-3,2.275787285532889E-3,2.2406556848054878E-6,1.05132985673195E-4,6.4357053695316118E-3]
[2004,6,16,7,1.7166983792090704E-3,1.4480257296458964E-3,2.5910549284160591E-3,5.9588092332357968E-3,0,0,1.1714588270506823E-2,null,1.4355230395868513E-3,1.1720328574908877E-3,2.6178978653001559E-3,2.2577002945964515E-3,0,0,7.4831540569743459E-3]
[2004,6,16,11,2.2306836123269762E-3,1.5211166285143329E-3,3.1009688878570864E-3,7.2602531720587912E-3,0,0,1.4113022300757186E-2,null,1.8653234361411457E-3,1.2311926730269693E-3,3.1330944561819463E-3,2.7507971951807111E-3,0,0,8.9804077605307731E-3]
[2004,6,16,14,2.048371462605563E-3,1.5563488563774136E-3,3.0572189344496496E-3,6.9364576334777946E-3,0,0,1.3598396886910421E-2,null,1.7128719079686342E-3,1.2597096585008631E-3,3.0888912598790704E-3,2.6281160932642529E-3,0,0,8.6895889196128215E-3]
[2004,6,16,17,2.3465325874568385E-3,1.6106719531643191E-3,2.5253181951365071E-3,5.5579755151183774E-3,0,0,1.2040498250876042E-2,null,1.9621976890242072E-3,1.3036788042497308E-3,2.5514801094135421E-3,2.1058306226441458E-3,0,0,7.9231872253316266E-3]
[2004,6,16,19,2.1274197344932897E-3,1.3378944122792488E-3,2.3651403601690477E-3,7.4031126878721099E-3,0,0,1.3233567194813696E-2,null,1.7789729871731468E-3,1.0828925059420014E-3,2.3896428563198562E-3,2.8049244475080171E-3,0,0,8.0564327969430208E-3]
[2004,6,16,22,2.7910506856673343E-3,1.2582570813910654E-3,2.0291888989227278E-3,7.7532816415560799E-3,5.1446056013162179E-6,8.7309357595306123E-5,1.3924232270733829E-2,null,2.3339088639298972E-3,1.0184340045680997E-3,2.0502109887836286E-3,2.9375980269005773E-3,7.461383878865274E-7,3.5009286333390764E-5,8.3759073089034793E-3]
[2004,6,17,1,2.3428001445651814E-3,1.0700900770947784E-3,1.8412170982122335E-3,6.9489557077594384E-3,1.5449265141447738E-5,2.621902472901438E-4,{"$f":"SUM(E4035:J4035)","v":1.2480702540063223E-2},null,1.9590765771097282E-3,8.661315231855291E-4,1.8602918286686209E-3,2.6328514195489362E-3,2.2406556848054878E-6,1.05132985673195E-4,{"$f":"SUM(M4035:R4035)","v":7.4257249898708154E-3}]
[2004,6,17,5,1.5676915719561417E-3,1.1952795390358002E-3,1.7687962830504496E-3,5.6364787800076864E-3,1.5449265141447738E-5,2.621902472901438E-4,1.044588568648167E-2,null,1.3109218239875176E-3,9.6745994560407502E-4,1.7871207448231581E-3,2.1355742907714663E-3,2.2406556848054878E-6,1.05132985673195E-4,6.3084504465442176E-3]
[2004,6,17,8,1.7881109766928484E-3,1.446313460500217E-3,2.9534013182675313E-3,7.9004244350069155E-3,0,0,1.4088250190467512E-2,null,1.4952390795425344E-3,1.170646945860647E-3,2.9839981089068279E-3,2.9933481466172477E-3,0,0,8.6432322809272578E-3]
[2004,6,17,10,1.9203373360577127E-3,1.5505458987694835E-3,3.0857677433589392E-3,7.5657332951099224E-3,0,0,1.4122384273296058E-2,null,1.6058082905395215E-3,1.2550127412791063E-3,3.1177358301275981E-3,2.8665388705408036E-3,0,0,8.8450957324870301E-3]
[2004,6,17,16,2.3724487945648511E-3,1.580029105835083E-3,2.7571526006150578E-3,6.8667274640316026E-3,0,0,1.3576357965046595E-2,null,1.9838691211481177E-3,1.2788764660166083E-3,2.7857162842430915E-3,2.6016964147783485E-3,0,0,8.6501582861861666E-3]
[2004,6,17,19,2.1278497007472612E-3,1.3378944122792488E-3,2.4223177655169747E-3,7.5366677137867636E-3,0,0,1.3424729592330247E-2,null,1.779332529927597E-3,1.0828925059420014E-3,2.4474126109329873E-3,2.8555263730857912E-3,0,0,8.1651640198883782E-3]
[2004,6,17,20,2.4072368008049511E-3,1.2347782190314425E-3,2.3500001304888217E-3,7.5563077408533118E-3,0,0,1.3548322891178528E-2,null,2.0129592543152281E-3,9.9943019988521379E-4,2.3743457761517227E-3,2.8629676743858416E-3,0,0,8.2497029047380061E-3]
[2004,6,17,23,2.7642616050182903E-3,1.1638659051872371E-3,1.9367802539647168E-3,6.6285249770030022E-3,1.5449265141447738E-5,2.621902472901438E-4,1.2771072253604838E-2,null,2.3115075248555453E-3,9.4203373231937918E-4,1.9568450042505479E-3,2.5114451910710168E-3,2.2406556848054878E-6,1.05132985673195E-4,7.8292050938544907E-3]
[2004,6,18,3,1.8432395506718399E-3,1.1161087628786836E-3,1.8007101693866363E-3,5.7685512365037066E-3,1.5449265141447738E-5,2.621902472901438E-4,1.0806249231872457E-2,null,1.5413382307066846E-3,9.0337907389754254E-4,1.8193652541913976E-3,2.1856144938167347E-3,2.2406556848054878E-6,1.05132985673195E-4,6.5570706939703603E-3]
[2004,6,18,6,1.678406787895203E-3,1.233622853585374E-3,1.9702327973004381E-3,5.0697304419482789E-3,6.4423438731978274E-6,1.093333383676782E-4,1.0067768562970172E-2,null,1.4035031680594921E-3,9.9849504642938883E-4,1.9906441108719507E-3,1.9208421455196966E-3,9.3435346541018838E-7,4.3840457129939147E-5,6.3582592814758771E-3]
[2004,6,18,11,2.2984963180507096E-3,1.2939057537729472E-3,3.2238238040606876E-3,6.918840603084812E-3,0,0,1.3735066478969157E-2,null,1.9220292049716564E-3,1.0472880604747658E-3,3.2572221307224656E-3,2.6214412739922568E-3,0,0,8.8479806701611437E-3]
[2004,6,18,14,2.0567089957168883E-3,1.3743681769117703E-3,3.1273290165056305E-3,6.6625508917528657E-3,0,0,1.3220957080887155E-2,null,1.7198438495860894E-3,1.1124143919903648E-3,3.1597276717734994E-3,2.524337081841107E-3,0,0,8.5163229951910595E-3]
[2004,6,18,17,2.1638831826104837E-3,1.4167052171167173E-3,2.5967965531688546E-3,4.9797320563839198E-3,0,0,1.1157117009279975E-2,null,1.8094641442156134E-3,1.1466820166556012E-3,2.6236989724163552E-3,1.8867431546561277E-3,0,0,7.4665882879436981E-3]
[2004,6,18,20,2.2821314497771653E-3,1.3408692412328266E-3,2.291887869430432E-3,4.9220898640597727E-3,0,0,1.0836978424500196E-2,null,1.9083447128494585E-3,1.0853003342061174E-3,2.3156314808644653E-3,1.8649034230088127E-3,0,0,7.174179950928854E-3]
[2004,6,18,21,2.2739754065163381E-3,1.3057700612343474E-3,2.1797060975185601E-3,4.903737343449093E-3,0,0,1.0663188908718337E-2,null,1.9015245351440546E-3,1.0568910377502703E-3,2.2022875227750826E-3,1.8579499379134661E-3,0,0,7.0186530335828732E-3]
[2004,6,18,24,2.6926936619975496E-3,8.2465773595453919E-4,1.8368880896814752E-3,4.9140801338131024E-3,1.5449265141447738E-5,2.621902472901438E-4,1.0545959133878258E-2,null,2.2516615831651671E-3,6.6747844526155006E-4,1.8559179722647098E-3,1.8618686605873741E-3,2.2406556848054878E-6,1.05132985673195E-4,6.7443003026368019E-3]
[2004,6,19,4,1.6724295683589591E-3,7.9991086408721663E-4,1.7506354975701745E-3,4.9865535991984195E-3,1.5449265141447738E-5,2.621902472901438E-4,9.4871690416463619E-3,null,1.3985049479523001E-3,6.4744831295463889E-4,1.7687718163540693E-3,1.8893277313087914E-3,2.2406556848054878E-6,1.05132985673195E-4,5.8114264499277996E-3]
[2004,6,19,8,1.7883706418071359E-3,8.7953546960938597E-4,2.4193371013416483E-3,4.7535297791776029E-3,0,0,9.8407729919357742E-3,null,1.4954562145143217E-3,7.1189651440997778E-4,2.4444010675279486E-3,1.8010386241202898E-3,0,0,6.4527924205725375E-3]
[2004,6,19,11,2.025056273954422E-3,9.8413917386713529E-4,2.5464095870433813E-3,4.3589718416890714E-3,0,0,9.9145768765540113E-3,null,1.6933754775610706E-3,7.9656281273281378E-4,2.572790004948242E-3,1.6515467480027017E-3,0,0,6.7142750432448283E-3]
[2004,6,19,15,2.3046027815525187E-3,8.8937805081439785E-4,2.4786857851964847E-3,3.8911672373545254E-3,0,0,9.5638338549179271E-3,null,1.9271355003776566E-3,7.1986310529204532E-4,2.5043645947646826E-3,1.4743028471359248E-3,0,0,6.6256660475703102E-3]
[2004,6,19,18,2.2200350228117642E-3,8.9261147775358536E-4,2.1826645899297595E-3,4.0228449208021969E-3,0,0,9.3181560112973062E-3,null,{"$f":"E4100*V$5","v":1.8564189624296758E-3},{"$f":"F4100*W$5","v":7.2248024291428272E-4},{"$f":"G4100*X$5","v":2.2052766647198737E-3},{"$f":"H4100*Y$5","v":1.524193476802911E-3},{"$f":"I4100*Z$5","v":0},{"$f":"J4100*AA$5","v":0},6.3083693468667431E-3]
[2004,6,19,19,2.2536294830528048E-3,8.7346715973590143E-4,2.0209946430422023E-3,4.046748567231884E-3,0,0,9.1948398530627921E-3,null,1.8845110386281267E-3,7.0698482091203184E-4,2.041931841652439E-3,1.5332501972774024E-3,0,0,6.1666778984700004E-3]
[2004,6,20,1,2.538693992391513E-3,7.3215085359839194E-4,1.6866240543610387E-3,4.794897386930199E-3,1.5449265141447738E-5,2.621902472901438E-4,1.0030005799712733E-2,null,2.1228852783200017E-3,5.9260332153570152E-4,1.7040972242818669E-3,1.8167121683728669E-3,2.2406556848054878E-6,1.05132985673195E-4,6.3436716338684373E-3]
[2004,6,20,2,2.1327219130855119E-3,7.3661703877182447E-4,1.6613542323714505E-3,4.8050506093055036E-3,1.5449265141447738E-5,2.621902472901438E-4,9.6133833059658825E-3,null,1.7834067302355979E-3,5.9621825438097747E-4,1.6785656107612308E-3,1.8205590666793229E-3,2.2406556848054878E-6,1.05132985673195E-4,5.9861233034151293E-3]
[2004,6,20,6,1.6109423921686667E-3,7.175977499908659E-4,1.7221500463391862E-3,4.8347838047589744E-3,6.4423438731978274E-6,1.093333383676782E-4,9.0012496754985696E-3,null,1.347088660077101E-3,5.8082403111476351E-4,1.7399912601598004E-3,1.8318245127621037E-3,9.3435346541018838E-7,4.3840457129939147E-5,5.5445032747091175E-3]
[2004,6,20,9,1.9620821267716895E-3,8.6916406974572489E-4,2.3902909996533278E-3,4.4463761764836291E-3,0,0,9.6679133726543711E-3,null,1.640715767344069E-3,7.0350189740178422E-4,2.4150540526224678E-3,1.6846628933080486E-3,0,0,6.443934610676369E-3]
[2004,6,20,12,2.3999511527801089E-3,9.1671220931519026E-4,2.4948943415972272E-3,4.5619053014241987E-3,0,0,1.0373463005116726E-2,null,2.0068669111729226E-3,7.4198738888652731E-4,2.5207410693564585E-3,1.7284350848992798E-3,0,0,6.9980304543151876E-3]
[2004,6,20,16,2.2668386539380415E-3,9.9529483224023775E-4,2.4132718604951489E-3,4.2749632172607611E-3,0,0,9.9503685639341886E-3,null,1.8955567000962369E-3,8.0559220902911904E-4,2.4382729917042964E-3,1.6197171846291073E-3,0,0,6.7591390854587589E-3]
[2004,6,20,18,2.4969914488692743E-3,9.827110771219779E-4,2.123414029652168E-3,4.5257347923752635E-3,0,0,1.0128851348018685E-2,null,2.088013129105806E-3,7.9540691040681745E-4,2.1454122776057931E-3,1.7147306406489072E-3,0,0,6.7435629577673245E-3]
[2004,6,20,21,2.9633234345714859E-3,1.0796777579202528E-3,1.8549718173511954E-3,4.7662008208687627E-3,0,0,1.0664173830711696E-2,null,2.477965329025885E-3,8.7389179755395442E-4,1.8741890446159896E-3,1.8058394850707319E-3,0,0,7.0318856562665609E-3]
[2004,6,20,24,2.9863669502160442E-3,9.1909755272663672E-4,1.7953122344162484E-3,7.0905901426165843E-3,1.5449265141447738E-5,2.621902472901438E-4,1.3069006392407106E-2,null,2.497234583323244E-3,7.4391808721417261E-4,1.8139113974317319E-3,2.6865145077240777E-3,2.2406556848054878E-6,1.05132985673195E-4,7.848952217051227E-3]
[2004,6,21,3,1.7467230076289512E-3,1.0543940400415913E-3,1.6777754776719747E-3,6.5439926273018305E-3,1.5449265141447738E-5,2.621902472901438E-4,1.130052466507594E-2,null,1.4606299811286911E-3,8.5342714177703827E-4,1.6951569776775981E-3,2.4794171963235445E-3,2.2406556848054878E-6,1.05132985673195E-4,6.5960049382648728E-3]
[2004,6,21,7,1.7492965895309675E-3,1.2068401299518429E-3,2.5343554154740825E-3,6.9365669931954919E-3,0,0,1.2427059128152385E-2,null,1.4627820400805438E-3,9.7681709453327687E-4,2.5606109539859684E-3,2.6281575279632334E-3,0,0,7.6283676165630216E-3]
[2004,6,21,10,2.0283707228063359E-3,1.3628652041470873E-3,3.1251848893144793E-3,7.8759444083013625E-3,0,0,1.4392365224569265E-2,null,1.6961470580251045E-3,1.1031038792259761E-3,3.1575613317491764E-3,2.9840730446058276E-3,0,0,8.9408853136060847E-3]
[2004,6,21,13,2.082353445607605E-3,1.3581625045456999E-3,3.1753730936795819E-3,8.1531620691422859E-3,0,0,1.4769051112975173E-2,null,1.7412880351818229E-3,1.0992975114668319E-3,3.2082694783151658E-3,3.0891065118725794E-3,0,0,9.1379615368364E-3]
[2004,6,21,15,2.1711058730988341E-3,1.3897311259079687E-3,3.0348889822998932E-3,8.2495052135933503E-3,0,0,1.4845231194900046E-2,null,1.815503841537754E-3,1.1248491717341642E-3,3.0663299728048367E-3,3.1256094333617108E-3,0,0,9.1322924194384651E-3]
[2004,6,21,21,2.7046001628999966E-3,1.2997584096652922E-3,2.1784787576925968E-3,6.7679136602936266E-3,0,0,1.2950750990551513E-2,null,2.2616179369273227E-3,1.0520252035164804E-3,2.2010474678942887E-3,2.5642573988479325E-3,0,0,8.0789480071860251E-3]
[2004,6,21,22,2.936166556018205E-3,1.2394684379450716E-3,2.1361576751283079E-3,7.3611431092274575E-3,5.1446056013162179E-6,8.7309357595306123E-5,1.3765389741515664E-2,null,2.4552564330901539E-3,1.0032264657685161E-3,2.1582879453202258E-3,2.789022825831388E-3,7.461383878865274E-7,3.5009286333390764E-5,8.4415490947315607E-3]
[2004,6,22,1,2.3432413307599288E-3,1.0700900770947784E-3,1.8865081828938982E-3,7.1415970766088117E-3,1.5449265141447738E-5,2.621902472901438E-4,1.2719076179789008E-2,null,1.9594455021084223E-3,8.661315231855291E-4,1.9060521221324653E-3,2.7058402430166942E-3,2.2406556848054878E-6,1.05132985673195E-4,7.5448430318011111E-3]
[2004,6,22,4,1.6062080859578355E-3,1.2022251267899096E-3,1.7435518724294656E-3,6.2352098303473328E-3,1.5449265141447738E-5,2.621902472901438E-4,1.1064834427956135E-2,null,1.3431297784678353E-3,9.7308170832260997E-4,1.7616148059290588E-3,2.3624241891028854E-3,2.2406556848054878E-6,1.05132985673195E-4,6.5476241231803897E-3]
[2004,6,22,8,1.7885288593113059E-3,1.446313460500217E-3,2.9078321846235187E-3,6.6650624728942787E-3,0,0,1.280773697732932E-2,null,1.4955885178212116E-3,1.170646945860647E-3,2.9379568859354702E-3,2.5252886809376584E-3,0,0,8.1294810305549865E-3]
[2004,6,22,12,2.2745442331347497E-3,1.4891909305202865E-3,2.9871089034843035E-3,5.5894418210894435E-3,0,0,1.2340285888228783E-2,null,1.9020001945412729E-3,1.2053519947287296E-3,3.0180548996045667E-3,2.1177527173916163E-3,0,0,8.2431598062661857E-3]
[2004,6,22,16,2.3732454265415898E-3,1.580029105835083E-3,2.708658603641017E-3,5.6556129374673112E-3,0,0,1.2317546073485001E-2,null,1.9845352740207071E-3,1.2788764660166083E-3,2.7367198968003053E-3,2.1428239259322131E-3,0,0,8.1429555627698345E-3]
[2004,6,22,19,2.1287158672298702E-3,1.3378944122792488E-3,2.3573909547945017E-3,7.0350613132120036E-3,0,0,1.2859062547515624E-2,null,1.7800568283582135E-3,1.0828925059420014E-3,2.3818131682785564E-3,2.6654754964722878E-3,0,0,7.9102379990510594E-3]
[2004,6,22,22,2.7925846580895393E-3,1.2582570813910654E-3,2.0901945095863315E-3,7.0757639627970405E-3,5.1446056013162179E-6,8.7309357595306123E-5,1.3309254175060599E-2,null,2.3351915894108759E-3,1.0184340045680997E-3,2.1118486083400814E-3,2.6808970984001437E-3,7.461383878865274E-7,3.5009286333390764E-5,8.1821267254404782E-3]
[2004,6,22,23,2.7650879282715124E-3,1.1638659051872371E-3,1.9847100621009214E-3,6.5463225497022944E-3,1.5449265141447738E-5,2.621902472901438E-4,1.2737625957693557E-2,null,2.3121985059169317E-3,9.4203373231937918E-4,2.0052713579445315E-3,2.4802999677438096E-3,2.2406556848054878E-6,1.05132985673195E-4,7.847177205282654E-3]
[2004,6,23,2,1.9730905379651484E-3,1.0973553232733726E-3,1.9235920398847335E-3,7.6211785812239337E-3,1.5449265141447738E-5,2.621902472901438E-4,1.289285599477878E-2,null,1.6499211281044937E-3,8.8820002910683273E-4,1.9435201622688243E-3,2.8875462285369935E-3,2.2406556848054878E-6,1.05132985673195E-4,7.4765611893751445E-3]
[2004,6,23,5,1.599841172456236E-3,1.1952795390358002E-3,1.8621641839594296E-3,5.6466704283181174E-3,1.5449265141447738E-5,2.621902472901438E-4,1.0581594836201176E-2,null,1.3378056917597127E-3,9.6745994560407502E-4,1.8814559230536702E-3,2.1394357480680926E-3,2.2406556848054878E-6,1.05132985673195E-4,6.4335309498435508E-3]
[2004,6,23,10,2.0031655279285345E-3,1.5505458987694835E-3,3.2089582948337265E-3,7.7002372116251024E-3,0,0,1.4462906933156848E-2,null,1.6750701825514814E-3,1.2550127412791063E-3,3.2422026170699121E-3,2.9175003160334624E-3,0,0,9.0897858569339608E-3]
[2004,6,23,13,2.1644559216615132E-3,1.5319486452472057E-3,3.2461826154684824E-3,8.0525829243636472E-3,0,0,1.4995170106740849E-2,null,1.8099430752342371E-3,1.2399601135937351E-3,3.2798125760322826E-3,3.0509986356327349E-3,0,0,9.3807144004929895E-3]
[2004,6,23,17,2.4380790616699319E-3,1.6106719531643191E-3,2.64436938541788E-3,6.5388598224738591E-3,0,0,1.323198022272599E-2,null,2.0387499095641873E-3,1.3036788042497308E-3,2.6717646520069997E-3,2.477472456272532E-3,0,0,8.4916658220934495E-3]
[2004,6,23,20,2.5441391847384649E-3,1.2347782190314425E-3,2.3689185274066668E-3,7.6172575545332011E-3,0,0,1.3765093485709775E-2,null,2.1274386111382183E-3,9.9943019988521379E-4,2.3934601647982046E-3,2.8860606124066078E-3,0,0,8.4063895882282441E-3]
[2004,6,23,23,2.8042770514948643E-3,1.1638659051872371E-3,2.0641202553123511E-3,7.264951720119219E-3,1.5449265141447738E-5,2.621902472901438E-4,1.3574854444545264E-2,null,2.3449689040076255E-3,9.4203373231937918E-4,2.0855042287383431E-3,2.7525774020853116E-3,2.2406556848054878E-6,1.05132985673195E-4,8.232457908508661E-3]
[2004,6,23,24,2.8147709263319403E-3,9.6195715505709449E-4,2.0269395034021218E-3,7.6747504874338972E-3,1.5449265141447738E-5,2.621902472901438E-4,1.3756057584656646E-2,null,2.3537440035158478E-3,7.7860867396401824E-4,2.0479382898658909E-3,2.9078437919759642E-3,2.2406556848054878E-6,1.05132985673195E-4,8.195508400679721E-3]
[2004,6,24,6,1.636296114305395E-3,1.2631169726880402E-3,1.9889719931740976E-3,5.7623010322368842E-3,6.4423438731978274E-6,1.093333383676782E-4,1.0766461794645294E-2,null,1.3682897357624672E-3,1.0223676033759618E-3,2.009577441978553E-3,2.1832463884684738E-3,9.3435346541018838E-7,4.3840457129939147E-5,6.6282559801808041E-3]
[2004,6,24,7,1.7143218654905312E-3,1.4480257296458964E-3,2.6297433584926166E-3,6.3262266322917197E-3,0,0,1.2118317585920763E-2,null,1.4335357713292621E-3,1.1720328574908877E-3,2.6569871016565417E-3,2.3969090421196485E-3,0,0,7.6594647725963406E-3]
[2004,6,24,11,2.2796061686834483E-3,1.5211166285143329E-3,3.1490781728206914E-3,8.084349062908865E-3,0,0,1.5034150032927338E-2,null,1.9062330435921401E-3,1.2311926730269693E-3,3.1817021460560976E-3,3.0630343322869784E-3,0,0,9.3821621949621847E-3]
[2004,6,24,14,2.1015539616573253E-3,1.5563488563774136E-3,3.1025440109523593E-3,7.5722746707517089E-3,0,0,1.4332721499738807E-2,null,1.7573437287708327E-3,1.2597096585008631E-3,3.1346858973140806E-3,2.8690172962019499E-3,0,0,9.0207565807877265E-3]
[2004,6,24,18,2.3956962670057397E-3,1.4917907868111295E-3,2.450071894014669E-3,5.8549441680492949E-3,0,0,1.2192503115880833E-2,null,2.0033089264774799E-3,1.2074563199041999E-3,2.4754542680011362E-3,2.2183474341353508E-3,0,0,7.9045669485181668E-3]
[2004,6,24,21,2.5111979649337377E-3,1.3430688297604364E-3,2.2194072961575647E-3,7.212417639747541E-3,0,0,1.3286091730599279E-2,null,2.0998927821478238E-3,1.0870806824240659E-3,2.2424000198229331E-3,2.7326730547418934E-3,0,0,8.1620465391367154E-3]
[2004,6,24,23,2.7334409981089043E-3,1.1638659051872371E-3,2.0099707175603113E-3,7.2600287976059569E-3,1.5449265141447738E-5,2.621902472901438E-4,1.3444945930894002E-2,null,2.2857349768946986E-3,9.4203373231937918E-4,2.030793709971104E-3,2.7507121831844487E-3,2.2406556848054878E-6,1.05132985673195E-4,8.1166482437276307E-3]
[2004,6,25,2,2.0861797474335023E-3,9.7333101097774077E-4,1.8811031623993098E-3,7.6114963562238609E-3,1.5449265141447738E-5,2.621902472901438E-4,1.2829749789466006E-2,null,{"$f":"E4228*V$5","v":1.7444876330226617E-3},{"$f":"F4228*W$5","v":7.8781467948066375E-4},{"$f":"G4228*X$5","v":1.9005911064436404E-3},{"$f":"H4228*Y$5","v":2.8838777838227224E-3},{"$f":"I4228*Z$5","v":2.2406556848054878E-6},{"$f":"J4228*AA$5","v":1.05132985673195E-4},7.4241448441276885E-3]
[2004,6,25,5,1.6960971649801271E-3,1.1529336088722587E-3,1.8431594849666355E-3,5.9990670520917305E-3,1.5449265141447738E-5,2.621902472901438E-4,1.0968896823342343E-2,null,1.4182960659802602E-3,9.3318512540124484E-4,1.8622543382558047E-3,2.2729533570680447E-3,2.2406556848054878E-6,1.05132985673195E-4,6.5940625280633547E-3]
[2004,6,25,9,2.4414406348750111E-3,1.1280797438013581E-3,3.1224870608991115E-3,7.725531105702667E-3,0,0,1.4417538545278148E-2,null,2.041560895957366E-3,9.1306839273388822E-4,3.1548355542397608E-3,2.9270837797550219E-3,0,0,9.0365486226860366E-3]
[2004,6,25,12,2.2907528426993748E-3,1.3352460393133837E-3,3.1044499261921933E-3,7.0082624483299265E-3,0,0,1.3738711256534877E-2,null,1.9155540213238247E-3,1.0807489113418948E-3,3.1366115575473257E-3,2.6553218226809455E-3,0,0,8.7882363128939898E-3]
[2004,6,25,15,1.9551712832167412E-3,1.3837321999257649E-3,2.9589971582633092E-3,7.7267278743123396E-3,0,0,1.4024628515718155E-2,null,1.6349368400343808E-3,1.1199936375976831E-3,2.9896519209579924E-3,2.9275372167987101E-3,0,0,8.6721196153887667E-3]
[2004,6,25,20,2.3114770501402259E-3,1.3408692412328266E-3,2.3171379492940795E-3,6.2600922192622335E-3,0,0,1.2229576459929364E-2,null,1.9328838432767211E-3,1.0853003342061174E-3,2.3411431477337241E-3,2.3718517399078519E-3,0,0,7.731179065124414E-3]
[2004,6,25,23,2.6357286319560139E-3,9.5362159800848234E-4,2.0216981776398604E-3,5.6702270892717722E-3,1.5449265141447738E-5,2.621902472901438E-4,1.1558915009307721E-2,null,2.2040267662015388E-3,7.7186186929995178E-4,2.0426426647620439E-3,2.1483610011334428E-3,2.2406556848054878E-6,1.05132985673195E-4,7.2742659427549776E-3]
[2004,6,26,2,2.2403760764508436E-3,7.9675248399012008E-4,1.8140197918449447E-3,5.1117053182643066E-3,1.5449265141447738E-5,2.621902472901438E-4,1.0240493182981807E-2,null,1.8734283867420723E-3,6.4489191828950561E-4,1.8328127623238697E-3,1.9367457744017518E-3,2.2406556848054878E-6,1.05132985673195E-4,6.3952524831152003E-3]
[2004,6,26,3,1.8382418323752534E-3,7.8959136921154032E-4,1.7786778641409331E-3,5.0958593869562937E-3,1.5449265141447738E-5,2.621902472901438E-4,9.7800099651156134E-3,null,1.5371590808647537E-3,6.390957078735405E-4,1.7971046975980925E-3,1.9307419970727654E-3,2.2406556848054878E-6,1.05132985673195E-4,6.0114751247671528E-3]
[2004,6,26,6,1.6206937212967143E-3,7.7233991029637184E-4,1.9056557950161966E-3,4.8826727654058544E-3,6.4423438731978274E-6,1.093333383676782E-4,9.2971378742560135E-3,null,1.3552428342753409E-3,6.2513236711634549E-4,1.9253981006182254E-3,1.8499688963676967E-3,9.3435346541018838E-7,4.3840457129939147E-5,5.8005170089729568E-3]
[2004,6,26,10,2.0589323572297678E-3,9.5612056677180069E-4,2.5991599375599227E-3,4.5593863656837796E-3,0,0,1.017359922724527E-2,null,1.721703050197987E-3,7.7388453605268192E-4,2.6260868411120001E-3,1.7274806992593613E-3,0,0,6.8491551266220306E-3]
[2004,6,26,13,2.3860474314028432E-3,8.7176698216777479E-4,2.538857521107362E-3,4.9596396609407085E-3,0,0,1.0756311595618689E-2,null,1.9952404585503853E-3,7.0560869621160913E-4,2.5651597007521833E-3,1.8791304580021934E-3,0,0,7.1451393135163709E-3]
[2004,6,26,17,2.3581817468209822E-3,9.4443760973107033E-4,2.3246092594680664E-3,4.056578592138909E-3,0,0,9.6838072081590273E-3,null,1.9719388508156873E-3,7.6442834391185651E-4,2.3486918595502781E-3,1.5369746410814926E-3,0,0,6.6220336953593147E-3]
[2004,6,26,21,2.5289425471521254E-3,8.5263298479377775E-4,1.9541271345669122E-3,4.5876696897416795E-3,0,0,9.9233723562544944E-3,null,2.1147310070281167E-3,6.9012162774428779E-4,1.97437159591021E-3,1.7381968115828654E-3,0,0,6.5174210422654791E-3]
[2004,6,26,24,2.8351811727700986E-3,6.3500795009960808E-4,1.7661524184506066E-3,4.7905604622731782E-3,1.5449265141447738E-5,2.621902472901438E-4,1.0304541516025082E-2,null,2.3708112876471002E-3,5.139757996335296E-4,1.7844494901862282E-3,1.815068974960803E-3,2.2406556848054878E-6,1.05132985673195E-4,6.5916791937856607E-3]
[2004,6,27,1,2.5966600758742793E-3,7.3215085359839194E-4,1.7470140971792298E-3,4.791736514824411E-3,1.5449265141447738E-5,2.621902472901438E-4,1.0145201053907904E-2,null,2.1713571877491141E-3,5.9260332153570152E-4,1.7651128988031986E-3,1.8155145630116118E-3,2.2406556848054878E-6,1.05132985673195E-4,6.4519616124576271E-3]
[2004,6,27,4,1.7678564654598748E-3,7.5974892284433478E-4,1.708667384143321E-3,4.7967687312878088E-3,1.5449265141447738E-5,2.621902472901438E-4,9.3106810161669318E-3,null,1.4783020229910508E-3,6.1494121463892949E-4,1.7263689196242813E-3,1.8174211916931475E-3,2.2406556848054878E-6,1.05132985673195E-4,5.7444069903054094E-3]
[2004,6,27,7,1.7008631313191408E-3,7.1547965102239071E-4,2.1302847302806386E-3,4.5592613831492686E-3,0,0,9.1058888957714391E-3,null,1.4222814221548851E-3,5.7910964059279567E-4,2.1523541576528461E-3,1.7274333453176692E-3,0,0,5.8811785657181953E-3]
[2004,6,27,10,2.1223405764333172E-3,8.9837867462479941E-4,2.5164942687438095E-3,4.4856085230660942E-3,0,0,1.0022822042868021E-2,null,1.7747257364591612E-3,7.2714821537519635E-4,2.5425647684789794E-3,1.6995274202579813E-3,0,0,6.7439661405713182E-3]
[2004,6,27,15,2.5514400164572963E-3,9.1834668648581991E-4,2.5197789473484964E-3,4.4302544050389683E-3,0,0,1.041982005533058E-2,null,2.1335436510610483E-3,7.4331033564747006E-4,2.5458834758568518E-3,1.6785546044343232E-3,0,0,7.1012920669996935E-3]
[2004,6,27,18,2.6151110087235955E-3,9.827110771219779E-4,2.2232023137627715E-3,4.3403847672693705E-3,0,0,1.0161409166877716E-2,null,{"$f":"E4292*V$5","v":2.1867860711964593E-3},{"$f":"F4292*W$5","v":7.9540691040681745E-4},{"$f":"G4292*X$5","v":2.2462343532361271E-3},{"$f":"H4292*Y$5","v":1.6445043941110907E-3},{"$f":"I4292*Z$5","v":0},{"$f":"J4292*AA$5","v":0},6.8729317289504942E-3]
[2004,6,27,22,3.4074279009426488E-3,1.0531690360835533E-3,1.8782269340592551E-3,5.177571501699332E-3,5.1446056013162179E-6,8.7309357595306123E-5,1.1608849335981412E-2,null,2.8493306202035653E-3,8.5243562286961669E-4,1.8976850808133201E-3,1.9617014485850733E-3,7.461383878865274E-7,3.5009286333390764E-5,7.5969081971928526E-3]
[2004,6,28,1,2.6433510884698442E-3,9.1130028031453545E-4,1.822203917624025E-3,6.4701006161762597E-3,1.5449265141447738E-5,2.621902472901438E-4,1.2124595415016256E-2,null,2.2104007524977767E-3,7.3760697044415171E-4,1.8410816744072966E-3,2.4514206606472489E-3,2.2406556848054878E-6,1.05132985673195E-4,7.347883699354474E-3]
[2004,6,28,2,2.2763501693909547E-3,9.6012325908902639E-4,1.7764959538149945E-3,6.8295556351900804E-3,1.5449265141447738E-5,2.621902472901438E-4,1.2120164529916648E-2,null,1.9035103393257062E-3,7.7712431751385941E-4,1.7949001830114247E-3,2.5876125860063003E-3,2.2406556848054878E-6,1.05132985673195E-4,7.1705210672152915E-3]
[2004,6,28,7,1.8143922360145579E-3,1.2068401299518429E-3,2.629589876194664E-3,6.9764389046320157E-3,0,0,1.2627261146793082E-2,null,1.5172157725496386E-3,9.7681709453327687E-4,2.6568320293052132E-3,2.6432643761056906E-3,0,0,7.7941292724938195E-3]
[2004,6,28,9,2.3722406913412545E-3,1.2501559749697451E-3,3.1715242588431689E-3,8.0807074371852822E-3,0,0,1.4874628362339451E-2,null,1.9836951028256778E-3,1.0118769643764592E-3,3.2043807701323955E-3,3.0616545768447187E-3,0,0,9.2616074141792515E-3]
[2004,6,28,13,2.2126402818216828E-3,1.3581625045456999E-3,3.2541497362502678E-3,8.0037493930252418E-3,0,0,1.4828701915642893E-2,null,1.850235394488096E-3,1.0992975114668319E-3,3.287862234979488E-3,3.0324963688587014E-3,0,0,9.2698915097931163E-3]
[2004,6,28,16,2.4167371420842311E-3,1.4883018718069825E-3,2.9012200786973962E-3,6.7500409813059286E-3,0,0,1.3556300073894538E-2,null,2.0209035495714674E-3,1.2046323900954021E-3,2.9312762795927418E-3,2.5574857182929164E-3,0,0,8.714297937552528E-3]
[2004,6,28,19,2.506079137085939E-3,1.2106766879286831E-3,2.462033368168381E-3,7.0849963953615097E-3,0,0,1.3263785588544512E-2,null,2.0956123590984473E-3,9.799224067638993E-4,2.4875396612166279E-3,2.6843951237446009E-3,0,0,8.2474695508235746E-3]
[2004,6,28,23,3.1278532503267249E-3,1.0635175521050042E-3,2.0240367246834785E-3,7.1523826035149842E-3,1.5449265141447738E-5,2.621902472901438E-4,1.3645429643061783E-2,null,2.6155470638699772E-3,8.6081171768277818E-4,2.0450054387990786E-3,2.7099267116919503E-3,2.2406556848054878E-6,1.05132985673195E-4,8.3386645734017852E-3]
[2004,6,28,24,2.932591291516789E-3,9.0943482179470638E-4,1.9796257275701908E-3,7.3520097770028098E-3,1.5449265141447738E-5,2.621902472901438E-4,1.3451301130316088E-2,null,2.4522667555634797E-3,7.3609706724646437E-4,2.000134350477612E-3,2.7855623480669343E-3,2.2406556848054878E-6,1.05132985673195E-4,8.0814341627124912E-3]
[2004,6,29,4,1.6402672629332231E-3,1.2022251267899096E-3,1.7915813746919686E-3,5.8376528310439641E-3,1.5449265141447738E-5,2.621902472901438E-4,1.0749366107890656E-2,null,1.3716104561743415E-3,9.7308170832260997E-4,1.8101418865654002E-3,2.2117960150308158E-3,2.2406556848054878E-6,1.05132985673195E-4,6.4740037074511678E-3]
[2004,6,29,7,1.7336473770891668E-3,1.4480257296458964E-3,2.6786374099958309E-3,4.9502951841875371E-3,0,0,1.0810605700918432E-2,null,1.4496959876419413E-3,1.1720328574908877E-3,2.7063876881328725E-3,1.8755899808543743E-3,0,0,7.2037065141200753E-3]
[2004,6,29,10,1.9764118107475212E-3,1.5505458987694835E-3,3.1618200361318068E-3,5.8460829035739828E-3,0,0,1.2534860649222795E-2,null,1.6526984148181013E-3,1.2550127412791063E-3,3.1945760131425458E-3,2.2149900386166585E-3,0,0,8.3172772078564123E-3]
[2004,6,29,14,2.1430826094056034E-3,1.5563488563774136E-3,3.1623991980089744E-3,5.275516185740038E-3,0,0,1.2137346849532028E-2,null,1.7920704643276091E-3,1.2597096585008631E-3,3.1951611750491008E-3,1.998811168557226E-3,0,0,8.2457524664347991E-3]
[2004,6,29,17,2.3894817217796228E-3,1.6106719531643191E-3,2.6126214563728812E-3,5.199408413594825E-3,0,0,1.1812183544911647E-2,null,1.9981122518835681E-3,1.3036788042497308E-3,2.6396878192223657E-3,1.969975115435247E-3,0,0,7.9114539907909117E-3]
[2004,6,29,21,2.551230434489737E-3,1.3430688297604364E-3,2.1781126157654615E-3,7.1593919117097513E-3,0,0,1.3231803791725387E-2,null,2.1333683961958041E-3,1.0870806824240659E-3,2.2006775327922065E-3,2.7125824297317184E-3,0,0,8.1337090411437944E-3]
[2004,6,30,1,2.4037526761132317E-3,1.0700900770947784E-3,1.9328873827266729E-3,6.931188353031875E-3,1.5449265141447738E-5,2.621902472901438E-4,1.261555800139815E-2,null,2.010045788951522E-3,8.661315231855291E-4,1.952911803455691E-3,2.6261196447206897E-3,2.2406556848054878E-6,1.05132985673195E-4,7.5625824016714322E-3]
[2004,6,30,4,1.643583417868226E-3,1.2022251267899096E-3,1.7931609480506482E-3,6.1484472274883949E-3,1.5449265141447738E-5,2.621902472901438E-4,1.1065056232628769E-2,null,1.3743834632847865E-3,9.7308170832260997E-4,1.8117378240649963E-3,2.3295511860636172E-3,2.2406556848054878E-6,1.05132985673195E-4,6.5961278230940099E-3]
[2004,6,30,5,1.5869890852817968E-3,1.1952795390358002E-3,1.8544380770536412E-3,5.8576335610257295E-3,1.5449265141447738E-5,2.621902472901438E-4,1.0771979774828558E-2,null,1.3270586278205097E-3,9.6745994560407502E-4,1.873649774849738E-3,2.219366403375265E-3,2.2406556848054878E-6,1.05132985673195E-4,6.494908393007588E-3]
[2004,6,30,8,1.813329843597989E-3,1.446313460500217E-3,3.0388851412470768E-3,7.7932298430870477E-3,0,0,1.4091758288432329E-2,null,1.516327387723546E-3,1.170646945860647E-3,3.0703675313538668E-3,2.9527337801752442E-3,0,0,8.7100756451133042E-3]
[2004,6,30,11,2.3191703215118663E-3,1.5211166285143329E-3,3.2151017507606539E-3,7.6764851890031155E-3,0,0,1.4731873889789969E-2,null,1.9393170457760861E-3,1.2311926730269693E-3,3.2484097182703875E-3,2.9085010434654092E-3,0,0,9.3274204805388512E-3]
[2004,6,30,15,2.3222593445987759E-3,1.527155186905527E-3,3.089881662277299E-3,7.4591191260505452E-3,0,0,1.4398415319832148E-2,null,1.9419001226082069E-3,1.2360802856580567E-3,3.1218923686232814E-3,2.8261444173082735E-3,0,0,9.1260171941978194E-3]
[2004,6,30,18,2.4608490067455648E-3,1.4917907868111295E-3,2.5147775549470433E-3,5.6236252777346974E-3,0,0,1.2091042626238436E-2,null,2.0577904009877637E-3,1.2074563199041999E-3,2.5408302697871154E-3,2.1307042983396787E-3,0,0,7.9367812890187572E-3]
[2004,6,30,23,2.776507429054297E-3,1.1638659051872371E-3,2.0499412841034417E-3,6.6487410927669128E-3,1.5449265141447738E-5,2.621902472901438E-4,1.2916695223543479E-2,null,2.3217476245465073E-3,9.4203373231937918E-4,2.0711783655337963E-3,2.5191047634334283E-3,2.2406556848054878E-6,1.05132985673195E-4,7.9614381271911113E-3]
[2004,7,1,2,1.8528232103730037E-3,6.9362446202137602E-4,1.8182421776981122E-3,7.0540985922924355E-3,1.5597601540512758E-5,2.6479431570797181E-4,1.1699180359633412E-2,null,1.5493521977909426E-3,5.614200380591952E-4,1.8370788914553883E-3,2.6726884259194129E-3,2.2621693809447895E-6,1.0617716443458336E-4,6.7289788870404663E-3]
[2004,7,1,5,1.5234248510032817E-3,7.9614104805131802E-4,1.7922168693780055E-3,5.1441269277184339E-3,1.5597601540512758E-5,2.6479431570797181E-4,9.5363016133995244E-3,null,1.2739054799492189E-3,6.4439702168935886E-4,1.8107839648801979E-3,1.949029818805725E-3,2.2621693809447895E-6,1.0617716443458336E-4,5.786555619140028E-3]
[2004,7,1,6,1.5921752893910093E-3,7.8603709920782995E-4,1.8830708927544068E-3,5.203269538168109E-3,7.7988007702563789E-6,1.323971578539859E-4,9.6047487781455981E-3,null,1.3313953916789369E-3,6.3621887969054851E-4,1.9025792221873865E-3,1.9714380355834462E-3,1.1310846904723947E-6,5.3088582217291682E-5,5.895851196048082E-3]
[2004,7,1,9,1.8704298492130775E-3,8.756884510677346E-4,2.438954752694145E-3,6.9278094836265729E-3,0,0,1.2112882536601529E-2,null,1.5640750728228719E-3,7.0878273539218739E-4,2.4642219547791884E-3,2.6248394435675459E-3,0,0,7.3619192065617935E-3]
[2004,7,1,15,2.1656418744826298E-3,8.8174864752850121E-4,2.4581226303042386E-3,6.7567001518855909E-3,0,0,1.2262213304200961E-2,null,1.8109347826996802E-3,7.1368786188921816E-4,2.4835884087001303E-3,2.5600087746269935E-3,0,0,7.5682198279160224E-3]
[2004,7,1,17,2.3012390696682235E-3,9.8655378059699312E-4,2.087925354669719E-3,4.988407641572652E-3,0,0,1.0364125846507588E-2,null,1.9243227255961819E-3,7.9851719680719348E-4,2.1095559453219851E-3,1.8900301991762224E-3,0,0,6.7224260669015825E-3]
[2004,7,1,20,2.3578565861123702E-3,9.5998149940647239E-4,2.0131951027111492E-3,5.070287124273311E-3,0,0,1.0401320312503303E-2,null,1.9716669476704208E-3,7.7700957714535684E-4,2.0340514992640713E-3,1.9210530638089098E-3,0,0,6.7037810878887594E-3]
[2004,7,1,24,2.685757014861118E-3,9.3654556311054289E-4,1.8809133635849227E-3,4.8485098065085622E-3,1.5597601540512758E-5,2.6479431570797181E-4,1.0632117665313631E-2,null,2.2458610786022051E-3,7.580405168430861E-4,1.9003993413422638E-3,1.8370250816980634E-3,2.2621693809447895E-6,1.0617716443458336E-4,6.8497653523011456E-3]
[2004,7,2,3,1.773906902524464E-3,1.1994626420264176E-3,1.6260970700144963E-3,4.7733475283813134E-3,1.5597601540512758E-5,2.6479431570797181E-4,9.6532060601951762E-3,null,1.4833614684422603E-3,9.7084575156794483E-4,1.6429431895386769E-3,1.8085472615785758E-3,2.2621693809447895E-6,1.0617716443458336E-4,6.0141370049429845E-3]
[2004,7,2,6,1.6260110427002417E-3,1.2347061009010064E-3,1.7643721249197973E-3,5.0008135671964216E-3,7.7988007702563789E-6,1.323971578539859E-4,9.7660987943417096E-3,null,1.3596892399317432E-3,9.9937182742900572E-4,1.7826507530838997E-3,1.8947306117652518E-3,1.1310846904723947E-6,5.3088582217291682E-5,6.0906620991176648E-3]
[2004,7,2,7,1.7267174073963335E-3,1.3497040625991344E-3,2.2959829316738832E-3,4.7807215915679855E-3,0,0,1.0153125993237337E-2,null,1.4439010668345457E-3,1.0924512436957625E-3,2.3197689673329423E-3,1.811341179621138E-3,0,0,6.6674624574843896E-3]
[2004,7,2,12,2.1921562961714626E-3,1.3822819072035791E-3,2.7232725858834586E-3,4.2446625562615062E-3,0,0,1.0542373345520006E-2,null,1.8331064487748688E-3,1.118819769835128E-3,2.7514852776868502E-3,1.608236734662204E-3,0,0,7.3116482309590518E-3]
[2004,7,2,15,1.8507501949358008E-3,1.4342752312854657E-3,2.6226403082906849E-3,4.6722994391924901E-3,0,0,1.057996517370444E-2,null,1.5476187183063898E-3,1.1609031962180592E-3,2.6498104649296146E-3,1.7702617095831262E-3,0,0,7.1285940890371902E-3]
[2004,7,2,18,2.095460852620544E-3,1.4110483562696507E-3,2.2306397196092146E-3,4.783471468741537E-3,0,0,1.0520620397240946E-2,null,1.7522486005229433E-3,1.1421033502360223E-3,2.2537488094814362E-3,1.8123830653841867E-3,0,0,6.9604838256245877E-3]
[2004,7,2,21,2.1819617447790787E-3,1.3152382175223444E-3,1.9553859494916975E-3,4.7933165621326674E-3,0,0,1.0245902473925789E-2,null,1.8245816469929961E-3,1.0645545688893923E-3,1.9756434519670857E-3,1.8161132184029323E-3,0,0,6.6808928862524064E-3]
[2004,7,3,1,2.4715236610176757E-3,7.9742060557508852E-4,1.674300018580726E-3,5.0328978518889159E-3,1.5597601540512758E-5,2.6479431570797181E-4,{"$f":"SUM(E4419:J4419)","v":1.0256534054310892E-2},null,2.0667166703504107E-3,6.4543269628422638E-4,1.691645513356199E-3,1.9068868490547657E-3,2.2621693809447895E-6,1.0617716443458336E-4,{"$f":"SUM(M4419:R4419)","v":6.4191210628611294E-3}]
[2004,7,3,4,1.6014109874817628E-3,8.3756481415738274E-4,1.5968555114160891E-3,5.0385416074941701E-3,1.5597601540512758E-5,2.6479431570797181E-4,9.3547648377978899E-3,null,1.3391183892401352E-3,6.7792544177426844E-4,1.6133986928191044E-3,1.909025180421634E-3,2.2621693809447895E-6,1.0617716443458336E-4,5.6479070380706696E-3]
[2004,7,3,5,1.5549770830162288E-3,8.3246458345261965E-4,1.6206775149679538E-3,5.0150458971198585E-3,1.5597601540512758E-5,2.6479431570797181E-4,9.303556995805146E-3,null,1.3002898212834512E-3,6.7379731211166351E-4,1.6374674887221397E-3,1.9001230205844025E-3,2.2621693809447895E-6,1.0617716443458336E-4,5.6201169765171845E-3]
[2004,7,3,9,1.7996002004188423E-3,1.0281104708032536E-3,2.2650634664066367E-3,4.8783179657182502E-3,0,0,9.9710921033469829E-3,null,1.5048465013036193E-3,8.3215320573516867E-4,2.2885291810854046E-3,1.8483189303840947E-3,0,0,6.4738478185082868E-3]
[2004,7,3,12,2.2361937992587066E-3,9.4228640070526462E-4,2.3094754517945428E-3,4.8754720884729656E-3,0,0,1.036342774023148E-2,null,1.8699311181828643E-3,7.62687154090463E-4,2.3334012679198648E-3,1.8472406716844825E-3,0,0,6.8132602118776749E-3]
[2004,7,3,16,2.198569990575982E-3,9.09204087880644E-4,2.1699555014606229E-3,4.7623418239446632E-3,0,0,1.0040071403861912E-2,null,1.8384696542150687E-3,7.3591031108386168E-4,2.1924359120178063E-3,1.8043773710557721E-3,0,0,6.5711932483725095E-3]
[2004,7,3,19,2.1343186150187504E-3,8.6972319727948754E-4,1.8927642185786245E-3,4.6955852203127632E-3,0,0,9.5923912511896268E-3,null,1.784741910859216E-3,7.0395445554884009E-4,1.9123729693999905E-3,1.779084330485625E-3,0,0,6.180153666293672E-3]
[2004,7,3,22,2.5808203189036536E-3,8.6375242648605109E-4,1.6506033765751446E-3,4.8865137385728499E-3,5.1940016251737942E-6,8.817651243056279E-5,1.0075060374593435E-2,null,2.1581117997717192E-3,6.9912171023832283E-4,1.6677033777260924E-3,1.8514241814609489E-3,7.5330244913150742E-7,3.5356997881832136E-5,6.4124713695280465E-3]
[2004,7,4,2,2.0610499390154901E-3,6.9362446202137602E-4,1.5365643929682055E-3,4.872968079313365E-3,1.5597601540512758E-5,2.6479431570797181E-4,9.4445987905669212E-3,null,1.7234737965786146E-3,5.614200380591952E-4,1.5524829675095835E-3,1.8462919414942677E-3,2.2621693809447895E-6,1.0617716443458336E-4,5.7921080774571889E-3]
[2004,7,4,6,1.5509338638575196E-3,7.8603709920782995E-4,1.5843626908850247E-3,4.8407578122164861E-3,7.7988007702563789E-6,1.323971578539859E-4,8.9022874247911034E-3,null,1.296908834660105E-3,6.3621887969054851E-4,1.6007764485582142E-3,1.8340879714278918E-3,1.1310846904723947E-6,5.3088582217291682E-5,5.4222118012445236E-3]
[2004,7,4,7,1.6055612934433999E-3,8.3597838203736466E-4,1.869525281098702E-3,4.7431584069271178E-3,0,0,9.0542233635065843E-3,null,1.3425889230866282E-3,6.7664138270489345E-4,1.8888932800451518E-3,1.797109072213394E-3,0,0,5.7052326580500677E-3]
[2004,7,4,10,1.9926832473154978E-3,8.9257144210929523E-4,2.1978688394084897E-3,4.8845644911599557E-3,0,0,9.9676880199932386E-3,null,1.6663047782674966E-3,7.224478380407931E-4,2.220638427921934E-3,1.8506856418826409E-3,0,0,6.4600766861128648E-3]
[2004,7,4,13,2.2715133523602562E-3,9.1647985291072424E-4,2.2473177828416543E-3,4.7252644902387722E-3,0,0,1.0160575478351407E-2,null,1.8994657369832534E-3,7.417993194792598E-4,2.2705996549246222E-3,1.7903293450233654E-3,0,0,6.7021940564105003E-3]
[2004,7,4,17,2.255942410923935E-3,9.8655378059699312E-4,2.01936398679365E-3,4.8743475289416286E-3,0,0,1.0136207707256206E-2,null,1.886445135664695E-3,7.9851719680719348E-4,2.0402842920519628E-3,1.8468145935393676E-3,0,0,6.5720612180632191E-3]
[2004,7,4,19,2.3918867103765932E-3,9.644531261522926E-4,1.8253587794994273E-3,4.8880371158238249E-3,0,0,1.0069735731852138E-2,null,2.0001233311638346E-3,7.806289144024496E-4,1.8442692201742176E-3,1.8520013654474952E-3,0,0,6.4770228311879967E-3]
[2004,7,4,24,2.8926706235903677E-3,9.3654556311054289E-4,1.639110515207387E-3,6.7052914202277046E-3,1.5597601540512758E-5,2.6479431570797181E-4,1.2454010039384488E-2,null,2.4188846313312213E-3,7.580405168430861E-4,1.6560914520540899E-3,2.5405308044376684E-3,2.2621693809447895E-6,1.0617716443458336E-4,7.4819867384815931E-3]
[2004,7,5,4,1.6552779542018427E-3,1.1034614610240766E-3,1.4105432045807137E-3,6.6494654973181504E-3,1.5597601540512758E-5,2.6479431570797181E-4,1.1099140034373269E-2,null,1.3841625698229583E-3,8.931423405103328E-4,1.425156218684586E-3,2.5193792290698872E-3,2.2621693809447895E-6,1.0617716443458336E-4,6.3302796919032919E-3]
[2004,7,5,7,1.6035657139117489E-3,1.2161115889724513E-3,1.7498802478850338E-3,6.0126553421955492E-3,0,0,1.0582212892964783E-2,null,1.3409201964019017E-3,9.8432141879116865E-4,1.7680087423965029E-3,2.2781017491997043E-3,0,0,6.3713521067892782E-3]
[2004,7,5,8,1.7497548089409692E-3,1.1755225976925669E-3,1.9325157300728603E-3,6.5922480876660057E-3,0,0,1.1450041224372404E-2,null,1.4631652084508351E-3,9.5146866593016194E-4,1.9525363005366372E-3,2.4977004409812904E-3,0,0,6.8648706158989242E-3]
[2004,7,5,11,2.3709834507357457E-3,1.2797680664931612E-3,2.1148310075825285E-3,6.1716793777147521E-3,0,0,1.1937261902526187E-2,null,1.9826437836904295E-3,1.0358450082681642E-3,2.1367403367266126E-3,2.3383534870531513E-3,0,0,7.4935826157383582E-3]
[2004,7,5,14,2.5054712308106315E-3,1.2429866566078206E-3,2.1488076594194188E-3,6.2390028308320529E-3,0,0,1.2136268377669924E-2,null,2.0951040208401473E-3,1.0060741139754218E-3,2.1710689815339292E-3,2.3638612980917068E-3,0,0,7.6361084144412053E-3]
[2004,7,5,20,2.6178137899833011E-3,1.2060415455059266E-3,1.5843337987791976E-3,6.1886857096647594E-3,0,0,1.1596874843933184E-2,null,2.1890461681454984E-3,9.761707198239518E-4,1.6007472571345437E-3,2.3447969221675668E-3,0,0,7.1107610672715609E-3]
[2004,7,5,22,3.0302284848234573E-3,1.2055463438144136E-3,1.5401756831519189E-3,6.4338687585903604E-3,6.5042001545768665E-6,1.1041923495003243E-4,1.2326742705484759E-2,null,2.5339121058531987E-3,9.7576990329033937E-4,1.5561316701130062E-3,2.437692972388794E-3,9.4332467713086985E-7,4.4275879694337135E-5,7.5487258560168061E-3]
[2004,7,6,1,2.2810377563103699E-3,1.1988036292300368E-3,1.6554114914155533E-3,5.0334648578496304E-3,1.5597601540512758E-5,2.6479431570797181E-4,1.0449109652054075E-2,null,1.9074301537231465E-3,9.7031234623194012E-4,1.6725613039085059E-3,1.9071016788092413E-3,2.2621693809447895E-6,1.0617716443458336E-4,6.5658448164883608E-3]
[2004,7,6,5,1.5234248510032817E-3,1.2721996727438566E-3,1.5969846766330964E-3,4.3417883295177239E-3,1.5597601540512758E-5,2.6479431570797181E-4,9.0147894471464454E-3,null,1.2739054799492189E-3,1.0297191460193057E-3,1.61352919616821E-3,1.6450361820535403E-3,2.2621693809447895E-6,1.0617716443458336E-4,5.670629338005803E-3]
[2004,7,6,8,1.7404343797234592E-3,1.3755955713392024E-3,2.5922733675952329E-3,7.3965035296013658E-3,0,0,1.3104806848259262E-2,null,1.4553713577414645E-3,1.1134078457450873E-3,2.6191289273248064E-3,2.802420340061236E-3,0,0,7.9903284708725941E-3]
[2004,7,6,9,1.8678940153142927E-3,1.3844036715646318E-3,2.6925901104571516E-3,7.0189198625610965E-3,0,0,1.2963807659897172E-2,null,1.561954579187905E-3,1.1205371271279538E-3,2.7204849364591338E-3,2.6593597514528796E-3,0,0,8.0623363942278724E-3]
[2004,7,6,13,1.9925120924952108E-3,1.3851062948297703E-3,2.7753988318905509E-3,6.9117123087591966E-3,0,0,1.3064729527974727E-2,null,1.66616165662724E-3,1.121105830802426E-3,2.8041515437129036E-3,2.6187404739550363E-3,0,0,8.210159505097606E-3]
[2004,7,6,16,2.3141885428780633E-3,1.4565005475055831E-3,2.4473730821276043E-3,6.8858504476664636E-3,0,0,1.3103912620177714E-2,null,1.9351512248645287E-3,1.1788923799354457E-3,2.4727274968314055E-3,2.608941816350391E-3,0,0,8.1957129179817713E-3]
[2004,7,6,20,2.3538854321172109E-3,1.3792047341420113E-3,2.0774410976932547E-3,7.4547493629477648E-3,0,0,1.3265280626900241E-2,null,1.9683462227703219E-3,1.1163291041912065E-3,2.0989630730301103E-3,2.8244887819190018E-3,0,0,8.0081271819106396E-3]
[2004,7,6,23,2.6991808713985681E-3,1.267135251450704E-3,1.7142930113141195E-3,7.0420436972048889E-3,1.5597601540512758E-5,2.6479431570797181E-4,1.3003044748616766E-2,null,2.2570862626956957E-3,1.0256200005150315E-3,1.7320528274410913E-3,2.6681210133500219E-3,2.2621693809447895E-6,1.0617716443458336E-4,7.7913194378173671E-3]
[2004,7,7,3,1.6183886362413215E-3,1.2994993046986656E-3,1.6244207199417446E-3,6.311961180850271E-3,1.5597601540512758E-5,2.6479431570797181E-4,1.1134661758980488E-2,null,1.3533152954920001E-3,1.0518154838076326E-3,1.6412494727328986E-3,2.3915040840716091E-3,2.2621693809447895E-6,1.0617716443458336E-4,6.5463236699196681E-3]
[2004,7,7,6,1.5921752893910093E-3,1.3061528081676726E-3,1.7541432265048141E-3,5.3662822180085244E-3,7.7988007702563789E-6,1.323971578539859E-4,1.0158949500696264E-2,null,1.3313953916789369E-3,1.0572008333379983E-3,1.7723158848295525E-3,2.0332010088375523E-3,1.1310846904723947E-6,5.3088582217291682E-5,6.248332785591804E-3]
[2004,7,7,10,1.8764513971678397E-3,1.4426867063568991E-3,2.748286824099264E-3,7.8387536908936465E-3,0,0,1.3906178618517648E-2,null,1.5691103608663202E-3,1.1677114489734132E-3,2.7767586596244911E-3,2.9699820592493354E-3,0,0,8.4835625287135608E-3]
[2004,7,7,11,2.1814293376315173E-3,1.398145018572474E-3,2.7615757054100447E-3,8.3786901480219673E-3,0,0,1.4719840209636003E-2,null,1.8241364419785209E-3,1.1316593812907398E-3,2.7901852117342865E-3,3.1745555991308958E-3,0,0,8.9205366341344426E-3]
[2004,7,7,14,1.998118588171457E-3,1.4297315827962263E-3,2.7308796858284382E-3,8.1114867993032219E-3,0,0,1.4270216656099344E-2,null,1.670849873155005E-3,1.1572255645204651E-3,2.7591711860358715E-3,3.0733163992325836E-3,0,0,8.6605630229439259E-3]
[2004,7,7,17,2.2990741171554667E-3,1.5474898780153713E-3,2.2858542346705511E-3,6.1713830595554976E-3,0,0,1.2303801289396888E-2,null,1.9225123672657303E-3,1.2525391963249918E-3,2.3095353385617049E-3,2.3382412167036134E-3,0,0,7.82282811885604E-3]
[2004,7,7,21,2.4472301922980636E-3,1.4454807879358386E-3,1.8858021661219985E-3,7.1570541096435351E-3,0,0,1.2935567255999435E-2,null,2.0464021908350558E-3,1.1699729802086545E-3,1.9053387911336691E-3,2.7116966728284492E-3,0,0,7.8334106350058282E-3]
[2004,7,7,24,2.6845730528431856E-3,1.1107657097500397E-3,1.734825586784527E-3,7.5066528502671171E-3,1.5597601540512758E-5,2.6479431570797181E-4,1.3317209116893354E-2,null,2.2448710358694097E-3,8.9905440362554297E-4,1.7527981172856231E-3,2.8441542073462649E-3,2.2621693809447895E-6,1.0617716443458336E-4,7.8493170979423692E-3]
[2004,7,8,4,1.57411889389888E-3,1.2915562037647801E-3,1.6207730424026927E-3,6.182979282711264E-3,1.5597601540512758E-5,2.6479431570797181E-4,1.0949819340026102E-2,null,1.316296424932789E-3,1.0453863333482988E-3,1.6375640058066438E-3,2.3426348455999634E-3,2.2621693809447895E-6,1.0617716443458336E-4,6.4503209435032224E-3]
[2004,7,8,7,1.672230942524682E-3,1.4371075202734456E-3,2.3521135562560263E-3,6.035899559488145E-3,0,0,1.14973515785423E-2,null,1.3983388547324223E-3,1.1631956525521283E-3,2.3764810966899939E-3,2.2869086222132681E-3,0,0,7.2249242261878122E-3]
[2004,7,8,11,2.2302412742517255E-3,1.398145018572474E-3,2.8245546963515224E-3,7.9698948324317051E-3,0,0,1.4422835821607426E-2,null,1.8649535479266523E-3,1.1316593812907398E-3,2.8538166554896069E-3,3.019669401517786E-3,0,0,8.8700989862247857E-3]
[2004,7,8,12,2.2697355633149764E-3,1.3709053520341162E-3,2.7459119129266676E-3,6.9031956050575145E-3,0,0,1.3289748433333276E-2,null,1.8979791292221392E-3,1.1096115795449395E-3,2.7743591447316062E-3,2.6155136271633936E-3,0,0,8.3974634806620787E-3]
[2004,7,8,15,2.2185510718594169E-3,1.3777384145650148E-3,2.734886323690627E-3,7.665797095852054E-3,0,0,1.3996972905967114E-2,null,1.8551780654803276E-3,1.11514226428316E-3,2.7632193320598804E-3,2.9044514909270873E-3,0,0,8.6379911527504558E-3]
[2004,7,8,19,2.1323653341311453E-3,1.4448173232652522E-3,2.2500159295277895E-3,7.2627053578636844E-3,0,0,1.3089903944787871E-2,null,1.783108554789856E-3,1.1694359715231101E-3,2.2733257540020427E-3,2.751726290306501E-3,0,0,7.9775965706215101E-3]
[2004,7,8,22,2.7075843885259812E-3,1.3774784168859076E-3,2.0046807476821089E-3,7.5624668050955713E-3,6.5042001545768665E-6,1.1041923495003243E-4,1.3769133793294178E-2,null,2.2641133809105578E-3,1.1149318220123174E-3,2.0254489368056374E-3,2.8653012481939487E-3,9.4332467713086985E-7,4.4275879694337135E-5,8.3150145922939282E-3]
[2004,7,8,24,2.6951485766727522E-3,1.1107657097500397E-3,1.8026992363240867E-3,7.8235135753705679E-3,1.5597601540512758E-5,2.6479431570797181E-4,1.3712519015365932E-2,null,2.253714411209484E-3,8.9905440362554297E-4,1.8213749275612608E-3,2.964207816114612E-3,2.2621693809447895E-6,1.0617716443458336E-4,8.0467908923264279E-3]
[2004,7,9,6,1.6447065857720844E-3,1.2347061009010064E-3,1.8058052921130006E-3,5.5041946505956976E-3,9.0934020103019828E-6,1.5437509135755574E-4,1.0352881122749645E-2,null,1.3753226692762642E-3,9.9937182742900572E-4,1.8245131616180248E-3,2.0854538881450333E-3,1.3188447943677047E-6,6.1901288990477981E-5,6.3478816802531738E-3]
[2004,7,9,9,2.3865385948873604E-3,1.2269465885100959E-3,2.7954442159403813E-3,7.0834841748055738E-3,0,0,1.3492413574143412E-2,null,1.9956511751368089E-3,9.9309127364183053E-4,2.8244045949074813E-3,2.6838221668565722E-3,0,0,8.4969692105426927E-3]
[2004,7,9,12,2.2396516537721953E-3,1.3822819072035791E-3,2.8158583766621737E-3,6.406270916525186E-3,0,0,1.2844062854163134E-2,null,1.8728226161197001E-3,1.118819769835128E-3,2.8450302432445253E-3,2.4272365785486887E-3,0,0,8.2639092077480426E-3]
[2004,7,9,13,2.1244174145012605E-3,1.4023211762499842E-3,2.8572923134125698E-3,7.1416011395782613E-3,0,0,1.3525632043742075E-2,null,1.7764624124717507E-3,1.1350395657141903E-3,2.8868934293083391E-3,2.7058417824127319E-3,0,0,8.5042371899070116E-3]
[2004,7,9,16,2.0036673329256482E-3,1.512580121314023E-3,2.4952417911499681E-3,5.6690665756244677E-3,0,0,1.1680555821014106E-2,null,1.6754897976938154E-3,1.2242832191946694E-3,2.521092118433977E-3,2.147921300532056E-3,0,0,7.5687864358545184E-3]
[2004,7,9,21,2.2517474574740557E-3,1.3152382175223444E-3,1.9512526079398249E-3,6.5447892122178167E-3,0,0,1.2063027495154042E-2,null,1.8829372670721525E-3,1.0645545688893923E-3,1.9714672896223458E-3,2.4797190099794444E-3,0,0,7.3986781355633354E-3]
[2004,7,9,24,2.6488029687226911E-3,8.5357249110242124E-4,1.7211503983989658E-3,5.3296186345103526E-3,1.5597601540512758E-5,2.6479431570797181E-4,1.0833536409982915E-2,null,2.2149596778202529E-3,6.9088206469026625E-4,1.738981256018223E-3,2.0193097463344508E-3,2.2621693809447895E-6,1.0617716443458336E-4,6.7725720786787208E-3]
[2004,7,10,3,1.7658967699305194E-3,8.309900962566012E-4,1.6396413186461265E-3,4.9589531666566463E-3,1.5597601540512758E-5,2.6479431570797181E-4,9.4758732687383797E-3,null,1.4766633029240691E-3,6.726038613280882E-4,1.6566277545361139E-3,1.8788703559773255E-3,2.2621693809447895E-6,1.0617716443458336E-4,5.7932046085811236E-3]
[2004,7,10,7,1.6634733208556126E-3,8.8212848727512491E-4,2.0510598915576385E-3,5.1649027340474173E-3,0,0,9.7615644337357942E-3,null,1.3910156302043451E-3,7.1399530439835985E-4,2.0723085615919094E-3,1.9569014492327916E-3,0,0,6.1342209454274058E-3]
[2004,7,10,10,1.9850828385609958E-3,9.9994160486191691E-4,2.3613048195120019E-3,5.2547352148577349E-3,0,0,1.060106447779265E-2,null,1.6599492285626078E-3,8.0935330945875632E-4,2.3857675800421393E-3,1.9909375813610976E-3,0,0,6.846007699424601E-3]
[2004,7,10,13,2.3015217313178391E-3,9.1510966563347217E-4,2.3493878349953182E-3,5.1562751760235769E-3,0,0,1.0722294407970206E-2,null,1.9245590905367824E-3,7.4069028910985608E-4,2.3737271373695818E-3,1.9536326014597451E-3,0,0,6.9926091184759655E-3]
[2004,7,10,14,2.3221264879173084E-3,8.6800914610489694E-4,2.3776738667532879E-3,5.1543109040782954E-3,0,0,1.0722120404853789E-2,null,1.9417890263145777E-3,7.0256710154337481E-4,2.402306208135275E-3,1.952888369319405E-3,0,0,6.9995507053126323E-3]
[2004,7,10,18,2.1779886320680694E-3,8.9693997845267665E-4,1.9818024744519634E-3,4.6938669521467804E-3,0,0,9.7505980371194907E-3,null,1.8212592841920497E-3,7.2598373386692473E-4,2.0023336481276139E-3,1.7784333053575008E-3,0,0,6.328009971544089E-3]
[2004,7,10,22,2.6555535327980849E-3,8.6375242648605109E-4,1.7072850436840961E-3,5.0675521588778756E-3,6.5042001545768665E-6,1.1041923495003243E-4,1.0411066596950716E-2,null,2.2206045775753865E-3,6.9912171023832283E-4,1.7249722583271257E-3,1.9200168278870507E-3,9.4332467713086985E-7,4.4275879694337135E-5,6.6099345783993532E-3]
[2004,7,11,1,2.5135020971158131E-3,6.7920751136580769E-4,1.6071723311474474E-3,5.0134085699766098E-3,1.5597601540512758E-5,2.6479431570797181E-4,{"$f":"SUM(E4611:J4611)","v":1.0093682426854163E-2},null,2.1018195241274758E-3,5.4975094991579403E-4,1.6238223932413568E-3,1.8995026627530013E-3,2.2621693809447895E-6,1.0617716443458336E-4,{"$f":"SUM(M4611:R4611)","v":6.2833348638531555E-3}]
[2004,7,11,4,1.7046721875839149E-3,7.9547372832936957E-4,1.575693962970598E-3,2.6089055097741759E-3,1.5597601540512758E-5,2.6479431570797181E-4,6.9651373059065429E-3,null,1.4254665990580549E-3,6.4385689272302728E-4,1.5920179139346665E-3,9.8847378854465548E-4,2.2621693809447895E-6,1.0617716443458336E-4,4.7582545280759319E-3]
[2004,7,11,8,1.8113751118204E-3,8.6067380537508634E-4,2.0866482407228713E-3,1.8560681437347422E-3,0,0,6.6147653016530999E-3,null,1.5146928184032007E-3,6.9662987254238767E-4,2.1082656006679483E-3,7.0323540004073749E-4,0,0,5.0228236916542738E-3]
[2004,7,11,11,2.4760031525073558E-3,8.6203850632864197E-4,2.3341731448505692E-3,1.8507962270422843E-3,0,0,7.5230110307288513E-3,null,2.0704624729427283E-3,6.9773446227823954E-4,2.3583548253377829E-3,7.0123795266429474E-4,0,0,5.8277897132230465E-3]
[2004,7,11,15,2.465568525447148E-3,8.8174864752850121E-4,2.3212935356107965E-3,1.9530288565355026E-3,0,0,7.6216395651219487E-3,null,2.0617369171107682E-3,7.1368786188921816E-4,2.3453417852957051E-3,7.3997230858843495E-4,0,0,5.8607388728841268E-3]
[2004,7,11,16,2.2788653250373357E-3,9.5081097481485792E-4,2.2808116453843573E-3,1.9465004368778482E-3,0,0,7.4569883821143995E-3,null,1.9056135415668537E-3,7.6958694927228117E-4,2.3044405088137373E-3,7.3749879174850558E-4,0,0,5.717139791401378E-3]
[2004,7,11,19,2.4982532446138233E-3,9.644531261522926E-4,1.8468507107924385E-3,1.9537665618260865E-3,0,0,7.2633236433846411E-3,null,2.0890682573010033E-3,7.806289144024496E-4,1.8659838046224703E-3,7.4025181366850826E-4,0,0,5.4759327899944312E-3]
[2004,7,11,23,3.2223737907421976E-3,9.6009368343517225E-4,1.7983308536640417E-3,4.287009012534833E-3,1.5597601540512758E-5,2.6479431570797181E-4,1.054819925762473E-2,null,2.694586232965672E-3,7.7710037896263815E-4,1.8169612891180431E-3,1.6242811494204675E-3,2.2621693809447895E-6,1.0617716443458336E-4,7.0213683842823473E-3]
[2004,7,12,2,2.2090870764375167E-3,1.0534441034046568E-3,1.6749665963652208E-3,4.3611967118272321E-3,1.5597601540512758E-5,2.6479431570797181E-4,9.5790864052831114E-3,null,1.847264163050396E-3,8.5265826251734863E-4,1.6923189967856501E-3,1.6523897167519523E-3,2.2621693809447895E-6,1.0617716443458336E-4,6.1530704729208744E-3]
[2004,7,12,5,1.6580444724656896E-3,1.0761208487334059E-3,1.7164966160207408E-3,4.3011215212797188E-3,1.5597601540512758E-5,2.6479431570797181E-4,9.0321753757480402E-3,null,1.3864759643920262E-3,8.7101283321461547E-4,1.7342792611589422E-3,1.6296281598555578E-3,2.2621693809447895E-6,1.0617716443458336E-4,5.7298355524366693E-3]
[2004,7,12,8,1.9027623747291749E-3,1.1755225976925669E-3,2.7094709843608848E-3,5.5864343262831172E-3,0,0,1.1374190283065744E-2,null,1.5911119046091125E-3,9.5146866593016194E-4,2.7375406936614713E-3,2.1166132243076005E-3,0,0,7.3967344885083469E-3]
[2004,7,12,13,2.1490922440966552E-3,1.2425351675210946E-3,2.9810162488804665E-3,5.7255433639023037E-3,0,0,1.209818702440052E-2,null,1.7970957903621569E-3,1.0057086784492375E-3,3.0118991260212002E-3,2.1693194786817352E-3,0,0,7.9840230735143299E-3]
[2004,7,12,14,2.1814228593099033E-3,1.2429866566078206E-3,2.9408397300278236E-3,5.3066750344263952E-3,0,0,1.1671924280371943E-2,null,1.8241310247310608E-3,1.0060741139754218E-3,2.9713063845142411E-3,2.010616772513484E-3,0,0,7.8121282957342077E-3]
[2004,7,12,17,2.5130808899630733E-3,1.4260507557587161E-3,2.4838106940377946E-3,3.8333726263740492E-3,0,0,1.0256314966133634E-2,null,2.1014673058347812E-3,1.1542463010016065E-3,2.5095425968858979E-3,1.4524053664263681E-3,0,0,7.2176615701486533E-3]
[2004,7,12,20,2.5460361890802517E-3,1.2060415455059266E-3,2.2047272080541556E-3,5.2315365428893517E-3,0,0,1.1188341485529685E-2,null,2.1290249081090851E-3,9.761707198239518E-4,2.2275678482287066E-3,1.9821479647636852E-3,0,0,7.3149114409254284E-3]
[2004,7,12,24,2.8508289342244275E-3,1.0378334520392818E-3,1.8518954507405207E-3,5.7577535113415871E-3,1.5597601540512758E-5,2.6479431570797181E-4,1.1778703265594303E-2,null,2.3838961267531973E-3,8.4002299233362852E-4,1.8710808073128578E-3,2.1815234034117058E-3,2.2621693809447895E-6,1.0617716443458336E-4,7.3849626636269174E-3]
[2004,7,13,5,1.5659788843296379E-3,1.2721996727438566E-3,1.7819654125727717E-3,3.4584276922456168E-3,1.5597601540512758E-5,2.6479431570797181E-4,8.3589635791403681E-3,null,1.3094896547857302E-3,1.0297191460193057E-3,1.8004263045340917E-3,1.3103445527460603E-3,2.2621693809447895E-6,1.0617716443458336E-4,5.5584189919007151E-3]
[2004,7,13,7,1.7199511201608064E-3,1.4371075202734456E-3,2.5078174447365383E-3,4.0128125973905365E-3,0,0,9.6776886825613272E-3,null,1.4382430191910588E-3,1.1631956525521283E-3,2.5337980538882908E-3,1.5203923852365525E-3,0,0,6.6556291108680306E-3]
[2004,7,13,11,2.3140562480723293E-3,1.398145018572474E-3,3.0122515951763332E-3,5.805767645575723E-3,0,0,1.2530220507396859E-2,null,1.9350405984178863E-3,1.1316593812907398E-3,3.0434580657770038E-3,2.1997152133459092E-3,0,0,8.3098732588315384E-3]
[2004,7,13,14,2.154042642400586E-3,1.4297315827962263E-3,2.9602574744407532E-3,5.3352926876999987E-3,0,0,1.1879324387337565E-2,null,1.8012353706789381E-3,1.1572255645204651E-3,2.9909252938202769E-3,2.0214595569856071E-3,0,0,7.9708457860052876E-3]
[2004,7,13,15,2.3258165028295762E-3,1.3777384145650148E-3,2.878658820172859E-3,5.5747179920092402E-3,0,0,1.215693172957669E-2,null,1.9448746594619801E-3,1.11514226428316E-3,2.9084812898446948E-3,2.1121740871735935E-3,0,0,8.0806723007634286E-3]
[2004,7,13,18,2.4928574755492304E-3,1.4653323317146427E-3,2.3559241677942157E-3,3.1926188499030281E-3,0,0,9.5067328249611172E-3,null,{"$f":"E4676*V$5","v":2.0845562528031122E-3},{"$f":"F4676*W$5","v":1.1860408311482693E-3},{"$f":"G4676*X$5","v":2.3803311855869562E-3},{"$f":"H4676*Y$5","v":1.2096337096608345E-3},{"$f":"I4676*Z$5","v":0},{"$f":"J4676*AA$5","v":0},6.8605619791991717E-3]
[2004,7,13,21,2.5584668658905044E-3,1.4454807879358386E-3,2.0651785497681845E-3,4.8681432691654132E-3,0,0,1.0937269472759942E-2,null,2.1394195838278312E-3,1.1699729802086545E-3,2.0865734869645589E-3,1.8444638958452064E-3,0,0,7.2404299468462503E-3]
[2004,7,14,2,1.9032075404940322E-3,1.2608985522235005E-3,1.7457049058226936E-3,5.0895516318855841E-3,1.5597601540512758E-5,2.6479431570797181E-4,1.0279754547674295E-2,null,1.5914841573703591E-3,1.020572012577443E-3,1.7637901444223641E-3,1.9283520866185168E-3,2.2621693809447895E-6,1.0617716443458336E-4,6.4126377348042102E-3]
[2004,7,14,5,1.5430511518731271E-3,1.2721996727438566E-3,1.7021228312124733E-3,3.4345751375764941E-3,1.5597601540512758E-5,2.6479431570797181E-4,8.2323407106544358E-3,null,1.2903172197293352E-3,1.0297191460193057E-3,1.719756566115634E-3,1.3013071901463327E-3,2.2621693809447895E-6,1.0617716443458336E-4,5.4495394558261344E-3]
[2004,7,14,9,1.9088845775790163E-3,1.3844036715646318E-3,2.8182726544256067E-3,5.7386661565256812E-3,0,0,1.1850227060094936E-2,null,1.5962313614399746E-3,1.1205371271279538E-3,2.8474695325601696E-3,2.1742915010459483E-3,0,0,7.7385295221740463E-3]
[2004,7,14,12,2.3096511903354096E-3,1.3709053520341162E-3,2.8256577926166608E-3,4.9041321730918077E-3,0,0,1.1410346508077995E-2,null,1.9313570381905083E-3,1.1096115795449395E-3,2.8549311796650908E-3,1.858099532734475E-3,0,0,7.7539993301350132E-3]
[2004,7,14,15,2.2675716097516653E-3,1.3777384145650148E-3,2.7959779541387414E-3,5.7119677591278874E-3,0,0,1.2153255737583309E-2,null,1.8961696062247677E-3,1.11514226428316E-3,2.8249438625527912E-3,2.1641758928244176E-3,0,0,8.0004316258851377E-3]
[2004,7,14,16,2.4292101282751971E-3,1.4565005475055831E-3,2.5922495200507174E-3,4.6545468953170209E-3,0,0,1.1132507091148519E-2,null,2.0313336048837058E-3,1.1788923799354457E-3,2.6191048327233392E-3,1.7635355463567666E-3,0,0,7.5928663638992573E-3]
[2004,7,14,19,2.189813787282671E-3,1.4448173232652522E-3,2.257295333482972E-3,4.6318247484544387E-3,0,0,1.0523751192485335E-2,null,1.8311476157492055E-3,1.1694359715231101E-3,2.2806805714804122E-3,1.7549264777228209E-3,0,0,7.0361906364755488E-3]
[2004,7,14,23,2.7172837702993699E-3,1.267135251450704E-3,1.9440726491592056E-3,4.2281693808105918E-3,1.5597601540512758E-5,2.6479431570797181E-4,1.0437052968968356E-2,null,2.272224116130022E-3,1.0256200005150315E-3,1.9642129475554962E-3,1.601987726577389E-3,2.2621693809447895E-6,1.0617716443458336E-4,6.9724841245934668E-3]
[2004,7,15,3,1.6470193972320808E-3,1.2994993046986656E-3,1.6712136750712426E-3,4.2545799137585338E-3,1.5597601540512758E-5,2.6479431570797181E-4,9.1527042080090087E-3,null,1.3772566689684961E-3,1.0518154838076326E-3,1.6885271957950971E-3,1.6119942674286119E-3,2.2621693809447895E-6,1.0617716443458336E-4,5.8380329498153643E-3]
[2004,7,15,6,1.5993572005641749E-3,1.3061528081676726E-3,1.831488409701201E-3,3.4035224987092895E-3,1.0403600539705055E-5,1.7661781387702538E-4,8.3275423315590687E-3,null,1.3374009888660766E-3,1.0572008333379983E-3,1.8504623524171193E-3,1.2895418274414061E-3,1.5088670223670671E-6,7.082017080298298E-5,5.6069350398879501E-3]
[2004,7,15,10,1.9171647280144869E-3,1.4426867063568991E-3,2.8438613223021533E-3,3.7888129276680538E-3,0,0,9.9925256843415924E-3,null,1.6031553190002069E-3,1.1677114489734132E-3,2.8733232951628934E-3,1.4355223884759186E-3,0,0,7.0797124516124325E-3]
[2004,7,15,13,2.0580220070227397E-3,1.3851062948297703E-3,2.9023667497440875E-3,5.0980684805570437E-3,0,0,1.1443563532153641E-2,null,1.7209418048259935E-3,1.121105830802426E-3,2.93243482997792E-3,1.9315789883369574E-3,0,0,7.7060614539432963E-3]
[2004,7,15,16,2.3956789717857353E-3,1.4565005475055831E-3,2.5765408361870957E-3,4.7881620636820287E-3,0,0,1.1216882419160443E-2,null,2.0032944640144801E-3,1.1788923799354457E-3,2.6032334092725099E-3,1.8141602589751332E-3,0,0,7.599580512197569E-3]
[2004,7,15,18,2.3795901426541905E-3,1.4653323317146427E-3,2.3139711541485244E-3,3.6978681407448389E-3,0,0,9.856761769262196E-3,null,1.9898407990154199E-3,1.1860408311482693E-3,2.3379435450697774E-3,1.4010648208324825E-3,0,0,6.9148899960659489E-3]
[2004,7,15,21,2.4773454494925891E-3,1.4454807879358386E-3,2.0848249762982392E-3,4.7387444861297428E-3,0,0,1.074639569985641E-2,null,2.0715849172064423E-3,1.1699729802086545E-3,2.1064234474998406E-3,1.7954367061592878E-3,0,0,7.143418051074225E-3]
[2004,7,16,1,2.2738512231187274E-3,1.1015665671648361E-3,1.7610018847089277E-3,4.482822611655485E-3,1.5597601540512758E-5,2.6479431570797181E-4,9.8996342038964614E-3,null,1.9014206915506993E-3,8.9160861233201474E-4,1.7792455976945549E-3,1.6984718816820238E-3,2.2621693809447895E-6,1.0617716443458336E-4,6.3791861170748206E-3]
[2004,7,16,4,1.6142145735260323E-3,1.2138277733836729E-3,1.6158768855985724E-3,3.3728446056341776E-3,1.5597601540512758E-5,2.6479431570797181E-4,8.0971557553909407E-3,null,1.3498248959733388E-3,9.8247289714152044E-4,1.6326171255591003E-3,1.2779184500983345E-3,2.2621693809447895E-6,1.0617716443458336E-4,5.3512727025878219E-3]
[2004,7,16,7,1.7268488391064519E-3,1.3497040625991344E-3,2.3229662502300169E-3,3.7400854154938227E-3,0,0,9.1396045674294255E-3,null,1.4440109715506521E-3,1.0924512436957625E-3,2.3470318289852037E-3,1.4170602907170055E-3,0,0,6.3005543349486243E-3]
[2004,7,16,9,2.3647706870447353E-3,1.2269465885100959E-3,2.7715123328312208E-3,5.1623209829850403E-3,0,0,{"$f":"SUM(E4739:J4739)","v":1.1525550591371092E-2},null,1.9774485988367789E-3,9.9309127364183053E-4,2.8002247811115678E-3,1.955923263842732E-3,0,0,{"$f":"SUM(M4739:R4739)","v":7.7266879174329103E-3}]
[2004,7,16,15,1.8760071464225976E-3,1.4342752312854657E-3,2.6832981025958378E-3,4.9084113770402693E-3,0,0,1.0901991857344171E-2,null,1.5687388732550588E-3,1.1609031962180592E-3,2.7110966648027871E-3,1.8597208566663093E-3,0,0,7.3004595909422149E-3]
[2004,7,16,18,2.13537733123202E-3,1.4110483562696507E-3,2.2894339910124184E-3,2.8011746228188911E-3,0,0,8.6370343013329812E-3,null,1.7856272216015918E-3,1.1421033502360223E-3,2.3131521806374527E-3,1.0613215700681347E-3,0,0,6.3022043225432018E-3]
[2004,7,16,19,2.1369367935684331E-3,1.3548387440363231E-3,2.2003924926880395E-3,2.8850964300171306E-3,0,0,8.5772644603099267E-3,null,1.7869312620436408E-3,1.0966072578009853E-3,2.2231882258674871E-3,1.0931182397412875E-3,0,0,6.1998449854534007E-3]
[2004,7,16,22,2.4876876037909839E-3,1.22371841542692E-3,1.8670729242330829E-3,2.7148536836459829E-3,7.7988007702563789E-6,1.323971578539859E-4,8.4335285857212137E-3,null,2.0802331462454588E-3,9.9047838849366729E-4,1.8864155171335862E-3,1.028615906541684E-3,1.1310846904723947E-6,5.3088582217291682E-5,6.0399626253221598E-3]
[2004,7,17,2,2.1196354002354255E-3,8.2281703219730731E-4,1.5982655423625414E-3,2.3508185597334165E-3,1.5597601540512758E-5,2.6479431570797181E-4,7.1719284517771749E-3,null,1.7724636368351115E-3,6.6598857858293087E-4,1.614823331472744E-3,8.9068865055289784E-4,2.2621693809447895E-6,1.0617716443458336E-4,5.0524035312592116E-3]
[2004,7,17,5,1.5535488006840226E-3,8.3246458345261965E-4,1.5799496159132924E-3,2.3966134444832563E-3,1.5597601540512758E-5,2.6479431570797181E-4,6.6429683617816758E-3,null,1.2990954750781141E-3,6.7379731211166351E-4,1.5963176547977244E-3,9.0803962131632665E-4,2.2621693809447895E-6,1.0617716443458336E-4,4.5856893971193561E-3]
[2004,7,17,10,1.9257013881861075E-3,9.9994160486191691E-4,2.2499199296331083E-3,1.8944380181133667E-3,0,0,7.0700009407944995E-3,null,1.6102937729685334E-3,8.0935330945875632E-4,2.2732287595629828E-3,7.1777314966445021E-4,0,0,5.4106489916547224E-3]
[2004,7,17,13,2.2222635830209357E-3,9.1510966563347217E-4,2.2568699999963092E-3,1.86005060842126E-3,0,0,7.254293857071977E-3,null,1.8582825102515395E-3,7.4069028910985608E-4,2.2802508316032044E-3,7.0474429407376381E-4,0,0,5.5839679250383641E-3]
[2004,7,17,16,2.1523268721720707E-3,9.09204087880644E-4,2.1543270474916418E-3,1.3480390279033418E-3,0,0,6.5638970354476977E-3,null,1.7998006237696961E-3,7.3591031108386168E-4,2.1766455496311822E-3,5.1075105634355107E-4,0,0,5.2231075408282904E-3]
[2004,7,17,19,2.0573163329364926E-3,8.6972319727948754E-4,1.8812379136962931E-3,1.3601362438829603E-3,0,0,6.1684136877952333E-3,null,1.7203517119934288E-3,7.0395445554884009E-4,1.900727253743665E-3,5.1533450364182117E-4,0,0,4.840367924927755E-3]
[2004,7,17,20,2.4640260114085241E-3,8.2305315881150227E-4,1.7956422468831811E-3,1.3604631150495486E-3,0,0,6.443184532152757E-3,null,2.0604470490313497E-3,6.6617969960011908E-4,1.8142448287778723E-3,5.1545835005143358E-4,0,0,5.0563299274607749E-3]
[2004,7,17,23,2.4905045628551177E-3,7.6397989841242705E-4,1.60967203467764E-3,1.4192368786067012E-3,1.5597601540512758E-5,2.6479431570797181E-4,6.5637852918003703E-3,null,2.0825887199951119E-3,6.183657686945111E-4,1.6263479933217747E-3,5.3772681646875326E-4,2.2621693809447895E-6,1.0617716443458336E-4,4.9734686322956785E-3]
[2004,7,18,3,1.7679615952033191E-3,7.6607667411354523E-4,1.4851119614349914E-3,1.4175755347624892E-3,1.5597601540512758E-5,2.6479431570797181E-4,5.7171176827628296E-3,null,1.4783899336984227E-3,6.2006290015162956E-4,1.5004974965733709E-3,5.3709735908227015E-4,2.2621693809447895E-6,1.0617716443458336E-4,4.2444870233212207E-3]
[2004,7,18,7,1.6035657139117489E-3,8.3597838203736466E-4,1.8134117419256195E-3,1.3487827333422285E-3,0,0,5.6017385712169611E-3,null,1.3409201964019017E-3,6.7664138270489345E-4,1.8321984130994129E-3,5.1103283478665042E-4,0,0,4.3607928269928584E-3]
[2004,7,18,10,1.9588898670624194E-3,8.9257144210929523E-4,2.1953147987862518E-3,1.331143709051916E-3,0,0,6.3779198170098826E-3,null,1.6380463628543221E-3,7.224478380407931E-4,2.2180579278254214E-3,5.0434968236846053E-4,0,0,5.0829018110889971E-3]
[2004,7,18,14,2.5096498408612791E-3,8.6183863333762114E-4,2.2589199378217966E-3,1.3306309115256058E-3,0,0,6.9610393235463031E-3,null,2.0985982228932287E-3,6.9757268496447688E-4,2.2823220064742918E-3,5.0415539134807314E-4,0,0,5.5826483056800706E-3]
[2004,7,18,17,2.1794571486454038E-3,9.8655378059699312E-4,2.0038857620501322E-3,1.3428330852289215E-3,0,0,6.5127297765214497E-3,null,1.8224872747385019E-3,7.9851719680719348E-4,2.0246457152428396E-3,5.0877860549814803E-4,0,0,5.1544287922866833E-3]
[2004,7,18,18,2.3308228414402727E-3,9.0564263929078005E-4,1.9258494183375828E-3,1.34418854807062E-3,0,0,6.5065034471392547E-3,null,1.9490610177102701E-3,7.3302767254911278E-4,1.945800926820775E-3,5.0929216932226731E-4,0,0,5.1371817864024252E-3]
[2004,7,18,24,2.846904020854025E-3,9.3654556311054289E-4,1.7131044631484259E-3,1.4552916184846776E-3,1.5597601540512758E-5,2.6479431570797181E-4,7.2322375828461558E-3,null,2.3806140687983274E-3,7.580405168430861E-4,1.7308519660962961E-3,5.5138739757782534E-4,2.2621693809447895E-6,1.0617716443458336E-4,5.529333283131062E-3]
[2004,7,19,1,2.4972762061275132E-3,9.9709250894509244E-4,1.7143871452108576E-3,1.4574447673900174E-3,1.5597601540512758E-5,2.6479431570797181E-4,{"$f":"SUM(E4803:J4803)","v":6.9465925449219649E-3},null,2.0882512464185745E-3,8.0704724958682438E-4,1.7321479365507517E-3,5.5220319226559323E-4,2.2621693809447895E-6,1.0617716443458336E-4,{"$f":"SUM(M4803:R4803)","v":5.2880889586372718E-3}]
[2004,7,19,5,1.6051270732267519E-3,1.0761208487334059E-3,1.6686507924812497E-3,1.4521128722256099E-3,1.5597601540512758E-5,2.6479431570797181E-4,6.0824035039155015E-3,null,1.3422258231193878E-3,8.7101283321461547E-4,1.6859377621293822E-3,5.5018301997742899E-4,2.2621693809447895E-6,1.0617716443458336E-4,4.5577987722563414E-3]
[2004,7,19,8,1.8436340638378838E-3,1.1755225976925669E-3,2.648754568423714E-3,2.9321205558890959E-3,0,0,8.6000317858432596E-3,null,1.5416681271789685E-3,9.5146866593016194E-4,2.6761952648450458E-3,1.1109349508791645E-3,0,0,6.2802670088333411E-3]
[2004,7,19,11,2.0917147469688277E-3,1.2797680664931612E-3,2.835903120125086E-3,3.2793262475261857E-3,0,0,9.4867121811132611E-3,null,1.7491160636504829E-3,1.0358450082681642E-3,2.8652826472158012E-3,1.2424857962934507E-3,0,0,6.8927295154278985E-3]
[2004,7,19,15,2.1333194225169336E-3,1.3040632538959709E-3,2.75797523284412E-3,3.1737709901733398E-3,0,0,9.3691288994303644E-3,null,1.7839063745327933E-3,1.0555095469099982E-3,2.7865474388175356E-3,1.2024925482645463E-3,0,0,6.8284559085248732E-3]
[2004,7,19,18,2.0679242425640262E-3,1.3815637592387016E-3,2.2725180552947565E-3,1.4052953867445313E-3,0,0,7.127301443842016E-3,null,1.7292221687123287E-3,1.1182385004597677E-3,2.2960609983861012E-3,5.3244460167510348E-4,0,0,5.6759662692333016E-3]
[2004,7,19,21,2.6644788602169425E-3,1.2674677855267944E-3,2.0010200741544257E-3,1.4665311722298125E-3,0,0,7.3994978921279753E-3,null,2.228068039591078E-3,1.0258891537872656E-3,2.0217503392542758E-3,5.5564588997257926E-4,0,0,5.8313534226051992E-3]
[2004,7,19,23,2.9156691673123802E-3,1.1265891063224408E-3,1.7987906053449324E-3,1.5218682913029436E-3,1.5597601540512758E-5,2.6479431570797181E-4,7.6433090875311811E-3,null,2.4381162795868139E-3,9.118618699020558E-4,1.8174258037567611E-3,5.7661226515651578E-4,2.2621693809447895E-6,1.0617716443458336E-4,5.8524555522176738E-3]
[2004,7,20,2,1.8858246329200655E-3,1.2608985522235005E-3,1.7003341739443641E-3,1.4969811287026547E-3,1.5597601540512758E-5,2.6479431570797181E-4,6.6244304050390689E-3,null,1.5769483690107669E-3,1.020572012577443E-3,1.7179493786289529E-3,5.6718290567627774E-4,2.2621693809447895E-6,1.0617716443458336E-4,4.991091999708968E-3]
[2004,7,20,6,1.6214693168824176E-3,1.3061528081676726E-3,1.7966119881308836E-3,1.4900058809345124E-3,1.1698201155384569E-5,1.985957367809789E-4,6.4245339320518503E-3,null,1.3558913962744452E-3,1.0572008333379983E-3,1.8152246163981238E-3,5.6454009260329297E-4,1.6966270357085923E-6,7.963287332593754E-5,4.8741864389755061E-3]
[2004,7,20,9,1.8847474374871366E-3,1.3844036715646318E-3,2.7253554010361132E-3,3.2374238137327866E-3,0,0,9.2319303238206675E-3,null,1.5760476057311863E-3,1.1205371271279538E-3,2.7535896704892373E-3,1.2266096147583868E-3,0,0,6.6767840181067642E-3]
[2004,7,20,13,2.0375138354607981E-3,1.3851062948297703E-3,2.8201793990738308E-3,3.2956367946849617E-3,0,0,9.5384363240493611E-3,null,1.7037926345736568E-3,1.121105830802426E-3,2.8493960307943503E-3,1.2486656093540882E-3,0,0,6.9229601055245211E-3]
[2004,7,20,14,1.980763975769571E-3,1.4297315827962263E-3,2.7792994974691855E-3,2.8942875279532512E-3,0,0,9.084082583988233E-3,null,1.6563377455455614E-3,1.1572255645204651E-3,2.8080926195965398E-3,1.0966006040368762E-3,0,0,6.7182565336994429E-3]
[2004,7,20,20,2.3404387806457232E-3,1.3792047341420113E-3,2.0651040584755598E-3,1.0926600207301349E-3,0,0,6.8774075939934294E-3,null,1.957101977289349E-3,1.1163291041912065E-3,2.0864982239534174E-3,4.1399191585742316E-4,0,0,5.5739212212913957E-3]
[2004,7,20,21,2.4828163805487129E-3,1.4454807879358386E-3,2.0215502767889091E-3,1.1143744372196583E-3,0,0,7.0642218824931192E-3,null,2.0761597730309554E-3,1.1699729802086545E-3,2.0424932316806623E-3,4.2221917110029072E-4,0,0,5.7108451560205628E-3]
[2004,7,20,24,2.6976193948707425E-3,1.1107657097500397E-3,1.7873286435296134E-3,1.159845465834261E-3,1.5597601540512758E-5,2.6479431570797181E-4,7.0359511312331402E-3,null,2.2557805379634917E-3,8.9905440362554297E-4,1.8058450977518836E-3,4.39447437802671E-4,2.2621693809447895E-6,1.0617716443458336E-4,5.5085668109591162E-3]
[2004,7,21,3,1.6538889606093669E-3,1.2994993046986656E-3,1.6794485797283923E-3,1.1356480303492116E-3,1.5597601540512758E-5,2.6479431570797181E-4,6.0488767926341206E-3,null,1.3830010773161871E-3,1.0518154838076326E-3,1.6968474128180844E-3,4.3027940521683691E-4,2.2621693809447895E-6,1.0617716443458336E-4,4.670382712974268E-3]
[2004,7,21,7,1.6867697633623628E-3,1.4371075202734456E-3,2.3941343176285103E-3,1.4623568155518842E-3,0,0,6.9803684168162029E-3,null,1.4104963848691559E-3,1.1631956525521283E-3,2.4189371867901605E-3,5.5406429104356105E-4,0,0,5.5466935152550054E-3]
[2004,7,21,11,2.2557770447380913E-3,1.398145018572474E-3,2.929268774392796E-3,2.9584471488907052E-3,0,0,9.5416379865940672E-3,null,1.8863068545475097E-3,1.1316593812907398E-3,2.9596155555301797E-3,1.1209096881880779E-3,0,0,7.0984914795565075E-3]
[2004,7,21,15,2.2512314599966235E-3,1.3777384145650148E-3,2.786419246868994E-3,2.8793654248924234E-3,0,0,9.2947545463230551E-3,null,1.8825057840136294E-3,1.11514226428316E-3,2.8152861285225066E-3,1.0909468508862429E-3,0,0,6.903881027705539E-3]
[2004,7,21,18,2.3968854577313364E-3,1.4653323317146427E-3,2.3244875715486028E-3,1.2012290858452943E-3,0,0,7.3879344468398764E-3,null,{"$f":"E4868*V$5","v":2.0043033415160982E-3},{"$f":"F4868*W$5","v":1.1860408311482693E-3},{"$f":"G4868*X$5","v":2.3485689109623872E-3},{"$f":"H4868*Y$5","v":4.5512704885134375E-4},{"$f":"I4868*Z$5","v":0},{"$f":"J4868*AA$5","v":0},5.9940401324780979E-3]
[2004,7,21,21,2.4897322612306987E-3,1.4454807879358386E-3,2.1240390427676018E-3,1.1858151892288767E-3,0,0,7.2450672811630156E-3,null,2.0819429124445308E-3,1.1699729802086545E-3,2.1460437657625027E-3,4.4928696275869538E-4,0,0,5.8472466211743832E-3]
[2004,7,21,22,2.7430945520459252E-3,1.3774784168859076E-3,2.0870496049708795E-3,1.2112931144656874E-3,9.0934020103019828E-6,1.5437509135755574E-4,7.5823841817362573E-3,null,2.2938073903473592E-3,1.1149318220123174E-3,2.1086711229888165E-3,4.5894015302899678E-4,1.3188447943677047E-6,6.1901288990477981E-5,6.0395706221623357E-3]
[2004,7,22,1,2.3446827596671099E-3,1.1988036292300368E-3,1.8213414828370459E-3,1.1959961574607109E-3,1.5597601540512758E-5,2.6479431570797181E-4,6.8412159464433875E-3,null,1.9606508416318033E-3,9.7031234623194012E-4,1.8402103049264598E-3,4.5314437353937369E-4,2.2621693809447895E-6,1.0617716443458336E-4,5.332757200145105E-3]
[2004,7,22,4,1.5979307936459563E-3,1.2915562037647801E-3,1.6969004561067868E-3,1.2163281161939434E-3,1.5597601540512758E-5,2.6479431570797181E-4,6.0831074869599506E-3,null,1.3362082109036064E-3,1.0453863333482988E-3,1.7144800879942954E-3,4.6084783700413962E-4,2.2621693809447895E-6,1.0617716443458336E-4,4.665361803065868E-3]
[2004,7,22,9,1.9104168114334487E-3,1.3844036715646318E-3,2.8136135304390655E-3,3.1002490726295515E-3,0,0,9.2086830860666977E-3,null,1.5975126331104739E-3,1.1205371271279538E-3,2.8427621407543188E-3,1.1746362352998553E-3,0,0,6.735448136292602E-3]
[2004,7,22,12,2.3117972093975305E-3,1.3709053520341162E-3,2.8006360117249552E-3,2.5090088852880868E-3,0,0,8.9923474584446897E-3,null,1.9331515641505589E-3,1.1096115795449395E-3,2.8296501769105686E-3,9.5062450864600006E-4,0,0,6.8230378292520677E-3]
[2004,7,22,16,2.4321775203851722E-3,1.4565005475055831E-3,2.5570092416313181E-3,2.1552327913640854E-3,0,0,8.6009201008861585E-3,null,2.0338149724861616E-3,1.1788923799354457E-3,2.5834994703533777E-3,8.1658423982543357E-4,0,0,6.6127910626004186E-3]
[2004,7,22,19,2.1929024501958793E-3,1.4448173232652522E-3,2.2675467572735235E-3,1.0037691421006321E-3,0,0,6.9090356728352875E-3,null,1.8337303913999116E-3,1.1694359715231101E-3,2.2910381984698087E-3,3.8031254217494226E-4,0,0,5.674517103567772E-3]
[2004,7,22,22,2.7637133668631493E-3,1.3774784168859076E-3,2.0386899839986358E-3,1.11706435433012E-3,9.0934020103019828E-6,1.5437509135755574E-4,7.4604146154456704E-3,null,2.3110490817694349E-3,1.1149318220123174E-3,2.0598105036628675E-3,4.2323833892644912E-4,1.3188447943677047E-6,6.1901288990477981E-5,5.9722498801559141E-3]
[2004,7,22,23,2.7195254257329836E-3,1.267135251450704E-3,1.9562850084873101E-3,1.1686139870738293E-3,1.5597601540512758E-5,2.6479431570797181E-4,7.3919515899933111E-3,null,2.27409861433002E-3,1.0256200005150315E-3,1.9765518250778142E-3,4.4276969434938688E-4,2.2621693809447895E-6,1.0617716443458336E-4,5.8274794680877803E-3]
[2004,7,23,5,1.6552990321292414E-3,1.177042412037903E-3,1.7065615747819428E-3,1.188103275889458E-3,1.5597601540512758E-5,2.6479431570797181E-4,6.00739821208703E-3,null,1.3841801954296309E-3,9.5269880453443634E-4,1.7242412943966482E-3,4.5015388326671298E-4,2.2621693809447895E-6,1.0617716443458336E-4,4.6197135114429558E-3]
[2004,7,23,7,1.7468071371758253E-3,1.3497040625991344E-3,2.3551857215521185E-3,1.4640901312613286E-3,0,0,6.9157870525884063E-3,null,1.4607003312288079E-3,1.0924512436957625E-3,2.3795850891535596E-3,5.5472101745225599E-4,0,0,5.4874576815303862E-3]
[2004,7,23,10,2.5562199554393828E-3,1.2876493419574295E-3,2.8557027112293318E-3,2.4977843238598316E-3,0,0,9.1973563324859765E-3,null,2.1375406913214149E-3,1.0422241171568704E-3,2.8852873590870802E-3,9.463716966073226E-4,0,0,7.0114238641726884E-3]
[2004,7,23,13,2.1370794134536078E-3,1.4023211762499842E-3,2.833880594040804E-3,2.8977991294194569E-3,0,0,9.2710803131638535E-3,null,1.7870505224411289E-3,1.1350395657141903E-3,2.8632391680674094E-3,1.0979310953069337E-3,0,0,6.8832603515296634E-3]
[2004,7,23,17,2.176731187331942E-3,1.4509720866647635E-3,2.3644331491786356E-3,1.1721345853108276E-3,0,0,7.1642710084861682E-3,null,1.8202077943604172E-3,1.1744176405546912E-3,2.3889283187306246E-3,4.441035943562026E-4,0,0,5.8276573480019354E-3]
[2004,7,23,20,2.2817178746172232E-3,1.339932958568896E-3,2.1350133804564578E-3,1.1282289510930708E-3,0,0,6.8848931647356483E-3,null,1.9079988765174109E-3,1.0845425064800215E-3,2.1571317959287726E-3,4.2746843128452867E-4,0,0,5.5771416102107334E-3]
[2004,7,23,22,2.5477240286359069E-3,1.22371841542692E-3,1.9306532646499929E-3,1.192976351851203E-3,1.0403600539705055E-5,1.7661781387702538E-4,7.0820934749807529E-3,null,2.1304362990666424E-3,9.9047838849366729E-4,1.9506545402538861E-3,4.5200021608318545E-4,1.5088670223670671E-6,7.082017080298298E-5,5.5958984817227313E-3]
[2004,7,24,1,2.525766078119458E-3,7.9742060557508852E-4,1.6977880787647736E-3,1.1609040329387003E-3,1.5597601540512758E-5,2.6479431570797181E-4,6.4622707126465043E-3,null,2.1120748068847758E-3,6.4543269628422638E-4,1.7153769062886711E-3,4.3984851244191481E-4,2.2621693809447895E-6,1.0617716443458336E-4,5.0211722557151157E-3]
[2004,7,24,4,1.6378193063494926E-3,8.3756481415738274E-4,1.6415127477903894E-3,1.202485586509383E-3,1.5597601540512758E-5,2.6479431570797181E-4,5.5997743720551324E-3,null,1.3695634465665893E-3,6.7792544177426844E-4,1.6585185714030574E-3,4.5560311744297636E-4,2.2621693809447895E-6,1.0617716443458336E-4,4.2700499110024182E-3]
[2004,7,24,8,1.7589942621896359E-3,9.7718839648412562E-4,2.2429008051967087E-3,9.2888571784579892E-4,0,0,5.9079691817162695E-3,null,1.4708913461185119E-3,7.9093684952566553E-4,2.2661369180598159E-3,3.5194037545788133E-4,0,0,4.8799054891618746E-3]
[2004,7,24,11,1.9956162591567676E-3,1.0203968862037862E-3,2.406155371255918E-3,6.6690625011647765E-4,0,0,6.0890747667329496E-3,null,1.6687573966916276E-3,8.2590982592877361E-4,2.4310827767136775E-3,2.5268042295399407E-4,0,0,5.1784304222880729E-3]
[2004,7,24,14,2.3434491523650789E-3,8.6800914610489694E-4,2.3846474438690697E-3,1.6426005763301569E-3,0,0,7.2387063186692014E-3,null,1.9596192849382602E-3,7.0256710154337481E-4,2.4093520304544766E-3,6.2235585331384721E-4,0,0,5.6938942702499584E-3]
[2004,7,24,19,2.2486481844328199E-3,8.6972319727948754E-4,1.9795566683609182E-3,2.3107213490836812E-3,0,0,7.408649399156907E-3,null,1.8803456191096757E-3,7.0395445554884009E-4,2.0000645758253841E-3,8.7549644003683067E-4,0,0,5.4598610905207305E-3]
[2004,7,24,22,2.6872386248669483E-3,8.6375242648605109E-4,1.6931904975632634E-3,2.0800915770363545E-3,1.0403600539705055E-5,1.7661781387702538E-4,7.5112945403693473E-3,null,2.2471000180250009E-3,6.9912171023832283E-4,1.7107316948417894E-3,7.8811440045252067E-4,1.5088670223670671E-6,7.082017080298298E-5,5.5173968613829831E-3]
[2004,7,25,1,2.5217009536512487E-3,6.7920751136580769E-4,1.6070309819567301E-3,2.2618317017421485E-3,1.5597601540512758E-5,2.6479431570797181E-4,7.3501630659644195E-3,null,2.1086755027882745E-3,5.4975094991579403E-4,1.623679579694418E-3,8.5697291178053899E-4,2.2621693809447895E-6,1.0617716443458336E-4,5.2475182779945532E-3]
[2004,7,25,2,2.117765393846669E-3,6.9362446202137602E-4,1.5837764307250252E-3,2.2607821176018564E-3,1.5597601540512758E-5,2.6479431570797181E-4,6.936340321443411E-3,null,1.77089991586482E-3,5.614200380591952E-4,1.6001841148316916E-3,8.5657524064692984E-4,2.2621693809447895E-6,1.0617716443458336E-4,4.8975186432181636E-3]
[2004,7,25,5,1.6863737362357912E-3,7.9614104805131802E-4,1.6113552112714557E-3,2.4970256859328621E-3,1.5597601540512758E-5,2.6479431570797181E-4,6.8712875987399112E-3,null,1.4101652224055687E-3,6.4439702168935886E-4,1.6280486073703417E-3,9.4608426047634896E-4,2.2621693809447895E-6,1.0617716443458336E-4,4.7371344457571452E-3]
[2004,7,25,9,1.9641623620134255E-3,8.756884510677346E-4,2.2522179193669245E-3,3.1233999574145194E-3,0,0,8.2154686898626046E-3,null,1.6424552841126749E-3,7.0878273539218739E-4,2.2755505561226244E-3,1.1834077460754751E-3,0,0,5.8101963217029613E-3]
[2004,7,25,12,2.4048210397481502E-3,8.7831191027525676E-4,2.367205035815207E-3,3.932599934029864E-3,0,0,9.582937919868478E-3,null,2.01093916697946E-3,7.1090616478197786E-4,2.3917289216932066E-3,1.4900010525706775E-3,0,0,6.6035753060253218E-3]
[2004,7,25,16,2.2924504294136918E-3,9.5081097481485792E-4,2.302497740782174E-3,3.3110837346875333E-3,0,0,8.8568428796982571E-3,null,1.9169735629681881E-3,7.6958694927228117E-4,2.326351268877533E-3,1.2545182150726776E-3,0,0,6.26742999619068E-3]
[2004,7,25,20,2.8757729856445009E-3,9.5998149940647239E-4,1.8003281074553869E-3,4.0250653685100441E-3,0,0,9.6611479610164037E-3,null,2.4047546310471501E-3,7.7700957714535684E-4,1.8189792341563684E-3,1.5250347699619841E-3,0,0,6.5257782123108593E-3]
[2004,7,25,23,3.2366512347832815E-3,9.6009368343517225E-4,1.7865991917158355E-3,3.639168989003733E-3,1.5597601540512758E-5,2.6479431570797181E-4,9.9029050161865088E-3,null,2.7065251968020746E-3,7.7710037896263815E-4,1.8051080889277228E-3,1.3788246236737473E-3,2.2621693809447895E-6,1.0617716443458336E-4,6.7759976221817095E-3]
[2004,7,25,24,2.9721694488561547E-3,9.3654556311054289E-4,1.7319997048668183E-3,3.6913063693526133E-3,1.5597601540512758E-5,2.6479431570797181E-4,9.6124130034346139E-3,null,2.4853624684814525E-3,7.580405168430861E-4,1.749942959658964E-3,1.3985786675381846E-3,2.2621693809447895E-6,1.0617716443458336E-4,6.5003639463372146E-3]
[2004,7,26,3,1.7136819051117446E-3,1.0909425420498554E-3,1.5821343069046742E-3,3.5090204612620445E-3,1.5597601540512758E-5,2.6479431570797181E-4,8.1761711325768031E-3,null,1.4330006290589033E-3,8.8300952030026557E-4,1.5985249788571087E-3,1.3295133673601862E-3,2.2621693809447895E-6,1.0617716443458336E-4,5.3524878293919921E-3]
[2004,7,26,6,1.5715630157554551E-3,1.119340796597388E-3,1.8100424718038328E-3,4.184668263015682E-3,1.4303000924833245E-5,2.4281639280401834E-4,8.942733940901209E-3,null,1.3141591700686274E-3,9.0599508384632045E-4,1.828794237849127E-3,1.5855058284973071E-3,2.0744093676032647E-6,9.7364461911628817E-5,5.7338931915406144E-3]
[2004,7,26,9,2.2577098381887507E-3,1.1445890720692142E-3,2.7685799708782157E-3,5.519341442815579E-3,0,0,1.1690220323951759E-2,null,1.8879230787851435E-3,9.2643105251878177E-4,2.7972620403325628E-3,2.0911927725292289E-3,0,0,7.7028089441657163E-3]
[2004,7,26,14,2.0958913669477945E-3,1.2429866566078206E-3,2.8805665137302972E-3,5.6328015705307448E-3,0,0,1.1852246107816657E-2,null,1.7526086015826081E-3,1.0060741139754218E-3,2.9104087468186453E-3,2.1341810531975767E-3,0,0,7.8032725155742517E-3]
[2004,7,26,17,2.3967199560827809E-3,1.4260507557587161E-3,2.4385126050594152E-3,4.4622475146023129E-3,0,0,1.0723530831503226E-2,null,2.0041649471234267E-3,1.1542463010016065E-3,2.4637752265618852E-3,1.6906762968831005E-3,0,0,7.3128627715700195E-3]
[2004,7,26,21,2.6999743829216444E-3,1.2674677855267944E-3,2.0567802650977044E-3,4.577408002082858E-3,0,0,1.0601630435629002E-2,null,2.2577498062088422E-3,1.0258891537872656E-3,2.0780881973360317E-3,1.7343088174646517E-3,0,0,7.0960359747967916E-3]
[2004,7,26,24,2.7725264768469959E-3,1.0378334520392818E-3,1.8171190464765377E-3,5.1802417081982651E-3,1.5597601540512758E-5,2.6479431570797181E-4,1.1088112600809566E-2,null,2.3184187062680922E-3,8.4002299233362852E-4,1.8359441247643522E-3,1.9627131483665751E-3,2.2621693809447895E-6,1.0617716443458336E-4,7.065538305548175E-3]
[2004,7,27,1,2.2832991659588377E-3,1.1988036292300368E-3,1.7318121575150699E-3,5.0967367329712151E-3,1.5597601540512758E-5,2.6479431570797181E-4,{"$f":"SUM(E4995:J4995)","v":1.0591043602923645E-2},null,1.9093211706260782E-3,9.7031234623194012E-4,1.749753469345038E-3,1.9310744098550547E-3,2.2621693809447895E-6,1.0617716443458336E-4,{"$f":"SUM(M4995:R4995)","v":6.6689007298736391E-3}]
[2004,7,27,6,1.5921752893910093E-3,1.3061528081676726E-3,1.7813522573575677E-3,5.3836663406963726E-3,1.4303000924833245E-5,2.4281639280401834E-4,1.0320466089341474E-2,null,1.3313953916789369E-3,1.0572008333379983E-3,1.7998067971236634E-3,2.0397875829964878E-3,2.0744093676032647E-6,9.7364461911628817E-5,6.3276294764163183E-3]
[2004,7,27,8,1.7425763296446681E-3,1.3755955713392024E-3,2.6459823451975518E-3,7.5502497196141428E-3,0,0,1.3314403965795564E-2,null,1.4571624810388218E-3,1.1134078457450873E-3,2.6733943218058558E-3,2.8606723842026856E-3,0,0,8.1046370327924507E-3]
[2004,7,27,12,2.222032238318794E-3,1.3709053520341162E-3,2.7686345435242506E-3,6.6082501299792084E-3,0,0,1.296982226385637E-2,null,1.8580890571359354E-3,1.1096115795449395E-3,2.7973171783429508E-3,2.5037633663461695E-3,0,0,8.2687811813699948E-3]
[2004,7,27,15,2.1654653947623345E-3,1.3777384145650148E-3,2.7373066335412101E-3,7.2910922136778748E-3,0,0,1.3571602656546434E-2,null,1.8107872083164501E-3,1.11514226428316E-3,2.7656647159541845E-3,2.7624816292049011E-3,0,0,8.454075817758696E-3]
[2004,7,27,19,2.0858608605094147E-3,1.4448173232652522E-3,2.2123404649968771E-3,5.1438121949149056E-3,0,0,1.0886830843686451E-2,null,1.7442209760885755E-3,1.1694359715231101E-3,2.2352599773610353E-3,1.9489105714334007E-3,0,0,7.0978274964061221E-3]
[2004,7,27,22,2.7336241564091491E-3,1.3774784168859076E-3,1.9854599720371844E-3,5.4808129660502093E-3,1.1698201155384569E-5,1.985957367809789E-4,1.1787669449318815E-2,null,2.285888135983725E-3,1.1149318220123174E-3,2.00602903683423E-3,2.0765949309238365E-3,1.6966270357085923E-6,7.963287332593754E-5,7.564773426115755E-3]
[2004,7,27,23,2.7034163789056219E-3,1.267135251450704E-3,1.8892290380460911E-3,5.6296351168089462E-3,1.5597601540512758E-5,2.6479431570797181E-4,1.1769807702459849E-2,null,2.2606280430598853E-3,1.0256200005150315E-3,1.9088011649322143E-3,2.1329813330486823E-3,2.2621693809447895E-6,1.0617716443458336E-4,7.4364698753713408E-3]
[2004,7,28,3,1.6556399936349152E-3,1.2994993046986656E-3,1.7334947273803204E-3,5.2701102106083655E-3,1.5597601540512758E-5,2.6479431570797181E-4,1.0239136153570751E-2,null,1.3844653113841486E-3,1.0518154838076326E-3,1.7514534703794238E-3,1.9967629285197229E-3,2.2621693809447895E-6,1.0617716443458336E-4,6.2929365279064554E-3]
[2004,7,28,6,1.606527518153759E-3,1.3061528081676726E-3,1.8372477314295031E-3,5.2192113718986027E-3,1.4303000924833245E-5,2.4281639280401834E-4,1.0226258823378388E-2,null,1.3433968913645373E-3,1.0572008333379983E-3,1.856281339846813E-3,1.9774781488512104E-3,2.0744093676032647E-6,9.7364461911628817E-5,6.333796084679791E-3]
[2004,7,28,9,1.9013766792812094E-3,1.3844036715646318E-3,2.8285858283080669E-3,7.9333632337873286E-3,0,0,1.4047729412941237E-2,null,1.5899531700489264E-3,1.1205371271279538E-3,2.8578895493630812E-3,3.0058281460264265E-3,0,0,8.5742079925663871E-3]
[2004,7,28,13,2.0729317593400388E-3,1.3851062948297703E-3,2.9214949282557082E-3,7.5870121249223613E-3,0,0,1.3966545107347879E-2,null,1.7334095121560823E-3,1.121105830802426E-3,2.9517611735237377E-3,2.8746010887551838E-3,0,0,8.6808776052374297E-3]
[2004,7,28,16,2.4146700358309812E-3,1.4565005475055831E-3,2.5865581615383639E-3,6.4557154774865242E-3,0,0,1.2913444222361452E-2,null,2.0191750114148805E-3,1.1788923799354457E-3,2.6133545125982247E-3,2.4459703549592465E-3,0,0,8.2573922589077968E-3]
[2004,7,28,20,2.4452486507696362E-3,1.3792047341420113E-3,2.2331769271448005E-3,4.7778308593307639E-3,0,0,1.0835461171387211E-2,null,2.044745202890985E-3,1.1163291041912065E-3,2.2563123021030669E-3,1.8102459260615554E-3,0,0,7.2276325352468133E-3]
[2004,7,28,24,2.7210807300362028E-3,1.1107657097500397E-3,1.946939733240658E-3,6.0486954671382879E-3,1.5597601540512758E-5,2.6479431570797181E-4,1.2107873557413674E-2,null,2.275399177776622E-3,8.9905440362554297E-4,1.9671097341940795E-3,2.2917567929367447E-3,2.2621693809447895E-6,1.0617716443458336E-4,7.5417594423485166E-3]
[2004,7,29,3,1.6672239688804329E-3,1.2994993046986656E-3,1.730303332244672E-3,5.8047838766770443E-3,1.5597601540512758E-5,2.6479431570797181E-4,1.0782202399749299E-2,null,1.3941519654617307E-3,1.0518154838076326E-3,1.7482290128732101E-3,2.1993424785854182E-3,2.2621693809447895E-6,1.0617716443458336E-4,6.5019782745435184E-3]
[2004,7,29,4,1.6012110048168997E-3,1.2915562037647801E-3,1.690519341823307E-3,6.0252296815689393E-3,1.5597601540512758E-5,2.6479431570797181E-4,1.0888908149222411E-2,null,1.3389511614228286E-3,1.0453863333482988E-3,1.7080328663326651E-3,2.2828659711434641E-3,2.2621693809447895E-6,1.0617716443458336E-4,6.4836756660627843E-3]
[2004,7,29,7,1.6983773750760196E-3,1.4371075202734456E-3,2.4362441381983041E-3,6.538869670696972E-3,0,0,1.2110598704244743E-2,null,1.4202028040347693E-3,1.1631956525521283E-3,2.4614832587274414E-3,2.4774761876113537E-3,0,0,7.522357902925692E-3]
[2004,7,29,10,1.9437101251895104E-3,1.4426867063568991E-3,2.9029865453209236E-3,7.9739731959412238E-3,0,0,1.4263356572808557E-2,null,1.6253528871352026E-3,1.1677114489734132E-3,2.933061046543122E-3,3.021214630125803E-3,0,0,8.7473400127775405E-3]
[2004,7,29,14,2.1076827504418875E-3,1.4297315827962263E-3,2.8964248416262287E-3,7.7586853394406513E-3,0,0,1.4192524514304992E-2,null,1.7624686928364795E-3,1.1572255645204651E-3,2.9264313645913096E-3,2.9396454041245136E-3,0,0,8.7857710260727667E-3]
[2004,7,29,17,2.3648350969065995E-3,1.5474898780153713E-3,2.4485282719531325E-3,6.4021208664877755E-3,0,0,{"$f":"SUM(E5059:J5059)","v":1.2762974113362878E-2},null,1.9775024591082175E-3,1.2525391963249918E-3,2.4738946542486799E-3,2.4256641890283478E-3,0,0,{"$f":"SUM(M5059:R5059)","v":8.129600498710237E-3}]
[2004,7,29,22,2.771445414712902E-3,1.3774784168859076E-3,2.0858966785780378E-3,5.7836932800168434E-3,1.1698201155384569E-5,1.985957367809789E-4,1.2228807728130054E-2,null,2.3175147096082759E-3,1.1149318220123174E-3,2.1075062524530484E-3,2.1913515789896794E-3,1.6966270357085923E-6,7.963287332593754E-5,7.8126338634249681E-3]
[2004,7,30,1,2.2851213677980791E-3,1.1015665671648361E-3,1.8774869497271902E-3,5.6951082018510879E-3,1.5597601540512758E-5,2.6479431570797181E-4,1.123967500378968E-2,null,1.9108449168791699E-3,8.9160861233201474E-4,1.8969374303555767E-3,2.1577880683546742E-3,2.2621693809447895E-6,1.0617716443458336E-4,6.9656183617369631E-3]
[2004,7,30,4,1.622821049316298E-3,1.2138277733836729E-3,1.6322858728683824E-3,5.9531742100510324E-3,1.5597601540512758E-5,2.6479431570797181E-4,1.0702500822867871E-2,null,1.357021730569446E-3,9.8247289714152044E-4,1.6491961074534104E-3,2.2555652718081161E-3,2.2621693809447895E-6,1.0617716443458336E-4,6.3526953407880204E-3]
[2004,7,30,5,1.6402597493462611E-3,1.177042412037903E-3,1.6922438906930436E-3,5.9574235306144689E-3,1.5597601540512758E-5,2.6479431570797181E-4,1.0747361499940161E-2,null,1.3716041732260236E-3,9.5269880453443634E-4,1.7097752812676697E-3,2.2571752733893712E-3,2.2621693809447895E-6,1.0617716443458336E-4,6.3996928662330282E-3]
[2004,7,30,8,2.054758762665791E-3,1.2525379506940499E-3,2.7006321250599807E-3,7.515640380371392E-3,0,0,1.3523569218791213E-2,null,1.7182130421528677E-3,1.0138049368961972E-3,2.7286102651160331E-3,2.8475594429512143E-3,0,0,8.3081876871163134E-3]
[2004,7,30,14,2.014693618126521E-3,1.4090656888674504E-3,2.833762081315425E-3,7.1971721977030735E-3,0,0,1.345469358601247E-2,null,1.6847101049059659E-3,1.1404985781016052E-3,2.8631194275681331E-3,2.7268967934709221E-3,0,0,8.4152249040466264E-3]
[2004,7,30,16,1.9868689732424473E-3,1.512580121314023E-3,2.5080173298457319E-3,6.060510715266516E-3,0,0,1.2067977139668718E-2,null,1.6614428150412122E-3,1.2242832191946694E-3,2.5340000097769616E-3,2.2962334069943063E-3,0,0,7.7159594510071497E-3]
[2004,7,30,19,2.1593683046947712E-3,1.3548387440363231E-3,2.2247769293677598E-3,5.8314583609237148E-3,0,0,1.1570442339022569E-2,null,1.8056887510845771E-3,1.0966072578009853E-3,2.2478252816204541E-3,2.2094490264852936E-3,0,0,7.3595703169913101E-3]
[2004,7,30,23,2.5576838142224475E-3,9.743652485434748E-4,1.8630970185287284E-3,5.8392072711512134E-3,1.5597601540512758E-5,2.6479431570797181E-4,1.1514745269694348E-2,null,2.1387647869664278E-3,7.8865179196055608E-4,1.8823984216479158E-3,2.2123849682512838E-3,2.2621693809447895E-6,1.0617716443458336E-4,7.1306393026417114E-3]
[2004,7,31,2,2.1445955552889307E-3,8.2281703219730731E-4,1.7220176738859555E-3,5.4778470145045392E-3,1.5597601540512758E-5,2.6479431570797181E-4,1.0447669193125219E-2,null,1.7933356071735906E-3,6.6598857858293087E-4,1.7398575163479896E-3,2.075471177936231E-3,2.2621693809447895E-6,1.0617716443458336E-4,6.3830922138562694E-3]
[2004,7,31,5,1.5718793965336676E-3,8.3246458345261965E-4,1.6475549998607054E-3,5.7181571186315262E-3,1.5597601540512758E-5,2.6479431570797181E-4,1.0050448015727005E-2,null,1.3144237313345475E-3,6.7379731211166351E-4,1.6646234202902846E-3,2.1665209450366595E-3,2.2621693809447895E-6,1.0617716443458336E-4,5.9278047425886833E-3]
[2004,7,31,6,1.5492551151776569E-3,8.2388402631169695E-4,1.7278126968064363E-3,5.4499761760465814E-3,1.5597601540512758E-5,2.6479431570797181E-4,9.8313199315908564E-3,null,1.2955050455980281E-3,6.6685220423212416E-4,1.7457125748288095E-3,2.0649113500017815E-3,2.2621693809447895E-6,1.0617716443458336E-4,5.8814205084762707E-3]
[2004,7,31,11,1.9593232214401555E-3,1.0203968862037862E-3,2.3353220877149546E-3,4.8155227882855332E-3,0,0,1.013056498364443E-2,null,1.6384087387970503E-3,8.2590982592877361E-4,2.3595156710763429E-3,1.8245268126907924E-3,0,0,6.648361048492959E-3]
[2004,7,31,14,2.3006567429069971E-3,8.6800914610489694E-4,2.3104430946148374E-3,4.6134297054780029E-3,0,0,1.0092538689104733E-2,null,1.9238357772234026E-3,7.0256710154337481E-4,2.3343789353733181E-3,1.7479568815633444E-3,0,0,6.7087386957034398E-3]
[2004,7,31,17,2.2353623503674055E-3,9.2938808949286186E-4,2.1133874876588161E-3,4.3041920140486139E-3,0,0,9.5823299415676959E-3,null,1.8692358510036342E-3,7.5224725358484425E-4,2.1352818621549773E-3,1.630791521889406E-3,0,0,6.3875564886328624E-3]
[2004,7,31,20,2.5565501971940401E-3,8.2305315881150227E-4,1.8384111848978788E-3,4.1628638926248795E-3,0,0,9.3808784335283005E-3,null,2.1378168432961502E-3,6.6617969960011908E-4,1.8574568465170242E-3,1.5772444911179809E-3,0,0,6.2386978805312743E-3]
[2004,7,31,24,2.7169978552008447E-3,6.9410838200167826E-4,1.5953578186802156E-3,4.0250564016536504E-3,1.5597601540512758E-5,2.6479431570797181E-4,9.3119123747848736E-3,null,2.2719850306178145E-3,5.6181172316927214E-4,1.6118854842131736E-3,1.5250313725593272E-3,2.2621693809447895E-6,1.0617716443458336E-4,6.0791529443751154E-3]
[2004,8,1,3,1.7673713299626479E-3,1.036471135203433E-3,1.5148983986465647E-3,3.6958093451611601E-3,1.5494307790317184E-5,2.6413648564822193E-4,8.2941810024123441E-3,null,1.4778963470773172E-3,8.3892033230401823E-4,1.5305925167660704E-3,1.4002847751532451E-3,2.2471883623357128E-6,1.0591338788697384E-4,5.3558545475499595E-3]
[2004,8,1,4,1.6544704931209392E-3,1.0128052147558135E-3,1.5171382534222293E-3,3.5944579866323454E-3,1.5494307790317184E-5,2.6413648564822193E-4,8.0585027413698652E-3,null,1.3834873615282193E-3,8.1976512269723971E-4,1.5328555760981931E-3,1.3618843191138094E-3,2.2471883623357128E-6,1.0591338788697384E-4,5.2061529556867705E-3]
[2004,8,1,8,1.7481919332162799E-3,1.2935399218616144E-3,2.0272312779555986E-3,3.6196209733869965E-3,0,0,8.6885841064204897E-3,null,1.4618583136940312E-3,1.0469919559155563E-3,2.0482330871595799E-3,1.3714181840833468E-3,0,0,5.9285015408525139E-3]
[2004,8,1,11,2.3690186018007625E-3,1.4795441269348413E-3,2.2675318903857822E-3,3.5795569847729761E-3,0,0,9.6956516038943612E-3,null,1.9810007542860591E-3,1.197543866364417E-3,2.2910231775633608E-3,1.3562385608807653E-3,0,0,6.8258063590946024E-3]
[2004,8,1,15,2.313639698481894E-3,1.4846975389543882E-3,2.2507102726605031E-3,3.4722399160138293E-3,0,0,9.5212874261106153E-3,null,1.9346922748326588E-3,1.2017150410137615E-3,2.2740272904245174E-3,1.3155777898660867E-3,0,0,6.7260123961370242E-3]
[2004,8,1,18,2.2974474889260752E-3,1.4995114178844376E-3,1.9953408702352926E-3,3.6013427384285939E-3,0,0,9.3936425154743999E-3,null,1.9211521619271492E-3,1.2137054031305698E-3,2.0160122996421277E-3,1.3644928446681964E-3,0,0,6.5153627093680437E-3]
[2004,8,1,21,2.7745953493896573E-3,1.3317921501030698E-3,1.8236663244052711E-3,3.3567445218378174E-3,0,0,9.2867983457358156E-3,null,2.3201487214163136E-3,1.0779533314307483E-3,1.8425592315014509E-3,1.2718183783378006E-3,0,0,6.5124796626863128E-3]
[2004,8,2,1,2.4713407692853423E-3,9.2938591965020312E-4,1.6788643636058826E-3,3.3775156060787482E-3,1.5494307790317184E-5,2.6413648564822193E-4,8.7367374520587147E-3,null,2.0665637341685545E-3,7.5224549731294974E-4,1.6962571443049706E-3,1.2796882196390252E-3,2.2471883623357128E-6,1.0591338788697384E-4,5.9029151716748088E-3]
[2004,8,2,5,1.5955181213134293E-3,9.7950825049186816E-4,1.7169880210865865E-3,3.408360391618126E-3,1.5494307790317184E-5,2.6413648564822193E-4,7.9800055779485485E-3,null,1.3341907063947993E-3,7.9281454069232802E-4,1.7347757571068924E-3,1.2913748299454274E-3,2.2471883623357128E-6,1.0591338788697384E-4,5.2613164103887562E-3]
[2004,8,2,6,1.5430336813263719E-3,1.0247617130094181E-3,1.8477232878552532E-3,3.382027571497579E-3,1.5494307790317184E-5,2.6413648564822193E-4,8.0771770471271612E-3,null,1.2903026106560786E-3,8.294427192529196E-4,1.8668654214515851E-3,1.2813977332778385E-3,2.2471883623357128E-6,1.0591338788697384E-4,5.3761690608877307E-3]
[2004,8,2,9,2.2159375686860118E-3,1.2999143429301594E-3,2.7288414174054822E-3,2.966868231062091E-3,0,0,9.2115615600837433E-3,null,1.8529926238996203E-3,1.0521514159906504E-3,2.7571118014605603E-3,1.1241003054666301E-3,0,0,6.7863561468174613E-3]
[2004,8,2,12,2.4816649819557686E-3,1.353315149589112E-3,2.6783047587823077E-3,3.4159366796910583E-3,0,0,9.9292215700182464E-3,null,2.0751969602107556E-3,1.0953740595800816E-3,2.7060515907031263E-3,1.2942453678573985E-3,0,0,7.1708679783513618E-3]
[2004,8,2,16,2.1672675213199885E-3,1.5518055119952019E-3,2.5694980056245216E-3,3.3913535117074426E-3,0,0,9.6799245506471558E-3,null,1.8122941673868931E-3,1.2560322729476721E-3,2.5961176160512892E-3,1.2849311872172198E-3,0,0,6.9493752436030742E-3]
[2004,8,2,18,1.9861760869876047E-3,1.4995114178844376E-3,2.2718600249302364E-3,3.4078717677289818E-3,0,0,9.1654192975312611E-3,null,1.6608634155411686E-3,1.2137054031305698E-3,2.2953961509266023E-3,1.2911896979408122E-3,0,0,6.4611546675391526E-3]
[2004,8,2,23,2.8591553852114556E-3,1.0833398757721072E-3,1.8517371168984061E-3,4.9930834330273914E-3,1.5494307790317184E-5,2.6413648564822193E-4,1.1066946604347897E-2,null,2.3908588013701422E-3,8.7685591784719458E-4,1.8709208331561039E-3,1.8918017839562747E-3,2.2471883623357128E-6,1.0591338788697384E-4,7.1385979125790254E-3]
[2004,8,3,3,1.6172690768131073E-3,1.1350380559227639E-3,1.6622607371119726E-3,6.2251529488124473E-3,1.5494307790317184E-5,2.6413648564822193E-4,1.0919351612098829E-2,null,1.3523791069495908E-3,9.1870045456262316E-4,1.6794815067536588E-3,2.3586137928449566E-3,2.2471883623357128E-6,1.0591338788697384E-4,6.4173354373601383E-3]
[2004,8,3,6,1.5900737940383173E-3,1.1669145759782976E-3,1.8086419531134366E-3,7.0504612878483077E-3,1.5494307790317184E-5,2.6413648564822193E-4,1.1895722404416898E-2,null,1.3296380969596607E-3,9.44501328209177E-4,1.8273792099970767E-3,2.6713103077428413E-3,2.2471883623357128E-6,1.0591338788697384E-4,6.8809895191580652E-3]
[2004,8,3,7,1.6699644278016196E-3,1.3363542702399677E-3,2.3850554674241958E-3,6.5756414263419818E-3,1.2860278553278263E-6,2.1923333571848342E-5,1.199022495323494E-2,null,1.3964435689070706E-3,1.0816459140905693E-3,2.4097642810718767E-3,2.4914084348612768E-3,1.8651667885016803E-7,8.7908133049937837E-6,7.3882395289146374E-3]
[2004,8,3,10,1.8714642570224083E-3,1.4453516178649845E-3,2.8489170787985227E-3,6.9976474957952756E-3,0,0,1.3163380449481191E-2,null,1.5649400565967292E-3,1.1698684298790949E-3,2.8784314285313409E-3,2.6512999819865092E-3,0,0,8.2645398969936733E-3]
[2004,8,3,13,1.990950097516818E-3,1.3854219928701762E-3,2.9045364757524722E-3,7.7257641013701028E-3,0,0,1.400667266750957E-2,null,1.6648554983606755E-3,1.1213613569777045E-3,2.9346270340193485E-3,2.9271720581956332E-3,0,0,8.6480159475533624E-3]
[2004,8,3,19,2.0768134561143024E-3,1.3179242269566918E-3,2.2452118414479508E-3,6.5714210393885602E-3,0,0,1.2211370563907505E-2,null,1.7366554318934287E-3,1.0667286264687114E-3,2.2684718962968291E-3,2.4898093957755976E-3,0,0,7.5616653504345672E-3]
[2004,8,3,21,2.4414349589746841E-3,1.3174580547027229E-3,1.9846635202487818E-3,6.8005375487555546E-3,0,0,1.2544094082681742E-2,null,2.0415561497038669E-3,1.0663513063785251E-3,2.0052243339258482E-3,2.5766180836271262E-3,0,0,7.6897498736353664E-3]
[2004,8,4,1,2.2825868994692912E-3,1.0394717002390572E-3,1.7492019948577909E-3,6.6288521772363317E-3,1.5494307790317184E-5,2.6413648564822193E-4,{"$f":"SUM(E5187:J5187)","v":1.197974356524101E-2},null,1.9087255651496283E-3,8.4134899136772826E-4,1.7673234627705561E-3,2.5115691621589078E-3,2.2471883623357128E-6,1.0591338788697384E-4,{"$f":"SUM(M5187:R5187)","v":7.137127757696129E-3}]
[2004,8,4,4,1.5579928038832653E-3,1.1754073434902556E-3,1.6508861274804384E-3,5.6569131748267698E-3,1.5494307790317184E-5,2.6413648564822193E-4,1.0320830243119267E-2,null,1.3028116019515195E-3,9.5137537911259566E-4,1.6679890578879687E-3,2.1433165656786109E-3,2.2471883623357128E-6,1.0591338788697384E-4,6.173653180880004E-3]
[2004,8,4,7,1.6710432150147563E-3,1.3363542702399677E-3,2.4120803460595474E-3,5.9816686530962488E-3,1.2860278553278263E-6,2.1923333571848342E-5,1.1424355845837696E-2,null,1.3973456632516712E-3,1.0816459140905693E-3,2.4370691333594858E-3,2.2663613738378185E-3,1.8651667885016803E-7,8.7908133049937837E-6,7.1913994145233881E-3]
[2004,8,4,8,1.7397014056358755E-3,1.3524175991821885E-3,2.730265684512912E-3,7.7646056050490802E-3,0,0,1.3586990294380055E-2,null,1.4547584363320371E-3,1.0946475817650595E-3,2.7585508237596501E-3,2.9418885008381467E-3,0,0,8.2498453426948937E-3]
[2004,8,4,12,2.2189497564998701E-3,1.3791093996373225E-3,2.830328228898467E-3,6.6151154775987552E-3,0,0,1.3043502862634414E-2,null,1.8555114501877588E-3,1.1162519403883401E-3,2.8596500009598733E-3,2.5063645399592978E-3,0,0,8.3377779314952709E-3]
[2004,8,4,15,2.1616802806480057E-3,1.3964553008848622E-3,2.779597707070446E-3,7.8072584099842272E-3,0,0,1.4144991698587541E-2,null,1.8076220521163915E-3,1.130291722823615E-3,2.8083939186041335E-3,2.9580489863476243E-3,0,0,8.7043566798917643E-3]
[2004,8,4,19,2.0792051301283024E-3,1.3179242269566918E-3,2.1793262952040223E-3,7.0830534821719289E-3,0,0,1.2659509134460945E-2,null,1.7386553773654225E-3,1.0667286264687114E-3,2.2019037857660519E-3,2.6836589841051531E-3,0,0,7.6909467737053382E-3]
[2004,8,4,22,2.7264924763917269E-3,1.2158290309873079E-3,1.9085066583804321E-3,7.1233181666900515E-3,1.4208280552452359E-5,2.4221316260246545E-4,1.3230567775604437E-2,null,2.2799245426699784E-3,9.840927161956592E-4,1.9282784984954165E-3,2.6989146478695446E-3,2.0606717730381525E-6,9.712257880272997E-5,7.990393655806366E-3]
[2004,8,5,2,1.8775313310400565E-3,1.0549544697850217E-3,1.7553236943348692E-3,6.9924027406385219E-3,1.5494307790317184E-5,2.6413648564822193E-4,1.1959843029237008E-2,null,1.5700134140605054E-3,8.538807539333474E-4,1.7735085821276549E-3,2.649312825694201E-3,2.2471883623357128E-6,1.0591338788697384E-4,6.9548761520650182E-3]
[2004,8,5,5,1.5339977932730688E-3,1.1365031457308229E-3,1.7132422926963901E-3,5.7626172141769074E-3,1.5494307790317184E-5,2.6413648564822193E-4,1.0425991239315728E-2,null,1.2827466965591478E-3,9.1988629909498518E-4,1.7309912235375158E-3,2.1833661848961149E-3,2.2471883623357128E-6,1.0591338788697384E-4,6.2251509803370724E-3]
[2004,8,5,9,1.8744464647454564E-3,1.3611652003750056E-3,2.812268509564357E-3,8.0758144438346936E-3,0,0,1.4123694618519513E-2,null,1.5674338131861901E-3,1.101727895196172E-3,2.8414031856669269E-3,3.0598006976388756E-3,0,0,8.5703655916881637E-3]
[2004,8,5,10,1.8938958274283132E-3,1.4453516178649845E-3,2.8631805966434173E-3,7.5979504733475678E-3,0,0,1.3800378515284283E-2,null,1.5836975952079248E-3,1.1698684298790949E-3,2.8928427142622254E-3,2.8787454591311049E-3,0,0,8.5251541984803503E-3]
[2004,8,5,13,2.0243639902173191E-3,1.3854219928701762E-3,2.9400534583796881E-3,8.2971247620116078E-3,0,0,1.4646964203478791E-2,null,1.6927965818933294E-3,1.1213613569777045E-3,2.9705119672108387E-3,3.1436517408571073E-3,0,0,8.928321646938981E-3]
[2004,8,5,16,2.2852890145176785E-3,1.465937800295185E-3,2.5941305269576013E-3,7.4215221082458991E-3,0,0,1.3766879450016364E-2,null,1.9109851050050578E-3,1.1865308977652123E-3,2.6210053265770749E-3,2.8118994910401097E-3,0,0,8.5304208203874545E-3]
[2004,8,5,20,2.3247712069594069E-3,1.231493890514799E-3,2.2673872628606526E-3,7.3671949614114406E-3,0,0,1.3190847321746298E-2,null,1.9440005709657211E-3,9.9677186249693978E-4,2.2908770517189613E-3,2.791315778655322E-3,0,0,8.0229652638369436E-3]
[2004,8,5,23,2.6778278321527428E-3,1.1540546122877574E-3,1.8834651769802405E-3,7.3479511084954992E-3,1.5494307790317184E-5,2.6413648564822193E-4,1.3342929523354778E-2,null,2.2392306043145728E-3,9.3409246620978516E-4,1.9029775911381223E-3,2.784024581589445E-3,2.2471883623357128E-6,1.0591338788697384E-4,7.9684858195012351E-3]
[2004,8,6,3,1.8181333099614749E-3,1.0703885890207029E-3,1.7519336794001514E-3,6.3529503327028752E-3,1.5494307790317184E-5,2.6413648564822193E-4,1.1273036704523743E-2,null,1.5203441018523502E-3,8.6637313890987268E-4,1.770083447151316E-3,2.407034237260056E-3,2.2471883623357128E-6,1.0591338788697384E-4,6.6719955014229041E-3]
[2004,8,6,6,1.6533280082381525E-3,1.1562684595219333E-3,1.8930343958620071E-3,5.6039975252722115E-3,1.5494307790317184E-5,2.6413648564822193E-4,1.0586259182332842E-2,null,1.3825320024555467E-3,9.3588435543302015E-4,1.9126459456791356E-3,2.1232676476965169E-3,2.2471883623357128E-6,1.0591338788697384E-4,6.4624905275135289E-3]
[2004,8,6,10,2.557507364124498E-3,1.284078386277287E-3,3.0118921112473238E-3,7.7334443391921448E-3,0,0,1.4586922200841252E-2,null,2.1386172373537462E-3,1.0393337835777881E-3,3.0430948576489003E-3,2.9300819810534886E-3,0,0,9.1511278596339233E-3]
[2004,8,6,11,2.2795097006682269E-3,1.3341936810237749E-3,3.0336486618865281E-3,7.8755224586953086E-3,0,0,1.4522874502273839E-2,null,1.9061523759220877E-3,1.0798971319376876E-3,3.0650768028597205E-3,2.9839131744518075E-3,0,0,9.0350394851713041E-3]
[2004,8,6,14,2.0513004925183007E-3,1.3913741858777697E-3,2.9705342676866623E-3,7.5857331600408268E-3,0,0,1.399894210612356E-2,null,1.7153211966580725E-3,1.126179065417687E-3,3.0013085530887491E-3,2.8741165088203686E-3,0,0,8.7169253239848775E-3]
[2004,8,6,18,2.2140998133519307E-3,1.3806981452025751E-3,2.4393246608251456E-3,6.5535812551858075E-3,0,0,1.2587703874565459E-2,null,{"$f":"E5252*V$5","v":1.851455871634256E-3},{"$f":"F5252*W$5","v":1.1175378719616169E-3},{"$f":"G5252*X$5","v":2.4645956951024383E-3},{"$f":"H5252*Y$5","v":2.4830501785438317E-3},{"$f":"I5252*Z$5","v":0},{"$f":"J5252*AA$5","v":0},7.9166396172421424E-3]
[2004,8,6,21,2.2752517729170054E-3,1.2915638344989551E-3,2.0965853491470166E-3,6.7629662012103397E-3,0,0,1.2426367157773316E-2,null,1.9025918474904185E-3,1.0453925096689238E-3,2.118305656031317E-3,2.5623828834216728E-3,0,0,7.6286728966123325E-3]
[2004,8,6,23,2.5983250877409645E-3,9.422429550706901E-4,1.9171521730892761E-3,6.0142215753591051E-3,1.5494307790317184E-5,2.6413648564822193E-4,1.1751572584698574E-2,null,2.1727494899291358E-3,7.6265198916887814E-4,1.9370135794280847E-3,2.2786951706260934E-3,2.2471883623357128E-6,1.0591338788697384E-4,7.2592708054015015E-3]
[2004,8,7,5,1.5972126469889589E-3,7.7468737131495267E-4,1.7558379067755402E-3,5.3758276493427806E-3,1.5494307790317184E-5,2.6413648564822193E-4,9.7831963678607706E-3,null,1.3356076883631256E-3,6.2703240341344124E-4,1.7740281217313817E-3,2.0368176245558738E-3,2.2471883623357128E-6,1.0591338788697384E-4,5.8816464143131315E-3]
[2004,8,7,8,1.7586116533079837E-3,8.9613160301528797E-4,2.3389081490349855E-3,4.5141840891573448E-3,0,0,9.5078354945156013E-3,null,1.4705714041465183E-3,7.2532943432347685E-4,2.3631388834488738E-3,1.7103542585502091E-3,0,0,6.2693939804690782E-3]
[2004,8,7,11,1.9945894741163457E-3,9.8280987949854568E-4,2.5162103345982875E-3,4.6815027253373307E-3,0,0,1.017511241355051E-2,null,1.6678987871652949E-3,7.9548688110717505E-4,2.5422778928186852E-3,1.7737486918017497E-3,0,0,6.7794122528929048E-3]
[2004,8,7,12,2.3111468640733251E-3,9.0616637176409078E-4,2.5272104840086346E-3,4.7269929487793903E-3,0,0,1.047151666862544E-2,null,1.9326077378687314E-3,7.3345158191390376E-4,2.553392002111974E-3,1.7909842311262106E-3,0,0,7.0104355530208207E-3]
[2004,8,7,15,2.279174574767296E-3,8.4836452832577711E-4,2.4390268146612885E-3,4.5795027027045951E-3,0,0,1.0146068620458956E-2,null,1.9058721397677493E-3,6.8666673662678697E-4,2.4642947632974046E-3,1.735102467005303E-3,0,0,6.7919361066972432E-3]
[2004,8,7,20,2.6088359853217989E-3,7.6664999090486434E-4,1.8818395650159595E-3,4.4978979527363922E-3,0,0,9.7552234939790143E-3,null,2.1815388240525695E-3,6.2052694309190355E-4,1.9013351380799391E-3,1.7041836943391014E-3,0,0,6.4075845995635143E-3]
[2004,8,7,23,2.6099999642071594E-3,7.0650542614386028E-4,1.8079313134718397E-3,4.8515194437776859E-3,1.5494307790317184E-5,2.6413648564822193E-4,1.0255586941039082E-2,null,2.1825121566587885E-3,5.7184589782026775E-4,1.8266612082363531E-3,1.8381653865279664E-3,2.2471883623357128E-6,1.0591338788697384E-4,6.5273452254926848E-3]
[2004,8,8,2,2.075750455391817E-3,8.2113061955186011E-4,1.6546818203546805E-3,5.1961571122670957E-3,1.5494307790317184E-5,2.6413648564822193E-4,1.0027350801003991E-2,null,1.7357665383948935E-3,6.6462359521883303E-4,1.6718240735658833E-3,1.9687432478459146E-3,2.2471883623357128E-6,1.0591338788697384E-4,6.1491180312748328E-3]
[2004,8,8,6,1.5505557469569213E-3,8.0346049208878658E-4,1.6743138793225893E-3,5.1206299747494737E-3,1.5494307790317184E-5,2.6413648564822193E-4,9.4285908865563098E-3,null,1.2965926489346218E-3,6.5032138389843153E-4,1.6916595176932501E-3,1.9401271881686751E-3,2.2471883623357128E-6,1.0591338788697384E-4,5.6868613149442873E-3]
[2004,8,8,9,1.9167733877599692E-3,1.0052242912482316E-3,2.3253799718779204E-3,4.9432047527083797E-3,0,0,1.0190582403594502E-2,null,1.6028280757532385E-3,8.1362911885483294E-4,2.3494705564240455E-3,1.8729035264617713E-3,0,0,6.6388312774938877E-3]
[2004,8,8,10,2.0070256465940621E-3,1.028345159145017E-3,2.3595834657639102E-3,5.0443533029565146E-3,0,0,1.0439307574459503E-2,null,1.6782980584247359E-3,8.3234316261382435E-4,2.3840283933297562E-3,1.911227141592711E-3,0,0,6.8058967559610278E-3]
[2004,8,8,13,2.2743944578499332E-3,1.1001262086950271E-3,2.437203447356596E-3,4.4986144983422093E-3,0,0,1.0310338612243765E-2,null,1.901874950715847E-3,8.9044278535904079E-4,2.462452506183415E-3,1.704455182343168E-3,0,0,6.9592254246014706E-3]
[2004,8,8,17,2.2766029185317792E-3,1.1539305680599104E-3,2.1423595713585294E-3,4.7819489154736668E-3,0,0,1.0354841973423887E-2,null,1.9037216910804953E-3,9.339920647405002E-4,2.1645540922566923E-3,1.8118061935920445E-3,0,0,6.8140740416697317E-3]
[2004,8,8,21,2.8493422093439969E-3,1.1213060944929641E-3,1.8979547569693582E-3,5.1132808259066985E-3,0,0,1.0981883886713017E-2,null,2.3826529102131031E-3,9.0758579709209689E-4,1.9176172809828279E-3,1.9373427097841647E-3,0,0,7.1451986980721922E-3]
[2004,8,8,24,2.9036569182664283E-3,9.4437212085108464E-4,1.7965489483325282E-3,7.5063920883561511E-3,1.5494307790317184E-5,2.6413648564822193E-4,1.3430600869244731E-2,null,2.4280714980040039E-3,7.6437533717477158E-4,1.8151609235169989E-3,2.8440554087071131E-3,2.2471883623357128E-6,1.0591338788697384E-4,7.9598237436521984E-3]
[2004,8,9,3,1.6977068294923554E-3,1.036471135203433E-3,1.5929270496497941E-3,6.5359938546253118E-3,1.5494307790317184E-5,2.6413648564822193E-4,1.1142729662409432E-2,null,1.4196420860623515E-3,8.3892033230401823E-4,1.609429532783511E-3,2.4763865855552953E-3,2.2471883623357128E-6,1.0591338788697384E-4,6.4525391129544854E-3]
[2004,8,9,7,1.7029945961833117E-3,1.2062653839587103E-3,2.3412770073585817E-3,7.041075757797513E-3,2.5875497097144693E-6,4.4110798366298977E-5,1.2338311093374131E-2,null,1.4240637777262796E-3,9.7635189479623394E-4,2.3655322827861591E-3,2.6677542761379971E-3,3.7528050128636784E-7,1.7687537887499585E-5,7.451765049835456E-3]
[2004,8,9,10,1.9559316066989885E-3,1.4117866126378931E-3,2.8530503365080942E-3,7.8119142218540964E-3,0,0,1.4032682777699073E-2,null,{"$f":"E5316*V$5","v":1.6355726313239422E-3},{"$f":"F5316*W$5","v":1.1427008953646186E-3},{"$f":"G5316*X$5","v":2.8826075061651863E-3},{"$f":"H5316*Y$5","v":2.9598130011731973E-3},{"$f":"I5316*Z$5","v":0},{"$f":"J5316*AA$5","v":0},8.6206940340269444E-3]
[2004,8,9,14,1.9902052403037223E-3,1.4767983356691837E-3,2.8587426980081244E-3,7.7929183464827802E-3,0,0,1.4118664620463812E-2,null,1.6642326401442578E-3,1.1953214213364898E-3,2.8883588396687778E-3,2.9526157589485707E-3,0,0,8.7005286600980968E-3]
[2004,8,9,15,2.0615200003366624E-3,1.4846975389543882E-3,2.7643874783263344E-3,8.2091081068000043E-3,0,0,1.451971312441739E-2,null,1.7238668672919875E-3,1.2017150410137615E-3,2.7930261141924074E-3,3.1103035968533897E-3,0,0,8.8289116193515458E-3]
[2004,8,9,18,1.9297620616906196E-3,1.4995114178844376E-3,2.2647277361714032E-3,6.2371133414031894E-3,0,0,1.1931114557149649E-2,null,1.6136893551177125E-3,1.2137054031305698E-3,2.2881899727357491E-3,2.3631453998856715E-3,0,0,7.4787301308697034E-3]
[2004,8,9,22,2.7869067288417929E-3,1.2274685806369962E-3,1.8987820769943756E-3,7.0219965124094638E-3,1.5494307790317184E-5,2.6413648564822193E-4,1.3214784692321168E-2,null,2.3304436393044399E-3,9.9351377436923704E-4,1.9184531719180838E-3,2.660525446308537E-3,2.2471883623357128E-6,1.0591338788697384E-4,8.0110966081496076E-3]
[2004,8,10,1,2.2725915411598401E-3,1.0394717002390572E-3,1.7314356845719015E-3,7.3110300437657294E-3,1.5494307790317184E-5,2.6413648564822193E-4,1.2634159763175066E-2,null,1.90036733092752E-3,8.4134899136772826E-4,1.7493730961991602E-3,2.7700357634456644E-3,2.2471883623357128E-6,1.0591338788697384E-4,7.3692857581893817E-3]
[2004,8,10,4,1.5514767274590455E-3,1.1754073434902556E-3,1.6353653811861757E-3,5.8148382243779643E-3,1.5494307790317184E-5,2.6413648564822193E-4,1.0456718469951979E-2,null,1.2973627834823218E-3,9.5137537911259566E-4,1.652307519011271E-3,2.2031519148130009E-3,2.2471883623357128E-6,1.0591338788697384E-4,6.2123581726684987E-3]
[2004,8,10,7,1.6612970809437764E-3,1.3363542702399677E-3,2.3967263709372272E-3,6.5210063225637754E-3,3.873576947579296E-6,6.6034121412055484E-5,1.1985291743044382E-2,null,1.389195833220236E-3,1.0816459140905693E-3,2.4215560933788303E-3,2.4707080423722254E-3,5.617970905839282E-7,2.6478346971743461E-5,7.3901460271241894E-3]
[2004,8,10,12,2.1989688803819019E-3,1.3791093996373225E-3,2.7763567649863267E-3,7.4880220305045707E-3,0,0,1.3842457075510121E-2,null,1.8388032104842361E-3,1.1162519403883401E-3,2.805119400850562E-3,2.8370952790234944E-3,0,0,8.5972698307466323E-3]
[2004,8,10,13,1.9579652924216736E-3,1.3854219928701762E-3,2.8594086144187432E-3,8.6019643326436159E-3,0,0,1.4804760232354209E-2,null,1.6372732228463378E-3,1.1213613569777045E-3,2.8890316548726195E-3,3.2591507208516069E-3,0,0,8.9068169555482687E-3]
[2004,8,10,16,2.2217454220402571E-3,1.465937800295185E-3,2.533820419909385E-3,6.8226507106707041E-3,0,0,1.3044154352915532E-2,null,1.8578492180465794E-3,1.1865308977652123E-3,2.5600704159481958E-3,2.5849964173203467E-3,0,0,8.1894469490803347E-3]
[2004,8,10,19,1.9768184801918715E-3,1.3179242269566918E-3,2.2182749983377329E-3,7.185942660777881E-3,0,0,1.2698960366264177E-2,null,1.6530384765109014E-3,1.0667286264687114E-3,2.2412559915690692E-3,2.7226420962937108E-3,0,0,7.6836651908423923E-3]
[2004,8,10,23,2.6060784720686112E-3,1.1540546122877574E-3,1.804945326354944E-3,7.5997381717620603E-3,1.5494307790317184E-5,2.6413648564822193E-4,1.3444447375911913E-2,null,2.1792329595775642E-3,9.3409246620978516E-4,1.8236442867448765E-3,2.8794227903023292E-3,2.2471883623357128E-6,1.0591338788697384E-4,7.9245530790838653E-3]
[2004,8,11,4,1.5514767274590455E-3,1.1754073434902556E-3,1.6438694027816453E-3,6.0792562774607513E-3,1.5494307790317184E-5,2.6413648564822193E-4,1.0729640544630237E-2,null,1.2973627834823218E-3,9.5137537911259566E-4,1.6608996409833265E-3,2.3033358094428102E-3,2.2471883623357128E-6,1.0591338788697384E-4,6.3211341892703632E-3]
[2004,8,11,7,1.6612970809437764E-3,1.3363542702399677E-3,2.4068849096017309E-3,6.7373671111595852E-3,3.873576947579296E-6,6.6034121412055484E-5,1.2211811070304696E-2,null,1.389195833220236E-3,1.0816459140905693E-3,2.4318198729663325E-3,2.5526837856847235E-3,5.617970905839282E-7,2.6478346971743461E-5,7.4823855500241896E-3]
[2004,8,11,10,1.852758343190662E-3,1.4453516178649845E-3,2.832319590918769E-3,7.9289132485237685E-3,0,0,1.4059342800498184E-2,null,1.5492979551028315E-3,1.1698684298790949E-3,2.8616619931892992E-3,3.0041421157060645E-3,0,0,8.5849704938772906E-3]
[2004,8,11,13,1.9579652924216736E-3,1.3854219928701762E-3,2.8670842208568924E-3,8.4166169234151395E-3,0,0,1.4627088429563881E-2,null,1.6372732228463378E-3,1.1213613569777045E-3,2.8967867794317112E-3,3.1889254654291262E-3,0,0,8.8443468246848789E-3]
[2004,8,11,14,1.9262347389165935E-3,1.438536032911941E-3,2.809695616191217E-3,7.7793805460634287E-3,0,0,1.3953846934083181E-2,null,1.6107397670179634E-3,1.1643518915024314E-3,2.8388036375078664E-3,2.9474864965743897E-3,0,0,8.5613817926026518E-3]
[2004,8,11,17,2.1406471786103083E-3,1.5338887229067808E-3,2.3706192068628719E-3,6.6328468824556428E-3,0,0,1.2678001990835604E-2,null,1.7900339289290167E-3,1.2415304135660029E-3,2.3951784630361667E-3,2.5130826939397479E-3,0,0,7.9398254994709344E-3]
[2004,8,11,20,2.2692665613057977E-3,1.231493890514799E-3,2.0947834860504952E-3,7.5164493070693991E-3,0,0,1.311199324494049E-2,null,1.8975869443177073E-3,9.9677186249693978E-4,2.11648512590584E-3,2.8478659327166879E-3,0,0,7.8587098654371752E-3]
[2004,8,12,1,2.2725915411598401E-3,1.0394717002390572E-3,1.7437645127089431E-3,7.3696877065871072E-3,1.5494307790317184E-5,2.6413648564822193E-4,{"$f":"SUM(E5379:J5379)","v":1.2705146254133486E-2},null,1.90036733092752E-3,8.4134899136772826E-4,1.7618296491296473E-3,2.7922602410969232E-3,2.2471883623357128E-6,1.0591338788697384E-4,{"$f":"SUM(M5379:R5379)","v":7.4039667887711279E-3}]
[2004,8,12,4,1.5514767274590455E-3,1.1754073434902556E-3,1.6413578174430082E-3,6.2048571358215262E-3,1.5494307790317184E-5,2.6413648564822193E-4,1.0852729817652373E-2,null,1.2973627834823218E-3,9.5137537911259566E-4,1.6583620360007272E-3,2.3509240244407089E-3,2.2471883623357128E-6,1.0591338788697384E-4,6.3661847992856633E-3]
[2004,8,12,8,1.7277358253887285E-3,1.3524175991821885E-3,2.7201339005658979E-3,8.3427245637134901E-3,0,0,1.4143011888850305E-2,null,1.444752679738547E-3,1.0946475817650595E-3,2.7483140760644616E-3,3.160928797682767E-3,0,0,8.4486431352508353E-3]
[2004,8,12,11,2.1589245850064101E-3,1.4143138688200165E-3,2.856443352549737E-3,8.2316258710771577E-3,0,0,1.4661307677453321E-2,null,1.8053177075492218E-3,1.1447464579703811E-3,2.8860356733394635E-3,3.1188352280992139E-3,0,0,8.9549350669582799E-3]
[2004,8,12,14,1.9262347389165935E-3,1.438536032911941E-3,2.8448212564709842E-3,7.9252238874663195E-3,0,0,1.4134815915765838E-2,null,1.6107397670179634E-3,1.1643518915024314E-3,2.8742931741044205E-3,3.0027442740870013E-3,0,0,8.6521291067118162E-3]
[2004,8,12,15,2.0920150701585036E-3,1.3964553008848622E-3,2.7856374603306279E-3,8.1142062061270968E-3,0,0,1.438831403750109E-2,null,1.7493671973751507E-3,1.130291722823615E-3,2.8144962427939318E-3,3.0743467402532601E-3,0,0,8.7685019032459569E-3]
[2004,8,12,18,2.1702492346230944E-3,1.4346760530365762E-3,2.3115389412085214E-3,6.2255210396305466E-3,0,0,1.2141985268498738E-2,null,1.81478751053668E-3,1.161227621573687E-3,2.3354861347718485E-3,2.358753256740499E-3,0,0,7.6702545236227142E-3]
[2004,8,12,22,2.6012599648340693E-3,1.2158290309873079E-3,1.9955727899437295E-3,7.7159818509310828E-3,1.5494307790317184E-5,2.6413648564822193E-4,1.3808274430134727E-2,null,2.1752036680984239E-3,9.840927161956592E-4,2.0162466220036415E-3,2.9234657153956642E-3,2.2471883623357128E-6,1.0591338788697384E-4,8.2071692979426986E-3]
[2004,8,13,2,1.9908583204548444E-3,9.4590370796238988E-4,1.7519418137817426E-3,7.2459899986047063E-3,1.5494307790317184E-5,2.6413648564822193E-4,1.2214324634242222E-2,null,1.6647787533199832E-3,7.6561500466258497E-4,1.7700916658038692E-3,2.7453931002267128E-3,2.2471883623357128E-6,1.0591338788697384E-4,7.0540391002624587E-3]
[2004,8,13,5,1.6188204662112794E-3,1.124379073680386E-3,1.7153820153334417E-3,5.2209670802910411E-3,1.5494307790317184E-5,2.6413648564822193E-4,9.9591794289546863E-3,null,1.3536763967073135E-3,9.1007306821187523E-4,1.7331531133772252E-3,1.9781433594997953E-3,2.2471883623357128E-6,1.0591338788697384E-4,6.0832065140455187E-3]
[2004,8,13,9,2.3339448874980526E-3,1.1888831662444617E-3,2.84043904981805E-3,6.6454223057106285E-3,0,0,1.3008689409271194E-2,null,1.951671708732568E-3,9.6228271779194032E-4,2.8698655684538396E-3,2.517847326549414E-3,0,0,8.3016673215277614E-3]
[2004,8,13,12,2.1684681312368458E-3,1.3482308554662536E-3,2.8478736585032193E-3,6.0340610277525028E-3,0,0,1.2398633672958822E-2,null,1.8132981312853149E-3,1.0912588289960262E-3,2.8773771985597073E-3,2.2862120310859616E-3,0,0,8.0681461899270099E-3]
[2004,8,13,15,1.815340655386855E-3,1.3721673886791072E-3,2.7461709206894184E-3,6.4689162562115588E-3,0,0,1.240259522096694E-2,null,1.5180088517979279E-3,1.1106330727304568E-3,2.7746208357755761E-3,2.450971925046468E-3,0,0,7.8542346853504291E-3]
[2004,8,13,17,2.0015665632308007E-3,1.373842323416813E-3,2.4188198016066014E-3,5.1236736438037096E-3,0,0,1.0917902332057925E-2,null,1.6737331097780217E-3,1.1119887658694344E-3,2.4438784086459439E-3,1.9412803871135373E-3,0,0,7.170880671406938E-3]
[2004,8,13,20,2.128802702402937E-3,1.345435428814963E-3,2.172639261059301E-3,4.2011925826960349E-3,0,0,9.8480699749732351E-3,null,1.7801294409342451E-3,1.0889962090584512E-3,2.1951474749597206E-3,1.5917666366470724E-3,0,0,6.6560397615994891E-3]
[2004,8,13,24,2.5728764184088492E-3,7.823604258735265E-4,1.7423074494342028E-3,5.095776560279968E-3,1.5494307790317184E-5,2.6413648564822193E-4,1.0472951647435084E-2,null,2.1514690183008522E-3,6.3324297818145175E-4,1.7603574908999172E-3,1.9307106153311755E-3,2.2471883623357128E-6,1.0591338788697384E-4,6.5839406789627054E-3]
[2004,8,14,3,1.7315253065246935E-3,7.5604738373022948E-4,1.6836791968618081E-3,5.0101780420541992E-3,1.5494307790317184E-5,2.6413648564822193E-4,9.4610607226094691E-3,null,1.4479214876926059E-3,6.1194518675337527E-4,1.7011218585046689E-3,1.8982786658843906E-3,2.2471883623357128E-6,1.0591338788697384E-4,5.7674277750843503E-3]
[2004,8,14,6,1.5423842687483276E-3,6.9335752919971153E-4,1.7737098942061263E-3,5.1181645594932405E-3,1.5494307790317184E-5,2.6413648564822193E-4,9.4072470450859442E-3,null,1.2897595643473791E-3,5.6120398247998249E-4,1.7920852602466982E-3,1.9391930806091893E-3,2.2471883623357128E-6,1.0591338788697384E-4,5.690402463932558E-3]
[2004,8,14,10,1.9248982274834613E-3,9.7614399173073156E-4,2.4310304602145642E-3,4.8374699680414105E-3,0,0,1.0169542647470168E-2,null,1.6096221606998304E-3,7.9009150771823999E-4,2.4562155678289166E-3,1.8328422583211098E-3,0,0,6.688771494568097E-3]
[2004,8,14,12,2.1984489430220545E-3,9.0616637176409078E-4,2.4553976257033227E-3,4.897027452825763E-3,0,0,1.0457040393315232E-2,null,1.8383684328504698E-3,7.3345158191390376E-4,2.4808351734639973E-3,1.8554076645423859E-3,0,0,6.9080628527707563E-3]
[2004,8,14,17,2.1335551669033159E-3,8.5279945450962092E-4,2.1906862281799314E-3,4.8190943320474845E-3,0,0,{"$f":"SUM(E5443:J5443)","v":9.9961351816403518E-3},null,1.7841035067152451E-3,6.9025636842793094E-4,2.213381405928186E-3,1.8258800151659694E-3,0,0,{"$f":"SUM(M5443:R5443)","v":6.5136212962373314E-3}]
[2004,8,14,18,2.0564152506488661E-3,8.5714450112462661E-4,2.0138858761685049E-3,4.750262436946073E-3,0,0,9.6777080648880708E-3,null,{"$f":"E5444*V$5","v":1.7195982165628292E-3},{"$f":"F5444*W$5","v":6.9377325165441992E-4},{"$f":"G5444*X$5","v":2.0347494290298917E-3},{"$f":"H5444*Y$5","v":1.7998006788815786E-3},{"$f":"I5444*Z$5","v":0},{"$f":"J5444*AA$5","v":0},6.2479215761287194E-3]
[2004,8,14,21,2.2854747226666262E-3,8.1374321458541868E-4,1.7961327905976453E-3,4.6751796943855202E-3,3.873576947579296E-6,6.6034121412055484E-5,9.6404381205948443E-3,null,1.9111403963070605E-3,6.5864422539480515E-4,1.814740454450971E-3,1.7713529935533443E-3,5.617970905839282E-7,2.6478346971743461E-5,6.1829182137685089E-3]
[2004,8,15,1,2.4287476153100618E-3,8.1156242905289504E-4,1.5179140834340956E-3,4.5868086401847797E-3,1.5494307790317184E-5,2.6413648564822193E-4,9.6246635614203706E-3,null,2.0309468461929534E-3,6.56879096331882E-4,1.533639443591555E-3,1.7378705732754814E-3,2.2471883623357128E-6,1.0591338788697384E-4,6.0674965356411811E-3]
[2004,8,15,4,1.6544704931209392E-3,8.5200032315370313E-4,1.4871829417772832E-3,4.7951870539803612E-3,1.5494307790317184E-5,2.6413648564822193E-4,9.0684716054708261E-3,null,1.3834873615282193E-3,6.8960955104933647E-4,1.5025899319585515E-3,1.8168219187204428E-3,2.2471883623357128E-6,1.0591338788697384E-4,5.5006693395058598E-3]
[2004,8,15,9,1.8772041220552448E-3,1.0052242912482316E-3,2.1482328810248441E-3,4.4592139873374159E-3,0,0,9.4898752816657377E-3,null,1.5697397981229908E-3,8.1362911885483294E-4,2.1704882485221832E-3,1.6895269405047448E-3,0,0,6.2433841060047521E-3]
[2004,8,15,12,2.2663438889006038E-3,1.0361970332343809E-3,2.2303726165662564E-3,4.5789301076566763E-3,0,0,1.0111843646357917E-2,null,1.8951429718496063E-3,8.3869847401279118E-4,2.253478939291381E-3,1.7348855196324688E-3,0,0,6.7222059047862479E-3]
[2004,8,15,15,2.313639698481894E-3,1.0574140719749319E-3,2.2038669588284208E-3,4.3927340940374494E-3,0,0,9.9676548233226959E-3,null,1.9346922748326588E-3,8.5587155735894406E-4,2.2266986869511982E-3,1.6643387411828191E-3,0,0,6.681601260325621E-3]
[2004,8,15,16,2.1027509419608297E-3,1.1000412971953603E-3,2.1547844786988834E-3,4.523154821022308E-3,0,0,9.8807315388773805E-3,null,1.7583446575445898E-3,8.9037405794242732E-4,2.1771077197564955E-3,1.7137531295631136E-3,0,0,6.539579564806627E-3]
[2004,8,15,19,2.2905433190081852E-3,1.1120968880629683E-3,1.8192385107290703E-3,4.6030926373599049E-3,0,0,9.8249713551601288E-3,null,1.9153788151899547E-3,9.0013186011681206E-4,1.8380855463457453E-3,1.7440403269595615E-3,0,0,6.3976365486120733E-3]
[2004,8,15,22,3.0263975055765334E-3,1.1076558644627591E-3,1.7188117807466956E-3,5.2675831969883832E-3,1.5494307790317184E-5,2.6413648564822193E-4,1.140007914121291E-2,null,2.5307085966987997E-3,8.9653729306335883E-4,1.7366184106410415E-3,1.9958054822966651E-3,2.2471883623357128E-6,1.0591338788697384E-4,7.2678303589491745E-3]
[2004,8,16,2,2.1260584418623368E-3,9.4285580302612675E-4,1.656072382101266E-3,6.4557627941125399E-3,1.5494307790317184E-5,2.6413648564822193E-4,1.1460380214540808E-2,null,1.7778346585307833E-3,7.6314802865610023E-4,1.6732290413216922E-3,2.4459882824941471E-3,2.2471883623357128E-6,1.0591338788697384E-4,6.7683605872520319E-3]
[2004,8,16,6,1.5430336813263719E-3,1.0247617130094181E-3,1.8747671542784015E-3,6.6817426663566548E-3,1.5494307790317184E-5,2.6413648564822193E-4,1.1403936008409384E-2,null,1.2903026106560786E-3,8.294427192529196E-4,1.8941894582375988E-3,2.5316085472431422E-3,2.2471883623357128E-6,1.0591338788697384E-4,6.6537039116390485E-3]
[2004,8,16,9,2.2159375686860118E-3,1.2999143429301594E-3,2.8601992291511506E-3,6.2391062022981595E-3,0,0,1.2615157343065481E-2,null,1.8529926238996203E-3,1.0521514159906504E-3,2.8898304602539898E-3,2.3639004639351411E-3,0,0,8.1588749640794014E-3]
[2004,8,16,13,1.985930680875575E-3,1.4404695616711987E-3,2.9176971703235421E-3,6.3069135444816385E-3,0,0,1.2651010957351955E-2,null,1.6606582041119853E-3,1.1659168907910199E-3,2.9479240713942115E-3,2.3895916130274087E-3,0,0,8.1640907793246245E-3]
[2004,8,16,16,2.1408894403800766E-3,1.5518055119952019E-3,2.628257725978383E-3,5.7227485549084861E-3,0,0,1.2043701233262146E-2,null,1.7902365110228342E-3,1.2560322729476721E-3,2.6554860782143216E-3,2.1682605689496547E-3,0,0,7.8700154311344833E-3]
[2004,8,16,17,2.2329165967628246E-3,1.5650083594089339E-3,2.4443379026574423E-3,5.0169978340808934E-3,0,0,1.1259260692910094E-2,null,1.8671906835525261E-3,1.266718665229608E-3,2.4696608733613284E-3,1.9008625791907398E-3,0,0,7.5044328013342022E-3]
[2004,8,16,23,2.8303125760676864E-3,1.0833398757721072E-3,1.8594242665956003E-3,6.5548618959648565E-3,1.5494307790317184E-5,2.6413648564822193E-4,1.2607569407838788E-2,null,2.3667401107756048E-3,8.7685591784719458E-4,1.8786876205606571E-3,2.4835353934501933E-3,2.2471883623357128E-6,1.0591338788697384E-4,7.7139796188829589E-3]
[2004,8,16,24,2.6814929101539649E-3,9.1656250299657137E-4,1.8200101850692949E-3,7.0089384195771267E-3,1.5494307790317184E-5,2.6413648564822193E-4,1.2706634811235495E-2,null,2.2422953849285448E-3,7.4186621650622841E-4,1.8388652151153362E-3,2.6555779376905399E-3,2.2471883623357128E-6,1.0591338788697384E-4,7.5867653304899588E-3]
[2004,8,17,4,1.5514767274590455E-3,1.1754073434902556E-3,1.6580666889251107E-3,5.1123770915111437E-3,1.5494307790317184E-5,2.6413648564822193E-4,9.7769586448240939E-3,null,1.2973627834823218E-3,9.5137537911259566E-4,1.6752440088623796E-3,1.9370002988541922E-3,2.2471883623357128E-6,1.0591338788697384E-4,5.9691430465607992E-3]
[2004,8,17,7,1.6612970809437764E-3,1.3363542702399677E-3,2.4247433026344622E-3,6.2602083150396148E-3,6.4611266572937649E-6,1.1014491977835445E-4,1.1799209015293468E-2,null,1.389195833220236E-3,1.0816459140905693E-3,2.4498632762478901E-3,2.3718957267952544E-3,9.3707759187029599E-7,4.4165884859243042E-5,7.3377037128050633E-3]
[2004,8,17,10,1.852758343190662E-3,1.4453516178649845E-3,2.8823097580963552E-3,7.9250489565086228E-3,0,0,1.4105468675660624E-2,null,{"$f":"E5508*V$5","v":1.5492979551028315E-3},{"$f":"F5508*W$5","v":1.1698684298790949E-3},{"$f":"G5508*X$5","v":2.9121700509324834E-3},{"$f":"H5508*Y$5","v":3.0026779954633255E-3},{"$f":"I5508*Z$5","v":0},{"$f":"J5508*AA$5","v":0},8.6340144313777345E-3]
[2004,8,17,14,1.9262347389165935E-3,1.438536032911941E-3,2.8764488042181575E-3,8.0584648216248684E-3,0,0,1.4299684397671561E-2,null,1.6107397670179634E-3,1.1643518915024314E-3,2.9062483784592038E-3,3.0532271951753658E-3,0,0,8.734567232154964E-3]
[2004,8,17,17,2.1406471786103083E-3,1.5338887229067808E-3,2.4063665194106057E-3,6.9123582375340718E-3,0,0,1.2993260658461767E-2,null,1.7900339289290167E-3,1.2415304135660029E-3,2.4312961123312891E-3,2.6189852063383439E-3,0,0,8.0818456611646515E-3]
[2004,8,17,20,2.2692665613057977E-3,1.231493890514799E-3,2.1313680982857179E-3,7.4060601445294855E-3,0,0,1.3038188694635799E-2,null,1.8975869443177073E-3,9.9677186249693978E-4,2.1534487491864825E-3,2.8060411930696224E-3,0,0,7.8538487490707517E-3]
[2004,8,17,22,2.6012599648340693E-3,1.2158290309873079E-3,1.928736061130192E-3,7.7111946317866891E-3,1.5494307790317184E-5,2.6413648564822193E-4,1.3736650482176796E-2,null,2.1752036680984239E-3,9.840927161956592E-4,1.9487174747958021E-3,2.9216519123941662E-3,2.2471883623357128E-6,1.0591338788697384E-4,8.137826347733362E-3]
[2004,8,18,1,2.2725915411598401E-3,1.0394717002390572E-3,1.7904153891351937E-3,6.9855574724868846E-3,1.5494307790317184E-5,2.6413648564822193E-4,1.2367666896459514E-2,null,1.90036733092752E-3,8.4134899136772826E-4,1.8089638215747373E-3,2.6467192598796851E-3,2.2471883623357128E-6,1.0591338788697384E-4,7.3055599799989792E-3]
[2004,8,18,5,1.5217520891290613E-3,1.1365031457308229E-3,1.7188103099189612E-3,5.8592938031851258E-3,1.5494307790317184E-5,2.6413648564822193E-4,1.0515990141402509E-2,null,1.272506697123262E-3,9.1988629909498518E-4,1.7366169245757544E-3,2.2199954433504772E-3,2.2471883623357128E-6,1.0591338788697384E-4,6.2571659403937883E-3]
[2004,8,18,8,1.7277358253887285E-3,1.3524175991821885E-3,2.7343704908445012E-3,8.1177454104730141E-3,0,0,1.3932269325888431E-2,null,1.444752679738547E-3,1.0946475817650595E-3,2.7626981552635434E-3,3.0756876898258437E-3,0,0,8.377786106592993E-3]
[2004,8,18,12,2.1989688803819019E-3,1.3791093996373225E-3,2.8459427067864425E-3,6.9213237808148868E-3,0,0,1.3345344767620552E-2,null,1.8388032104842361E-3,1.1162519403883401E-3,2.8754262424754077E-3,2.6223821114772787E-3,0,0,8.4528635048252629E-3]
[2004,8,18,13,1.9579652924216736E-3,1.3854219928701762E-3,2.93192321255706E-3,8.0772426587827593E-3,0,0,1.435255315663167E-2,null,1.6372732228463378E-3,1.1213613569777045E-3,2.9622974932720573E-3,3.0603418261064578E-3,0,0,8.7812738992025588E-3]
[2004,8,18,19,1.9768184801918715E-3,1.3179242269566918E-3,2.2646142770928043E-3,7.5686049914418276E-3,0,0,1.3127961975683194E-2,null,1.6530384765109014E-3,1.0667286264687114E-3,2.2880753382382691E-3,2.8676269116914366E-3,0,0,7.8754693529093193E-3]
[2004,8,18,20,2.2692665613057977E-3,1.231493890514799E-3,2.2315592660210109E-3,7.2559895047706376E-3,0,0,1.2988309222612245E-2,null,1.8975869443177073E-3,9.9677186249693978E-4,2.254677882254879E-3,2.7491817578482259E-3,0,0,7.8982184469177513E-3]
[2004,8,18,23,2.6060784720686112E-3,1.1540546122877574E-3,1.8819010139167669E-3,6.8631328356303384E-3,1.5494307790317184E-5,2.6413648564822193E-4,1.2784797727342012E-2,null,2.1792329595775642E-3,9.3409246620978516E-4,1.901397223582058E-3,2.6003344658917767E-3,2.2471883623357128E-6,1.0591338788697384E-4,7.7232176915104931E-3]
[2004,8,19,2,1.8489140042550916E-3,1.0549544697850217E-3,1.7069401438204242E-3,7.7087198804307588E-3,1.5494307790317184E-5,2.6413648564822193E-4,1.2599159291729835E-2,null,1.5460832744222713E-3,8.538807539333474E-4,1.7246237853530693E-3,2.9207142675314692E-3,2.2471883623357128E-6,1.0591338788697384E-4,7.1534626574894658E-3]
[2004,8,19,6,1.5900737940383173E-3,1.1669145759782976E-3,1.8314815118394487E-3,5.9308483197101046E-3,1.5494307790317184E-5,2.6413648564822193E-4,1.0798948995004706E-2,null,1.3296380969596607E-3,9.44501328209177E-4,1.8504553830945632E-3,2.2471063386174544E-3,2.2471883623357128E-6,1.0591338788697384E-4,6.4798617231301642E-3]
[2004,8,19,10,1.852758343190662E-3,1.4453516178649845E-3,2.8257924085130343E-3,6.1745975389818084E-3,0,0,1.2298499908550489E-2,null,1.5492979551028315E-3,1.1698684298790949E-3,2.8550671901617754E-3,2.339459133046241E-3,0,0,7.9136927081899424E-3]
[2004,8,19,14,1.9262347389165935E-3,1.438536032911941E-3,2.8170866656541463E-3,5.8620947873857495E-3,0,0,1.204395222486843E-2,null,1.6107397670179634E-3,1.1643518915024314E-3,2.8462712571245448E-3,2.2210566927725324E-3,0,0,7.8424196084174724E-3]
[2004,8,19,17,2.1406471786103083E-3,1.5338887229067808E-3,2.3599458147735642E-3,4.6343240482004189E-3,0,0,1.0668805764491071E-2,null,1.7900339289290167E-3,1.2415304135660029E-3,2.3843944962203063E-3,1.7558734235893394E-3,0,0,7.1718322623046662E-3]
[2004,8,19,20,2.2692665613057977E-3,1.231493890514799E-3,2.1895588863439048E-3,6.5722572583412917E-3,0,0,1.2262576596505793E-2,null,1.8975869443177073E-3,9.9677186249693978E-4,2.2122423850013694E-3,2.4901262261526128E-3,0,0,7.5967274179686295E-3]
[2004,8,19,21,2.3817936431300229E-3,1.3174580547027229E-3,2.0171065267124114E-3,6.4374849453422084E-3,5.1596048029071214E-6,8.7957454983903809E-5,1.2246960229674177E-2,null,1.9916833915984309E-3,1.0663513063785251E-3,2.0380034450259649E-3,2.4390630893996604E-3,7.483137694340961E-7,3.5269160276737239E-5,7.5711187064487527E-3]
[2004,8,19,24,2.6399292683158947E-3,9.4718951869379319E-4,1.7778230529512885E-3,7.04898688943694E-3,1.5494307790317184E-5,2.6413648564822193E-4,1.2693559522836455E-2,null,2.2075393869091515E-3,7.6665574060730301E-4,1.796241030693905E-3,2.6707516810781156E-3,2.2471883623357128E-6,1.0591338788697384E-4,7.5493484155377839E-3]
[2004,8,20,4,1.6067512493953748E-3,1.1479383297114613E-3,1.6194855134227277E-3,5.7060167943771356E-3,1.5494307790317184E-5,2.6413648564822193E-4,1.0359822680345238E-2,null,1.3435839780163944E-3,9.2914194357862233E-4,1.6362631382213228E-3,2.1619211646824311E-3,2.2471883623357128E-6,1.0591338788697384E-4,6.1790708007480799E-3]
[2004,8,20,7,1.7249959100107451E-3,1.3009925200511822E-3,2.3360887056990982E-3,5.6830027156919132E-3,7.7471538951585919E-6,1.3206824282411097E-4,1.1184895248172209E-2,null,1.4424615308103203E-3,1.0530240931718373E-3,2.3602902311067693E-3,2.1532014876137835E-3,1.1235941811678564E-6,5.2956693943486922E-5,7.0630576308273645E-3]
[2004,8,20,11,2.2035912746826147E-3,1.3341936810237749E-3,2.863034739998294E-3,7.5430093470278447E-3,0,0,1.3943829042732527E-2,null,1.8426685100599166E-3,1.0798971319376876E-3,2.8926953465643352E-3,2.8579291194527593E-3,0,0,8.6731901080146986E-3]
[2004,8,20,15,1.815340655386855E-3,1.3721673886791072E-3,2.6533367150868578E-3,7.5999081525886993E-3,0,0,1.3440752911741519E-2,null,1.5180088517979279E-3,1.1106330727304568E-3,2.6808248818540798E-3,2.8794871933982089E-3,0,0,8.1889539997806737E-3]
[2004,8,20,18,2.0106989063951304E-3,1.3806981452025751E-3,2.2632719786879188E-3,5.5873642673237326E-3,0,0,1.1242033297609356E-2,null,1.6813696807543679E-3,1.1175378719616169E-3,2.2867191338250751E-3,2.1169655645284697E-3,0,0,7.2025922510695287E-3]
[2004,8,20,21,2.1249523927824518E-3,1.2915638344989551E-3,1.991680669148373E-3,5.3147383424212054E-3,6.4611266572937649E-6,1.1014491977835445E-4,1.0839541285286632E-2,null,1.7769097674979041E-3,1.0453925096689238E-3,2.0123141794259444E-3,2.0136718347117783E-3,9.3707759187029599E-7,4.4165884859243042E-5,6.8933912537556636E-3]
[2004,8,20,22,2.387422975125922E-3,1.2015268651789962E-3,1.8729468910525465E-3,5.1556627832139166E-3,1.5494307790317184E-5,2.6413648564822193E-4,1.0897190308009919E-2,null,1.9963907041208088E-3,9.7251653497357345E-4,1.8923503373602336E-3,1.9534005753329363E-3,2.2471883623357128E-6,1.0591338788697384E-4,6.9228187280368616E-3]
[2004,8,21,4,1.6006553360182786E-3,7.9484046340406219E-4,1.6257791780267975E-3,5.1032915121944659E-3,1.5494307790317184E-5,2.6413648564822193E-4,9.4041972830821424E-3,null,1.3384865047466991E-3,6.4334432772866193E-4,1.6426220042381006E-3,1.9335579139250973E-3,2.2471883623357128E-6,1.0591338788697384E-4,5.6661713268878677E-3]
[2004,8,21,6,1.5415332199071119E-3,6.9335752919971153E-4,1.7386458720168988E-3,5.3026045569765498E-3,1.5494307790317184E-5,2.6413648564822193E-4,9.5557719715388106E-3,null,1.2890479074633423E-3,5.6120398247998249E-4,1.7566579800947755E-3,2.0090745318110284E-3,2.2471883623357128E-6,1.0591338788697384E-4,5.7241449780984378E-3]
[2004,8,21,9,1.7833709832591057E-3,9.4179441719061824E-4,2.3171741323947453E-3,4.9054939144413928E-3,0,0,9.9478334472858625E-3,null,1.4912754422116931E-3,7.6228894235105533E-4,2.3411797056858362E-3,1.8586154753877445E-3,0,0,6.4533595656363282E-3]
[2004,8,21,12,2.1943222019618312E-3,9.0616637176409078E-4,2.3766824936764931E-3,4.6823961060637057E-3,0,0,1.0159567173466121E-2,null,1.8349176042470846E-3,7.3345158191390376E-4,2.4013045645834559E-3,1.7740871798872339E-3,0,0,6.743760930631679E-3]
[2004,8,21,16,2.1489343807560325E-3,8.4732536937466487E-4,2.217207419236064E-3,4.9451612296654308E-3,0,0,1.0158628399032192E-2,null,1.7969637832109214E-3,6.8582564077474212E-4,2.2401773525094924E-3,1.8736448052021056E-3,0,0,6.5966115816972612E-3]
[2004,8,21,19,2.0431453999353926E-3,8.3650531236200754E-4,1.8769909479570584E-3,4.9545585977506948E-3,0,0,9.7112002580051534E-3,null,1.70850181392054E-3,6.7706788041238986E-4,1.8964362900821799E-3,1.877205322054398E-3,0,0,6.1592113064695073E-3]
[2004,8,21,21,2.2809320958185725E-3,8.1374321458541868E-4,1.7358851203070811E-3,5.0939570452406676E-3,6.4611266572937649E-6,1.1014491977835445E-4,1.0041123522387388E-2,null,1.9073417991978636E-3,6.5864422539480515E-4,1.7538686274151032E-3,1.9300212293348359E-3,9.3707759187029599E-7,4.4165884859243042E-5,6.2949788437937212E-3]
[2004,8,21,24,2.663809337657213E-3,6.0975531874756016E-4,1.6131635795845014E-3,5.0278133757656268E-3,1.5494307790317184E-5,2.6413648564822193E-4,1.0194172405193441E-2,null,2.2275081770831064E-3,4.9353630530911418E-4,1.6298757101054014E-3,1.9049604199995456E-3,2.2471883623357128E-6,1.0591338788697384E-4,6.3640411887464759E-3]
[2004,8,22,3,1.7673713299626479E-3,8.311742798092584E-4,1.5543331549817438E-3,5.134415124702159E-3,1.5494307790317184E-5,2.6413648564822193E-4,9.5669246828943479E-3,null,1.4778963470773172E-3,6.7275293960142551E-4,1.5704358112081556E-3,1.9453501674403801E-3,2.2471883623357128E-6,1.0591338788697384E-4,5.7745958415765875E-3]
[2004,8,22,7,1.6020184007314727E-3,8.4653074769761407E-4,1.9135623284597949E-3,5.0951041126301175E-3,7.7471538951585919E-6,1.3206824282411097E-4,9.5970309862382693E-3,null,1.3396263152247283E-3,6.8518247353281355E-4,1.9333865445515903E-3,1.930455835357905E-3,1.1235941811678564E-6,5.2956693943486922E-5,5.9427314567916919E-3]
[2004,8,22,10,1.9561411973478553E-3,1.028345159145017E-3,2.2552363430469627E-3,4.9689008777355839E-3,0,0,1.0208623577275418E-2,null,1.635747893448596E-3,8.3234316261382435E-4,2.2786002502151281E-3,1.8826393892446118E-3,0,0,6.6293306955221599E-3]
[2004,8,22,13,2.1968410083581988E-3,1.1001262086950271E-3,2.307400224729984E-3,5.247314347857821E-3,0,0,1.0851681789641032E-2,null,1.8370238592875945E-3,8.9044278535904079E-4,2.3313045418170172E-3,1.9881259300804327E-3,0,0,7.046897116544085E-3]
[2004,8,22,18,2.2974474889260752E-3,1.0638355547734314E-3,1.899349757936978E-3,5.0470377471264127E-3,0,0,1.0307670548762898E-2,null,{"$f":"E5636*V$5","v":1.9211521619271492E-3},{"$f":"F5636*W$5","v":8.6106910922530101E-4},{"$f":"G5636*X$5","v":1.9190267339493289E-3},{"$f":"H5636*Y$5","v":1.9122442358066693E-3},{"$f":"I5636*Z$5","v":0},{"$f":"J5636*AA$5","v":0},6.613492240908448E-3]
[2004,8,22,21,2.7745953493896573E-3,1.1213060944929641E-3,1.7966279491202872E-3,5.1145646201309304E-3,7.7471538951585919E-6,1.3206824282411097E-4,1.0946909409853109E-2,null,2.3201487214163136E-3,9.0758579709209689E-4,1.8152407427409619E-3,1.9378291194819418E-3,1.1235941811678564E-6,5.2956693943486922E-5,7.0348846688559697E-3]
[2004,8,22,22,3.0263975055765334E-3,1.1076558644627591E-3,1.7460492480092819E-3,5.4206948963897075E-3,1.5494307790317184E-5,2.6413648564822193E-4,1.158042830787682E-2,null,2.5307085966987997E-3,8.9653729306335883E-4,1.7641380539418869E-3,2.0538171277973247E-3,2.2471883623357128E-6,1.0591338788697384E-4,7.3533616477506796E-3]
[2004,8,23,1,2.4713407692853423E-3,9.2938591965020312E-4,1.6877977238986428E-3,6.5689984996752156E-3,1.5494307790317184E-5,2.6413648564822193E-4,1.1937153705947943E-2,null,2.0665637341685545E-3,7.5224549731294974E-4,1.7052830528582375E-3,2.4888915330935732E-3,2.2471883623357128E-6,1.0591338788697384E-4,7.1211443936826232E-3]
[2004,8,23,4,1.6055092557091676E-3,1.0128052147558135E-3,1.6500070221120487E-3,7.8588312799857899E-3,1.5494307790317184E-5,2.6413648564822193E-4,1.2406783566001358E-2,null,1.342545408531408E-3,8.1976512269723971E-4,1.6671008451210213E-3,2.9775891460067519E-3,2.2471883623357128E-6,1.0591338788697384E-4,6.9151610986057299E-3]
[2004,8,23,8,1.8270495723054724E-3,1.2935399218616144E-3,2.7084772071633702E-3,8.4592753871003748E-3,0,0,1.4288342088430831E-2,null,1.5277999835475995E-3,1.0469919559155563E-3,2.7365366210826054E-3,3.2050880949511472E-3,0,0,8.5164166554969091E-3]
[2004,8,23,11,2.0442209886182457E-3,1.4795441269348413E-3,2.8884512551441942E-3,8.3039947003025489E-3,0,0,1.4716211070999831E-2,null,1.7094012336171241E-3,1.197543866364417E-3,2.9183751729601796E-3,3.1462546538043464E-3,0,0,8.9715749267460666E-3]
[2004,8,23,15,2.0615200003366624E-3,1.4846975389543882E-3,2.8117492551571802E-3,7.642805358455595E-3,0,0,1.4000772152903827E-2,null,1.7238668672919875E-3,1.2017150410137615E-3,2.8408785518626843E-3,2.8957402786258532E-3,0,0,8.662200738794288E-3]
[2004,8,23,19,2.2076060151493479E-3,1.2803179232895583E-3,2.2528638027048578E-3,7.0412782806268592E-3,0,0,1.2782066021770622E-2,null,1.8460256824716552E-3,1.0362900626750703E-3,2.2762031307141796E-3,2.6678310088934154E-3,0,0,7.8263498847543217E-3]
[2004,8,23,22,2.7869067288417929E-3,1.2274685806369962E-3,1.9507200413308421E-3,7.9444843002050743E-3,1.5494307790317184E-5,2.6413648564822193E-4,1.4189210444453244E-2,null,2.3304436393044399E-3,9.9351377436923704E-4,1.9709292057039016E-3,3.0100417454126142E-3,2.2471883623357128E-6,1.0591338788697384E-4,8.4130889410395024E-3]
[2004,8,23,23,2.8303125760676864E-3,1.0833398757721072E-3,1.8594412555493572E-3,7.5277597291652796E-3,1.5494307790317184E-5,2.6413648564822193E-4,1.3580484229992968E-2,null,2.3667401107756048E-3,8.7685591784719458E-4,1.8787047855174034E-3,2.8521512760291494E-3,2.2471883623357128E-6,1.0591338788697384E-4,8.0826126664186627E-3]
[2004,8,24,2,1.8489140042550916E-3,1.0549544697850217E-3,1.7228389070919798E-3,7.3840463381810882E-3,1.5494307790317184E-5,2.6413648564822193E-4,1.2290384512751719E-2,null,1.5460832744222713E-3,8.538807539333474E-4,1.740687257405729E-3,2.7977005036579263E-3,2.2471883623357128E-6,1.0591338788697384E-4,7.0465123656685827E-3]
[2004,8,24,5,1.5217520891290613E-3,1.1365031457308229E-3,1.6934324344692175E-3,5.1965671349260903E-3,1.5494307790317184E-5,2.6413648564822193E-4,9.8278855976937311E-3,null,1.272506697123262E-3,9.1988629909498518E-4,1.7109761381774702E-3,1.9688985990648864E-3,2.2471883623357128E-6,1.0591338788697384E-4,5.9804283097099125E-3]
[2004,8,24,8,1.7277358253887285E-3,1.3524175991821885E-3,2.7213274421468642E-3,7.2667003444591167E-3,0,0,1.3068181211176897E-2,null,1.444752679738547E-3,1.0946475817650595E-3,2.7495199825555558E-3,2.7532399286963843E-3,0,0,8.0421601727555473E-3]
[2004,8,24,13,1.9579652924216736E-3,1.3854219928701762E-3,2.9150389152805857E-3,7.9952840572289682E-3,0,0,1.4253710257801405E-2,null,1.6372732228463378E-3,1.1213613569777045E-3,2.9452382772313557E-3,3.029288984568816E-3,0,0,8.7331618416242145E-3]
[2004,8,24,16,2.2217454220402571E-3,1.465937800295185E-3,2.5786634942328748E-3,6.8159290517976825E-3,0,0,1.3082275768366E-2,null,1.8578492180465794E-3,1.1865308977652123E-3,2.6053780577343639E-3,2.582449685142187E-3,0,0,8.2322078586883427E-3]
[2004,8,24,20,2.2692665613057977E-3,1.231493890514799E-3,2.1718398138266125E-3,7.459956927425666E-3,0,0,1.3132557193072875E-2,null,1.8975869443177073E-3,9.9677186249693978E-4,2.1943397455747035E-3,2.8264618472405617E-3,0,0,7.9151603996299117E-3]
[2004,8,24,23,2.6060784720686112E-3,1.1540546122877574E-3,1.8380489213251415E-3,7.1257601107209368E-3,1.5494307790317184E-5,2.6413648564822193E-4,1.3003572909840985E-2,null,2.1792329595775642E-3,9.3409246620978516E-4,1.8570908299485045E-3,2.6998398625461897E-3,2.2471883623357128E-6,1.0591338788697384E-4,7.7784166945313532E-3]
[2004,8,24,24,2.6399292683158947E-3,9.4718951869379319E-4,1.8161546761180144E-3,7.5967980863978594E-3,1.5494307790317184E-5,2.6413648564822193E-4,1.3279702342964101E-2,null,2.2075393869091515E-3,7.6665574060730301E-4,1.8349697636748786E-3,2.8783088376092519E-3,2.2471883623357128E-6,1.0591338788697384E-4,7.7956343050498951E-3]
[2004,8,25,5,1.5217520891290613E-3,1.1365031457308229E-3,1.7064713730313577E-3,6.0193213657586024E-3,1.5494307790317184E-5,2.6413648564822193E-4,1.0663678767088383E-2,null,1.272506697123262E-3,9.1988629909498518E-4,1.7241501581695797E-3,2.2806274020227804E-3,2.2471883623357128E-6,1.0591338788697384E-4,6.305331132659916E-3]
[2004,8,25,7,1.6612970809437764E-3,1.3363542702399677E-3,2.4266914268346713E-3,6.1482538715270253E-3,9.0331817504864174E-6,1.5399157639595928E-4,1.1735621407691887E-2,null,1.389195833220236E-3,1.0816459140905693E-3,2.4518315827199511E-3,2.329477926492139E-3,1.3101108600180242E-6,6.174750724848069E-5,7.3152088746313952E-3]
[2004,8,25,11,2.1589245850064101E-3,1.4143138688200165E-3,2.9315922429058792E-3,8.0246862072432916E-3,0,0,1.4529516903975597E-2,null,1.8053177075492218E-3,1.1447464579703811E-3,2.9619630948253851E-3,3.040429002674927E-3,0,0,8.9524562630199159E-3]
[2004,8,25,14,1.9262347389165935E-3,1.438536032911941E-3,2.8757072540973785E-3,7.7903217590349887E-3,0,0,1.4030799784960902E-2,null,1.6107397670179634E-3,1.1643518915024314E-3,2.9054991459914123E-3,2.9516319522824457E-3,0,0,8.6322227567942524E-3]
[2004,8,25,18,2.1702492346230944E-3,1.4346760530365762E-3,2.3306560914356134E-3,5.9800646474663559E-3,0,0,1.191564602656164E-2,null,1.81478751053668E-3,1.161227621573687E-3,2.3548013357817788E-3,2.2657536410104367E-3,0,0,7.5965701089025818E-3]
[2004,8,25,21,2.3817936431300229E-3,1.3174580547027229E-3,2.0130966585945134E-3,7.4132586396255494E-3,9.0331817504864174E-6,1.5399157639595928E-4,1.3288631754199254E-2,null,1.9916833915984309E-3,1.0663513063785251E-3,2.0339520352812873E-3,2.808768591088741E-3,1.3101108600180242E-6,6.174750724848069E-5,7.9638129424554841E-3]
[2004,8,25,24,2.6399292683158947E-3,9.4718951869379319E-4,1.8513853587460456E-3,7.9960951896149522E-3,1.5494307790317184E-5,2.6413648564822193E-4,1.3714230128809223E-2,null,2.2075393869091515E-3,7.6665574060730301E-4,1.870565430842526E-3,3.0295963100352161E-3,2.2471883623357128E-6,1.0591338788697384E-4,7.9825174446435058E-3]
[2004,8,26,2,1.8489140042550916E-3,1.0549544697850217E-3,1.7671497067121848E-3,7.8415437495516702E-3,1.5494307790317184E-5,2.6413648564822193E-4,1.2792192723742506E-2,null,1.5460832744222713E-3,8.538807539333474E-4,1.7854571102032498E-3,2.9710391691529429E-3,2.2471883623357128E-6,1.0591338788697384E-4,7.2646208839611199E-3]
[2004,8,26,5,1.5217520891290613E-3,1.1365031457308229E-3,1.7461718019316263E-3,5.7562136039645984E-3,1.5494307790317184E-5,2.6413648564822193E-4,1.0440271434194648E-2,null,1.272506697123262E-3,9.1988629909498518E-4,1.7642618775043173E-3,2.1809399564170803E-3,2.2471883623357128E-6,1.0591338788697384E-4,6.2457554063889533E-3]
[2004,8,26,8,1.7277358253887285E-3,1.3524175991821885E-3,2.7883662390482608E-3,6.5673087966980374E-3,0,0,1.2435828460317214E-2,null,1.444752679738547E-3,1.0946475817650595E-3,2.8172532912460599E-3,2.4882513308719482E-3,0,0,7.8449048836216149E-3]
[2004,8,26,12,2.1989688803819019E-3,1.3791093996373225E-3,2.85716971491403E-3,5.236685232605307E-3,0,0,1.167193322753856E-2,null,1.8388032104842361E-3,1.1162519403883401E-3,2.8867695607079106E-3,1.9840987233521062E-3,0,0,7.8259234349325937E-3]
[2004,8,26,15,2.0920150701585036E-3,1.3964553008848622E-3,2.8003795068208661E-3,6.0097427530850208E-3,0,0,1.2298592630949252E-2,null,1.7493671973751507E-3,1.130291722823615E-3,2.8293910146544969E-3,2.2769982144102028E-3,0,0,7.9860481492634652E-3]
[2004,8,26,19,1.9768184801918715E-3,1.3179242269566918E-3,2.3042696227022767E-3,6.474960665038651E-3,0,0,1.2073972994889491E-2,null,1.6530384765109014E-3,1.0667286264687114E-3,2.3281415072261414E-3,2.4532620576980511E-3,0,0,7.5011706679038049E-3]
[2004,8,26,23,2.6060784720686112E-3,1.1540546122877574E-3,1.921084438627704E-3,7.245790105316118E-3,1.5494307790317184E-5,2.6413648564822193E-4,1.3206638421738729E-2,null,2.1792329595775642E-3,9.3409246620978516E-4,1.9409865826423151E-3,2.7453173637634583E-3,2.2471883623357128E-6,1.0591338788697384E-4,7.9077899484424324E-3]
[2004,8,27,2,2.1065246700339578E-3,9.4590370796238988E-4,1.8037459411429368E-3,7.6557004927109359E-3,1.5494307790317184E-5,2.6413648564822193E-4,1.2791505605288758E-2,null,1.7615002926053085E-3,7.6561500466258497E-4,1.8224324760836082E-3,2.900626044769324E-3,2.2471883623357128E-6,1.0591338788697384E-4,7.358334394370134E-3]
[2004,8,27,3,1.8697261487820374E-3,1.0703885890207029E-3,1.7412969210339111E-3,6.7311348855314708E-3,1.5494307790317184E-5,2.6413648564822193E-4,1.1692177337806661E-2,null,1.5634866303836179E-3,8.6637313890987268E-4,1.7593364935783492E-3,2.5503224921635103E-3,2.2471883623357128E-6,1.0591338788697384E-4,6.8476793312846592E-3]
[2004,8,27,6,1.7796304308636917E-3,1.1562684595219333E-3,1.8953205055534709E-3,5.8359344500266185E-3,1.5494307790317184E-5,2.6413648564822193E-4,1.0946784639404251E-2,null,1.4881475490363802E-3,9.3588435543302015E-4,1.9149557391209843E-3,2.2111449471450624E-3,2.2471883623357128E-6,1.0591338788697384E-4,6.6582931669847559E-3]
[2004,8,27,10,2.683091660289451E-3,1.284078386277287E-3,2.958419158034944E-3,6.4779947394111026E-3,0,0,1.3403583944012785E-2,null,2.2436322782825712E-3,1.0393337835777881E-3,2.9890679327347455E-3,2.4544116213669641E-3,0,0,8.7264456159620689E-3]
[2004,8,27,13,2.1875722955314531E-3,1.3288304709600381E-3,2.9364612943896485E-3,7.1479159668345008E-3,0,0,1.360078002771564E-2,null,1.8292732544223196E-3,1.0755561466308434E-3,2.9668825889455613E-3,2.7082343724082665E-3,0,0,8.5799463624069913E-3]
[2004,8,27,16,2.0391617904378062E-3,1.4346870116096742E-3,2.5650436776256994E-3,6.3189294028968852E-3,0,0,1.2357821882570065E-2,null,1.7051706735852546E-3,1.1612364914490483E-3,2.5916171418885929E-3,2.3941442352077972E-3,0,0,7.8521685421306924E-3]
[2004,8,27,21,2.3636754343990545E-3,1.2915638344989551E-3,2.0519723467671692E-3,5.483200811937719E-3,9.0331817504864174E-6,1.5399157639595928E-4,1.1353437185749344E-2,null,1.9765327359070497E-3,1.0453925096689238E-3,2.0732304696993043E-3,2.0774996486539513E-3,1.3101108600180242E-6,6.174750724848069E-5,7.2357129820377281E-3]
[2004,8,27,24,2.7519114322888238E-3,7.823604258735265E-4,1.7444387653789695E-3,5.3310169159292127E-3,1.5494307790317184E-5,2.6413648564822193E-4,1.0889358332909072E-2,null,2.3011801675802417E-3,6.3324297818145175E-4,1.7625108869552821E-3,2.0198395334526022E-3,2.2471883623357128E-6,1.0591338788697384E-4,6.824934142418887E-3]
[2004,8,28,3,1.7993669232133547E-3,7.5604738373022948E-4,1.6658654473726223E-3,5.2194795643235063E-3,1.5494307790317184E-5,2.6413648564822193E-4,9.7203901120782501E-3,null,1.5046514322063663E-3,6.1194518675337527E-4,1.6831235612670109E-3,1.9775797627967174E-3,2.2471883623357128E-6,1.0591338788697384E-4,5.8854605192727788E-3]
[2004,8,28,4,1.6911326435819617E-3,7.9484046340406219E-4,1.6581549547729181E-3,5.0351398358695698E-3,1.5494307790317184E-5,2.6413648564822193E-4,9.4588986910670494E-3,null,1.4141446757687357E-3,6.4334432772866193E-4,1.6753331891310105E-3,1.9077363019732061E-3,2.2471883623357128E-6,1.0591338788697384E-4,5.7487190708509234E-3]
[2004,8,28,7,1.8047759103288416E-3,7.6405692221715479E-4,2.0986952315914498E-3,5.2033257486397031E-3,1.0334703604873061E-5,1.7617904119040994E-4,1.0057367557572434E-2,null,1.5091744897912911E-3,6.1842811180630919E-4,2.1204373965385288E-3,1.9714593328583395E-3,1.4988746824542242E-6,7.0644231830986493E-5,6.2916424375079102E-3]
[2004,8,28,13,2.3259054723930579E-3,8.8666645535161745E-4,2.3451190709760867E-3,4.752902077911101E-3,0,0,1.0310593076631864E-2,null,1.9449490568399625E-3,7.1766833836661302E-4,2.3694141496012184E-3,1.8008007978568821E-3,0,0,6.8328323426646758E-3]
[2004,8,28,15,2.2347907357759267E-3,8.4836452832577711E-4,2.3123255290175087E-3,4.9870007394696454E-3,0,0,1.0382481532588857E-2,null,1.8687578602710922E-3,6.8666673662678697E-4,2.3362808715114815E-3,1.8894971458147034E-3,0,0,6.781202614224064E-3]
[2004,8,28,18,2.2121143018157285E-3,8.5714450112462661E-4,1.9759672456389535E-3,5.1027792626047461E-3,0,0,1.0148005311184056E-2,null,1.8497955639237675E-3,6.9377325165441992E-4,1.9964379672273041E-3,1.9333638305093761E-3,0,0,6.4733706133148676E-3]
[2004,8,28,22,2.6661758448190188E-3,8.0068713721828221E-4,1.7875521252926198E-3,4.9514448307111224E-3,1.5494307790317184E-5,2.6413648564822193E-4,1.0485490731479582E-2,null,2.229487077742222E-3,6.480766288729055E-4,1.8060708947521293E-3,1.8760255640713204E-3,2.2471883623357128E-6,1.0591338788697384E-4,6.667820741687887E-3]
[2004,8,29,1,2.5426307272353541E-3,8.1156242905289504E-4,1.6010663745661975E-3,5.1144163407130109E-3,1.5494307790317184E-5,2.6413648564822193E-4,1.0349306665005996E-2,null,2.1261772215276854E-3,6.56879096331882E-4,1.6176531798741045E-3,1.9377729387128626E-3,2.2471883623357128E-6,1.0591338788697384E-4,6.4466430126958437E-3]
[2004,8,29,4,1.7364027216369411E-3,8.5200032315370313E-4,1.5678150804801676E-3,4.8883808179297919E-3,1.5494307790317184E-5,2.6413648564822193E-4,9.3242297366391419E-3,null,1.452000038620397E-3,6.8960955104933647E-4,1.5840574074141593E-3,1.8521315888387002E-3,2.2471883623357128E-6,1.0591338788697384E-4,5.6859591621719018E-3]
[2004,8,29,5,1.7169631516427879E-3,8.2444238726567633E-4,1.6129724271906167E-3,4.8631944136882863E-3,1.5494307790317184E-5,2.6413648564822193E-4,9.2972031732259045E-3,null,1.4357444453582159E-3,6.6730414190906303E-4,1.6296825774016483E-3,1.8425888513470027E-3,2.2471883623357128E-6,1.0591338788697384E-4,5.6834805922652389E-3]
[2004,8,29,10,2.0834527700738592E-3,1.028345159145017E-3,2.2822264851011321E-3,4.494962612659653E-3,0,0,9.88898702697966E-3,null,1.7422073030150091E-3,8.3234316261382435E-4,2.3058700060558318E-3,1.7030715395617623E-3,0,0,6.5834920112464272E-3]
[2004,8,29,13,2.2938537073216095E-3,1.1001262086950271E-3,2.3219437770958442E-3,4.7400020170238234E-3,0,0,1.0455925710136305E-2,null,1.9181470001847405E-3,8.9044278535904079E-4,2.3459987631841194E-3,1.7959131650890675E-3,0,0,6.9505017138169686E-3]
[2004,8,29,16,2.2047656059787095E-3,1.1000412971953603E-3,2.234793283224997E-3,4.8199969178974482E-3,0,0,1.0359597104296514E-2,null,1.8436504994717249E-3,8.9037405794242732E-4,2.2579454033876071E-3,1.826221990929851E-3,0,0,6.8181919517316097E-3]
[2004,8,29,19,2.4902782390561267E-3,1.1120968880629683E-3,1.8258651195942114E-3,4.9685106993206931E-3,0,0,1.0396750946034001E-2,null,2.0823994654167927E-3,9.0013186011681206E-4,1.8447808058757455E-3,1.8824915567016045E-3,0,0,6.7098036881109557E-3]
[2004,8,29,23,3.1860735754974225E-3,9.8804072697004442E-4,1.7660403755684301E-3,6.7817208055959734E-3,1.5494307790317184E-5,2.6413648564822193E-4,1.3001506277070409E-2,null,2.6642315731390314E-3,7.997207320558173E-4,1.7843362865567508E-3,2.5694887118160969E-3,2.2471883623357128E-6,1.0591338788697384E-4,7.9259378798170067E-3]
[2004,8,30,2,2.1343909400294387E-3,9.4285580302612675E-4,1.7097395190993998E-3,7.3591805382735636E-3,1.5494307790317184E-5,2.6413648564822193E-4,1.2425797593867067E-2,null,1.7848023898696462E-3,7.6314802865610023E-4,1.7274521617362299E-3,2.7882792381702728E-3,2.2471883623357128E-6,1.0591338788697384E-4,7.1718423946815586E-3]
[2004,8,30,3,1.7046373464649173E-3,1.036471135203433E-3,1.6342281396539565E-3,6.9904428214148263E-3,1.5494307790317184E-5,2.6413648564822193E-4,1.1645410236175671E-2,null,1.4254374645113856E-3,8.3892033230401823E-4,1.6511584958289075E-3,2.6485702427324841E-3,2.2471883623357128E-6,1.0591338788697384E-4,6.6722471116261043E-3]
[2004,8,30,7,1.707935634362654E-3,1.2062653839587103E-3,2.396476104281212E-3,6.9827074569581062E-3,1.1620730842737888E-5,1.9810236423616642E-4,1.2503107674639585E-2,null,1.4281955309986233E-3,9.7635189479623394E-4,2.4213032339981382E-3,2.6456394332487134E-3,1.6853912717517845E-6,7.9435040915230365E-5,7.5526105252286908E-3]
[2004,8,30,10,1.9683013070682324E-3,1.4117866126378931E-3,2.9126955949241918E-3,7.7279166330506523E-3,0,0,1.4020700147680969E-2,null,1.6459163178374791E-3,1.1427008953646186E-3,2.9428706804307475E-3,2.9279876190265114E-3,0,0,8.6594755126593558E-3]
[2004,8,30,14,2.01557836452984E-3,1.4767983356691837E-3,2.9719377361704484E-3,7.7258569922011317E-3,0,0,1.4190171428570604E-2,null,1.6854499400811708E-3,1.1953214213364898E-3,3.0027265612936026E-3,2.9272072530891714E-3,0,0,8.8107051758004352E-3]
[2004,8,30,17,2.2638560510635695E-3,1.5650083594089339E-3,2.501478547674069E-3,6.3884024226883969E-3,0,0,{"$f":"SUM(E5827:J5827)","v":1.271874538083497E-2},null,1.8930626130765852E-3,1.266718665229608E-3,2.5273934868116905E-3,2.4204664836823681E-3,0,0,{"$f":"SUM(M5827:R5827)","v":8.1076412488002517E-3}]
[2004,8,30,20,2.3486365334755587E-3,1.2128121800215157E-3,2.1777028792723968E-3,7.1570767286138039E-3,0,0,1.2896228321383275E-2,null,1.9639570330187597E-3,9.8165087529071462E-4,2.2002635514910903E-3,2.7117052428050738E-3,0,0,7.8575767026056384E-3]
[2004,8,30,24,2.6951778246915121E-3,9.1656250299657137E-4,1.8419037596761438E-3,7.7530691116608945E-3,1.5494307790317184E-5,2.6413648564822193E-4,1.3486343992463659E-2,null,2.253738868741046E-3,7.4186621650622841E-4,1.8609856038413663E-3,2.9375175026232951E-3,2.2471883623357128E-6,1.0591338788697384E-4,7.9022687679612454E-3]
[2004,8,31,4,1.8641260902624397E-3,1.1754073434902556E-3,1.6328455996888788E-3,5.831179776255053E-3,1.5494307790317184E-5,2.6413648564822193E-4,1.0783189603135165E-2,null,1.5588037966806929E-3,9.5137537911259566E-4,1.6497616329590487E-3,2.2093434750799896E-3,2.2471883623357128E-6,1.0591338788697384E-4,6.4774448600816359E-3]
[2004,8,31,5,1.8393712891966545E-3,1.1365031457308229E-3,1.6761897071445699E-3,6.1515907108889495E-3,1.5494307790317184E-5,2.6413648564822193E-4,1.1083285646399535E-2,null,1.5381035457218166E-3,9.1988629909498518E-4,1.6935547788075468E-3,2.3307422031144578E-3,2.2471883623357128E-6,1.0591338788697384E-4,6.5904474029881152E-3]
[2004,8,31,8,2.2379682561749136E-3,1.3524175991821885E-3,2.7092594664886141E-3,8.4410498305803657E-3,0,0,1.4740695152426082E-2,null,1.8714149395791092E-3,1.0946475817650595E-3,2.7373269844960585E-3,3.1981827145783535E-3,0,0,8.9015722204185809E-3]
[2004,8,31,11,2.5957641413823537E-3,1.4143138688200165E-3,2.8705384274057655E-3,8.1159138726846405E-3,0,0,1.4996530310292777E-2,null,2.1706079969648177E-3,1.1447464579703811E-3,2.9002767710376125E-3,3.0749937485965604E-3,0,0,9.2906249745693704E-3]
[2004,8,31,15,2.4081793176836579E-3,1.3964553008848622E-3,2.7544170025420893E-3,8.110431570890057E-3,0,0,1.4669483192000666E-2,null,2.0137473978301106E-3,1.130291722823615E-3,2.7829523457881386E-3,3.0729165895716226E-3,0,0,8.9999080560134864E-3]
[2004,8,31,18,2.7392906111056367E-3,1.4346760530365762E-3,2.2651240806960873E-3,5.809378453476859E-3,0,0,1.2248469198315159E-2,null,2.2906264909376868E-3,1.161227621573687E-3,2.2885904233297194E-3,2.2010832923937593E-3,0,0,7.9415278282348525E-3]
[2004,8,31,21,2.9757365706721307E-3,1.3174580547027229E-3,2.0420254197637167E-3,7.2480140145036991E-3,1.1620730842737888E-5,1.9810236423616642E-4,1.3792957154721173E-2,null,2.4883453370003858E-3,1.0663513063785251E-3,2.0631804940376328E-3,2.7461599684234553E-3,1.6853912717517845E-6,7.9435040915230365E-5,8.4451575380269824E-3]
[2004,9,1,2,2.1031182348292977E-3,1.1035212541819883E-3,1.9362798844636733E-3,7.2972183971474766E-3,1.5450732300731166E-5,2.6339167538295868E-4,1.2718980178306125E-2,null,1.7586517920892175E-3,8.9319073712669874E-4,1.956339450997208E-3,2.764802744998796E-3,2.2408684715470466E-6,1.056147340363578E-4,7.480840327719826E-3]
[2004,9,1,5,1.823808409992717E-3,1.3331043483223312E-3,1.9556454961061538E-3,5.5726657969614552E-3,1.5450732300731166E-5,2.6339167538295868E-4,1.0964066459066347E-2,null,1.5250896861352232E-3,1.0790154254232988E-3,1.9759056874451837E-3,2.1113965423349181E-3,2.2408684715470466E-6,1.056147340363578E-4,6.7992629438465291E-3]
[2004,9,1,6,1.9772464214655493E-3,1.3735669745537724E-3,2.1652277649067716E-3,5.5005297429460195E-3,1.5450732300731166E-5,2.6339167538295868E-4,1.1295413311555801E-2,null,1.6533963259534096E-3,1.1117658983414969E-3,2.187659196828833E-3,2.0840653115424806E-3,2.2408684715470466E-6,1.056147340363578E-4,7.1447423351741254E-3]
[2004,9,1,9,2.5953872954673049E-3,1.3568320148507251E-3,3.1672401044939009E-3,7.8730665450876276E-3,0,0,1.4992525959899559E-2,null,2.1702928740521513E-3,1.0982206123433304E-3,3.2000522325925061E-3,2.9829826669194237E-3,0,0,9.4515483859074108E-3]
[2004,9,1,12,2.2877394135693923E-3,1.4731590394517716E-3,3.156625680868361E-3,7.0532145335035542E-3,0,0,1.3970738667393078E-2,null,1.9130341570327864E-3,1.1923757728872788E-3,3.1893278451447728E-3,2.672353469771301E-3,0,0,8.9670912448361392E-3]
[2004,9,1,18,2.8108847483402782E-3,1.5320133437575093E-3,2.6445594874066167E-3,6.4504270912232407E-3,0,0,1.3437884670727644E-2,null,2.3504943365326839E-3,1.2400124806051451E-3,2.6719567234235663E-3,2.4439666675181446E-3,0,0,8.7064302080795408E-3]
[2004,9,1,20,3.2952199648271351E-3,1.289705366208792E-3,2.4938886617205556E-3,7.5275802767478207E-3,0,0,1.4606394269504303E-2,null,2.7555010462556235E-3,1.043888264367144E-3,2.5197249707884814E-3,2.8520832842945753E-3,0,0,9.1711975657058249E-3]
[2004,9,1,24,2.777735697283663E-3,1.0923686001313338E-3,2.0511835659550023E-3,7.6948345088979743E-3,1.5450732300731166E-5,2.6339167538295868E-4,1.3894964779951663E-2,null,2.3227747166457377E-3,8.8416377253070888E-4,2.072433517237311E-3,2.9154533158592295E-3,2.2408684715470466E-6,1.056147340363578E-4,8.3026809247808923E-3]
[2004,9,2,3,1.697202528199419E-3,1.1560562493485691E-3,1.924758048790289E-3,6.7717656135348834E-3,1.5450732300731166E-5,2.6339167538295868E-4,1.1828624847556849E-2,null,1.4192203834885789E-3,9.3571259239678072E-4,1.9446982508501578E-3,2.5657168441208323E-3,2.2408684715470466E-6,1.056147340363578E-4,6.9732036733642548E-3]
[2004,9,2,6,1.8629381346123638E-3,1.3735669745537724E-3,2.1624686601087531E-3,5.6831629879490475E-3,1.5450732300731166E-5,2.6339167538295868E-4,1.1360979164907624E-2,null,1.5578104144265096E-3,1.1117658983414969E-3,2.1848715081227168E-3,2.1532622122834252E-3,2.2408684715470466E-6,1.056147340363578E-4,7.1155656356820529E-3]
[2004,9,2,7,2.2131176035209057E-3,1.425114414589181E-3,2.7248755040585699E-3,5.1091230090218823E-3,1.1588049225548371E-5,1.9754375653721897E-4,1.1681362336953308E-2,null,1.8506345364135664E-3,1.1534884259210407E-3,2.7531048018516425E-3,1.9357673775259392E-3,1.6806513536602845E-6,7.9211050527268334E-5,7.7738868435931171E-3]
[2004,9,2,11,2.2846863750032834E-3,1.3474569915155076E-3,3.2070709342930099E-3,6.5372790729249742E-3,0,0,1.3376493373736774E-2,null,1.9104811708731469E-3,1.0906324630696944E-3,3.2402957037596589E-3,2.4768735348131409E-3,0,0,8.7182828725156404E-3]
[2004,9,2,14,1.932312536753003E-3,1.4681332349174314E-3,3.2505805990661134E-3,5.9392375717062205E-3,0,0,1.2590263942442769E-2,null,1.6158220918630166E-3,1.1883078838097732E-3,3.2842561220743196E-3,2.2502848959368316E-3,0,0,8.3386709936839401E-3]
[2004,9,2,18,2.6431179454025084E-3,1.5320133437575093E-3,2.7065667041478439E-3,4.4720520657345513E-3,0,0,1.1353750059042413E-2,null,2.2102057955683979E-3,1.2400124806051451E-3,2.7346063255450064E-3,1.6943910890694616E-3,0,0,7.8792156907880103E-3]
[2004,9,2,21,2.8723446340955376E-3,1.2757258051879267E-3,2.4574806604146064E-3,6.9538864880481178E-3,1.2870460314372296E-5,2.1940527084220976E-4,1.3791713318902771E-2,null,2.4018878038304741E-3,1.0325731996453592E-3,2.4829397880996081E-3,2.6347196156388951E-3,1.8666434814490667E-6,8.7977075556710168E-5,8.6419641262524948E-3]
[2004,9,3,1,1.9668962643797014E-3,1.1978749613357402E-3,2.0857305634573299E-3,6.7524855754886783E-3,1.5450732300731166E-5,2.6339167538295868E-4,1.2281829772345139E-2,null,1.6447414048909668E-3,9.6956068190476091E-4,2.1073384164048328E-3,2.5584119370709534E-3,2.2408684715470466E-6,1.056147340363578E-4,7.3879080427794192E-3]
[2004,9,3,4,1.571922232868546E-3,1.4150188412238691E-3,1.9727760711927642E-3,5.7102330217398125E-3,1.5450732300731166E-5,2.6339167538295868E-4,1.0948792574708681E-2,null,1.3144595515732068E-3,1.1453170630390779E-3,1.9932137326968591E-3,2.1635186277637643E-3,2.2408684715470466E-6,1.056147340363578E-4,6.7243645775808131E-3]
[2004,9,3,8,2.1671673199643313E-3,1.4629818964219006E-3,3.1752452456770171E-3,6.6817267584819585E-3,0,0,1.3487121220545208E-2,null,1.8122103778543893E-3,1.1841383874719588E-3,3.2081403058266452E-3,2.5316025199964252E-3,0,0,8.736091591149419E-3]
[2004,9,3,9,2.352069619740554E-3,1.3960736560976955E-3,3.312121103843354E-3,7.4004385783427206E-3,0,0,1.4460702958024325E-2,null,1.9668278194597422E-3,1.1299828193136209E-3,3.3464341771664665E-3,2.8039112689288792E-3,0,0,9.2471560848687087E-3]
[2004,9,3,12,1.8926639813258447E-3,1.5143830544842648E-3,3.3047739417665528E-3,6.1024179052663165E-3,0,0,1.2814238882842978E-2,null,1.5826675112498253E-3,1.2257425143384789E-3,3.3390108996025937E-3,2.3121113905821247E-3,0,0,8.4595323157730228E-3]
[2004,9,3,16,2.1406512969146833E-3,1.5249089597794911E-3,2.9657041220150452E-3,6.5214468336450854E-3,0,0,1.3152711212354305E-2,null,1.7900373727027664E-3,1.2342621881317475E-3,2.9964283678390507E-3,2.4708749451810117E-3,0,0,8.4916028738545764E-3]
[2004,9,3,19,2.5726855463458166E-3,1.4653286118713387E-3,2.6784200090372019E-3,5.4949459360328114E-3,0,0,1.2211380103287168E-2,null,2.1513094088741673E-3,1.186037820304962E-3,2.7061680349332175E-3,2.0819496938041908E-3,0,0,8.1254649579165367E-3]
[2004,9,3,22,2.9129636728620917E-3,1.3645490816852125E-3,2.2779529222717609E-3,5.4623790181994999E-3,1.5450732300731166E-5,2.6339167538295868E-4,1.2296687102702252E-2,null,2.4358539138364292E-3,1.1044668106727511E-3,2.3015521697623822E-3,2.069610594311583E-3,2.2408684715470466E-6,1.056147340363578E-4,8.0193390910910517E-3]
[2004,9,4,2,1.8534042585112167E-3,1.0890279557310375E-3,1.8840653045296021E-3,5.2568226269866193E-3,1.5450732300731166E-5,2.6339167538295868E-4,1.0362162553442163E-2,null,1.5498380769643698E-3,8.814598530338518E-4,1.9035839359180617E-3,1.9917284694049775E-3,2.2408684715470466E-6,1.056147340363578E-4,6.4344659378291662E-3]
[2004,9,4,5,1.6419849799108677E-3,1.0256742902023952E-3,1.9324830044347883E-3,5.2549429854632452E-3,1.5450732300731166E-5,2.6339167538295868E-4,1.0133927667694985E-2,null,1.3730468309777208E-3,8.3018135975720649E-4,1.9525032358659079E-3,1.9910163024174209E-3,2.2408684715470466E-6,1.056147340363578E-4,6.2546033315261616E-3]
[2004,9,4,9,2.0235292788705781E-3,1.1405562106628834E-3,2.7289929444648557E-3,4.7736662130264985E-3,0,0,1.0666744647024816E-2,null,1.6920985866111277E-3,9.2316685217954991E-4,2.7572648983173339E-3,1.8086680062423428E-3,0,0,7.1811983433503548E-3]
[2004,9,4,10,2.1902290986811402E-3,1.1742164154379816E-3,2.7389792991155165E-3,4.8570406396143762E-3,0,0,1.0960465452849014E-2,null,1.8314949039439903E-3,9.5041144126287668E-4,2.7673547100906712E-3,1.840257281901541E-3,0,0,7.3895183371990797E-3]
[2004,9,4,13,2.5081821069902867E-3,1.1068311163225859E-3,2.6802023963099848E-3,4.7648323131424843E-3,0,0,1.1060047932765342E-2,null,2.097370886854872E-3,8.9586974144487076E-4,2.7079688874683695E-3,1.8053209787423964E-3,0,0,7.5065304945105089E-3]
[2004,9,4,17,2.5870945974515759E-3,9.812735478573636E-4,2.4308917584078341E-3,4.8052942175288516E-3,0,0,1.0804554121245626E-2,null,2.1633584240601847E-3,7.9424337339415352E-4,2.4560754290924619E-3,1.8206513660525853E-3,0,0,7.2343285925993862E-3]
[2004,9,4,20,3.1437522187424062E-3,9.8981585469891387E-4,2.2804582770811575E-3,4.8013555060536879E-3,0,0,1.1215381856576164E-2,null,2.6288419651425521E-3,8.0115752145940543E-4,2.3040834796684011E-3,1.8191590494319745E-3,0,0,7.5532420157023335E-3]
[2004,9,4,22,3.117453024032193E-3,8.4422310273554084E-4,2.026088671008985E-3,4.8829868964116009E-3,1.5450732300731166E-5,2.6339167538295868E-4,1.1149594101872008E-2,null,2.6068502743561454E-3,6.8331466437473001E-4,2.0470786429779408E-3,1.8500879157281856E-3,2.2408684715470466E-6,1.056147340363578E-4,7.2951870999449072E-3]
[2004,9,5,4,1.8509158598570493E-3,1.0106954952383968E-3,1.8573772846211954E-3,5.0217899729342735E-3,1.5450732300731166E-5,2.6339167538295868E-4,1.0019621020334603E-2,null,1.5477572492295759E-3,8.1805751450777272E-4,1.8766194321628224E-3,1.902678246193583E-3,2.2408684715470466E-6,1.056147340363578E-4,6.2529680446016585E-3]
[2004,9,5,7,2.2497965699353147E-3,1.029320408824576E-3,2.3043336994222575E-3,4.9641053440932191E-3,1.2870460314372296E-5,2.1940527084220976E-4,1.0779831753431949E-2,null,1.8813059123487935E-3,8.3313253026475701E-4,2.3282062477712425E-3,1.8808224360089339E-3,1.8666434814490667E-6,8.7977075556710168E-5,7.0133108454318869E-3]
[2004,9,5,10,2.412112806449266E-3,1.137210097337478E-3,2.6445436903680987E-3,5.0588200027991579E-3,0,0,1.1252686596954001E-2,null,2.0170366266296326E-3,9.2045850613156751E-4,2.6719407627301202E-3,1.9167083495351303E-3,0,0,7.5261442450264508E-3]
[2004,9,5,11,2.405457966510407E-3,1.1773790459907155E-3,2.657040066124554E-3,5.0120968079188514E-3,0,0,1.1251973886544527E-2,null,2.0114717725045902E-3,9.5297127624924466E-4,2.6845665990479985E-3,1.8990056564773643E-3,0,0,7.5480153042791973E-3]
[2004,9,5,14,2.4857787791228024E-3,1.120364153697124E-3,2.6773362870776006E-3,4.9696108777094817E-3,0,0,1.125309009760701E-2,null,2.0786369649809498E-3,9.0682338967078291E-4,2.7050730857781434E-3,1.8829083972103798E-3,0,0,7.573441837640256E-3]
[2004,9,5,19,3.3081082738222823E-3,1.182621897126129E-3,2.1890623979124537E-3,5.0639597617696576E-3,0,0,1.1743752330630523E-2,null,2.7662783993002349E-3,9.5721484297035591E-4,2.2117407530249152E-3,1.9186557244027683E-3,0,0,7.8538897196982742E-3]
[2004,9,5,22,3.3910499766404813E-3,1.0002151873638636E-3,2.100030875095504E-3,5.0689976611945397E-3,1.5450732300731166E-5,2.6339167538295868E-4,1.1839136107978076E-2,null,2.8356352104792299E-3,8.0957474729300989E-4,2.1217868771071261E-3,1.9205645062701695E-3,2.2408684715470466E-6,1.056147340363578E-4,7.7954169436574407E-3]
[2004,9,6,1,2.268076514249488E-3,1.026354976814707E-3,1.866472810840571E-3,4.8981866224139213E-3,1.5450732300731166E-5,2.6339167538295868E-4,1.0337933332002376E-2,null,1.8965918132054429E-3,8.3073230789227769E-4,1.8858091866571591E-3,1.8558468559006316E-3,2.2408684715470466E-6,1.056147340363578E-4,6.5768357661634171E-3]
[2004,9,6,5,1.7644546676395421E-3,1.0481156267499892E-3,1.8938180134884805E-3,5.1578344998826796E-3,1.5450732300731166E-5,2.6339167538295868E-4,1.0143065215444379E-2,null,1.4754574003093695E-3,8.4834539045176003E-4,1.9134376814656134E-3,1.9542234050579591E-3,2.2408684715470466E-6,1.056147340363578E-4,6.299319479792607E-3]
[2004,9,6,8,2.2295344107747745E-3,1.0565720267958524E-3,2.356560459971842E-3,5.2982540318182248E-3,0,0,1.0940920929360692E-2,null,1.8643624605118247E-3,8.5519000550722784E-4,2.3809740696552352E-3,2.0074261853801987E-3,0,0,7.1079527210544859E-3]
[2004,9,6,9,2.3075199153570285E-3,1.0689141533901407E-3,2.4688179901097276E-3,5.2006733719550955E-3,0,0,1.1045925430811992E-2,null,1.9295748414038076E-3,8.6517972986340712E-4,2.4943945708143867E-3,1.9704543885166381E-3,0,0,7.2596035305982397E-3]
[2004,9,6,12,2.3049047516546109E-3,1.2373984395372293E-3,2.5089930420886825E-3,5.0410377260071129E-3,0,0,1.1092333959287635E-2,null,1.9273880112695347E-3,1.0015510078679592E-3,2.5349858302510684E-3,1.9099709209683502E-3,0,0,7.373895770356912E-3]
[2004,9,6,16,2.5672382867966575E-3,1.1509583045113381E-3,2.4334961969499961E-3,5.0678308457616757E-3,0,0,1.1219523634019669E-2,null,2.1467543474375564E-3,9.3158631291666966E-4,2.458706849223721E-3,1.9201224180200836E-3,0,0,7.457169927598031E-3]
[2004,9,6,20,3.4166455351163378E-3,1.1302584804043381E-3,2.1571548382676295E-3,4.9184315962386956E-3,0,0,1.1622490450027001E-2,null,2.8570385125083917E-3,9.1483186339206158E-4,2.1795026358916031E-3,1.8635173621342185E-3,0,0,7.814890373926275E-3]
[2004,9,6,23,3.3350330746867423E-3,8.6370029582309217E-4,1.9380094415636043E-3,7.5051674064857306E-3,1.5450732300731166E-5,2.6339167538295868E-4,1.3920752626242858E-2,null,2.7887932291884229E-3,6.9907951564977398E-4,1.9580869260469136E-3,2.8435913957623434E-3,2.2408684715470466E-6,1.056147340363578E-4,8.3974066691553592E-3]
[2004,9,7,2,1.8278090934171392E-3,1.1035212541819883E-3,1.9713477879292054E-3,7.6922254804765089E-3,1.5450732300731166E-5,2.6339167538295868E-4,1.287374602368853E-2,null,1.5284351038856012E-3,8.9319073712669874E-4,1.9917706526348701E-3,2.9144647955013534E-3,2.2408684715470466E-6,1.056147340363578E-4,7.4357168916564286E-3]
[2004,9,7,6,1.6063276947378656E-3,1.3735669745537724E-3,2.1975950021373343E-3,7.2610014627118007E-3,1.5450732300731166E-5,2.6339167538295868E-4,1.2717333541824461E-2,null,1.3432297967130608E-3,1.1117658983414969E-3,2.2203617537380964E-3,2.7510807108902459E-3,2.2408684715470466E-6,1.056147340363578E-4,7.5342937621908045E-3]
[2004,9,7,9,2.1659056031331364E-3,1.3568320148507251E-3,3.2538381441897992E-3,7.6159003370826345E-3,0,0,1.4392476099256295E-2,null,1.8111553156474516E-3,1.0982206123433304E-3,3.2875474148724346E-3,2.8855463837884326E-3,0,0,9.0824697266516496E-3]
[2004,9,7,13,1.8080429067947623E-3,1.3834478432826279E-3,3.3102578730983228E-3,7.3552987664110966E-3,0,0,1.3857047389586808E-2,null,1.5119063900213355E-3,1.1197634791673601E-3,3.3445516436329298E-3,2.7868084950847978E-3,0,0,8.7630300079064236E-3]
[2004,9,7,14,1.7089765382580131E-3,1.4681332349174314E-3,3.330285987440001E-3,7.1493078871974845E-3,0,0,1.3656703647812931E-2,null,1.4290659468747494E-3,1.1883078838097732E-3,3.3647872462077926E-3,2.7087617494211155E-3,0,0,8.6909228263134311E-3]
[2004,9,7,17,2.1004722485988177E-3,1.5260356808904591E-3,2.8854382819318331E-3,6.3500533759178641E-3,0,0,{"$f":"SUM(E6019:J6019)","v":1.2861999587338973E-2},null,1.7564391878004935E-3,1.2351741568462854E-3,2.9153309858013727E-3,2.4059366253159661E-3,0,0,{"$f":"SUM(M6019:R6019)","v":8.3128809557641171E-3}]
[2004,9,7,21,2.47924421881541E-3,1.2757258051879267E-3,2.374274682999051E-3,7.4429677868712261E-3,1.5450732300731166E-5,2.6339167538295868E-4,1.3851054901557303E-2,null,2.0731726900748634E-3,1.0325731996453592E-3,2.3988718093518346E-3,2.8200249256789913E-3,2.2408684715470466E-6,1.056147340363578E-4,8.4324982272589531E-3]
[2004,9,7,24,2.3515964084294197E-3,1.0923686001313338E-3,2.0997051867184518E-3,7.4926293657873689E-3,1.5450732300731166E-5,2.6339167538295868E-4,1.3315141968750261E-2,null,1.9664321146883315E-3,8.8416377253070888E-4,2.1214578146477826E-3,2.838840926822934E-3,2.2408684715470466E-6,1.056147340363578E-4,7.9187502311976622E-3]
[2004,9,8,4,1.5729984544687206E-3,1.2990971246853653E-3,1.9187815911059147E-3,6.2899571997963154E-3,1.5450732300731166E-5,2.6339167538295868E-4,1.1359676777740005E-2,null,1.3153595005225751E-3,1.0514899590738081E-3,1.9386598779687521E-3,2.3831671173114174E-3,2.2408684715470466E-6,1.056147340363578E-4,6.7965320573844575E-3]
[2004,9,8,6,1.6582329882579346E-3,1.3735669745537724E-3,2.1967724435632183E-3,6.3099844867243382E-3,1.5450732300731166E-5,2.6339167538295868E-4,1.1817399300782952E-2,null,1.3866336034778267E-3,1.1117658983414969E-3,2.2195306735816526E-3,2.3907551453599026E-3,2.2408684715470466E-6,1.056147340363578E-4,7.2165409232687839E-3]
[2004,9,8,11,2.0540460800823673E-3,1.3474569915155076E-3,3.2474268582321068E-3,7.6718165777345656E-3,0,0,1.4320746507564548E-2,null,1.717617088733905E-3,1.0906324630696944E-3,3.2810697089626136E-3,2.9067321791464156E-3,0,0,8.9960514399126286E-3]
[2004,9,8,12,1.9784924461227153E-3,1.4731590394517716E-3,3.2129163977506572E-3,6.8297646519651402E-3,0,0,1.3494332535290284E-2,null,1.6544382661829325E-3,1.1923757728872788E-3,3.2462017253339758E-3,2.5876917792169163E-3,0,0,8.6807075436211023E-3]
[2004,9,8,15,1.7191076172671052E-3,1.4799616822020409E-3,3.1858026236549542E-3,7.3819220422547075E-3,0,0,1.3766793965378808E-2,null,1.4375376723156081E-3,1.197881835837581E-3,3.2188070566425008E-3,2.7968956409158787E-3,0,0,8.6511222057115682E-3]
[2004,9,8,18,2.3426784156517061E-3,1.5320133437575093E-3,2.7393772907062129E-3,5.7086383131386672E-3,0,0,1.2322707363254096E-2,null,1.9589747859843948E-3,1.2400124806051451E-3,2.7677568248140084E-3,2.1629144174362177E-3,0,0,8.1296585088397669E-3]
[2004,9,8,22,2.8769151693446835E-3,1.1194757588081693E-3,2.246317251807124E-3,7.7094559593619254E-3,1.5450732300731166E-5,2.6339167538295868E-4,1.4231006547005591E-2,null,2.4057097382674457E-3,9.0610432233726487E-4,2.269588758540012E-3,2.9209931564092122E-3,2.2408684715470466E-6,1.056147340363578E-4,8.6102515780618408E-3]
[2004,9,9,1,1.9799128226949598E-3,1.07632761767101E-3,2.0451408309137965E-3,7.0499915149264828E-3,1.5450732300731166E-5,2.6339167538295868E-4,1.2430215193889938E-2,null,1.6556260015003538E-3,8.7118019211150459E-4,2.0663281803756884E-3,2.6711323180770401E-3,2.2408684715470466E-6,1.056147340363578E-4,7.3721222945724914E-3]
[2004,9,9,3,1.4505662983016201E-3,1.1560562493485691E-3,1.997139161045353E-3,6.7759955298082424E-3,1.5450732300731166E-5,2.6339167538295868E-4,1.1658599646187474E-2,null,1.2129803155167952E-3,9.3571259239678072E-4,2.0178292204727963E-3,2.5673194937178719E-3,2.2408684715470466E-6,1.056147340363578E-4,6.8416972246121491E-3]
[2004,9,9,9,2.0024864686286254E-3,1.3568320148507251E-3,3.3129445343283537E-3,5.9508127559427674E-3,0,0,1.2623075773750471E-2,null,1.6745023453110721E-3,1.0982206123433304E-3,3.3472661382666588E-3,2.2546705535133652E-3,0,0,8.374659649434426E-3]
[2004,9,9,12,1.7913612830059871E-3,1.4731590394517716E-3,3.3006471358845166E-3,4.9027553618167432E-3,0,0,1.1467922820159019E-2,null,1.4979570232737886E-3,1.1923757728872788E-3,3.3348413406362408E-3,1.8575778803204357E-3,0,0,7.8827520171177445E-3]
[2004,9,9,13,1.6732854381830357E-3,1.3834478432826279E-3,3.3907143180870181E-3,5.91412159248326E-3,0,0,1.2361569192035942E-2,null,1.3992206361979633E-3,1.1197634791673601E-3,3.4258416052140618E-3,2.2407688413911544E-3,0,0,8.1855945619705404E-3]
[2004,9,9,16,1.8116902036608637E-3,1.6120111570527668E-3,3.1509085450478194E-3,5.3305218149190467E-3,0,0,1.1905131720680497E-2,null,1.5149563018444676E-3,1.3047627566464359E-3,3.1835514806624588E-3,2.0196519473674036E-3,0,0,8.0229224865207664E-3]
[2004,9,9,19,2.0938571677924403E-3,1.2138669979212678E-3,2.7509801100255361E-3,5.7401434648487971E-3,0,0,1.179884774058804E-2,null,1.7509075807218763E-3,9.8250464550478497E-4,2.7794798475853119E-3,2.1748512302310519E-3,0,0,7.6877433040430255E-3]
[2004,9,9,24,2.1894490689597229E-3,1.0923686001313338E-3,2.1393787815650695E-3,5.7441597452067544E-3,1.5450732300731166E-5,2.6339167538295868E-4,1.144419860354657E-2,null,1.8308426340693179E-3,8.8416377253070888E-4,2.1615424219321353E-3,2.1763729364969223E-3,2.2408684715470466E-6,1.056147340363578E-4,7.1607773675369905E-3]
[2004,9,10,3,1.5430974590081204E-3,1.2800275471959879E-3,1.9500353231942916E-3,4.6451186036618117E-3,1.5450732300731166E-5,2.6339167538295868E-4,9.6971213407438996E-3,null,1.290355942291193E-3,1.0360550320981084E-3,1.9702373939910933E-3,1.7599633130439796E-3,2.2408684715470466E-6,1.056147340363578E-4,6.1644672839322786E-3]
[2004,9,10,7,1.9132185465565348E-3,1.4864098303314392E-3,2.7856323533526086E-3,4.031762087350412E-3,1.5450732300731166E-5,2.6339167538295868E-4,1.0495865225274683E-2,null,1.5998554764245468E-3,1.2031009706380872E-3,2.8144910829083934E-3,1.5275720527490216E-3,2.2408684715470466E-6,1.056147340363578E-4,7.2528751852279543E-3]
[2004,9,10,10,2.2691497285072678E-3,1.4798695068014964E-3,3.3023424520213455E-3,5.5517257420275223E-3,0,0,1.2603087429357632E-2,null,{"$f":"E6084*V$5","v":1.8974892473803185E-3},{"$f":"F6084*W$5","v":1.197807229015424E-3},{"$f":"G6084*X$5","v":3.3365542199916493E-3},{"$f":"H6084*Y$5","v":2.1034626806617639E-3},{"$f":"I6084*Z$5","v":0},{"$f":"J6084*AA$5","v":0},8.535313377049155E-3]
[2004,9,10,13,1.8034753148838034E-3,1.3441223188412053E-3,3.2903067882775476E-3,6.0906610962822233E-3,0,0,1.2528565518284778E-2,null,1.5080869168377976E-3,1.0879333770912876E-3,3.3243938685931476E-3,2.3076569182088769E-3,0,0,8.2280710807311093E-3]
[2004,9,10,14,1.8492565781765657E-3,1.4373252297306394E-3,3.1929980680871039E-3,5.9552377756593514E-3,0,0,1.2434817651653661E-2,null,1.5463697386975299E-3,1.1633718667118588E-3,3.2260770447898866E-3,2.2563471247756244E-3,0,0,8.1921657749748997E-3]
[2004,9,10,17,2.349801308450342E-3,1.5041625917201035E-3,2.8388867460279496E-3,4.4500305526069791E-3,0,0,1.1142881198805375E-2,null,1.9649310313241616E-3,1.2174700659053365E-3,2.8682971830314256E-3,1.6860474796788014E-3,0,0,7.7367457599397255E-3]
[2004,9,10,22,2.8479981028875631E-3,1.3645490816852125E-3,2.3047206781448512E-3,4.1258731279090362E-3,1.5450732300731166E-5,2.6339167538295868E-4,1.0921983398310351E-2,null,2.3815289528486432E-3,1.1044668106727511E-3,2.3285972355348303E-3,1.5632292647317257E-3,2.2408684715470466E-6,1.056147340363578E-4,7.485677866295855E-3]
[2004,9,11,1,1.8957490338425843E-3,1.0807792034106002E-3,1.9837301001521222E-3,3.3166752737897646E-3,1.5450732300731166E-5,2.6339167538295868E-4,8.5557760188787607E-3,null,1.5852472678452474E-3,8.7478330816664093E-4,2.0042812437382671E-3,1.2566367624173289E-3,2.2408684715470466E-6,1.056147340363578E-4,5.8288041846753895E-3]
[2004,9,11,4,1.5634941797663914E-3,1.0151695835475154E-3,1.8839521142992122E-3,3.7916369884027751E-3,1.5450732300731166E-5,2.6339167538295868E-4,8.5330952736995831E-3,null,1.3074119160924891E-3,8.2167884415561352E-4,1.9034695730540171E-3,1.4365923812384284E-3,2.2408684715470466E-6,1.056147340363578E-4,5.5770083170484531E-3]
[2004,9,11,8,1.8521205614921504E-3,1.0491178270067112E-3,2.6618066352909883E-3,5.1055276303168138E-3,0,0,1.0668572654106662E-2,null,1.5487646346701168E-3,8.4915657191533193E-4,2.6893825491495433E-3,1.9344051443609062E-3,0,0,7.0217089000958978E-3]
[2004,9,11,11,2.1242710646345933E-3,1.1748649456604424E-3,2.7844884771192021E-3,4.6032088205230793E-3,0,0,1.0686833307937318E-2,null,1.7763400330205986E-3,9.5093636199752808E-4,2.8133353562903424E-3,1.7440843469560842E-3,0,0,7.2846960982645538E-3]
[2004,9,11,14,2.2427462559703971E-3,1.0237440122468063E-3,2.7083772408935465E-3,4.3791690733385388E-3,0,0,1.0354036582449289E-2,null,1.8754103582692102E-3,8.286189916709752E-4,2.7364356191773571E-3,1.6591991654673691E-3,0,0,7.0996641345849112E-3]
[2004,9,11,16,2.2135781473251637E-3,9.7161087406654422E-4,2.5723716631545547E-3,5.0129795516467733E-3,0,0,1.0770540236193036E-2,null,1.8510196484692182E-3,7.8642239967649324E-4,2.5990210442383851E-3,1.8993401143692979E-3,0,0,7.1358032067533952E-3]
[2004,9,11,19,2.6079160476894002E-3,1.0053170500302505E-3,2.3094904494570124E-3,5.1727367246353489E-3,0,0,1.1095460271812012E-2,null,2.1807695615645951E-3,8.1370419786629057E-4,2.3334164209558475E-3,1.9598696266262864E-3,0,0,7.2877598070130202E-3]
[2004,9,11,23,2.7103085552806295E-3,8.3857470237757626E-4,1.8968986550397676E-3,5.3088621178827731E-3,1.5450732300731166E-5,2.6339167538295868E-4,1.1033486438264435E-2,null,2.266391360657807E-3,6.7874284587989106E-4,1.9165502379970951E-3,2.0114454244757303E-3,2.2408684715470466E-6,1.056147340363578E-4,6.9809854715184279E-3]
[2004,9,12,2,1.8159140113758565E-3,1.0110354124957793E-3,1.7992370565550536E-3,5.3312751542982113E-3,1.5450732300731166E-5,2.6339167538295868E-4,1.0236304042408589E-2,null,1.518488298707219E-3,8.1833264373118637E-4,1.8178768801338457E-3,2.019937375960886E-3,2.2408684715470466E-6,1.056147340363578E-4,6.2824908010410425E-3]
[2004,9,12,5,1.5231841607625696E-3,1.0481156267499892E-3,1.8464242038870938E-3,5.0342423334369286E-3,1.5450732300731166E-5,2.6339167538295868E-4,9.7308087325202689E-3,null,1.2737042119861741E-3,8.4834539045176003E-4,1.8655528791701409E-3,1.9073962522372166E-3,2.2408684715470466E-6,1.056147340363578E-4,6.0028543363531972E-3]
[2004,9,12,9,1.9665006470728223E-3,1.0689141533901407E-3,2.5316142208503343E-3,5.0748845859701847E-3,0,0,1.0641913607283483E-2,null,1.6444105851233465E-3,8.6517972986340712E-4,2.5578413610008173E-3,1.9227949706599522E-3,0,0,6.9902266466475224E-3]
[2004,9,12,11,2.0243429492621699E-3,1.1773790459907155E-3,2.5940115354037363E-3,4.3895664733719399E-3,0,0,1.0185300004028562E-2,null,1.6927789872032792E-3,9.5297127624924466E-4,2.6208851022887221E-3,1.663138578897072E-3,0,0,6.9297739446383174E-3]
[2004,9,12,16,2.2715304237474264E-3,1.1509583045113381E-3,2.5328486772617266E-3,5.0471422300273506E-3,0,0,1.1002479635547843E-2,null,1.8994800122746484E-3,9.3158631291666966E-4,2.559088606193788E-3,1.9122838227555033E-3,0,0,7.302438754140609E-3]
[2004,9,12,17,2.3442066122035619E-3,1.1872284077078547E-3,2.3564188432219921E-3,4.9925755213027084E-3,0,0,1.0880429384436117E-2,null,1.9602526816157851E-3,9.6094335528172355E-4,2.3808309857772914E-3,1.8916093440902609E-3,0,0,7.1936363667650608E-3]
[2004,9,12,20,2.8171836226151669E-3,1.1302584804043381E-3,2.2129736461242904E-3,5.1854772663254842E-3,2.580272602085342E-6,4.3986415037159312E-5,1.1392459703108523E-2,null,2.3557615280525067E-3,9.1483186339206158E-4,2.2358997181490918E-3,1.964696820047197E-3,3.742250793987338E-7,1.7637662688495886E-5,7.4892018174087518E-3]
[2004,9,12,24,2.3614286236332189E-3,9.3086881299606376E-4,1.8919563629455896E-3,7.4251551721949242E-3,1.5450732300731166E-5,2.6339167538295868E-4,1.2888251379453484E-2,null,1.9746539267586224E-3,7.5344575203903678E-4,1.9115567445048718E-3,2.81327600255893E-3,2.2408684715470466E-6,1.056147340363578E-4,7.5607880283693665E-3]
[2004,9,13,3,1.5450919996512897E-3,1.1700845720352172E-3,1.8859829232573339E-3,6.5318430986556928E-3,1.5450732300731166E-5,2.6339167538295868E-4,1.1411845001283222E-2,null,1.2920238002453554E-3,9.4706712483886462E-4,1.9055214208855678E-3,2.4748139285682017E-3,2.2408684715470466E-6,1.056147340363578E-4,6.727281877045895E-3]
[2004,9,13,8,1.7762783431079254E-3,1.2539558312399503E-3,3.0235305292446598E-3,8.1322995283241682E-3,1.2824110888239242E-6,2.186151430499079E-5,1.4209208157310518E-2,null,1.485344494485623E-3,1.0149525702246457E-3,3.0548538478951323E-3,3.0812020190943271E-3,1.8599212778878188E-7,8.7660250294418324E-6,8.6453049488569595E-3]
[2004,9,13,11,2.0547530463795515E-3,1.4037494182384106E-3,3.2684670641017956E-3,8.0088480181531793E-3,0,0,1.4735817546872938E-2,null,1.718208262128201E-3,1.1361955856001721E-3,3.3023278881805299E-3,3.0344281587520879E-3,0,0,9.1911598946609902E-3]
[2004,9,13,14,1.9137921119261945E-3,1.3261762773050609E-3,3.2537026507688926E-3,7.8448509874915959E-3,0,0,1.4338522027491744E-2,null,1.6003350984203659E-3,1.0734078407616252E-3,3.2874105177601951E-3,2.9722922302560951E-3,0,0,8.9334456871982808E-3]
[2004,9,13,15,1.810049945526621E-3,1.3769922239143741E-3,3.1578741943930713E-3,8.4913314301225638E-3,0,0,1.483624779395663E-2,null,1.5135846990218099E-3,1.114538297141832E-3,3.1905892930806277E-3,3.2172336319102979E-3,0,0,9.0359459211545676E-3]
[2004,9,13,18,2.3768281836900702E-3,1.4768813972630731E-3,2.7635080554140527E-3,6.288723378217783E-3,0,0,1.290594101458498E-2,null,1.9875312169855149E-3,1.1953886514383043E-3,2.7921375805918611E-3,2.3826996414731583E-3,0,0,8.357757090488839E-3]
[2004,9,13,21,2.4733774167865993E-3,1.2452541303406655E-3,2.4127010747257921E-3,6.936108858999414E-3,1.5450732300731166E-5,2.6339167538295868E-4,1.334628388853616E-2,null,2.0682668023644475E-3,1.0079094085174887E-3,2.4376962926807616E-3,2.6279839480299002E-3,2.2408684715470466E-6,1.056147340363578E-4,8.2497120541005029E-3]
[2004,9,14,1,2.408729884249818E-3,1.07632761767101E-3,1.9979369514088793E-3,6.8778007292117508E-3,1.5450732300731166E-5,2.6339167538295868E-4,1.2639637590225147E-2,null,2.0142077879604452E-3,8.7118019211150459E-4,2.0186352758237375E-3,2.6058919030178319E-3,2.2408684715470466E-6,1.056147340363578E-4,7.6177707614214236E-3]
[2004,9,14,5,1.7177449396428403E-3,1.3331043483223312E-3,1.9987053535513626E-3,5.8408559880583624E-3,1.5450732300731166E-5,2.6339167538295868E-4,1.1169253037258584E-2,null,1.4363981855258189E-3,1.0790154254232988E-3,2.0194116384961141E-3,2.2130096414873751E-3,2.2408684715470466E-6,1.056147340363578E-4,6.8556904934405118E-3]
[2004,9,14,8,2.1701415711515943E-3,1.3924714232913015E-3,3.0881930777958569E-3,8.0069262824844396E-3,1.2824110888239242E-6,2.186151430499079E-5,1.4680876280117007E-2,null,1.8146974810966036E-3,1.1270671700105814E-3,3.120186290662191E-3,3.0337000429464583E-3,1.8599212778878188E-7,8.7660250294418324E-6,9.1046030018730652E-3]
[2004,9,14,12,2.1622315035636111E-3,1.4731590394517716E-3,3.2272444344453458E-3,6.5373688041020324E-3,0,0,1.340000378156276E-2,null,1.8080829910937233E-3,1.1923757728872788E-3,3.2606781983201727E-3,2.4769075325628506E-3,0,0,8.7380444948640251E-3]
[2004,9,14,15,1.8736694395153158E-3,1.4799616822020409E-3,3.1553920974606896E-3,7.1989542462829494E-3,0,0,1.3707977465460996E-2,null,1.5667840557018725E-3,1.197881835837581E-3,3.1880814819997094E-3,2.7275719840075363E-3,0,0,8.6803193575466994E-3]
[2004,9,14,16,2.1958176455624391E-3,1.6120111570527668E-3,3.0179412792312324E-3,7.2024923297124011E-3,0,0,1.4028262411558839E-2,null,1.8361681114818292E-3,1.3047627566464359E-3,3.0492066940975382E-3,2.7289125088822757E-3,0,0,8.919050071108079E-3]
[2004,9,14,19,2.8459418277290193E-3,1.2138669979212678E-3,2.6100160296210245E-3,7.7367659405464867E-3,0,0,1.4406590795817797E-2,null,2.379809471778719E-3,9.8250464550478497E-4,2.6370554006437093E-3,2.9313404842313388E-3,0,0,8.9307100021585525E-3]
[2004,9,14,22,3.1584326392343097E-3,1.1194757588081693E-3,2.2444743451131965E-3,7.9671339012939626E-3,1.5450732300731166E-5,2.6339167538295868E-4,1.4768359052133325E-2,null,2.6411179025478521E-3,9.0610432233726487E-4,2.267726759611672E-3,3.0186233275793428E-3,2.2408684715470466E-6,1.056147340363578E-4,8.941427914584037E-3]
[2004,9,15,3,1.5102363539220554E-3,1.1560562493485691E-3,2.0076310868237146E-3,6.3300108878595884E-3,1.5450732300731166E-5,2.6339167538295868E-4,1.1282776985637616E-2,null,1.26287710615513E-3,9.3571259239678072E-4,2.0284298410141953E-3,2.3983428377952597E-3,2.2408684715470466E-6,1.056147340363578E-4,6.7332179798692705E-3]
[2004,9,15,6,1.5614208677598284E-3,1.3735669745537724E-3,2.2181602376298926E-3,6.0329843049485741E-3,1.5450732300731166E-5,2.6339167538295868E-4,1.1464974792575756E-2,null,1.3056781886132073E-3,1.1117658983414969E-3,2.2411400419576652E-3,2.2858040775340892E-3,2.2408684715470466E-6,1.056147340363578E-4,7.0522438089543633E-3]
[2004,9,15,10,1.9502703813654785E-3,1.4766507478288071E-3,3.2707712155314343E-3,7.8065463922299318E-3,0,0,1.4504238736955652E-2,null,1.6308386492237838E-3,1.1952019636536971E-3,3.3046559102702299E-3,2.9577792138761939E-3,0,0,9.0884757370239041E-3]
[2004,9,15,13,1.7651655304183039E-3,1.3834478432826279E-3,3.2898621234049813E-3,8.2972942103463308E-3,0,0,1.4735769707452244E-2,null,1.4760518319866262E-3,1.1197634791673601E-3,3.3239445970598045E-3,3.1437159422000685E-3,0,0,9.0634758504138588E-3]
[2004,9,15,16,1.9083076242611076E-3,1.6120111570527668E-3,3.0642308710006842E-3,7.5710270824041965E-3,0,0,1.4155576734718754E-2,null,1.5957489064026456E-3,1.3047627566464359E-3,3.0959758390314679E-3,2.8685446043486842E-3,0,0,8.8650321064292336E-3]
[2004,9,15,19,2.2830248032947812E-3,1.2138669979212678E-3,2.6628131786064365E-3,7.6231401497029814E-3,0,0,1.3782845129525467E-2,null,1.9090917453931861E-3,9.8250464550478497E-4,2.6903995201013921E-3,2.8882894363759554E-3,0,0,8.4702853473753188E-3]
[2004,9,15,21,2.4104516461413879E-3,1.2757258051879267E-3,2.3880234082551246E-3,7.3788214704367024E-3,1.5450732300731166E-5,2.6339167538295868E-4,1.3731864737704829E-2,null,2.0156475451676317E-3,1.0325731996453592E-3,2.4127629693205953E-3,2.7957208823973677E-3,2.2408684715470466E-6,1.056147340363578E-4,8.3645601990388584E-3]
[2004,9,15,24,2.3000040731436071E-3,1.0923686001313338E-3,2.1146496582828229E-3,7.0217528016904198E-3,1.5450732300731166E-5,2.6339167538295868E-4,1.2807617540931873E-2,null,1.9232900072186452E-3,8.8416377253070888E-4,2.1365571086756105E-3,2.6604331081012469E-3,2.2408684715470466E-6,1.056147340363578E-4,7.7122995990341163E-3]
[2004,9,16,4,1.4516642171156519E-3,1.2990971246853653E-3,1.9950751478642298E-3,6.0789431764541602E-3,1.5450732300731166E-5,2.6339167538295868E-4,1.1103622073803096E-2,null,1.2138984079273353E-3,1.0514899590738081E-3,2.0157438244275197E-3,2.3032171803330078E-3,2.2408684715470466E-6,1.056147340363578E-4,6.6922049742695758E-3]
[2004,9,16,7,1.6901690478926224E-3,1.425114414589181E-3,2.8246006741640788E-3,5.0967766175473864E-3,1.5450732300731166E-5,2.6339167538295868E-4,1.1315503161876957E-2,null,1.4133389059086102E-3,1.1534884259210407E-3,2.8538631096253421E-3,1.9310895215016684E-3,2.2408684715470466E-6,1.056147340363578E-4,7.4596355654645667E-3]
[2004,9,16,11,1.8845156068926343E-3,1.3474569915155076E-3,3.2960615506151154E-3,6.5815511363048222E-3,0,0,1.3109585285328081E-2,null,1.5758537463067704E-3,1.0906324630696944E-3,3.330208249397509E-3,2.4936475322046969E-3,0,0,8.4903419909786709E-3]
[2004,9,16,12,1.8326319020619422E-3,1.4731590394517716E-3,3.2695828029122667E-3,5.4616383547999182E-3,0,0,1.2037012099225898E-2,null,1.5324679922537508E-3,1.1923757728872788E-3,3.3034551858762023E-3,2.0693299684499417E-3,0,0,8.0976289194671734E-3]
[2004,9,16,18,2.1218425219887232E-3,1.5320133437575093E-3,2.7611720519667635E-3,5.741168513559592E-3,0,0,1.2156196431272588E-2,null,1.774309257572222E-3,1.2400124806051451E-3,2.7897773765024284E-3,2.1752396052713923E-3,0,0,7.979338719951188E-3]
[2004,9,16,19,2.1775495156207488E-3,1.2138669979212678E-3,2.6935500989939106E-3,7.3267100026950553E-3,0,0,1.3411676615230982E-2,null,1.8208920899400922E-3,9.8250464550478497E-4,2.7214548703318325E-3,2.7759766564174598E-3,0,0,8.3008282621941688E-3]
[2004,9,16,22,2.6534336086323032E-3,1.1194757588081693E-3,2.3678658955839497E-3,7.8685148708274935E-3,1.5450732300731166E-5,2.6339167538295868E-4,1.4288132541535605E-2,null,2.2188318724694618E-3,9.0610432233726487E-4,2.3923966278691275E-3,2.9812581082172092E-3,2.2408684715470466E-6,1.056147340363578E-4,8.6064465334009695E-3]
[2004,9,17,1,1.8368130399141268E-3,1.1978749613357402E-3,2.0485375736967711E-3,7.0690022365640795E-3,1.5450732300731166E-5,2.6339167538295868E-4,1.2431070219194406E-2,null,1.5359643080837132E-3,9.6956068190476091E-4,2.0697601128997736E-3,2.6783351853214383E-3,2.2408684715470466E-6,1.056147340363578E-4,7.3614758907175918E-3]
[2004,9,17,5,1.4665115484611528E-3,1.4489666514526565E-3,2.0019092500408548E-3,6.0473110133182958E-3,1.5450732300731166E-5,2.6339167538295868E-4,1.1243540870956649E-2,null,1.2263139181188615E-3,1.172794440141855E-3,2.0226487268683053E-3,2.2912322448811E-3,2.2408684715470466E-6,1.056147340363578E-4,6.8208449325180276E-3]
[2004,9,17,9,2.2176877694661838E-3,1.3960736560976955E-3,3.2928721676645373E-3,8.1698781417561261E-3,0,0,1.5076511734984543E-2,null,1.8544561620343727E-3,1.1299828193136209E-3,3.3269858249222982E-3,3.0954399722314487E-3,0,0,9.4068647785017397E-3]
[2004,9,17,13,1.7344260334463898E-3,1.3441223188412053E-3,3.2819272892345925E-3,7.9106032796785412E-3,0,0,1.427107892120073E-2,null,1.4503471090935903E-3,1.0879333770912876E-3,3.3159275592084033E-3,2.997204752813936E-3,0,0,8.8514127982072168E-3]
[2004,9,17,16,2.0241248320695404E-3,1.5249089597794911E-3,2.9490630599989208E-3,6.2797929709456392E-3,0,0,1.2777889822793591E-2,null,1.6925965950841152E-3,1.2342621881317475E-3,2.9796149069391802E-3,2.3793160488223435E-3,0,0,8.2857897389773862E-3]
[2004,9,17,19,2.3445379132248116E-3,1.4653286118713387E-3,2.6934354694148543E-3,5.8654363580748249E-3,0,0,1.2368738352585829E-2,null,1.9605297193614965E-3,1.186037820304962E-3,2.7213390532076875E-3,2.2223227620212444E-3,0,0,8.0902293548953917E-3]
[2004,9,17,20,2.6345206925596568E-3,1.516725028955431E-3,2.6059332419383786E-3,5.7677240390426217E-3,6.4429556772681325E-6,1.0983433388289897E-4,1.2641180292056254E-2,null,2.2030166733075884E-3,1.2276381098209452E-3,2.6329303158986296E-3,2.1853010815428256E-3,9.3444219728549539E-7,4.404134619758533E-5,8.2938619689648593E-3]
[2004,9,17,23,2.5844951096632039E-3,1.1349905150988596E-3,2.1224153756338694E-3,5.6522276868581018E-3,1.5450732300731166E-5,2.6339167538295868E-4,1.1772971094937723E-2,null,2.1611847023065402E-3,9.1866197499244201E-4,2.1444032776830181E-3,2.1415413070399909E-3,2.2408684715470466E-6,1.056147340363578E-4,7.473646864529896E-3]
[2004,9,18,3,1.8690146388227985E-3,1.0837671648811955E-3,1.852935817220342E-3,5.3475101687919663E-3,1.5450732300731166E-5,2.6339167538295868E-4,1.043207019739999E-2,null,1.562891657526561E-3,8.7720176589757559E-4,1.8721319518319433E-3,2.0260885708675608E-3,2.2408684715470466E-6,1.056147340363578E-4,6.4461695486315463E-3]
[2004,9,18,6,2.0055778561159292E-3,1.0512509810935923E-3,2.0474009023020638E-3,5.5982461714607591E-3,1.5450732300731166E-5,2.6339167538295868E-4,1.0981318318656034E-2,null,1.6770873992821484E-3,8.5088314805878689E-4,2.0686116657614604E-3,2.1210885490400237E-3,2.2408684715470466E-6,1.056147340363578E-4,6.825526364650324E-3]
[2004,9,18,10,2.5351494128058529E-3,1.1742164154379816E-3,2.7290594782548149E-3,4.9167395436076232E-3,0,0,1.1355164850106273E-2,null,{"$f":"E6276*V$5","v":2.1199212598747765E-3},{"$f":"F6276*W$5","v":9.5041144126287668E-4},{"$f":"G6276*X$5","v":2.7573321213872869E-3},{"$f":"H6276*Y$5","v":1.8628762696652169E-3},{"$f":"I6276*Z$5","v":0},{"$f":"J6276*AA$5","v":0},7.6905410921901569E-3]
[2004,9,18,14,2.6274932715594935E-3,1.0237440122468063E-3,2.6796383888127418E-3,4.9748282886394506E-3,0,0,1.1305703961258493E-2,null,2.1971402625899066E-3,8.286189916709752E-4,2.7073990369388214E-3,1.8848851931997396E-3,0,0,7.618043484399443E-3]
[2004,9,18,17,3.0712130954501163E-3,9.812735478573636E-4,2.3886033361948571E-3,5.1631110794509126E-3,0,0,1.160420105895325E-2,null,2.5681839112766834E-3,7.9424337339415352E-4,2.4133489052260075E-3,1.9562226191256315E-3,0,0,7.7319988090224761E-3]
[2004,9,18,20,3.704041372604887E-3,9.8981585469891387E-4,2.2268220422575961E-3,4.9362577235363778E-3,6.4429556772681325E-6,1.0983433388289897E-4,1.1973214282657942E-2,null,3.0973622357627064E-3,8.0115752145940543E-4,2.2498915815702871E-3,1.8702714049767071E-3,9.3444219728549539E-7,4.404134619758533E-5,8.0636585321639774E-3]
[2004,9,18,21,3.4079507675734283E-3,9.7658385647613139E-4,2.153742645184668E-3,5.1145907580543654E-3,1.5450732300731166E-5,2.6339167538295868E-4,1.193171043497228E-2,null,2.849767847327564E-3,7.9044753449587638E-4,2.1760550930047615E-3,1.9378390227352813E-3,2.2408684715470466E-6,1.056147340363578E-4,7.8619651000713889E-3]
[2004,9,19,3,1.995803596057126E-3,1.0363501444424971E-3,1.8166283426742267E-3,5.1076517101741915E-3,1.5450732300731166E-5,2.6339167538295868E-4,1.0235276201031729E-2,null,1.6689140499743975E-3,8.3882240231260546E-4,1.8354483373449206E-3,1.9352099252377634E-3,2.2408684715470466E-6,1.056147340363578E-4,6.3862503173775925E-3]
[2004,9,19,5,1.9861368759383838E-3,1.0481156267499892E-3,1.8808952089567779E-3,5.2776484693518328E-3,1.5450732300731166E-5,2.6339167538295868E-4,1.0471638588680672E-2,null,1.660830626808305E-3,8.4834539045176003E-4,1.9003809986349192E-3,1.9996190577092504E-3,2.2408684715470466E-6,1.056147340363578E-4,6.5170316761121398E-3]
[2004,9,19,8,2.5856509552982052E-3,1.0565720267958524E-3,2.4477453484185183E-3,4.8742141122549596E-3,2.580272602085342E-6,4.3986415037159312E-5,1.1010749130406779E-2,null,2.162151233794742E-3,8.5519000550722784E-4,2.4731036197447481E-3,1.8467640440283822E-3,3.742250793987338E-7,1.7637662688495886E-5,7.3552207908429952E-3]
[2004,9,19,11,2.6610678660096555E-3,1.1773790459907155E-3,2.6356453982614514E-3,5.0075041160349597E-3,0,0,1.1481596426296783E-2,null,2.2252157267842621E-3,9.5297127624924466E-4,2.6629502856640669E-3,1.8972655568343989E-3,0,0,7.7384028455319727E-3]
[2004,9,19,15,2.8055578708917031E-3,1.0691694442564376E-3,2.6486003113203823E-3,5.1278191151161705E-3,0,0,1.1651146741584694E-2,null,2.3460399400008899E-3,8.6538636243725685E-4,2.6760394096614717E-3,1.9428510418260901E-3,0,0,7.8303167539257087E-3]
[2004,9,19,18,3.2086646602377494E-3,1.2508899072809802E-3,2.322007973526843E-3,5.1353288994083028E-3,0,0,1.1916891440453875E-2,null,2.6831224994815729E-3,1.0124710096108295E-3,2.3460636246804265E-3,1.9456963824881364E-3,0,0,7.9873535162609654E-3]
[2004,9,19,20,3.9674382626421652E-3,1.1302584804043381E-3,2.3043389171335856E-3,5.2924284380742722E-3,6.4429556772681325E-6,1.0983433388289897E-4,1.2810741387814529E-2,null,3.3176177615926099E-3,9.1483186339206158E-4,2.3282115195372706E-3,2.0052189583660224E-3,9.3444219728549539E-7,4.404134619758533E-5,8.6108558912828346E-3]
[2004,9,19,23,3.7266109733060495E-3,8.6370029582309217E-4,1.9921821364503132E-3,6.0022721259885463E-3,1.5450732300731166E-5,2.6339167538295868E-4,1.2863607939251689E-2,null,3.1162351969032192E-3,6.9907951564977398E-4,2.0128208418532323E-3,2.2741677098015883E-3,2.2408684715470466E-6,1.056147340363578E-4,8.2101588667157187E-3]
[2004,9,20,2,1.8595335410671564E-3,1.1510579045987659E-3,1.9028992194609355E-3,6.8180243733380825E-3,1.5450732300731166E-5,2.6339167538295868E-4,1.2010357446148629E-2,null,1.5549634539273533E-3,9.3166692928465568E-4,1.9226129673574389E-3,2.5832435699392783E-3,2.2408684715470466E-6,1.056147340363578E-4,7.1003425230166308E-3]
[2004,9,20,6,1.8444569342425297E-3,1.1191821479121366E-3,2.1653161676805678E-3,6.8351189513442424E-3,1.5450732300731166E-5,2.6339167538295868E-4,1.2242916608863166E-2,null,1.5423562209284408E-3,9.0586667350933149E-4,2.1877485154419853E-3,2.5897204401141524E-3,2.2408684715470466E-6,1.056147340363578E-4,7.3335474525018148E-3]
[2004,9,20,9,2.2560575284424384E-3,1.2699057497925796E-3,3.1796836447497796E-3,6.6867905481268041E-3,0,0,1.3392437471111601E-2,null,1.8865413982650872E-3,1.0278624434646442E-3,3.2126246860420186E-3,2.5335211112661668E-3,0,0,8.6605496390379164E-3]
[2004,9,20,12,2.4415812215235165E-3,1.4139253735636237E-3,3.2115145461668534E-3,6.0291826141501892E-3,0,0,1.3096203755404183E-2,null,2.0416784561388354E-3,1.1444320096866596E-3,3.2447853507799438E-3,2.2843636759203563E-3,0,0,8.715259492525794E-3]
[2004,9,20,16,2.4867045189212551E-3,1.5084574064365599E-3,3.0104816558223679E-3,5.9580428857437034E-3,0,0,1.2963686466923887E-2,null,2.0794110793072845E-3,1.2209462914042806E-3,3.0416697901192238E-3,2.2574099374309607E-3,0,0,8.5994370982617491E-3]
[2004,9,20,17,2.8522469708407903E-3,1.5853810334239421E-3,2.8181808061769282E-3,5.6934928190004895E-3,0,0,1.2949301629442151E-2,null,2.3850819053724466E-3,1.2832083192818046E-3,2.8473767327775366E-3,2.1571760248750237E-3,0,0,8.6728429823068123E-3]
[2004,9,20,21,2.9647529358867589E-3,1.2452541303406655E-3,2.3749146339223049E-3,6.6699987650265984E-3,1.5450732300731166E-5,2.6339167538295868E-4,1.3533762872860016E-2,null,2.4791606945589609E-3,1.0079094085174887E-3,2.3995183900697922E-3,2.527158965379589E-3,2.2408684715470466E-6,1.056147340363578E-4,8.5216030610337362E-3]
[2004,9,20,24,3.0841397579702218E-3,9.5738446108337518E-4,2.1030848170151151E-3,7.1964904235776363E-3,1.5450732300731166E-5,2.6339167538295868E-4,1.3619941867330036E-2,null,2.5789933359824518E-3,7.7490753283459917E-4,2.1248724574027887E-3,2.7266384798408662E-3,2.2408684715470466E-6,1.056147340363578E-4,8.3132674085686122E-3]
[2004,9,21,3,1.8324546542724056E-3,1.1560562493485691E-3,1.9695684906393751E-3,6.5779997988342246E-3,1.5450732300731166E-5,2.6339167538295868E-4,1.1814921600778263E-2,null,1.5323197756021379E-3,9.3571259239678072E-4,1.9899729220944264E-3,2.492301985579566E-3,2.2408684715470466E-6,1.056147340363578E-4,7.058162878180816E-3]
[2004,9,21,7,2.5342715605077334E-3,1.425114414589181E-3,2.7530180016466406E-3,6.2802704634599945E-3,1.5450732300731166E-5,2.6339167538295868E-4,1.3271516847887238E-2,null,2.1191871896300749E-3,1.1534884259210407E-3,2.7815388514551617E-3,2.3794969633218906E-3,2.2408684715470466E-6,1.056147340363578E-4,8.5415670328360723E-3]
[2004,9,21,10,2.6013805506136111E-3,1.4766507478288071E-3,3.234026820582798E-3,8.0520287802416882E-3,0,0,1.5364086899266903E-2,null,2.1753045033219408E-3,1.1952019636536971E-3,3.2675308489514472E-3,3.0507886790292552E-3,0,0,9.6888259949563411E-3]
[2004,9,21,14,2.1221481354737446E-3,1.4681332349174314E-3,3.2344790252718273E-3,7.7984676278861145E-3,0,0,1.4623228023549118E-2,null,1.7745648151030438E-3,1.1883078838097732E-3,3.2679877384126105E-3,2.9547182955072557E-3,0,0,9.1855787328326832E-3]
[2004,9,21,18,2.9632443959062118E-3,1.5320133437575093E-3,2.7179245060913937E-3,5.7776068137659143E-3,0,0,1.299078905952103E-2,null,2.477899235979842E-3,1.2400124806051451E-3,2.7460817925976087E-3,2.1890455114332401E-3,0,0,8.6530390206158367E-3]
[2004,9,21,21,3.2064799870836461E-3,1.2757258051879267E-3,2.3880648318001523E-3,6.7364563839784064E-3,1.5450732300731166E-5,2.6339167538295868E-4,1.3885569415733819E-2,null,2.6812956505227435E-3,1.0325731996453592E-3,2.4128048220072797E-3,2.5523387252968568E-3,2.2408684715470466E-6,1.056147340363578E-4,8.7868679999801441E-3]
[2004,9,21,22,3.5049156790984649E-3,1.1194757588081693E-3,2.2801925820951658E-3,7.7159025441270882E-3,1.5450732300731166E-5,2.6339167538295868E-4,1.4899328971812576E-2,null,2.9308510278160445E-3,9.0610432233726487E-4,2.3038150321225692E-3,2.9234356672790465E-3,2.2408684715470466E-6,1.056147340363578E-4,9.1720616520628295E-3]
[2004,9,22,1,2.7081174058841547E-3,1.07632761767101E-3,2.009126632216144E-3,7.2430194101577045E-3,1.5450732300731166E-5,2.6339167538295868E-4,1.3315433473612701E-2,null,2.264559096190204E-3,8.7118019211150459E-4,2.029940880030529E-3,2.7442675903891914E-3,2.2408684715470466E-6,1.056147340363578E-4,8.0178033612293351E-3]
[2004,9,22,4,1.9412337562030335E-3,1.2990971246853653E-3,1.9212673572116443E-3,5.0804833787093254E-3,1.5450732300731166E-5,2.6339167538295868E-4,1.0520924024493056E-2,null,1.6232821187476634E-3,1.0514899590738081E-3,1.941171396235099E-3,1.9249162662949995E-3,2.2408684715470466E-6,1.056147340363578E-4,6.6487153428594747E-3]
[2004,9,22,7,2.584076184853284E-3,1.425114414589181E-3,2.7144180936244404E-3,6.4469375306182549E-3,1.5450732300731166E-5,2.6339167538295868E-4,1.3449388631368849E-2,null,2.1608343925353089E-3,1.1534884259210407E-3,2.7425390542282178E-3,2.4426445271881697E-3,2.2408684715470466E-6,1.056147340363578E-4,8.6073620023806412E-3]
[2004,9,22,12,2.4211622368187813E-3,1.4731590394517716E-3,3.1446697093438711E-3,7.3247804540943979E-3,0,0,1.4363771439708822E-2,null,2.0246038649680068E-3,1.1923757728872788E-3,3.1772480115649089E-3,2.7752455804132396E-3,0,0,9.1694732298334344E-3]
[2004,9,22,16,2.4640041827437222E-3,1.6120111570527668E-3,2.9706634949356616E-3,7.4110812931526852E-3,0,0,1.4457760127884835E-2,null,2.0604287956493775E-3,1.3047627566464359E-3,3.0014391191124888E-3,2.8079436283183598E-3,0,0,9.1745742997266615E-3]
[2004,9,22,19,3.3710253250627889E-3,1.2138669979212678E-3,2.648252378269573E-3,7.7030609549576454E-3,0,0,1.4936205656211274E-2,null,2.81889036522999E-3,9.8250464550478497E-4,2.675687872076918E-3,2.918570188537215E-3,0,0,9.395653071348908E-3]
[2004,9,22,22,3.5551557198787677E-3,1.1194757588081693E-3,2.2382635995170132E-3,7.4397426059007229E-3,1.5450732300731166E-5,2.6339167538295868E-4,1.4631480091788362E-2,null,2.9728623309799324E-3,9.0610432233726487E-4,2.261451671631152E-3,2.818802954687435E-3,2.2408684715470466E-6,1.056147340363578E-4,9.06707688214369E-3]
[2004,9,22,23,3.3127068729740415E-3,1.1523566076235246E-3,2.1333096994968462E-3,7.4578499872467409E-3,1.5450732300731166E-5,2.6339167538295868E-4,1.4335065575024843E-2,null,2.7701238010971515E-3,9.3271810025902246E-4,2.1554104650922832E-3,2.8256635603217382E-3,2.2408684715470466E-6,1.056147340363578E-4,8.7917715292781008E-3]
[2004,9,23,4,1.8010880091828224E-3,1.2990971246853653E-3,1.9057526811955576E-3,5.8542714203271527E-3,1.5450732300731166E-5,2.6339167538295868E-4,1.1139051643074585E-2,null,1.5060906241996731E-3,1.0514899590738081E-3,1.9254959905237402E-3,2.2180925404693482E-3,2.2408684715470466E-6,1.056147340363578E-4,6.8090247167744752E-3]
[2004,9,23,6,1.9410876776650519E-3,1.3735669745537724E-3,2.1707415450902046E-3,6.1042969991786733E-3,1.5450732300731166E-5,2.6339167538295868E-4,1.1868535604171391E-2,null,1.6231599661846964E-3,1.1117658983414969E-3,2.1932300989404171E-3,2.3128233500883696E-3,2.2408684715470466E-6,1.056147340363578E-4,7.3488349160628855E-3]
[2004,9,23,10,2.4259973400417236E-3,1.4766507478288071E-3,3.2809146573174568E-3,7.6017290063583086E-3,0,0,1.4785291751546296E-2,null,2.0286470342045925E-3,1.1952019636536971E-3,3.314904436577875E-3,2.880177086618676E-3,0,0,9.4189305210548406E-3]
[2004,9,23,13,2.1276742579647255E-3,1.3834478432826279E-3,3.2837863232780006E-3,8.2156438814830826E-3,0,0,1.5010552306008437E-2,null,1.7791858226437144E-3,1.1197634791673601E-3,3.3178058525631235E-3,3.1127799003982486E-3,0,0,9.3295350547724469E-3]
[2004,9,23,17,2.68920957455467E-3,1.5260356808904591E-3,2.8350424403682951E-3,6.7760525852040522E-3,0,0,{"$f":"SUM(E6403:J6403)","v":1.3826340281017476E-2},null,2.2487481489493716E-3,1.2351741568462854E-3,2.8644130509469998E-3,2.5673411111214314E-3,0,0,{"$f":"SUM(M6403:R6403)","v":8.9156764678640886E-3}]
[2004,9,23,20,3.2216226607180804E-3,1.289705366208792E-3,2.6458311278567512E-3,7.5629602404748341E-3,9.0077772391895064E-6,1.5355735199647011E-4,1.4882684524494118E-2,null,2.6939581293521286E-3,1.043888264367144E-3,2.6732415378762924E-3,2.8654882031974608E-3,1.3064263635623051E-6,6.1573392047620728E-5,9.3394559532042083E-3]
[2004,9,23,23,3.061219343257331E-3,1.1523566076235246E-3,2.1434573318100617E-3,7.2669545230656168E-3,1.5450732300731166E-5,2.6339167538295868E-4,1.3902830213440224E-2,null,2.5598270201079073E-3,9.3271810025902246E-4,2.1656632253403483E-3,2.7533362330236944E-3,2.2408684715470466E-6,1.056147340363578E-4,8.519400181238878E-3]
[2004,9,24,1,2.33753540142483E-3,1.1978749613357402E-3,2.0257978242540784E-3,6.6744094846309769E-3,1.5450732300731166E-5,2.6339167538295868E-4,1.2514460079329314E-2,null,1.9546741380051004E-3,9.6956068190476091E-4,2.0467847830946749E-3,2.5288301185513746E-3,2.2408684715470466E-6,1.056147340363578E-4,7.6077053240638159E-3]
[2004,9,24,4,1.8385753824002899E-3,1.4150188412238691E-3,1.9171267116204252E-3,5.4743969000516377E-3,1.5450732300731166E-5,2.6339167538295868E-4,1.092396024297991E-2,null,1.537437999253443E-3,1.1453170630390779E-3,1.9369878541822705E-3,2.074163983140791E-3,2.2408684715470466E-6,1.056147340363578E-4,6.801762502123488E-3]
[2004,9,24,7,2.4645042160365972E-3,1.4864098303314392E-3,2.7981544523427255E-3,5.3912242208904084E-3,1.5450732300731166E-5,2.6339167538295868E-4,1.2419135127284859E-2,null,2.0608469292721365E-3,1.2031009706380872E-3,2.8271429089487404E-3,2.0426511464489683E-3,2.2408684715470466E-6,1.056147340363578E-4,8.2415975578158385E-3]
[2004,9,24,11,2.4731916906465395E-3,1.3924993261111946E-3,3.3169929567894484E-3,6.4977800437008475E-3,0,0,1.3680464017248029E-2,null,2.0681114960180687E-3,1.1270897545690335E-3,3.3513565017716934E-3,2.4619079659511287E-3,0,0,9.0084657183099239E-3]
[2004,9,24,14,2.1751241032533465E-3,1.4373252297306394E-3,3.2255017157829862E-3,6.1688533315724789E-3,0,0,1.3006804380339451E-2,null,1.8188639320667744E-3,1.1633718667118588E-3,3.2589174253562438E-3,2.3372827420505477E-3,0,0,8.5784359661854239E-3]
[2004,9,24,18,2.8433509041400121E-3,1.5243755754269805E-3,2.7182163335146663E-3,5.3449280240353983E-3,0,0,1.2430870837117056E-2,null,2.3776429115076351E-3,1.2338304665303868E-3,2.746376643308816E-3,2.0251102363128852E-3,0,0,8.3829602576597217E-3]
[2004,9,24,22,3.404103381869532E-3,1.3645490816852125E-3,2.2721407654491877E-3,5.1804372875838478E-3,1.5450732300731166E-5,2.6339167538295868E-4,1.2500072924271468E-2,null,2.8465506189040918E-3,1.1044668106727511E-3,2.2956797998748379E-3,1.9627872503589637E-3,2.2408684715470466E-6,1.056147340363578E-4,8.317340082318549E-3]
[2004,9,25,1,2.2591976408921285E-3,1.0807792034106002E-3,1.9530894620304565E-3,4.9960187706276308E-3,1.5450732300731166E-5,2.6339167538295868E-4,1.0567927484644505E-2,null,1.8891671966132517E-3,8.7478330816664093E-4,1.9733231732433358E-3,1.8929139377953064E-3,2.2408684715470466E-6,1.056147340363578E-4,6.7380432183264394E-3]
[2004,9,25,2,1.9702807808088308E-3,1.0890279557310375E-3,1.8768754751878841E-3,4.5562541862448347E-3,1.5450732300731166E-5,2.6339167538295868E-4,9.7712808056562763E-3,null,1.6475715766734521E-3,8.814598530338518E-4,1.8963196210325945E-3,1.7262939651040551E-3,2.2408684715470466E-6,1.056147340363578E-4,6.2595006183518587E-3]
[2004,9,25,5,1.7709810924985557E-3,1.0256742902023952E-3,1.924916308645147E-3,5.1094623493118142E-3,1.5450732300731166E-5,2.6339167538295868E-4,1.0109876448341602E-2,null,1.480914872259429E-3,8.3018135975720649E-4,1.9448581502531583E-3,1.9358959482927754E-3,2.2408684715470466E-6,1.056147340363578E-4,6.2997059330704742E-3]
[2004,9,25,9,2.2058564124086684E-3,1.1405562106628834E-3,2.7366832628232612E-3,4.8702905621092881E-3,0,0,1.0953386448004102E-2,null,1.8445626444244434E-3,9.2316685217954991E-4,2.7650348872099492E-3,1.8452774718001022E-3,0,0,7.378041855614045E-3]
[2004,9,25,12,2.5016364651415293E-3,1.114238748374886E-3,2.7323878287341574E-3,4.8571761683861786E-3,0,0,1.1205439210636752E-2,null,2.09189734543573E-3,9.0186548308381347E-4,2.7606949530738262E-3,1.840308631648789E-3,0,0,7.5947664132421586E-3]
[2004,9,25,15,2.5525785881990032E-3,9.8742447522734726E-4,2.6772488199146341E-3,5.0112103361660632E-3,0,0,1.1228462219507048E-2,null,2.1344957379198916E-3,7.9922193754123109E-4,2.7049847124686077E-3,1.8986697860946947E-3,0,0,7.5373721740244256E-3]
[2004,9,25,20,3.4642566076044179E-3,9.8981585469891387E-4,2.2371054167464248E-3,5.1114046721940001E-3,1.0305638752450923E-5,1.7568225272863864E-4,1.1988570442724845E-2,null,2.8968514419803518E-3,8.0115752145940543E-4,2.2602814902623592E-3,1.936631864273917E-3,1.4946593151722568E-6,7.044502970667479E-5,7.9668620069978813E-3]
[2004,9,25,23,3.1795268993158338E-3,8.3857470237757626E-4,1.9036186114626201E-3,5.1405704102722646E-3,1.5450732300731166E-5,2.6339167538295868E-4,1.1341133031111983E-2,null,2.6587571667988129E-3,6.7874284587989106E-4,1.9233398121513759E-3,1.9476823095682808E-3,2.2408684715470466E-6,1.056147340363578E-4,7.3163777369062658E-3]
[2004,9,26,2,1.9812726466265553E-3,1.0110354124957793E-3,1.8020634014390725E-3,4.9818390149841216E-3,1.5450732300731166E-5,2.6339167538295868E-4,1.0055052883229217E-2,null,1.6567631019993282E-3,8.1833264373118637E-4,1.8207325055230761E-3,1.8875414485544867E-3,2.2408684715470466E-6,1.056147340363578E-4,6.2912253023159823E-3]
[2004,9,26,3,1.7835228527286686E-3,1.0363501444424971E-3,1.7908836051601228E-3,4.8082504881239033E-3,1.5450732300731166E-5,2.6339167538295868E-4,9.6978494981388805E-3,null,1.4914024372186248E-3,8.3882240231260546E-4,1.8094368882468168E-3,1.8217714510783197E-3,2.2408684715470466E-6,1.056147340363578E-4,6.0692887813642718E-3]
[2004,9,26,6,1.848083264687931E-3,1.0380910715640812E-3,1.9108288479187082E-3,4.9675264651487441E-3,1.5450732300731166E-5,2.6339167538295868E-4,1.0043372057003152E-2,null,1.5453886003880914E-3,8.4023150972500796E-4,1.9306247455658293E-3,1.8821186456562957E-3,2.2408684715470466E-6,1.056147340363578E-4,6.3062191038431303E-3]
[2004,9,26,10,2.2674216577274588E-3,1.137210097337478E-3,2.6159659591624747E-3,4.780276286749971E-3,0,0,1.0800874000977383E-2,null,{"$f":"E6468*V$5","v":1.8960442146078197E-3},{"$f":"F6468*W$5","v":9.2045850613156751E-4},{"$f":"G6468*X$5","v":2.6430669705546457E-3},{"$f":"H6468*Y$5","v":1.8111724605399482E-3},{"$f":"I6468*Z$5","v":0},{"$f":"J6468*AA$5","v":0},7.2707421518339813E-3]
[2004,9,26,12,2.2353665853000562E-3,1.2373984395372293E-3,2.6260887844366029E-3,4.5882662825608043E-3,0,0,1.0687120091834694E-2,null,1.8692393923032968E-3,1.0015510078679592E-3,2.6532946667664533E-3,1.7384228513385902E-3,0,0,7.2625079182763001E-3]
[2004,9,26,17,2.736014379651533E-3,1.1872284077078547E-3,2.4073274469854303E-3,4.9568626646652892E-3,0,0,1.1287432899010108E-2,null,2.2878868683037143E-3,9.6094335528172355E-4,2.4322669949703455E-3,1.8780782972325318E-3,0,0,7.5591755157883153E-3]
[2004,9,26,21,3.1090830811530347E-3,1.1049201287435938E-3,2.1360796811501917E-3,5.1518276136978784E-3,1.5450732300731166E-5,2.6339167538295868E-4,1.1780752912428387E-2,null,2.5998512313159853E-3,8.9432298700053959E-4,2.1582091433363015E-3,1.9519474891529171E-3,2.2408684715470466E-6,1.056147340363578E-4,7.7121864533136481E-3]
[2004,9,26,24,2.6173802090771201E-3,9.3086881299606376E-4,1.9390359015264301E-3,7.2944894073168568E-3,1.5450732300731166E-5,2.6339167538295868E-4,1.3060616738600159E-2,null,2.1886836027770647E-3,7.5344575203903678E-4,1.9591240199795922E-3,2.7637687731256614E-3,2.2408684715470466E-6,1.056147340363578E-4,7.7728777504292605E-3]
[2004,9,27,1,2.2704485187087157E-3,1.1073023093952721E-3,1.930962473928266E-3,7.1382710467473706E-3,1.5450732300731166E-5,2.6339167538295868E-4,1.2725826756463313E-2,null,1.898575310768243E-3,8.9625112538861142E-4,1.9509669528934811E-3,2.704580061946267E-3,2.2408684715470466E-6,1.056147340363578E-4,7.5582290535045078E-3]
[2004,9,27,4,1.7694554912031288E-3,1.0503693017988377E-3,1.9048969133202609E-3,7.8810007098274962E-3,1.5450732300731166E-5,2.6339167538295868E-4,1.2884564823833412E-2,null,1.4796391468114805E-3,8.5016951633107274E-4,1.924631357022782E-3,2.9859887987436591E-3,2.2408684715470466E-6,1.056147340363578E-4,7.3482844214168988E-3]
[2004,9,27,9,2.2405259578077118E-3,1.2699057497925796E-3,3.1530268976914426E-3,8.0829282344877448E-3,0,0,1.4746386839779479E-2,null,1.8735537192661746E-3,1.0278624434646442E-3,3.1856917791188424E-3,3.0624960024597634E-3,0,0,9.149603944309425E-3]
[2004,9,27,12,2.4285781497661611E-3,1.4139253735636237E-3,3.1837784571567829E-3,7.1935633558440487E-3,0,0,1.4219845336330616E-2,null,2.0308051371451491E-3,1.1444320096866596E-3,3.21676192008578E-3,2.7255294593259006E-3,0,0,9.1175285262434895E-3]
[2004,9,27,15,2.0606778849875653E-3,1.3769922239143741E-3,3.1000380576839213E-3,7.8866975264352285E-3,0,0,1.442440569302109E-2,null,1.7231626806973827E-3,1.114538297141832E-3,3.1321539827490752E-3,2.9881472341004751E-3,0,0,8.9580021946887647E-3]
[2004,9,27,18,2.8279154548543801E-3,1.4768813972630731E-3,2.6635687359829285E-3,6.230647524469857E-3,0,0,1.3199013112570239E-2,null,2.3647356102925502E-3,1.1953886514383043E-3,2.6911629049379457E-3,2.3606956022459401E-3,0,0,8.6119827689147398E-3]
[2004,9,27,22,2.9738435323428342E-3,1.1497319505861146E-3,2.22079973681276E-3,7.7758488269883807E-3,1.5450732300731166E-5,2.6339167538295868E-4,1.4399066454413778E-2,null,2.4867623564550335E-3,9.3059370134503246E-4,2.2438068859525605E-3,2.9461483830547129E-3,2.2408684715470466E-6,1.056147340363578E-4,8.7151669293152444E-3]
[2004,9,28,1,2.6231384150272471E-3,1.07632761767101E-3,1.9733318854444825E-3,7.3759175922688443E-3,1.5450732300731166E-5,2.6339167538295868E-4,1.3327557918095272E-2,null,2.1934986811904911E-3,8.7118019211150459E-4,1.9937753051000985E-3,2.7946206480487868E-3,2.2408684715470466E-6,1.056147340363578E-4,7.9609304289587866E-3]
[2004,9,28,2,2.149003091731324E-3,1.1035212541819883E-3,1.9512092561770422E-3,7.663471935976226E-3,1.5450732300731166E-5,2.6339167538295868E-4,1.3146047945750269E-2,null,1.7970212401231536E-3,8.9319073712669874E-4,1.9714234887418624E-3,2.9035705239534573E-3,2.2408684715470466E-6,1.056147340363578E-4,7.6730615924530772E-3]
[2004,9,28,6,2.0390662092534964E-3,1.3735669745537724E-3,2.1353912285146832E-3,6.3000745545306377E-3,1.5450732300731166E-5,2.6339167538295868E-4,1.2126941374536277E-2,null,1.7050907474934675E-3,1.1117658983414969E-3,2.1575135584356911E-3,2.3870004259256305E-3,2.2408684715470466E-6,1.056147340363578E-4,7.4692262327041917E-3]
[2004,9,28,9,2.6669675775229996E-3,1.3568320148507251E-3,3.2086265327731312E-3,8.6827854777715967E-3,0,0,1.5915211602918453E-2,null,2.2301491337862675E-3,1.0982206123433304E-3,3.2418674180045835E-3,3.2897725978110709E-3,0,0,9.8600097619452529E-3]
[2004,9,28,13,2.2212248973315436E-3,1.3834478432826279E-3,3.1891929163123363E-3,8.7457189658741892E-3,0,0,1.5539584622800697E-2,null,1.8574139492648983E-3,1.1197634791673601E-3,3.2222324722186689E-3,3.3136171192696055E-3,0,0,9.5130270199205325E-3]
[2004,9,28,16,2.387881366513227E-3,1.6120111570527668E-3,2.9434235719343871E-3,7.485697309422586E-3,0,0,1.4429013404922968E-2,null,1.9967740163005102E-3,1.3047627566464359E-3,2.9739169946318739E-3,2.8362144783020387E-3,0,0,9.1116682458808589E-3]
[2004,9,28,19,3.221984157697309E-3,1.2138669979212678E-3,2.5970823626388943E-3,7.6502825663723956E-3,0,0,1.4683216084629866E-2,null,2.6942604173071406E-3,9.8250464550478497E-4,2.6239877428292451E-3,2.898573276605108E-3,0,0,9.1993260822462782E-3]
[2004,9,28,23,3.202997547929839E-3,1.1523566076235246E-3,2.1285524099554044E-3,7.4667856635997013E-3,1.5450732300731166E-5,2.6339167538295868E-4,1.4229534636792157E-2,null,2.6783835946253337E-3,9.3271810025902246E-4,2.1506038907512411E-3,2.8290491493454602E-3,2.2408684715470466E-6,1.056147340363578E-4,8.6986103374889628E-3]
[2004,9,29,3,1.9275651065643721E-3,1.1560562493485691E-3,1.9247013817928801E-3,6.9377221000727386E-3,1.5450732300731166E-5,2.6339167538295868E-4,1.222488724546225E-2,null,1.6118522358317261E-3,9.3571259239678072E-4,1.9446409967912325E-3,2.6285951800233977E-3,2.2408684715470466E-6,1.056147340363578E-4,7.2286566075510424E-3]
[2004,9,29,4,2.0376427432471384E-3,1.2990971246853653E-3,1.9056517271629977E-3,5.90953463421453E-3,1.5450732300731166E-5,2.6339167538295868E-4,1.1430768636993721E-2,null,1.7039004287555089E-3,1.0514899590738081E-3,1.9253939906226831E-3,2.2390309141259467E-3,2.2408684715470466E-6,1.056147340363578E-4,7.0276708950858524E-3]
[2004,9,29,7,2.7601097709022138E-3,1.425114414589181E-3,2.7075371889231101E-3,6.590841701609936E-3,1.5450732300731166E-5,2.6339167538295868E-4,1.3762445483708129E-2,null,2.3080357131486356E-3,1.1534884259210407E-3,2.7355868643956548E-3,2.4971675831419429E-3,2.2408684715470466E-6,1.056147340363578E-4,8.8021341891151798E-3]
[2004,9,29,10,2.7935713188653047E-3,1.4766507478288071E-3,3.1958355640237714E-3,7.5607104164421663E-3,0,0,1.502676804716005E-2,null,2.336016646563036E-3,1.1952019636536971E-3,3.2289439367549832E-3,2.8646357798050464E-3,0,0,9.6247983267767623E-3]
[2004,9,29,14,2.2556421527559771E-3,1.4681332349174314E-3,3.22832883292934E-3,7.5011418212908776E-3,0,0,1.4453246041893627E-2,null,1.8861940563119398E-3,1.1883078838097732E-3,3.2617738310083298E-3,2.8420661640382516E-3,0,0,9.1783419351682931E-3]
[2004,9,29,17,3.2051239908539612E-3,1.5260356808904591E-3,2.8128356631119704E-3,6.7064178927228402E-3,0,0,1.425041322757923E-2,null,2.680161750792377E-3,1.2351741568462854E-3,2.8419762148394509E-3,2.5409576073750638E-3,0,0,9.2982697298531775E-3]
[2004,9,29,20,3.8187104666350877E-3,1.289705366208792E-3,2.5343504789450519E-3,7.8324706623356215E-3,1.2870460314372296E-5,2.1940527084220976E-4,1.5707512705281135E-2,null,3.1932498584240293E-3,1.043888264367144E-3,2.5606059663152441E-3,2.9676015172868087E-3,1.8666434814490667E-6,8.7977075556710168E-5,9.8551893254313853E-3]
[2004,9,30,1,2.7453774249521839E-3,1.07632761767101E-3,1.9694323045441773E-3,6.86226975900714E-3,1.5450732300731166E-5,2.6339167538295868E-4,1.2932249513858201E-2,null,2.2957163550746942E-3,8.7118019211150459E-4,1.9898353251318951E-3,2.6000074595604471E-3,2.2408684715470466E-6,1.056147340363578E-4,7.8645949343864457E-3]
[2004,9,30,4,1.9680401574787114E-3,1.2990971246853653E-3,1.9067635463109009E-3,6.4641295942322024E-3,1.5450732300731166E-5,2.6339167538295868E-4,1.1916872830390867E-2,null,1.6456979415303327E-3,1.0514899590738081E-3,1.926517328048677E-3,2.4491583331461516E-3,2.2408684715470466E-6,1.056147340363578E-4,7.180719164306874E-3]
[2004,9,30,5,1.9637930803193563E-3,1.3331043483223312E-3,1.9571650672062435E-3,6.1066163638578974E-3,1.5450732300731166E-5,2.6339167538295868E-4,1.1639521267389517E-2,null,1.642146486489077E-3,1.0790154254232988E-3,1.9774410010718725E-3,2.3137021213519896E-3,2.2408684715470466E-6,1.056147340363578E-4,7.1201606368441438E-3]
[2004,9,30,8,2.5654002358704883E-3,1.3924714232913015E-3,3.0304347803523347E-3,6.8183889942606225E-3,6.4429556772681325E-6,1.0983433388289897E-4,1.3922972723334913E-2,null,2.1452173479946691E-3,1.1270671700105814E-3,3.0618296259992761E-3,2.5833817191452712E-3,9.3444219728549539E-7,4.404134619758533E-5,8.9624716515446703E-3]
[2004,9,30,11,2.6060057602349863E-3,1.3474569915155076E-3,3.1926568133466798E-3,6.6316835883273827E-3,0,0,1.3777803153424556E-2,null,2.1791721571013207E-3,1.0906324630696944E-3,3.2257322547020028E-3,2.5126419398573E-3,0,0,9.0081788147303166E-3]
[2004,9,30,17,3.0533241228374707E-3,1.5260356808904591E-3,2.8202204046906452E-3,5.4408529578719557E-3,0,0,1.2840433166290532E-2,null,2.5532249454787298E-3,1.2351741568462854E-3,2.8494374612231485E-3,2.0614547042938376E-3,0,0,8.6992912678420017E-3]
[2004,9,30,19,3.4363741445999616E-3,1.2138669979212678E-3,2.6539917250936284E-3,7.8546876264383881E-3,0,0,1.5158920494053246E-2,null,2.8735358039346246E-3,9.8250464550478497E-4,2.6814866776653803E-3,2.9760191800171551E-3,0,0,9.5135463071219454E-3]
[2004,9,30,23,3.3608101924164991E-3,1.1523566076235246E-3,2.2211559932406527E-3,7.3166303096670786E-3,1.5450732300731166E-5,2.6339167538295868E-4,1.4329795510631444E-2,null,2.8103483531655639E-3,9.3271810025902246E-4,2.2441668331431245E-3,2.7721576172389981E-3,2.2408684715470466E-6,1.056147340363578E-4,8.867246506314614E-3]
[2004,10,1,2,1.8237421135655425E-3,1.3585597676986729E-3,1.9860664228254442E-3,7.600597939702719E-3,1.552701846517056E-5,2.6469218609405376E-4,1.3049185448351602E-2,null,1.5250342482960525E-3,1.0996190564910827E-3,2.0066417703608658E-3,2.8797485430252191E-3,2.2519324947519149E-6,1.0613621252524336E-4,7.6194317631932155E-3]
[2004,10,1,5,1.6624663523144342E-3,1.5871603998493771E-3,1.9827822340876852E-3,5.9145971944676856E-3,1.552701846517056E-5,2.6469218609405376E-4,1.1427225385278406E-2,null,1.3901735914638722E-3,1.2846485394888282E-3,2.0033235579248686E-3,2.240949039598266E-3,2.2519324947519149E-6,1.0613621252524336E-4,7.027482873495831E-3]
[2004,10,1,6,1.8879683527084474E-3,1.6827437155350676E-3,2.1716950982380561E-3,6.0537970920693518E-3,1.552701846517056E-5,2.6469218609405376E-4,1.2076423463110147E-2,null,1.5787409722915239E-3,1.3620137301190724E-3,2.1941935307545533E-3,2.2936897194089567E-3,2.2519324947519149E-6,1.0613621252524336E-4,7.5370260975941008E-3]
[2004,10,1,10,2.8461909597777041E-3,1.5686452147574226E-3,3.2232126381932791E-3,7.4656628732003771E-3,0,0,1.5103711685928783E-2,null,2.3800177988792266E-3,1.2696623380381103E-3,3.2566046332691751E-3,2.828623741496995E-3,0,0,9.7349085116835068E-3]
[2004,10,1,13,2.3753244597630018E-3,1.4184917262271462E-3,3.2420678576428304E-3,7.3480453910639313E-3,0,0,1.4383929434696911E-2,null,1.9862737856460159E-3,1.1481280181559622E-3,3.2756551899383543E-3,2.7840603037906754E-3,0,0,9.1941172975310084E-3]
[2004,10,1,17,3.0085488116238582E-3,1.5310647064626008E-3,2.7463382592172584E-3,6.7201992743751481E-3,0,0,{"$f":"SUM(E6595:J6595)","v":1.4006151051678864E-2},null,2.5157833123821659E-3,1.239244653033638E-3,2.7747899079052368E-3,2.5461791588962668E-3,0,0,{"$f":"SUM(M6595:R6595)","v":9.0759970322173075E-3}]
[2004,10,1,20,3.1268749869767815E-3,1.5172043532042474E-3,2.5632329163120162E-3,6.332069883257318E-3,1.4238276241944682E-5,2.4272273992236585E-4,1.3796343155914673E-2,null,2.6147290287424122E-3,1.2280260751433173E-3,2.5897876213617711E-3,2.3991229591809387E-3,2.0650221425583389E-6,9.7326909000463018E-5,8.9310576155714611E-3]
[2004,10,1,24,2.5130853204004757E-3,1.0847720890868923E-3,1.9662735995845493E-3,5.4784115847769325E-3,1.552701846517056E-5,2.6469218609405376E-4,1.1322761798408073E-2,null,2.1014710106177781E-3,8.780151521270127E-4,1.9866438964669772E-3,2.0756850848462215E-3,2.2519324947519149E-6,1.0613621252524336E-4,7.1502032890779846E-3]
[2004,10,2,3,1.7190894908674999E-3,1.1409985280446636E-3,1.8512430757607733E-3,5.433113413661244E-3,1.552701846517056E-5,2.6469218609405376E-4,1.0424663712893405E-2,null,1.4375225148106129E-3,9.2352486412248169E-4,1.8704216738270618E-3,2.0585223111661793E-3,2.2519324947519149E-6,1.0613621252524336E-4,6.3983795089463304E-3]
[2004,10,2,6,1.6403723105939761E-3,1.1894743111133452E-3,2.0415714627733165E-3,5.4093955905093307E-3,1.552701846517056E-5,2.6469218609405376E-4,1.0561032879549194E-2,null,1.3716982982432172E-3,9.6276119078843748E-4,2.0627218341215219E-3,2.0495359962463136E-3,2.2519324947519149E-6,1.0613621252524336E-4,6.5551054644194849E-3]
[2004,10,2,7,1.8553517835834938E-3,1.1815502391590911E-3,2.4232618290609452E-3,5.931372283444411E-3,1.552701846517056E-5,2.6469218609405376E-4,1.1671755339807166E-2,null,1.5514666199543824E-3,9.5634744239614963E-4,2.4483664548323827E-3,2.247304860340671E-3,2.2519324947519149E-6,1.0613621252524336E-4,7.3118735225435813E-3]
[2004,10,2,11,2.9362766319476234E-3,1.2627458371885867E-3,2.7004487862084059E-3,5.4012674826205299E-3,0,0,1.2300738737965146E-2,null,2.4553484798554436E-3,1.0220672060894803E-3,2.7284250269017057E-3,2.0464563823743499E-3,0,0,8.2522970952209791E-3]
[2004,10,2,15,3.0006283563695614E-3,1.1660282167978004E-3,2.5967716386396163E-3,4.6222022747444032E-3,0,0,1.1385630486551382E-2,null,2.5091601360925728E-3,9.4378390857925406E-4,2.6236737997763649E-3,1.7512806718445722E-3,0,0,7.8278985162927636E-3]
[2004,10,2,18,2.9940244731586612E-3,1.1872003742160056E-3,2.2887658743955554E-3,5.0042296647812515E-3,0,0,1.1474220386551473E-2,null,2.5036378925728025E-3,9.6092066495731521E-4,2.3124771424335631E-3,1.8960249180975679E-3,0,0,7.6730606180612487E-3]
[2004,10,2,21,3.3022562062246419E-3,1.139921129742169E-3,2.1408530354045854E-3,5.078999782131036E-3,1.552701846517056E-5,2.6469218609405376E-4,1.1942249358061657E-2,null,2.761384832691578E-3,9.2265281731745887E-4,2.1630319488182897E-3,1.9243541545876496E-3,2.2519324947519149E-6,1.0613621252524336E-4,7.879811898434971E-3]
[2004,10,3,1,2.141902032369975E-3,1.2690187017415904E-3,1.8165024758206212E-3,4.8864015404299745E-3,1.552701846517056E-5,2.6469218609405376E-4,1.0394043954921385E-2,null,1.7910832521561661E-3,1.0271444662625494E-3,1.8353211665297626E-3,1.8513816713267412E-3,2.2519324947519149E-6,1.0613621252524336E-4,6.6133187012952146E-3]
[2004,10,3,4,1.7259802578831287E-3,1.2604573603352146E-3,1.7956270070831049E-3,5.0879196892255774E-3,1.552701846517056E-5,2.6469218609405376E-4,1.015020351908625E-2,null,1.4432846538859219E-3,1.020214911609592E-3,1.814229431095774E-3,1.9277337688842098E-3,2.2519324947519149E-6,1.0613621252524336E-4,6.3138509104954934E-3]
[2004,10,3,8,2.0842111772960302E-3,1.2918108881036993E-3,2.3695340814760641E-3,4.7766262345003627E-3,9.0522520745777139E-6,1.5431554976695188E-4,1.0685550183217684E-2,null,1.7428414919057314E-3,1.0455924749985404E-3,2.3940820959145927E-3,1.8097895124178185E-3,1.3128766893111995E-6,6.1877414017031735E-5,7.0554958659430258E-3]
[2004,10,3,9,2.516482213570757E-3,1.2669456483468153E-3,2.4976071368227968E-3,4.9155520902416329E-3,0,0,1.1196587088982003E-2,null,2.104311531974361E-3,1.0254665356538137E-3,2.5234819687299645E-3,1.8624263620227197E-3,0,0,7.5156863983808584E-3]
[2004,10,3,12,2.5762293065904589E-3,1.4187545158542295E-3,2.5344907217867869E-3,4.8409325383200743E-3,0,0,1.137040708255155E-2,null,2.1542727421769571E-3,1.1483407202311005E-3,2.5607476620515927E-3,1.8341541724355267E-3,0,0,7.6975152968951771E-3]
[2004,10,3,16,3.3546331372028022E-3,1.2795059007738481E-3,2.4727279046319758E-3,4.8270569328079478E-3,0,0,1.1933923875416575E-2,null,2.8051830281536376E-3,1.0356328111843336E-3,2.4983449914592923E-3,1.828896920956875E-3,0,0,8.1680577517541375E-3]
[2004,10,3,19,3.8616213947270123E-3,1.2844437882124436E-3,2.1741324474060472E-3,4.9524823547561856E-3,0,0,1.2272679985101689E-2,null,3.2291324727912619E-3,1.0396295401140334E-3,2.1966561304910151E-3,1.8764186658221072E-3,0,0,8.341836809218418E-3]
[2004,10,3,21,3.3676789247535101E-3,1.3256697914793261E-3,2.0082490188987573E-3,4.9619062801033358E-3,1.552701846517056E-5,2.6469218609405376E-4,1.1943723219794153E-2,null,2.8160920665877653E-3,1.0729978908432906E-3,2.0290541747720074E-3,1.8799892448085672E-3,2.2519324947519149E-6,1.0613621252524336E-4,7.9065215220316242E-3]
[2004,10,4,3,1.7407580501971396E-3,1.3469446026996403E-3,1.8661611302568566E-3,5.8912982507690424E-3,1.552701846517056E-5,2.6469218609405376E-4,1.1125381238481903E-2,null,1.4556420147350457E-3,1.0902177352677552E-3,1.8854942771097726E-3,2.2321214315992014E-3,2.2519324947519149E-6,1.0613621252524336E-4,6.7718636037317707E-3]
[2004,10,4,6,1.7898088911930783E-3,1.278503120009667E-3,2.1253755217240989E-3,6.8709588806940333E-3,1.552701846517056E-5,2.6469218609405376E-4,1.2344865618180101E-2,null,1.4966588952852694E-3,1.0348211598576907E-3,2.1473940904387038E-3,2.6032996328495105E-3,2.2519324947519149E-6,1.0613621252524336E-4,7.3905619234511701E-3]
[2004,10,4,7,2.0332534210154556E-3,1.3992473362185202E-3,2.6367647802393707E-3,6.0933229015201987E-3,1.552701846517056E-5,2.6469218609405376E-4,1.2442807643552769E-2,null,1.700230026739603E-3,1.1325515978267498E-3,2.6640812642698512E-3,2.3086654348830503E-3,2.2519324947519149E-6,1.0613621252524336E-4,7.9139164687392488E-3]
[2004,10,4,10,2.5791371587434095E-3,1.5406088152591731E-3,3.1911784105211564E-3,6.6059941781344122E-3,0,0,1.3916918562658151E-2,null,{"$f":"E6660*V$5","v":2.1567043217787249E-3},{"$f":"F6660*W$5","v":1.2469696601768369E-3},{"$f":"G6660*X$5","v":3.2242385358469735E-3},{"$f":"H6660*Y$5","v":2.502908621220888E-3},{"$f":"I6660*Z$5","v":0},{"$f":"J6660*AA$5","v":0},9.130821139023422E-3]
[2004,10,4,13,2.4069130010292991E-3,1.5008597184388182E-3,3.1838675681552468E-3,6.7060259193330116E-3,0,0,1.3797666206956376E-2,null,2.0126884891978431E-3,1.214796718373907E-3,3.2168519542607006E-3,2.5408090947439239E-3,0,0,8.9851462565763741E-3]
[2004,10,4,18,3.4168311303855972E-3,1.4602839195369242E-3,2.6490143028968134E-3,5.7192632316237987E-3,0,0,1.3245392584443134E-2,null,2.8571937094190938E-3,1.181954643431225E-3,2.676457690127974E-3,2.166940034074547E-3,0,0,8.8825460770528396E-3]
[2004,10,4,21,3.279261819930125E-3,1.3021722334840943E-3,2.437589357293921E-3,6.2405244249354253E-3,1.552701846517056E-5,2.6469218609405376E-4,1.3539767040202788E-2,null,2.7421566609249414E-3,1.0539789539022019E-3,2.4628424140892805E-3,2.3644378064713138E-3,2.2519324947519149E-6,1.0613621252524336E-4,8.7318039804077322E-3]
[2004,10,4,24,2.8464808712286979E-3,1.0501145008836401E-3,2.0859830233669915E-3,7.146117622676933E-3,1.552701846517056E-5,2.6469218609405376E-4,1.3408915222715487E-2,null,2.380260226187589E-3,8.4996328032392436E-4,2.1075934917609467E-3,2.7075530077302901E-3,2.2519324947519149E-6,1.0613621252524336E-4,8.1537581510227452E-3]
[2004,10,5,4,1.424926165969178E-3,1.4764418982802362E-3,1.9301047826470819E-3,6.0148353371395971E-3,1.552701846517056E-5,2.6469218609405376E-4,1.1126527388595318E-2,null,1.1915397403132267E-3,1.1950329207090964E-3,1.9501003760604414E-3,2.2789277154346937E-3,2.2519324947519149E-6,1.0613621252524336E-4,6.7239888975374525E-3]
[2004,10,5,7,1.8796595289021054E-3,1.5180674609618933E-3,2.7336033936893774E-3,6.5199672399624403E-3,1.552701846517056E-5,2.6469218609405376E-4,1.293151682807504E-2,null,1.5717930377269402E-3,1.2287246750582259E-3,2.7619231110979979E-3,2.4703143501086672E-3,2.2519324947519149E-6,1.0613621252524336E-4,8.1411433190118256E-3]
[2004,10,5,8,2.0068069627658907E-3,1.4482378190580857E-3,3.0491543141084759E-3,7.9646627792887177E-3,9.0522520745777139E-6,1.5431554976695188E-4,1.4632229677062698E-2,null,1.6781151924783781E-3,1.1722045227829628E-3,3.0807430912917987E-3,3.0176870578212667E-3,1.3128766893111995E-6,6.1877414017031735E-5,9.0119401550807499E-3]
[2004,10,5,11,2.3110894436593368E-3,1.4468038797591436E-3,3.2245847550736628E-3,7.7160833235053886E-3,0,0,1.4698561401997531E-2,null,1.9325597222544448E-3,1.1710438914905763E-3,3.2579909650727601E-3,2.9235041617784794E-3,0,0,9.28509874059626E-3]
[2004,10,5,15,2.1800802085436607E-3,1.5293070733888234E-3,3.1145651544788691E-3,7.4202208611009249E-3,0,0,1.4244173297512278E-2,null,1.8230082846315751E-3,1.2378220238139323E-3,3.1468315780680406E-3,2.8114064687016589E-3,0,0,9.0190683552152061E-3]
[2004,10,5,19,2.8254739026626922E-3,1.3709193565982101E-3,2.5868609589670953E-3,7.444556752559929E-3,0,0,1.4227810970787926E-2,null,2.3626939561114959E-3,1.1096229148471631E-3,2.6136604469624873E-3,2.8206269601061852E-3,0,0,8.9066042780273323E-3]
[2004,10,5,22,3.1521729309496298E-3,1.2446526375336905E-3,2.2894409290063551E-3,8.0172338459358616E-3,1.552701846517056E-5,2.6469218609405376E-4,1.4983719547984761E-2,null,2.6358834620820257E-3,1.0074225598939554E-3,2.3131591905079566E-3,3.0376054186901638E-3,2.2519324947519149E-6,1.0613621252524336E-4,9.1024587761940976E-3]
[2004,10,6,1,1.9479991132150176E-3,1.2828106309267832E-3,2.0642018281703299E-3,7.3371689658054346E-3,1.552701846517056E-5,2.6469218609405376E-4,1.2912399742676788E-2,null,1.6289393885274648E-3,1.038307661668743E-3,2.0855866466787843E-3,2.7799393951411246E-3,2.2519324947519149E-6,1.0613621252524336E-4,7.6411612370361117E-3]
[2004,10,6,5,1.4998662673550726E-3,1.4981300364507566E-3,2.0449836676766772E-3,6.1489708563705397E-3,1.552701846517056E-5,2.6469218609405376E-4,1.1472170032412269E-2,null,1.2542055198300631E-3,1.2125873122045211E-3,2.0661693889512203E-3,2.3297495809165491E-3,2.2519324947519149E-6,1.0613621252524336E-4,6.9710999469223484E-3]
[2004,10,6,8,1.9591779077294718E-3,1.4482378190580857E-3,3.128956259614213E-3,7.6800408429372321E-3,9.0522520745777139E-6,1.5431554976695188E-4,1.437978063118053E-2,null,1.6382872257915155E-3,1.1722045227829628E-3,3.1613717728743921E-3,2.9098482255315449E-3,1.3128766893111995E-6,6.1877414017031735E-5,8.9449020376867593E-3]
[2004,10,6,12,2.3423669492250066E-3,1.5476586919963183E-3,3.2744231083357794E-3,6.5979153416090234E-3,0,0,1.3762364091166128E-2,null,1.9587143341560482E-3,1.2526758344581568E-3,3.3083456361312886E-3,2.499847675503473E-3,0,0,9.0195834802489668E-3]
[2004,10,6,13,2.0144254888951408E-3,1.4440039930615968E-3,3.3203936207920181E-3,7.5384395745760656E-3,0,0,1.4317262677324822E-2,null,1.6844858921415719E-3,1.1687776615889995E-3,3.3547923961386155E-3,2.8561977036267454E-3,0,0,9.0642536534959323E-3]
[2004,10,6,16,2.3469443568526101E-3,1.7026421652041122E-3,3.1069762673477347E-3,6.2917152305338366E-3,0,0,1.3448278019938293E-2,null,1.9625420153553705E-3,1.3781195467131961E-3,3.1391640712148589E-3,2.3838332078604946E-3,0,0,8.8636588411439201E-3]
[2004,10,6,20,3.0739987838658629E-3,1.3767595587470848E-3,2.5989929747121626E-3,7.4714430549044034E-3,1.552701846517056E-5,2.6469218609405376E-4,1.4801413576788738E-2,null,2.570513336148487E-3,1.114349977821758E-3,2.625918148554408E-3,2.8308137625943672E-3,2.2519324947519149E-6,1.0613621252524336E-4,9.2499833701390147E-3]
[2004,10,6,23,2.7542947899325725E-3,1.3696843986373962E-3,2.2502430267705518E-3,7.031715182410218E-3,1.552701846517056E-5,2.6469218609405376E-4,1.3686156602309962E-2,null,2.3031731588072464E-3,1.1086233391641757E-3,2.273555203937867E-3,2.6642076994676761E-3,2.2519324947519149E-6,1.0613621252524336E-4,8.457947546396961E-3]
[2004,10,7,3,1.5494124797905649E-3,1.3739745010798434E-3,2.052101686763719E-3,6.5710776289250412E-3,1.552701846517056E-5,2.6469218609405376E-4,1.1826785501118391E-2,null,1.2956366357073804E-3,1.1120957505458297E-3,2.0733611496386419E-3,2.4896792828831876E-3,2.2519324947519149E-6,1.0613621252524336E-4,7.0791609637950344E-3]
[2004,10,7,5,1.51221185574007E-3,1.4981300364507566E-3,2.0901713461490873E-3,4.1723793667167025E-3,1.552701846517056E-5,2.6469218609405376E-4,9.5531118096158409E-3,null,1.2645290436235001E-3,1.2125873122045211E-3,2.1118252049331333E-3,1.5808497565022979E-3,2.2519324947519149E-6,1.0613621252524336E-4,6.2781794622834477E-3]
[2004,10,7,10,2.5038346408494797E-3,1.5243407568745276E-3,3.3881636351167236E-3,4.7578345843381767E-3,0,0,1.2174173617178909E-2,null,2.0937354853862535E-3,1.2338022843740276E-3,3.4232644975542587E-3,1.802669647953877E-3,0,0,8.5534719152684166E-3]
[2004,10,7,11,2.2794099683611947E-3,1.4468038797591436E-3,3.4169814780647314E-3,5.636688834796128E-3,0,0,1.2779884160981199E-2,null,1.9060689786134693E-3,1.1710438914905763E-3,3.4523808889934259E-3,2.1356538772692351E-3,0,0,8.6651476363667074E-3]
[2004,10,7,14,2.0247800585439669E-3,1.5440072630316473E-3,3.4412257936699475E-3,5.0069806188636637E-3,0,0,1.2016993734109225E-2,null,1.6931445030402116E-3,1.2497203657563438E-3,3.4768763720387651E-3,1.8970672118846623E-3,0,0,8.3168084527199815E-3]
[2004,10,7,17,2.7937319876483449E-3,1.7225118379352239E-3,2.987959685792014E-3,4.3815785840594455E-3,0,0,1.1885782095435029E-2,null,2.3361509996576678E-3,1.3942020712372242E-3,3.0189144958882135E-3,1.6601120916664631E-3,0,0,8.409379658449569E-3]
[2004,10,7,21,3.0636151989330155E-3,1.403732923751374E-3,2.5041570564399316E-3,5.5897644261174205E-3,1.552701846517056E-5,2.6469218609405376E-4,1.2841488809800966E-2,null,2.5618304623337656E-3,1.1361822349528882E-3,2.5300997445229568E-3,2.1178749474275501E-3,2.2519324947519149E-6,1.0613621252524336E-4,8.454375534257156E-3]
[2004,10,7,24,2.3992343567768321E-3,1.2958913885378867E-3,2.2167310847358746E-3,6.0863876657249833E-3,1.552701846517056E-5,2.6469218609405376E-4,1.22784637003348E-2,null,2.0062675180647044E-3,1.0488952343942889E-3,2.2396960832559774E-3,2.306037781725332E-3,2.2519324947519149E-6,1.0613621252524336E-4,7.7092847624602983E-3]
[2004,10,8,2,1.8526517503522216E-3,1.3585597676986729E-3,1.9983955414371438E-3,6.0039252109322276E-3,1.552701846517056E-5,2.6469218609405376E-4,1.149375147497949E-2,null,1.5492088209385021E-3,1.0996190564910827E-3,2.019098616775284E-3,2.274794038018898E-3,2.2519324947519149E-6,1.0613621252524336E-4,7.0511086772437623E-3]
[2004,10,8,8,2.5496626239795506E-3,1.495197630121883E-3,3.1102450066936745E-3,5.980349267001259E-3,1.0356521625652041E-5,1.7654969339885241E-4,1.3322360742820871E-2,null,2.1320573749142929E-3,1.2102138208372134E-3,3.1424666742056761E-3,2.2658614789328548E-3,1.5020390188703603E-6,7.0792855869152184E-5,8.822894243778058E-3]
[2004,10,8,11,2.690304343910507E-3,1.4509336173604143E-3,3.2611306281472873E-3,6.1410087313147335E-3,0,0,1.3543377320732942E-2,null,2.2496636077465435E-3,1.1743865034776497E-3,3.2949154478599538E-3,2.3267328553627517E-3,0,0,9.0456984144468983E-3]
[2004,10,8,12,2.5594844043047398E-3,1.5553458397021096E-3,3.2022721557006433E-3,5.1423453387870639E-3,0,0,1.2459447738494556E-2,null,2.1402704612184026E-3,1.2588978162276219E-3,3.235447210547404E-3,1.9483548024227925E-3,0,0,8.5829702904162211E-3]
[2004,10,8,15,2.275912663428384E-3,1.5278976805317554E-3,3.0237526842634456E-3,6.2310460381453728E-3,0,0,1.3058609066368958E-2,null,1.9031444917797229E-3,1.2366812604257013E-3,3.0550783044062881E-3,2.3608465928897744E-3,0,0,8.5557506495014882E-3]
[2004,10,8,19,3.1482627118576936E-3,1.4088518286520001E-3,2.6195047772188118E-3,6.1711324670638548E-3,1.2887428419924324E-6,2.1969456719924981E-5,1.3371009984354278E-2,null,2.6326136916527596E-3,1.1403254795203533E-3,2.6466424502304214E-3,2.3381462710995405E-3,1.8691044193524191E-7,8.8093077544100432E-6,8.7667241106994202E-3]
[2004,10,8,23,3.0017040655460044E-3,1.1253640750218286E-3,2.1679479851962314E-3,5.4876563168915005E-3,1.552701846517056E-5,2.6469218609405376E-4,1.206289164721479E-2,null,2.5100596565472903E-3,9.1087032886353898E-4,2.1904075981887673E-3,2.079187770299233E-3,2.2519324947519149E-6,1.0613621252524336E-4,7.7989134989188249E-3]
[2004,10,9,2,2.1229246575342701E-3,1.1270312794840931E-3,1.8804130526041325E-3,5.1606326872458549E-3,1.552701846517056E-5,2.6469218609405376E-4,1.0571220881427574E-2,null,1.7752141518311098E-3,9.1221976511313325E-4,1.8998938472154382E-3,1.9552835948017325E-3,2.2519324947519149E-6,1.0613621252524336E-4,6.650999503981409E-3]
[2004,10,9,6,1.8868945317206196E-3,1.1894743111133452E-3,2.0315157042427008E-3,5.1277959931288778E-3,1.552701846517056E-5,2.6469218609405376E-4,1.0515899744764768E-2,null,1.5778430307619648E-3,9.6276119078843748E-4,2.0525618994545382E-3,1.9428422812641257E-3,2.2519324947519149E-6,1.0613621252524336E-4,6.6443965472890616E-3]
[2004,10,9,9,2.7179184110399709E-3,1.2959781586751979E-3,2.676940241534362E-3,4.9074547046707162E-3,0,0,1.1598291515920248E-2,null,2.2727548100574041E-3,1.0489654661932795E-3,2.7046729372630211E-3,1.8593583883599696E-3,0,0,7.885751601873674E-3]
[2004,10,9,12,3.7266041035347234E-3,1.1619969936170851E-3,2.6793627897774412E-3,4.8168731521653491E-3,0,0,1.2384837039094598E-2,null,3.1162294523209822E-3,9.4052103422077654E-4,2.7071205827392292E-3,1.8250384445974272E-3,0,0,8.588909513878416E-3]
[2004,10,9,13,3.5268021025169011E-3,1.2778500169606443E-3,2.6212433119497578E-3,4.8103356978544268E-3,0,0,1.2236231129281731E-2,null,2.9491527082112887E-3,1.034292537874593E-3,2.6483989959180405E-3,1.8225615046676578E-3,0,0,8.4544057466715804E-3]
[2004,10,9,16,3.6229535657119616E-3,1.079163714295842E-3,2.5227769459064075E-3,4.8046103218212701E-3,0,0,1.2029504547735482E-2,null,3.0295556737981086E-3,8.7347573034902959E-4,2.5489125332260544E-3,1.8203922485879973E-3,0,0,8.2723361859611908E-3]
[2004,10,9,21,3.8326621641575306E-3,1.139921129742169E-3,2.1411138020822383E-3,4.9987218601316302E-3,1.552701846517056E-5,2.6469218609405376E-4,1.2392638160672792E-2,null,3.2049164292540437E-3,9.2265281731745887E-4,2.1632954169992545E-3,1.8939380964368452E-3,2.2519324947519149E-6,1.0613621252524336E-4,8.2931909050275969E-3]
[2004,10,9,24,2.8178333883962809E-3,1.0706177043231075E-3,1.8499824018843355E-3,5.0409349068034374E-3,1.552701846517056E-5,2.6469218609405376E-4,1.1059587605966386E-2,null,2.3563048697136982E-3,8.6655858496726963E-4,1.8691479395600758E-3,1.9099319643685764E-3,2.2519324947519149E-6,1.0613621252524336E-4,7.1103315036296147E-3]
[2004,10,10,3,1.8590714831961141E-3,1.2887630805582849E-3,1.8048674104479087E-3,5.0416862806158414E-3,1.552701846517056E-5,2.6469218609405376E-4,1.0274607459377373E-2,null,1.5545770757915453E-3,1.0431255778202645E-3,1.8235655636408374E-3,1.9102166482393328E-3,2.2519324947519149E-6,1.0613621252524336E-4,6.4398730105119754E-3]
[2004,10,10,7,1.9477735355358245E-3,1.3099514422827304E-3,2.2386572576599865E-3,4.9584154798527546E-3,1.552701846517056E-5,2.6469218609405376E-4,1.073501691989052E-2,null,1.62875075786315E-3,1.0602754499731061E-3,2.2618494080129036E-3,1.8786666347961245E-3,2.2519324947519149E-6,1.0613621252524336E-4,6.9379303956652802E-3]
[2004,10,10,10,2.5111327382213735E-3,1.3282758645985187E-3,2.5718051900533879E-3,4.8388854392819088E-3,0,0,1.1250099232155189E-2,null,2.0998382388165491E-3,1.0751072479231987E-3,2.5984487025616301E-3,1.8333785583957694E-3,0,0,7.6067727476971467E-3]
[2004,10,10,13,2.889213662594078E-3,1.3512102336396955E-3,2.5588163921023378E-3,4.7481528061612075E-3,0,0,1.1547393094497319E-2,null,2.4159938805638015E-3,1.0936703394013136E-3,2.5853253426297526E-3,1.799001372533942E-3,0,0,7.8939909351288095E-3]
[2004,10,10,17,3.8416781633848762E-3,1.2832790706236588E-3,2.4022650944881319E-3,4.7777300240099164E-3,0,0,1.2304952352506584E-2,null,3.2124557120846798E-3,1.0386868170285208E-3,2.4271521972673979E-3,1.8102077211241809E-3,0,0,8.48850244750478E-3]
[2004,10,10,18,3.5678863593070179E-3,1.3933754833692412E-3,2.2408956281068666E-3,4.9221241836430521E-3,0,0,1.2124281654426177E-2,null,2.983507838909139E-3,1.1277989167570637E-3,2.2641109676388204E-3,1.8649164261660288E-3,0,0,8.2403341494710521E-3]
[2004,10,10,22,3.8289536501528321E-3,1.105984918468209E-3,1.9510160995945579E-3,4.9330787780140634E-3,1.552701846517056E-5,2.6469218609405376E-4,1.2099252650788886E-2,null,3.2018153269515949E-3,8.9518482841538299E-4,1.9712283310864193E-3,1.8690669518785605E-3,2.2519324947519149E-6,1.0613621252524336E-4,8.0456835833519532E-3]
[2004,10,11,1,1.849101142784867E-3,1.2907732647964856E-3,1.9556175590385761E-3,4.9004375336904517E-3,1.552701846517056E-5,2.6469218609405376E-4,1.0276148704869604E-2,null,1.5462397618252657E-3,1.0447526220975494E-3,1.9758774609538142E-3,1.8566996912328635E-3,2.2519324947519149E-6,1.0613621252524336E-4,6.5319576811294876E-3]
[2004,10,11,4,1.5054486208199746E-3,1.2615067854412523E-3,1.9633864816933477E-3,5.0380669442946155E-3,1.552701846517056E-5,2.6469218609405376E-4,1.0048628036808413E-2,null,1.2588735483614795E-3,1.0210643168933316E-3,1.9837268684714084E-3,1.9088453379055334E-3,2.2519324947519149E-6,1.0613621252524336E-4,6.2808982166517478E-3]
[2004,10,11,8,1.9901014558054127E-3,1.3908168288914225E-3,2.8861522219385859E-3,5.0649821916593334E-3,1.1645263848877921E-5,1.9851913957054032E-4,1.1542217101714172E-2,null,1.6641458543464264E-3,1.1257279403527267E-3,2.916052322118536E-3,1.9190431072124495E-3,1.6889493710639363E-6,7.9602159393932529E-5,7.7062603327951356E-3]
[2004,10,11,10,2.3144069090095505E-3,1.5406088152591731E-3,3.0941805834272377E-3,4.8294372123514912E-3,0,0,1.1778633520047453E-2,null,1.935333825149245E-3,1.2469696601768369E-3,3.1262358259456619E-3,1.8297987719167457E-3,0,0,8.1383380831884893E-3]
[2004,10,11,13,2.176514412365175E-3,1.5008597184388182E-3,3.08665528698457E-3,4.6044318444749422E-3,0,0,1.1368461262263506E-2,null,1.8200265246260433E-3,1.214796718373907E-3,3.1186325685708545E-3,1.7445477317412554E-3,0,0,7.8980035433120609E-3]
[2004,10,11,16,2.5556796156528025E-3,1.6353437342371802E-3,2.8976259907724914E-3,4.7621453683852778E-3,0,0,1.1850794709047752E-2,null,2.1370888529424451E-3,1.3236481580244639E-3,2.9276449574609253E-3,1.8043029370947341E-3,0,0,8.1926849055225688E-3]
[2004,10,11,19,2.9556535504085837E-3,1.4212176515952014E-3,2.6061865168930916E-3,4.6856095324749039E-3,3.8817546162926401E-6,6.617304652351344E-5,1.1738722052511587E-2,null,2.4715516831809573E-3,1.1503343837149568E-3,2.6331862147435385E-3,1.7753046972587853E-3,5.6298312368797872E-7,2.6534053131310841E-5,8.0574740151532348E-3]
[2004,10,11,23,2.7175821499420393E-3,1.2090925304526477E-3,2.1659179595513302E-3,6.5551380468882297E-3,1.552701846517056E-5,2.6469218609405376E-4,1.2927949891393471E-2,null,2.2724736246382041E-3,9.7864018879267075E-4,2.1883565417854431E-3,2.483640022747197E-3,2.2519324947519149E-6,1.0613621252524336E-4,8.0314985229835104E-3]
[2004,10,12,2,1.855153064925684E-3,1.247162305449416E-3,1.9519944510163409E-3,6.7792066249563925E-3,1.552701846517056E-5,2.6469218609405376E-4,1.2113735650907056E-2,null,1.5513004491143928E-3,1.0094538865467906E-3,1.9722168180808515E-3,2.5685361278100526E-3,2.2519324947519149E-6,1.0613621252524336E-4,7.2098954265720824E-3]
[2004,10,12,7,2.1544336591637356E-3,1.5180674609618933E-3,2.7074072555991618E-3,5.8204748639430204E-3,1.552701846517056E-5,2.6469218609405376E-4,1.2480602444227036E-2,null,1.8015623434186833E-3,1.2287246750582259E-3,2.7354555849821369E-3,2.2052875500227307E-3,2.2519324947519149E-6,1.0613621252524336E-4,8.0794182985017716E-3]
[2004,10,12,10,2.9167834024809713E-3,1.5243407568745276E-3,3.17645953896318E-3,6.2637320205773716E-3,0,0,1.388131571889605E-2,null,{"$f":"E6852*V$5","v":2.4390480159217471E-3},{"$f":"F6852*W$5","v":1.2338022843740276E-3},{"$f":"G6852*X$5","v":3.2093671790074611E-3},{"$f":"H6852*Y$5","v":2.3732308041100798E-3},{"$f":"I6852*Z$5","v":0},{"$f":"J6852*AA$5","v":0},9.2554482834133148E-3]
[2004,10,12,13,2.2719042042273234E-3,1.4440039930615968E-3,3.2015220820646511E-3,6.2962493790203354E-3,0,0,1.3213679658373906E-2,null,1.8997925718349871E-3,1.1687776615889995E-3,3.2346893662620721E-3,2.3855511263192052E-3,0,0,8.6888107260052628E-3]
[2004,10,12,14,2.2904886731528909E-3,1.5440072630316473E-3,3.2409727310116635E-3,6.1332303236838184E-3,0,0,1.320869899088002E-2,null,1.9153331196937377E-3,1.2497203657563438E-3,3.2745487179610434E-3,2.3237857374886202E-3,0,0,8.7633879408997445E-3]
[2004,10,12,17,3.1853366597004839E-3,1.7225118379352239E-3,2.7712633492645686E-3,4.9673433532432323E-3,0,0,1.2646455200143509E-2,null,2.6636153556266529E-3,1.3942020712372242E-3,2.7999732181128506E-3,1.8820492673985204E-3,0,0,8.7398399123752493E-3]
[2004,10,12,20,3.6712059709277825E-3,1.3767595587470848E-3,2.5519294026276709E-3,6.4354113214255678E-3,1.552701846517056E-5,2.6469218609405376E-4,1.4315525458287329E-2,null,3.0699048931144952E-3,1.114349977821758E-3,2.5783670049865219E-3,2.4382774254953069E-3,2.2519324947519149E-6,1.0613621252524336E-4,9.3092874464380769E-3]
[2004,10,12,24,2.7682003739704928E-3,1.2958913885378867E-3,2.0682126789281158E-3,6.4506275297755745E-3,1.552701846517056E-5,2.6469218609405376E-4,1.2863151175771295E-2,null,2.3148011690081664E-3,1.0488952343942889E-3,2.0896390492433502E-3,2.4440426105733657E-3,2.2519324947519149E-6,1.0613621252524336E-4,8.0057662082391665E-3]
[2004,10,13,4,1.9585012453403241E-3,1.4764418982802362E-3,1.9248079919479252E-3,5.0048166148280223E-3,1.552701846517056E-5,2.6469218609405376E-4,1.0644786954955731E-2,null,1.637721392875607E-3,1.1950329207090964E-3,1.9447487114113478E-3,1.8962473043565736E-3,2.2519324947519149E-6,1.0613621252524336E-4,6.7821384743726194E-3]
[2004,10,13,7,2.6134918806230622E-3,1.5180674609618933E-3,2.6909894333602149E-3,5.3113597422347484E-3,1.552701846517056E-5,2.6469218609405376E-4,1.2414127721739143E-2,null,2.1854321375523742E-3,1.2287246750582259E-3,2.7188676765897463E-3,2.0123917355614742E-3,2.2519324947519149E-6,1.0613621252524336E-4,8.2538043697818145E-3]
[2004,10,13,11,2.7573816572926506E-3,1.4468038797591436E-3,3.1766029450798483E-3,6.7968929805658296E-3,0,0,1.4177681462697472E-2,null,2.3057544329956581E-3,1.1710438914905763E-3,3.2095120707897923E-3,2.5752372133301341E-3,0,0,9.2615476086061604E-3]
[2004,10,13,14,2.4591553298357717E-3,1.5440072630316473E-3,3.1540066814131642E-3,6.1513915342953397E-3,0,0,1.3308560808575924E-2,null,2.0563741287671629E-3,1.2497203657563438E-3,3.1866817132516238E-3,2.3306667381958026E-3,0,0,8.8234429459709343E-3]
[2004,10,13,15,2.5112934688659269E-3,1.5293070733888234E-3,3.0390564170193072E-3,6.3258740639227347E-3,0,0,1.3405531023196792E-2,null,2.0999726436404941E-3,1.2378220238139323E-3,3.0705405815171735E-3,2.3967754594390548E-3,0,0,8.8051107084106545E-3]
[2004,10,13,18,3.6562447742359153E-3,1.7213010871075531E-3,2.6073139155646735E-3,2.9739641311146521E-3,0,0,1.0958823908022795E-2,null,3.0573941674033999E-3,1.3932220888217104E-3,2.6343252930947185E-3,1.126788831816784E-3,0,0,8.2117303811366123E-3]
[2004,10,13,21,3.453369147324201E-3,1.403732923751374E-3,2.3967519173814398E-3,5.0902362654137098E-3,1.552701846517056E-5,2.6469218609405376E-4,1.2624309458429949E-2,null,2.8877472217724671E-3,1.1361822349528882E-3,2.4215819044803382E-3,1.9286114836318527E-3,2.2519324947519149E-6,1.0613621252524336E-4,8.4825109898575401E-3]
[2004,10,14,2,2.1922738885387918E-3,1.247162305449416E-3,1.965954370411682E-3,5.6424480692312531E-3,1.552701846517056E-5,2.6469218609405376E-4,1.1328057838190367E-2,null,1.8332047808724725E-3,1.0094538865467906E-3,1.9863213601281969E-3,2.1378359617716734E-3,2.2519324947519149E-6,1.0613621252524336E-4,7.0752041343391282E-3]
[2004,10,14,5,2.0498656969420771E-3,1.4981300364507566E-3,1.9641097278957861E-3,4.2798246070511288E-3,1.552701846517056E-5,2.6469218609405376E-4,1.0072149272898972E-2,null,1.7141214040027576E-3,1.2125873122045211E-3,1.984457607395036E-3,1.6215590897366988E-3,2.2519324947519149E-6,1.0613621252524336E-4,6.6411135583590089E-3]
[2004,10,14,9,2.802817241553937E-3,1.5036450795031201E-3,3.1926608558610443E-3,6.2859028326650735E-3,0,0,1.3785026009583175E-2,null,2.3437481940512357E-3,1.2170511912195905E-3,3.2257363390962046E-3,2.381630980558532E-3,0,0,9.1681667049255643E-3]
[2004,10,14,12,2.7117162583091933E-3,1.5476586919963183E-3,3.1286567535325871E-3,5.9772588376765419E-3,0,0,1.3365290541514641E-2,null,2.2675684982114237E-3,1.2526758344581568E-3,3.1610691639550933E-3,2.2646905632475655E-3,0,0,8.9460040598722396E-3]
[2004,10,14,15,2.5825814931462552E-3,1.5293070733888234E-3,3.0411920827194306E-3,6.523149932916722E-3,0,0,1.3676230582171231E-2,null,2.1595845140426713E-3,1.2378220238139323E-3,3.0726983723907021E-3,2.4715202230505989E-3,0,0,8.9416251332979039E-3]
[2004,10,14,18,3.7582725924576931E-3,1.7213010871075531E-3,2.6514997429517477E-3,3.3638590293158135E-3,0,0,1.1494932451832807E-2,null,3.1427110090279731E-3,1.3932220888217104E-3,2.6789688789656887E-3,1.2745139547525298E-3,0,0,8.4894159315679028E-3]
[2004,10,14,20,3.8538452037994559E-3,1.3767595587470848E-3,2.5795735067881032E-3,4.5256105506367552E-3,1.552701846517056E-5,2.6469218609405376E-4,1.2616008024530624E-2,null,3.2226299320002138E-3,1.114349977821758E-3,2.606297497881928E-3,1.7146835673833181E-3,2.2519324947519149E-6,1.0613621252524336E-4,8.7663491201072138E-3]
[2004,10,14,23,3.3312487133352548E-3,1.3696843986373962E-3,2.2185538178533869E-3,4.0763113774754389E-3,1.552701846517056E-5,2.6469218609405376E-4,1.1276017511860701E-2,null,2.785628702457358E-3,1.1086233391641757E-3,2.2415376996127038E-3,1.5444510870497585E-3,2.2519324947519149E-6,1.0613621252524336E-4,7.7886289733039909E-3]
[2004,10,15,3,1.8869952915531406E-3,1.3701731076816964E-3,1.9398908116947827E-3,3.6336728178413265E-3,1.552701846517056E-5,2.6469218609405376E-4,9.1109512333301702E-3,null,1.5779272872992812E-3,1.1090189005454041E-3,1.9599877868878924E-3,1.3767422097606945E-3,2.2519324947519149E-6,1.0613621252524336E-4,6.1320643295132669E-3]
[2004,10,15,6,2.0719209303132081E-3,1.6827437155350676E-3,2.1762129525349366E-3,3.3505396650386128E-3,1.552701846517056E-5,2.6469218609405376E-4,9.5616364679810481E-3,null,1.7325642452328577E-3,1.3620137301190724E-3,2.1987581893381405E-3,1.2694674544408988E-3,2.2519324947519149E-6,1.0613621252524336E-4,6.6711917641509647E-3]
[2004,10,15,10,3.0777017111492571E-3,1.5686452147574226E-3,3.2236999952246089E-3,4.8150143622745865E-3,0,0,1.2685061283405874E-2,null,2.5736097667699667E-3,1.2696623380381103E-3,3.2570970392455847E-3,1.8243341779696988E-3,0,0,8.9247033220233602E-3]
[2004,10,15,11,2.8538654386099775E-3,1.4509336173604143E-3,3.2335071894424782E-3,5.910468633998623E-3,0,0,1.3448774879411492E-2,null,2.3864352868398233E-3,1.1743865034776497E-3,3.2670058345111636E-3,2.2393847921416982E-3,0,0,9.0672124169703348E-3]
[2004,10,15,17,3.24405542717101E-3,1.5310647064626008E-3,2.7143124534147679E-3,4.5288366229129786E-3,0,0,1.2018269209961359E-2,null,2.7127166681116793E-3,1.239244653033638E-3,2.7424323196019625E-3,1.7159058760767723E-3,0,0,8.4102995168240519E-3]
[2004,10,15,18,3.3775435913352861E-3,1.4736350607445648E-3,2.653375193064533E-3,4.4304272744783114E-3,0,0,1.1934981119622694E-2,null,2.8243410148756447E-3,1.1927610647951478E-3,2.68086375845778E-3,1.6786201019807045E-3,0,0,8.3765859401092758E-3]
[2004,10,15,21,3.7609092489284965E-3,1.3185678823384533E-3,2.3669819555487614E-3,4.5518147573498195E-3,1.552701846517056E-5,2.6469218609405376E-4,1.2278493048724753E-2,null,3.14491581166375E-3,1.0672496015045002E-3,2.3915035303489654E-3,1.7246119344278233E-3,2.2519324947519149E-6,1.0613621252524336E-4,8.4366690229650352E-3]
[2004,10,16,1,2.4073585825148194E-3,1.1709570472871707E-3,1.9512856582315965E-3,4.8039339202601119E-3,1.552701846517056E-5,2.6469218609405376E-4,1.0613754412852923E-2,null,2.0130610895895159E-3,9.4777330680904763E-4,1.9715006823101378E-3,1.8201359705391257E-3,2.2519324947519149E-6,1.0613621252524336E-4,6.8608591942678227E-3]
[2004,10,16,4,1.8834914054532783E-3,1.0969056910732895E-3,1.8807660196277461E-3,4.8438486877939325E-3,1.552701846517056E-5,2.6469218609405376E-4,9.9852310085074714E-3,null,1.5749972972175302E-3,8.8783609654576403E-4,1.9002504709239923E-3,1.8352590561914112E-3,2.2519324947519149E-6,1.0613621252524336E-4,6.3067310658986931E-3]
[2004,10,16,7,2.2134602260743914E-3,1.1815502391590911E-3,2.4283615227779576E-3,4.9035615379663519E-3,1.552701846517056E-5,2.6469218609405376E-4,1.1007152730537016E-2,null,1.8509210413554754E-3,9.5634744239614963E-4,2.4535189806044288E-3,1.8578833279458298E-3,2.2519324947519149E-6,1.0613621252524336E-4,7.2270589373218787E-3]
[2004,10,16,12,3.8701143336448006E-3,1.1619969936170851E-3,2.6810770285786278E-3,4.8013816668564949E-3,0,0,1.2514570022697008E-2,null,3.2362343665414653E-3,9.4052103422077654E-4,2.7088525807949342E-3,1.819168961353953E-3,0,0,8.7047769429111285E-3]
[2004,10,16,15,3.4578566671640788E-3,1.1660282167978004E-3,2.5825793883328843E-3,3.7597696806978566E-3,0,0,1.0966233952992621E-2,null,2.8914997377640739E-3,9.4378390857925406E-4,2.6093345199045517E-3,1.4245183531604525E-3,0,0,7.8691365194083311E-3]
[2004,10,16,18,3.556994004260009E-3,1.1872003742160056E-3,2.3269418205902003E-3,4.6590177490340679E-3,0,0,1.1730153948100282E-2,null,2.9743995256406512E-3,9.6092066495731521E-4,2.3510485856525882E-3,1.7652294834101254E-3,0,0,8.0515982596606785E-3]
[2004,10,16,19,3.3896843188352325E-3,1.2513055347078473E-3,2.2769931777594432E-3,4.5652793102008826E-3,6.4747670093593998E-6,1.1037664687533894E-4,1.1600113755388105E-2,null,2.8344932316276337E-3,1.0128074186889209E-3,2.3005824824421811E-3,1.7297134444357125E-3,9.3905589518238147E-7,4.425880273784133E-5,7.9227944358274734E-3]
[2004,10,16,22,3.4901957990542782E-3,1.0938597801145662E-3,1.9536464558587248E-3,4.6960964057367717E-3,1.552701846517056E-5,2.6469218609405376E-4,1.1514017645323565E-2,null,2.9185420938767463E-3,8.8537073446584558E-4,1.9738859374433598E-3,1.7792780107054819E-3,2.2519324947519149E-6,1.0613621252524336E-4,7.6654649215114291E-3]
[2004,10,17,2,2.2143549443113157E-3,1.2560040046525683E-3,1.8282007225182834E-3,4.6802799041896952E-3,1.552701846517056E-5,2.6469218609405376E-4,1.0259058780231086E-2,null,1.8516692150932729E-3,1.0166103629615291E-3,1.8471406052926011E-3,1.7732853838559512E-3,2.2519324947519149E-6,1.0613621252524336E-4,6.5970937122233498E-3]
[2004,10,17,5,1.8194185871327376E-3,1.3020797714563999E-3,1.8713514522016507E-3,4.6032133704791301E-3,1.552701846517056E-5,2.6469218609405376E-4,9.8762823858291413E-3,null,1.5214188654881454E-3,1.053904115083865E-3,1.8907383700043233E-3,1.7440860708637835E-3,2.2519324947519149E-6,1.0613621252524336E-4,6.3185355664601124E-3]
[2004,10,17,9,2.7551888542351206E-3,1.2669456483468153E-3,2.5137268834895627E-3,4.4587251091416083E-3,0,0,1.0994586495213107E-2,null,2.3039207857175549E-3,1.0254665356538137E-3,2.5397687135323616E-3,1.6893417121472837E-3,0,0,7.558497747051013E-3]
[2004,10,17,13,3.0075182759783593E-3,1.3512102336396955E-3,2.5620089802733401E-3,4.9534900807985342E-3,0,0,1.187422757068993E-2,null,2.514921566556489E-3,1.0936703394013136E-3,2.588551005530986E-3,1.8768004775723463E-3,0,0,8.0739433890611341E-3]
[2004,10,17,16,3.6191974837867791E-3,1.2795059007738481E-3,2.5001081117836414E-3,4.9784180022018456E-3,0,0,1.2377229498546114E-2,null,3.0264147946503931E-3,1.0356328111843336E-3,2.5260088534128635E-3,1.8862452799301777E-3,0,0,8.4743017391777677E-3]
[2004,10,17,19,4.21734634091025E-3,1.2844437882124436E-3,2.2025008689867624E-3,5.0210376560689577E-3,6.4747670093593998E-6,1.1037664687533894E-4,1.2842180068063112E-2,null,3.526593787012984E-3,1.0396295401140334E-3,2.2253184446255473E-3,1.9023932050147214E-3,9.3905589518238147E-7,4.425880273784133E-5,8.7391328354003098E-3]
[2004,10,17,20,3.785331365668854E-3,1.2761364280374616E-3,2.2118679163753733E-3,4.9808992136328722E-3,1.552701846517056E-5,2.6469218609405376E-4,1.2534454128273786E-2,null,3.1653378681419618E-3,1.0329055580156827E-3,2.2347825332073362E-3,1.887185372415022E-3,2.2519324947519149E-6,1.0613621252524336E-4,8.4285994767999989E-3]
[2004,10,18,2,2.0168392573746349E-3,1.3384145237012722E-3,1.8433094320233414E-3,6.851390160274932E-3,1.552701846517056E-5,2.6469218609405376E-4,1.2330172577933405E-2,null,1.6865043132611509E-3,1.0833134844258001E-3,1.8624058387413226E-3,2.5958853485309823E-3,2.2519324947519149E-6,1.0613621252524336E-4,7.3364971299792522E-3]
[2004,10,18,4,1.9416114835312792E-3,1.2615067854412523E-3,1.8923156498832144E-3,6.8981595378005914E-3,1.552701846517056E-5,2.6469218609405376E-4,1.2273812661215562E-2,null,1.6235979787082397E-3,1.0210643168933316E-3,1.9119197536007898E-3,2.6136055394759836E-3,2.2519324947519149E-6,1.0613621252524336E-4,7.2785757336983397E-3]
[2004,10,18,7,2.3825748352935602E-3,1.3992473362185202E-3,2.6386424566290133E-3,5.8860656105866205E-3,1.552701846517056E-5,2.6469218609405376E-4,1.2586749443286938E-2,null,1.9923366335206486E-3,1.1325515978267498E-3,2.6659783931026909E-3,2.230138865482555E-3,2.2519324947519149E-6,1.0613621252524336E-4,8.1293936349526395E-3]
[2004,10,18,10,3.0003189469930318E-3,1.5406088152591731E-3,3.1566887271356741E-3,6.6094442290227469E-3,0,0,1.4307060718410626E-2,null,2.5089014043933695E-3,1.2469696601768369E-3,3.1893915445618728E-3,2.504215791932701E-3,0,0,9.4494784010647793E-3]
[2004,10,18,14,2.7392295078359336E-3,1.4868144729602998E-3,3.1209492384737243E-3,6.4986107311070466E-3,0,0,1.3845603950377004E-2,null,2.2905753956768563E-3,1.2034284886143611E-3,3.153281800206807E-3,2.4622227005110528E-3,0,0,9.1095083850090772E-3]
[2004,10,18,17,3.8986686790326648E-3,1.6319993411316794E-3,2.7014768343603243E-3,5.0943352194186709E-3,0,0,1.3326480073943339E-2,null,3.260111840407017E-3,1.3209412043234607E-3,2.7294637254768753E-3,1.9301645136588792E-3,0,0,9.2406812838662332E-3]
[2004,10,18,19,3.7156178127259812E-3,1.4212176515952014E-3,2.6049024462730767E-3,6.8004431376916721E-3,6.4747670093593998E-6,1.1037664687533894E-4,1.4659032462170631E-2,null,3.1070425888820963E-3,1.1503343837149568E-3,2.6318888413462533E-3,2.5765823127409646E-3,9.3905589518238147E-7,4.425880273784133E-5,9.5110459853172957E-3]
[2004,10,18,22,3.6494087826715463E-3,1.2555886086433508E-3,2.2051177091905257E-3,7.0838157922498927E-3,1.552701846517056E-5,2.6469218609405376E-4,1.4474150097314538E-2,null,3.0516778321939535E-3,1.0162741411930164E-3,2.2279623948977447E-3,2.68394781155712E-3,2.2519324947519149E-6,1.0613621252524336E-4,9.0882503248618293E-3]
[2004,10,19,1,2.7704016861215511E-3,1.2828106309267832E-3,1.9917504981358147E-3,6.6625020675056277E-3,1.552701846517056E-5,2.6469218609405376E-4,1.2987684087249001E-2,null,2.3166419316886918E-3,1.038307661668743E-3,2.0123847318311273E-3,2.5243185830919343E-3,2.2519324947519149E-6,1.0613621252524336E-4,8.0000410533004902E-3]
[2004,10,19,5,2.1658519181798463E-3,1.4981300364507566E-3,1.9673815480158261E-3,6.450428619929215E-3,1.552701846517056E-5,2.6469218609405376E-4,1.2362011327134869E-2,null,1.811110423668604E-3,1.2125873122045211E-3,1.9877633230763066E-3,2.4439672467211019E-3,2.2519324947519149E-6,1.0613621252524336E-4,7.5638164506905293E-3]
[2004,10,19,8,2.8557117050026629E-3,1.4482378190580857E-3,2.9872324129222691E-3,8.1954467833079761E-3,1.4238276241944682E-5,2.4272273992236585E-4,1.5743589736455305E-2,null,2.3879791561508294E-3,1.1722045227829628E-3,3.0181796885816159E-3,3.1051275335049443E-3,2.0650221425583389E-6,9.7326909000463018E-5,9.7828828321633726E-3]
[2004,10,19,11,2.9890275775969798E-3,1.4468038797591436E-3,3.1815172217690146E-3,8.3337649150024059E-3,0,0,1.5951113594127542E-2,null,2.4994594307113146E-3,1.1710438914905763E-3,3.2144772586416483E-3,3.1575341259047762E-3,0,0,1.0042514706748315E-2]
[2004,10,19,15,2.7021921489985071E-3,1.5293070733888234E-3,3.0334694930685092E-3,8.3632343775335606E-3,0,0,1.5628203092989401E-2,null,2.2596043278524272E-3,1.2378220238139323E-3,3.0648957778798653E-3,3.1686996476783368E-3,0,0,9.7310217772245619E-3]
[2004,10,19,16,3.04088407991046E-3,1.7026421652041122E-3,2.903828747450763E-3,6.7758715173027156E-3,0,0,1.4423226509868051E-2,null,2.5428224377048243E-3,1.3781195467131961E-3,2.933911973759553E-3,2.5672725073051001E-3,0,0,9.4221264654826727E-3]
[2004,10,19,20,4.0812245831389361E-3,1.3767595587470848E-3,2.5579324784815449E-3,7.9172750094870584E-3,1.552701846517056E-5,2.6469218609405376E-4,1.6213410834413852E-2,null,3.4127671988153471E-3,1.114349977821758E-3,2.5844322717976345E-3,2.9997325676448159E-3,2.2519324947519149E-6,1.0613621252524336E-4,1.0219670161099551E-2]
[2004,10,19,23,3.5082303699541725E-3,1.3696843986373962E-3,2.2230172733253362E-3,7.6778278803107435E-3,1.552701846517056E-5,2.6469218609405376E-4,1.5058979126786871E-2,null,2.9336228106464496E-3,1.1086233391641757E-3,2.2460473958077674E-3,2.9090097683535758E-3,2.2519324947519149E-6,1.0613621252524336E-4,9.3056914589919638E-3]
[2004,10,20,2,2.4267901536364884E-3,1.247162305449416E-3,2.0089247957291211E-3,7.9542617309724326E-3,1.552701846517056E-5,2.6469218609405376E-4,1.3917358190346682E-2,null,2.0293099941020129E-3,1.0094538865467906E-3,2.0297369525480499E-3,3.0137462621138266E-3,2.2519324947519149E-6,1.0613621252524336E-4,8.1906352403306754E-3]
[2004,10,20,6,2.5456265684470434E-3,1.5196012291155891E-3,2.1400046375080737E-3,6.4259833015936473E-3,1.552701846517056E-5,2.6469218609405376E-4,1.2911434941223578E-2,null,2.1286823785980295E-3,1.2299661078830032E-3,2.1621747616479814E-3,2.4347052951721434E-3,2.2519324947519149E-6,1.0613621252524336E-4,8.0639166883211526E-3]
[2004,10,20,9,3.1369688778990147E-3,1.5036450795031201E-3,3.1939004978463323E-3,8.6233457668918063E-3,0,0,{"$f":"SUM(E7043:J7043)","v":1.6457860222140276E-2},null,2.6231696570749316E-3,1.2170511912195905E-3,3.2269888235848315E-3,3.2672518142935294E-3,0,0,{"$f":"SUM(M7043:R7043)","v":1.0334461486172883E-2}]
[2004,10,20,13,2.9109018077903754E-3,1.4440039930615968E-3,3.1560442798018438E-3,7.9877902373023148E-3,0,0,1.5498740317956131E-2,null,2.4341297584164583E-3,1.1687776615889995E-3,3.1887404208512057E-3,3.0264496925569671E-3,0,0,9.8180975334136306E-3]
[2004,10,20,17,4.1113179810737671E-3,1.7225118379352239E-3,2.7624114933180182E-3,6.5998042328919357E-3,0,0,1.5196045545218945E-2,null,3.4379316462209587E-3,1.3942020712372242E-3,2.7910296582784842E-3,2.500563347081295E-3,0,0,1.0123726722817961E-2]
[2004,10,20,20,4.3459139925672574E-3,1.3767595587470848E-3,2.4940476611591015E-3,7.9848318918905002E-3,1.552701846517056E-5,2.6469218609405376E-4,1.648177230892317E-2,null,3.6341035443089881E-3,1.114349977821758E-3,2.5198856174371447E-3,3.0253288214153774E-3,2.2519324947519149E-6,1.0613621252524336E-4,1.0402056106003263E-2]
[2004,10,20,21,3.9700830346447724E-3,1.403732923751374E-3,2.4334329186726485E-3,7.7750094341105412E-3,1.552701846517056E-5,2.6469218609405376E-4,1.5862477515738559E-2,null,3.3198293505299434E-3,1.1361822349528882E-3,2.4586429153929975E-3,2.9458303501267566E-3,2.2519324947519149E-6,1.0613621252524336E-4,9.9688729960225823E-3]
[2004,10,20,24,3.2266901895780164E-3,1.2958913885378867E-3,2.0838035074527681E-3,8.2328623460704731E-3,1.552701846517056E-5,2.6469218609405376E-4,1.5119466636198368E-2,null,2.6981956555945435E-3,1.0488952343942889E-3,2.105391396391737E-3,3.1193037092751342E-3,2.2519324947519149E-6,1.0613621252524336E-4,9.0801741406756984E-3]
[2004,10,21,3,2.1416116378658152E-3,1.3739745010798434E-3,1.963197915284287E-3,7.3682049985614763E-3,1.552701846517056E-5,2.6469218609405376E-4,1.3127208257350646E-2,null,1.7908404209131593E-3,1.1120957505458297E-3,1.9835363485428909E-3,2.7916984660483787E-3,2.2519324947519149E-6,1.0613621252524336E-4,7.7865591310702538E-3]
[2004,10,21,6,2.4821284434561053E-3,1.5196012291155891E-3,2.1546218958319895E-3,6.2794357409335201E-3,1.552701846517056E-5,2.6469218609405376E-4,1.2716006513896429E-2,null,2.0755845120776135E-3,1.2299661078830032E-3,2.1769434525557088E-3,2.3791806999175487E-3,2.2519324947519149E-6,1.0613621252524336E-4,7.9700629174538698E-3]
[2004,10,21,11,3.0874069746498721E-3,1.4468038797591436E-3,3.1919146166795556E-3,6.1363580085526878E-3,0,0,1.3862483479641259E-2,null,2.5817254203577638E-3,1.1710438914905763E-3,3.2249823689897441E-3,2.3249707687211132E-3,0,0,9.3027224495591983E-3]
[2004,10,21,15,2.7832663177403492E-3,1.5293070733888234E-3,3.046999831763905E-3,5.7297227391918445E-3,0,0,1.3089295962084923E-2,null,2.3273994854373535E-3,1.2378220238139323E-3,3.078566288836234E-3,2.1709029790847678E-3,0,0,8.8146907771722884E-3]
[2004,10,21,18,4.0454940344304118E-3,1.7213010871075531E-3,2.675636847427186E-3,4.2911821235811515E-3,0,0,1.2733614092546303E-2,null,3.3828889007349364E-3,1.3932220888217104E-3,2.7033560401901729E-3,1.6258622763990099E-3,0,0,9.1053293061458297E-3]
[2004,10,21,21,3.879048668717174E-3,1.403732923751374E-3,2.4745425804524566E-3,6.9791179311435398E-3,1.552701846517056E-5,2.6469218609405376E-4,1.5016661308623768E-2,null,3.2437053608612072E-3,1.1361822349528882E-3,2.5001784670466098E-3,2.6442794176530122E-3,2.2519324947519149E-6,1.0613621252524336E-4,9.6327336255337126E-3]
[2004,10,21,22,3.9550007192222739E-3,1.2446526375336905E-3,2.3815443717816599E-3,7.3260679545151287E-3,1.552701846517056E-5,2.6469218609405376E-4,1.5187484887611976E-2,null,3.3072173439354664E-3,1.0074225598939554E-3,2.406216811009913E-3,2.7757333943313231E-3,2.2519324947519149E-6,1.0613621252524336E-4,9.604978254190653E-3]
[2004,10,22,1,2.2492281272631872E-3,1.3570223241444039E-3,2.0281861489049088E-3,7.3353670625930295E-3,1.552701846517056E-5,2.6469218609405376E-4,1.3250022867464753E-2,null,1.8808305740118986E-3,1.0983746487949698E-3,2.0491978504273982E-3,2.7792566819925327E-3,2.2519324947519149E-6,1.0613621252524336E-4,7.9160479002467945E-3]
[2004,10,22,7,2.5950299236586656E-3,1.630486413286649E-3,2.7561601843148972E-3,5.8856599685450208E-3,1.552701846517056E-5,2.6469218609405376E-4,1.3147555694364457E-2,null,2.1699940356124966E-3,1.3197166396564902E-3,2.7847135866602701E-3,2.2299851740114956E-3,2.2519324947519149E-6,1.0613621252524336E-4,8.6127975809607484E-3]
[2004,10,22,9,3.1663139166635762E-3,1.4894712335240114E-3,3.1993430027346947E-3,7.281547202327647E-3,0,0,1.5136675355249929E-2,null,2.6477083178870339E-3,1.2055788721409835E-3,3.2324877120000761E-3,2.7588651726120064E-3,0,0,9.8446400746400996E-3]
[2004,10,22,12,2.8453887425724548E-3,1.5553458397021096E-3,3.1781472702601E-3,6.3941851345634517E-3,0,0,1.3973066987098116E-2,null,2.3793469755739589E-3,1.2588978162276219E-3,3.211072394945167E-3,2.4226574634222562E-3,0,0,9.2719746501690042E-3]
[2004,10,22,16,2.75014442371522E-3,1.6209467097015662E-3,2.8309536591941678E-3,6.2415420925425683E-3,0,0,1.3443586885153522E-2,null,2.2997025745742274E-3,1.3119951980940018E-3,2.8602819106187741E-3,2.3648233849260887E-3,0,0,8.8368030682130921E-3]
[2004,10,22,19,3.5350882670695189E-3,1.4088518286520001E-3,2.5975757071649923E-3,5.5813720986883485E-3,9.0522520745777139E-6,1.5431554976695188E-4,1.3286255703416388E-2,null,2.9560816948458373E-3,1.1403254795203533E-3,2.6244861983299624E-3,2.1146952248743789E-3,1.3128766893111995E-6,6.1877414017031735E-5,8.8987788882768752E-3]
[2004,10,22,22,3.9128878599523041E-3,1.3157976145751751E-3,2.2497387024298376E-3,5.615489206364949E-3,1.552701846517056E-5,2.6469218609405376E-4,1.3374132587881489E-2,null,3.2720020839474111E-3,1.0650073451853367E-3,2.2730456548733162E-3,2.1276216672284349E-3,2.2519324947519149E-6,1.0613621252524336E-4,8.8460648962544949E-3]
[2004,10,22,24,2.8560726821314159E-3,1.0847720890868923E-3,2.061010107004393E-3,5.2696007833179775E-3,1.552701846517056E-5,2.6469218609405376E-4,1.1551674866099903E-2,null,2.3882810094008615E-3,8.780151521270127E-4,2.0823618597646575E-3,1.9965699144293956E-3,2.2519324947519149E-6,1.0613621252524336E-4,7.4536160807419215E-3]
[2004,10,23,3,2.2517920265852859E-3,1.1409985280446636E-3,1.9544404689154373E-3,5.253814785858504E-3,1.552701846517056E-5,2.6469218609405376E-4,1.0881265013963115E-2,null,1.882974536278438E-3,9.2352486412248169E-4,1.9746881763551606E-3,1.9905888451050135E-3,2.2519324947519149E-6,1.0613621252524336E-4,6.8801645668810883E-3]
[2004,10,23,7,2.4344803492681181E-3,1.1815502391590911E-3,2.4030337490731821E-3,5.2551317080388529E-3,1.552701846517056E-5,2.6469218609405376E-4,1.1554415250098468E-2,null,2.0357406246320079E-3,9.5634744239614963E-4,2.4279288149976078E-3,1.9910878064709776E-3,2.2519324947519149E-6,1.0613621252524336E-4,7.5194928335167383E-3]
[2004,10,23,10,3.4977478689073825E-3,1.2804873461099515E-3,2.6901684399647081E-3,4.8423453259964092E-3,0,0,1.2310748980978451E-2,null,2.9248572220332112E-3,1.0364271936032328E-3,2.7180381778269254E-3,1.8346894557493931E-3,0,0,8.5140120492127637E-3]
[2004,10,23,13,3.9711603867215468E-3,1.2778500169606443E-3,2.6190946799358669E-3,4.2256591747777354E-3,0,0,1.2093764258395793E-2,null,3.3207302447969193E-3,1.034292537874593E-3,2.6462281044016961E-3,1.6010366484881177E-3,0,0,8.6022875355613263E-3]
[2004,10,23,17,3.821113664712474E-3,1.1609017673558906E-3,2.4308138912165302E-3,4.6632608612386783E-3,0,0,1.2076090184523573E-2,null,3.1952594404511111E-3,9.3963455745573962E-4,2.4559967552088423E-3,1.7668371327406195E-3,0,0,8.3577278858563125E-3]
[2004,10,23,21,4.4094228548358216E-3,1.139921129742169E-3,2.0836986330059846E-3,4.7480551971326853E-3,1.552701846517056E-5,2.6469218609405376E-4,1.2661317019275883E-2,null,3.6872103894651396E-3,9.2265281731745887E-4,2.1052854354615584E-3,1.7989643899886342E-3,2.2519324947519149E-6,1.0613621252524336E-4,8.6225011772527865E-3]
[2004,10,23,24,3.1656881565907099E-3,1.0706177043231075E-3,1.9551965143570684E-3,5.1537512919678065E-3,1.552701846517056E-5,2.6469218609405376E-4,1.1625472871797915E-2,null,2.647185050076723E-3,8.6655858496726963E-4,1.9754520543131342E-3,1.9526763409799736E-3,2.2519324947519149E-6,1.0613621252524336E-4,7.5502601753570965E-3]
[2004,10,24,1,2.8707243061564551E-3,1.2690187017415904E-3,1.9679873766078326E-3,5.1297477486111857E-3,1.552701846517056E-5,2.6469218609405376E-4,1.1517697337676288E-2,null,2.4005328668675169E-3,1.0271444662625494E-3,1.9883754279608297E-3,1.943581771110991E-3,2.2519324947519149E-6,1.0613621252524336E-4,7.4680226772218822E-3]
[2004,10,24,4,2.3991283523940275E-3,1.2604573603352146E-3,1.8665583314327206E-3,5.1444643841743447E-3,1.552701846517056E-5,2.6469218609405376E-4,1.0950827632895531E-2,null,2.0061788759737835E-3,1.020214911609592E-3,1.8858955932296994E-3,1.9491576758171015E-3,2.2519324947519149E-6,1.0613621252524336E-4,6.9698352016501711E-3]
[2004,10,24,8,3.1032267300903481E-3,1.2918108881036993E-3,2.4886325595531791E-3,5.0321518192913651E-3,1.552701846517056E-5,2.6469218609405376E-4,1.2196041201597814E-2,null,2.5949540828243156E-3,1.0455924749985404E-3,2.5144144161981987E-3,1.9066041888873828E-3,2.2519324947519149E-6,1.0613621252524336E-4,8.1699533079284334E-3]
[2004,10,24,11,3.3482129412880585E-3,1.3668463166349018E-3,2.6426293545610902E-3,4.9003212046572651E-3,0,0,1.2258009817141317E-2,null,2.7998143860753929E-3,1.1063261939608302E-3,2.6700065946938991E-3,1.8566556159684583E-3,0,0,8.4328027906985809E-3]
[2004,10,24,14,3.0891771460243014E-3,1.3005560725545813E-3,2.6643301323791752E-3,5.0011151791156273E-3,0,0,1.2055178530073684E-2,null,2.5832056581344088E-3,1.0526708323173421E-3,2.6919321892856151E-3,1.8948448878382373E-3,0,0,8.2226535675756027E-3]
[2004,10,24,19,4.2840983182637973E-3,1.2844437882124436E-3,2.2691126392677522E-3,5.0446757577940178E-3,9.0522520745777139E-6,1.5431554976695188E-4,1.3045698305379539E-2,null,3.5824125625122339E-3,1.0396295401140334E-3,2.2926203027644905E-3,1.9113493147238064E-3,1.3128766893111995E-6,6.1877414017031735E-5,8.8892020108209072E-3]
[2004,10,24,22,4.8506872015385318E-3,1.105984918468209E-3,2.0582755078466697E-3,5.334878615022182E-3,1.552701846517056E-5,2.6469218609405376E-4,1.3630045447434815E-2,null,4.0562007397279658E-3,8.9518482841538299E-4,2.0795989305735607E-3,2.0213026712773896E-3,2.2519324947519149E-6,1.0613621252524336E-4,9.1606753150142942E-3]
[2004,10,25,1,2.4749367678039737E-3,1.2907732647964856E-3,1.9449887092668906E-3,6.713184362114529E-3,1.552701846517056E-5,2.6469218609405376E-4,1.2704102308541102E-2,null,2.0695707497202288E-3,1.0447526220975494E-3,1.9651384979072449E-3,2.5435213175629629E-3,2.2519324947519149E-6,1.0613621252524336E-4,7.7313713323079814E-3]
[2004,10,25,2,2.1176715068481752E-3,1.3384145237012722E-3,1.8374669463005683E-3,7.2927006548305509E-3,1.552701846517056E-5,2.6469218609405376E-4,1.2866472836239791E-2,null,1.7708214064708066E-3,1.0833134844258001E-3,1.8565028257507628E-3,2.7630910425829941E-3,2.2519324947519149E-6,1.0613621252524336E-4,7.5821169042503593E-3]
[2004,10,25,5,1.9348793550087655E-3,1.3447482091371236E-3,1.9463991606090904E-3,7.2425340770776317E-3,1.552701846517056E-5,2.6469218609405376E-4,1.2748780006391834E-2,null,1.6179684949756453E-3,1.0884399730563886E-3,1.9665635613118682E-3,2.7440837052210361E-3,2.2519324947519149E-6,1.0613621252524336E-4,7.5254438795849324E-3]
[2004,10,25,9,3.1340667675159176E-3,1.4240582922049774E-3,3.0952553536261022E-3,8.0198308982250485E-3,1.2887428419924324E-6,2.1969456719924981E-5,1.5696469511133963E-2,null,2.620742878807523E-3,1.152633599856506E-3,3.1273217306011128E-3,3.0385894014774758E-3,1.8691044193524191E-7,8.8093077544100432E-6,9.9482838289389631E-3]
[2004,10,25,11,2.9380357859416831E-3,1.5708712887084367E-3,3.1792605828655923E-3,8.1028679902884881E-3,0,0,1.5791035647804201E-2,null,2.4568195047711991E-3,1.2714641235729784E-3,3.2121972413007445E-3,3.0700508663232392E-3,0,0,1.0010531735968161E-2]
[2004,10,25,16,3.3480706029930182E-3,1.6353437342371802E-3,2.8995513302657221E-3,7.3016437544075998E-3,0,0,1.5184609421903521E-2,null,2.7996953611468321E-3,1.3236481580244639E-3,2.9295902431798922E-3,2.7664794441510611E-3,0,0,9.8194132065022484E-3]
[2004,10,25,20,3.9489418508391484E-3,1.3497072266718652E-3,2.5106175777259939E-3,7.9016293389341918E-3,1.552701846517056E-5,2.6469218609405376E-4,1.5991115198730425E-2,null,3.3021508481181822E-3,1.0924538046980486E-3,2.5366271958316973E-3,2.9938046660064571E-3,2.2519324947519149E-6,1.0613621252524336E-4,1.003342465967438E-2]
[2004,10,25,23,3.7336267592273497E-3,1.2090925304526477E-3,2.0847043576555885E-3,7.5550371283731772E-3,1.552701846517056E-5,2.6469218609405376E-4,1.4862679980267987E-2,null,3.122101878233387E-3,9.7864018879267075E-4,2.1063015792663086E-3,2.8624862590462268E-3,2.2519324947519149E-6,1.0613621252524336E-4,9.1779180503585873E-3]
[2004,10,25,24,3.5265077302909899E-3,1.0501145008836401E-3,2.0451264500765502E-3,7.7803111409966994E-3,1.552701846517056E-5,2.6469218609405376E-4,1.4682279026807103E-2,null,2.9489065507513484E-3,8.4996328032392436E-4,2.0663136505551447E-3,2.9478390845450327E-3,2.2519324947519149E-6,1.0613621252524336E-4,8.9214107111954457E-3]
[2004,10,26,3,2.0863117381915335E-3,1.3739745010798434E-3,1.9579111529233147E-3,6.5362047087232965E-3,1.552701846517056E-5,2.6469218609405376E-4,1.2234621305477212E-2,null,1.7445980052210987E-3,1.1120957505458297E-3,1.9781948161240472E-3,2.476466474899039E-3,2.2519324947519149E-6,1.0613621252524336E-4,7.4197431918100101E-3]
[2004,10,26,8,2.8760258362768307E-3,1.4482378190580857E-3,3.0011818443308556E-3,7.2843359788557849E-3,1.552701846517056E-5,2.6469218609405376E-4,1.4890000683080782E-2,null,2.4049660676703096E-3,1.1722045227829628E-3,3.032273633988251E-3,2.7599217967365082E-3,2.2519324947519149E-6,1.0613621252524336E-4,9.4777541661980273E-3]
[2004,10,26,11,3.0077026892760942E-3,1.4468038797591436E-3,3.1869134975759986E-3,8.0851356209540905E-3,0,0,1.5726555687565327E-2,null,2.5150757750889317E-3,1.1710438914905763E-3,3.2199294390492287E-3,3.0633323469172365E-3,0,0,9.9693814525459723E-3]
[2004,10,26,14,2.6697867176396122E-3,1.5440072630316473E-3,3.1628815470956177E-3,6.9566008068774185E-3,0,0,1.4333276334644297E-2,null,2.232506531357229E-3,1.2497203657563438E-3,3.1956485211992749E-3,2.6357480288974303E-3,0,0,9.3136234472102775E-3]
[2004,10,26,17,3.9095893331141402E-3,1.7225118379352239E-3,2.7462991116004739E-3,6.1623673796451029E-3,0,0,1.4540767662294941E-2,null,3.2692438176554249E-3,1.3942020712372242E-3,2.7747503547250678E-3,2.3348253155742143E-3,0,0,9.7730215591919321E-3]
[2004,10,26,21,3.7762428973648586E-3,1.403732923751374E-3,2.4184032563122704E-3,7.4357844255096058E-3,1.552701846517056E-5,2.6469218609405376E-4,1.5314382707497331E-2,null,3.1577379858312724E-3,1.1361822349528882E-3,2.4434575480054106E-3,2.817303261596868E-3,2.2519324947519149E-6,1.0613621252524336E-4,9.663069175406434E-3]
[2004,10,26,24,3.0718286191549174E-3,1.2958913885378867E-3,2.0671175913110078E-3,7.0785109155145493E-3,1.552701846517056E-5,2.6469218609405376E-4,1.3793567719077585E-2,null,2.568698619317627E-3,1.0488952343942889E-3,2.0885326166842784E-3,2.6819378761322064E-3,2.2519324947519149E-6,1.0613621252524336E-4,8.4964524915483956E-3]
[2004,10,27,1,2.5935904619055631E-3,1.2828106309267832E-3,1.9787647669299033E-3,5.5238145258261675E-3,1.552701846517056E-5,2.6469218609405376E-4,1.1659199590147641E-2,null,2.1687903410461075E-3,1.038307661668743E-3,1.9992644704154038E-3,2.0928875542272959E-3,2.2519324947519149E-6,1.0613621252524336E-4,7.4076381723775456E-3]
[2004,10,27,5,2.0201732696593609E-3,1.4981300364507566E-3,1.9632559525766292E-3,4.2213608812188778E-3,1.552701846517056E-5,2.6469218609405376E-4,9.9831393444648493E-3,null,1.6892922528939679E-3,1.2125873122045211E-3,1.9835949870927972E-3,1.5994080917993135E-3,2.2519324947519149E-6,1.0613621252524336E-4,6.5932707890105947E-3]
[2004,10,27,8,2.6574147365074283E-3,1.4482378190580857E-3,3.0051884166744595E-3,6.4760483602984515E-3,1.552701846517056E-5,2.6469218609405376E-4,1.3867108537097649E-2,null,2.2221609376433431E-3,1.1722045227829628E-3,3.0363217138149119E-3,2.4536741685430813E-3,2.2519324947519149E-6,1.0613621252524336E-4,8.9927494878042948E-3]
[2004,10,27,12,2.6764649894090256E-3,1.5476586919963183E-3,3.1102707942908489E-3,5.1353344963088283E-3,0,0,1.2469728972005021E-2,null,2.2380909794499876E-3,1.2526758344581568E-3,3.1424927289584541E-3,1.9456985030668411E-3,0,0,8.5789580459334387E-3]
[2004,10,27,15,2.5519611235912754E-3,1.5293070733888234E-3,3.0384175805603418E-3,5.8248603188412159E-3,0,0,1.2944546096381657E-2,null,2.1339794068734727E-3,1.2378220238139323E-3,3.0698951268091856E-3,2.2069491307896349E-3,0,0,8.6486456882862266E-3]
[2004,10,27,19,3.8769946721270241E-3,1.3709193565982101E-3,2.5905692934594859E-3,5.5202031625538987E-3,1.1645263848877921E-5,1.9851913957054032E-4,1.3568850888158037E-2,null,3.241987785156527E-3,1.1096229148471631E-3,2.617407199238937E-3,2.0915192647579469E-3,1.6889493710639363E-6,7.9602159393932529E-5,9.14182827276557E-3]
[2004,10,27,22,3.6048928016930836E-3,1.2446526375336905E-3,2.2317530636368202E-3,5.7582657494218408E-3,1.552701846517056E-5,2.6469218609405376E-4,1.3119783456844659E-2,null,3.0144530540393683E-3,1.0074225598939554E-3,2.2548736875846551E-3,2.1817174824666692E-3,2.2519324947519149E-6,1.0613621252524336E-4,8.5668549290046428E-3]
[2004,10,28,2,2.2265179994552368E-3,1.247162305449416E-3,1.9579898628623543E-3,7.2042359092518811E-3,1.552701846517056E-5,2.6469218609405376E-4,1.291612528157811E-2,null,1.8618401024793891E-3,1.0094538865467906E-3,1.9782743414861422E-3,2.7295731240968022E-3,2.2519324947519149E-6,1.0613621252524336E-4,7.68752959962912E-3]
[2004,10,28,3,2.004475129781122E-3,1.3739745010798434E-3,1.9403747765482759E-3,6.4653731643831399E-3,1.552701846517056E-5,2.6469218609405376E-4,1.2064416776351604E-2,null,1.6761652867671333E-3,1.1120957505458297E-3,1.9604767655440163E-3,2.4496295025671264E-3,2.2519324947519149E-6,1.0613621252524336E-4,7.3067554504441003E-3]
[2004,10,28,6,2.3042995854330207E-3,1.5196012291155891E-3,2.1244196200657117E-3,6.2802314771709363E-3,1.552701846517056E-5,2.6469218609405376E-4,1.2508771116344483E-2,null,1.9268819642758441E-3,1.2299661078830032E-3,2.1464282857838178E-3,2.3794821920223161E-3,2.2519324947519149E-6,1.0613621252524336E-4,7.7911466949849763E-3]
[2004,10,28,9,2.8516100219166591E-3,1.5036450795031201E-3,3.1597638266854938E-3,8.0879578599417617E-3,2.5930123930667593E-6,4.4203600351825494E-5,{"$f":"SUM(E7235:J7235)","v":1.5649773400791926E-2},null,2.3845492813153006E-3,1.2170511912195905E-3,3.1924985016775907E-3,3.0644016494480756E-3,3.760727714944027E-7,1.7724749606530485E-5,{"$f":"SUM(M7235:R7235)","v":9.8766014460385798E-3}]
[2004,10,28,13,2.6768899998050287E-3,1.4440039930615968E-3,3.1485958804465708E-3,8.4164212537681492E-3,0,0,1.5685911127081346E-2,null,2.2384463780586862E-3,1.1687776615889995E-3,3.1812148572059793E-3,3.1888513292380916E-3,0,0,9.7772902260917557E-3]
[2004,10,28,16,2.9493225797940308E-3,1.7026421652041122E-3,2.931415251379319E-3,6.7460020527760527E-3,0,0,1.4329382049153514E-2,null,2.4662576523306889E-3,1.3781195467131961E-3,2.9617842696933985E-3,2.5559554309863698E-3,0,0,9.3621168997236534E-3]
[2004,10,28,19,3.9949381006892243E-3,1.3709193565982101E-3,2.6353504192260049E-3,7.5780907367423295E-3,1.1645263848877921E-5,1.9851913957054032E-4,1.5789463016675186E-2,null,3.3406134442236198E-3,1.1096229148471631E-3,2.6626522506904603E-3,2.8712209132983283E-3,1.6889493710639363E-6,7.9602159393932529E-5,1.0065400631824569E-2]
[2004,10,28,24,2.9502826011510949E-3,1.2958913885378867E-3,2.0637289481557864E-3,7.8981988269474744E-3,1.552701846517056E-5,2.6469218609405376E-4,1.4488320969351466E-2,null,2.4670604332928262E-3,1.0488952343942889E-3,2.0851088676988637E-3,2.9925048982810819E-3,2.2519324947519149E-6,1.0613621252524336E-4,8.7019575786870564E-3]
[2004,10,29,3,1.8353496825899581E-3,1.3701731076816964E-3,1.944477366694952E-3,6.8621767380766053E-3,1.552701846517056E-5,2.6469218609405376E-4,1.2292396099602436E-2,null,1.5347406317644287E-3,1.1090189005454041E-3,1.9646218579036563E-3,2.5999722153742261E-3,2.2519324947519149E-6,1.0613621252524336E-4,7.3167417506077104E-3]
[2004,10,29,4,1.7049857333922532E-3,1.5692781107336711E-3,1.9259600006915597E-3,6.0823407232250834E-3,1.552701846517056E-5,2.6469218609405376E-4,1.156278377260179E-2,null,1.4257287896893777E-3,1.2701746044048953E-3,1.9459126547912017E-3,2.3045044580499779E-3,2.2519324947519149E-6,1.0613621252524336E-4,7.0547086519554478E-3]
[2004,10,29,7,2.3703682039868694E-3,1.630486413286649E-3,2.7805202228154509E-3,5.9559376631206033E-3,1.552701846517056E-5,2.6469218609405376E-4,1.3017531707768796E-2,null,1.9821293072432335E-3,1.3197166396564902E-3,2.8093259914726272E-3,2.2566123012673703E-3,2.2519324947519149E-6,1.0613621252524336E-4,8.4761723846597161E-3]
[2004,10,29,10,2.993013106042006E-3,1.5686452147574226E-3,3.2263922623430113E-3,7.3629294492827731E-3,0,0,1.5150980032425213E-2,null,2.5027921756926434E-3,1.2696623380381103E-3,3.2598171978438402E-3,2.7896996423414119E-3,0,0,9.8219713539160064E-3]
[2004,10,29,16,2.559586223247934E-3,1.6209467097015662E-3,2.8453800265249925E-3,6.3913173970379291E-3,0,0,1.3417230356512422E-2,null,2.1403556033963134E-3,1.3119951980940018E-3,2.8748577329316145E-3,2.4215709222018922E-3,0,0,8.748779456623822E-3]
[2004,10,29,18,3.2988075647481419E-3,1.4736350607445648E-3,2.6664820190083639E-3,6.1390762110241966E-3,1.1645263848877921E-5,1.9851913957054032E-4,1.3788165258944685E-2,null,2.7585010388028277E-3,1.1927610647951478E-3,2.6941063691345787E-3,2.3260006534313784E-3,1.6889493710639363E-6,7.9602159393932529E-5,9.0526602349289293E-3]
[2004,10,29,22,3.6158146917826236E-3,1.3157976145751751E-3,2.258568352080765E-3,5.6650085593132763E-3,1.552701846517056E-5,2.6469218609405376E-4,1.3135408422311064E-2,null,3.0235860648520152E-3,1.0650073451853367E-3,2.2819667783581981E-3,2.1463837811615495E-3,2.2519324947519149E-6,1.0613621252524336E-4,8.6253321145770955E-3]
[2004,10,30,1,2.2133570713380717E-3,1.1709570472871707E-3,1.9689684254620447E-3,5.1616171488321717E-3,1.552701846517056E-5,2.6469218609405376E-4,1.0795118897478683E-2,null,1.8508347821719038E-3,9.4777330680904763E-4,1.9893666403326829E-3,1.9556565920108137E-3,2.2519324947519149E-6,1.0613621252524336E-4,6.8520194663444431E-3]
[2004,10,30,4,1.7370501323967519E-3,1.0969056910732895E-3,1.8960882177313104E-3,5.2976115501864656E-3,1.552701846517056E-5,2.6469218609405376E-4,1.0307874795947041E-2,null,1.4525414109855372E-3,8.8783609654576403E-4,1.9157314046807877E-3,2.0071827590658932E-3,2.2519324947519149E-6,1.0613621252524336E-4,6.371679816297977E-3]
[2004,10,30,5,1.7255589732382188E-3,1.1512467390950261E-3,1.9423375291547794E-3,5.1578769255203475E-3,1.552701846517056E-5,2.6469218609405376E-4,1.0257239371567596E-2,null,1.4429323707933785E-3,9.3181977203441737E-4,1.962459851970447E-3,1.9542394794733182E-3,2.2519324947519149E-6,1.0613621252524336E-4,6.3998396192915565E-3]
[2004,10,30,9,2.5793570215144968E-3,1.2959781586751979E-3,2.7052306365542549E-3,2.5535365120047527E-3,0,0,9.1341023287487017E-3,null,2.1568881735707845E-3,1.0489654661932795E-3,2.7332564164933709E-3,9.6749533501768218E-4,0,0,6.9066053912751179E-3]
[2004,10,30,13,3.3715858022275945E-3,1.2778500169606443E-3,2.6378852964534395E-3,2.4702671578173746E-3,0,0,9.7575882734590516E-3,null,2.8193590427175353E-3,1.034292537874593E-3,2.6652133888622996E-3,9.3594586965954846E-4,0,0,7.4548108391139754E-3]
[2004,10,30,16,3.4523442138011478E-3,1.079163714295842E-3,2.5385955777840852E-3,2.4843107011722917E-3,0,0,9.5544142070533664E-3,null,2.8868901605063721E-3,8.7347573034902959E-4,2.5648950437357244E-3,9.4126675017922187E-4,0,0,7.2665276847703481E-3]
[2004,10,30,19,3.1274474074982398E-3,1.2513055347078473E-3,2.3090081013541789E-3,2.5112731051278345E-3,1.552701846517056E-5,2.6469218609405376E-4,9.4792533532473237E-3,null,2.6152076934029241E-3,1.0128074186889209E-3,2.3329290757996752E-3,9.5148238638618967E-4,2.2519324947519149E-6,1.0613621252524336E-4,7.020814719297705E-3]
[2004,10,30,23,2.8815961754883866E-3,1.1243147511398176E-3,1.9049463691318115E-3,2.5409952010875376E-3,1.552701846517056E-5,2.6469218609405376E-4,8.7320717014067774E-3,null,2.4096240497441242E-3,9.1002100551058473E-4,1.9246813251890549E-3,9.6274362704312658E-4,2.2519324947519149E-6,1.0613621252524336E-4,6.3154581525068859E-3]
[2004,10,31,2,2.2260347016871281E-3,1.2560040046525683E-3,1.8341436492771337E-3,2.7601552440819576E-3,1.552701846517056E-5,2.6469218609405376E-4,8.356556804258012E-3,null,{"$f":"E7300*V$5","v":1.861435963295999E-3},{"$f":"F7300*W$5","v":1.0166103629615291E-3},{"$f":"G7300*X$5","v":1.8531450998731695E-3},{"$f":"H7300*Y$5","v":1.0457799643825557E-3},{"$f":"I7300*Z$5","v":2.2519324947519149E-6},{"$f":"J7300*AA$5","v":1.0613621252524336E-4},5.8853595355332486E-3]
[2004,10,31,5,1.8285601449386448E-3,1.3020797714563999E-3,1.8736386043503308E-3,2.4486194934354223E-3,1.552701846517056E-5,2.6469218609405376E-4,7.7331172187400229E-3,null,1.5290631418543531E-3,1.053904115083865E-3,1.8930492167030873E-3,9.2774390575376341E-4,2.2519324947519149E-6,1.0613621252524336E-4,5.5121485244150649E-3]
[2004,10,31,6,1.8556225181730825E-3,1.3238633813857457E-3,1.9191669687530959E-3,2.4519527990890734E-3,1.552701846517056E-5,2.6469218609405376E-4,7.8308248719602229E-3,null,1.5516930113494431E-3,1.0715357814757333E-3,1.9390492480700285E-3,9.2900684350888624E-4,2.2519324947519149E-6,1.0613621252524336E-4,5.5996730294240868E-3]
[2004,10,31,10,2.6509148538768059E-3,1.3282758645985187E-3,2.5903235623579227E-3,2.3685431179950906E-3,0,0,8.9380573988283377E-3,null,2.2167256606116449E-3,1.0751072479231987E-3,2.6171589224003545E-3,8.9740421046473004E-4,0,0,6.8063960413999279E-3]
[2004,10,31,14,3.2259315484514097E-3,1.3005560725545813E-3,2.6020858736842869E-3,2.3154345233646649E-3,0,0,9.4440080180549432E-3,null,2.6975612711102265E-3,1.0526708323173421E-3,2.6290430894917519E-3,8.7728218858929485E-4,0,0,7.2565573815086149E-3]
[2004,10,31,17,4.0671404208299554E-3,1.2832790706236588E-3,2.4443753302881874E-3,2.363640778672666E-3,0,0,1.0158435600414469E-2,null,3.4009898593987762E-3,1.0386868170285208E-3,2.469698688736663E-3,8.9554679021527537E-4,0,0,7.8049221553792361E-3]
[2004,10,31,20,3.8057181498592479E-3,1.2761364280374616E-3,2.2274911032852274E-3,2.5874311866305602E-3,1.552701846517056E-5,2.6469218609405376E-4,1.0176996072371722E-2,null,3.1823855328702755E-3,1.0329055580156827E-3,2.2505675739688978E-3,9.8033750094256474E-4,2.2519324947519149E-6,1.0613621252524336E-4,7.5545843108174157E-3]
[2004,10,31,24,2.8414395580287737E-3,1.1454084009673473E-3,1.9421158901738584E-3,3.7941326973585441E-3,1.552701846517056E-5,2.6469218609405376E-4,1.0003315751087748E-2,null,2.3760446217832797E-3,9.2709421779964914E-4,1.9622359168432299E-3,1.437537966610291E-3,2.2519324947519149E-6,1.0613621252524336E-4,6.8113008680564455E-3]
[2004,11,1,3,2.1987562038112557E-3,1.5417650798004686E-3,1.9696424693109254E-3,4.9635006703729195E-3,1.554403721631171E-5,2.6518398312492451E-4,1.0954392443636805E-2,null,1.8386253678760991E-3,1.2479055413608553E-3,1.9900476671738166E-3,1.8805933345252279E-3,2.2544007779449065E-6,1.0633341318672884E-4,7.0657597249006729E-3]
[2004,11,1,7,2.5643435048795554E-3,1.6033252768466507E-3,2.5350757207485458E-3,6.1212858574504836E-3,1.554403721631171E-5,2.6518398312492451E-4,1.310475838026647E-2,null,2.144333697318172E-3,1.2977324002174191E-3,2.5613387215140519E-3,2.3192601646974346E-3,2.2544007779449065E-6,1.0633341318672884E-4,8.431252797711751E-3]
[2004,11,1,8,2.8437125523862153E-3,1.65365222409754E-3,2.9213026341636276E-3,5.9369212724314346E-3,5.1761647025198476E-6,8.830627166051989E-5,1.3449071119441857E-2,null,2.377945325953841E-3,1.3384670602359793E-3,2.951566887293968E-3,2.2494072861073558E-3,7.507155039416823E-7,3.5409028708321832E-5,8.9535463038034075E-3]
[2004,11,1,11,3.0511156606555078E-3,1.7601788733525928E-3,3.181465275053706E-3,7.4716752105895177E-3,0,0,1.5464435019651324E-2,null,2.5513782038596665E-3,1.4246897913443972E-3,3.2144247737662317E-3,2.8309017227787195E-3,0,0,1.0021394491749014E-2]
[2004,11,1,15,2.9100280061931882E-3,1.6433032513707058E-3,3.0768911598650405E-3,8.3521152775746146E-3,0,0,1.5982337695003547E-2,null,2.4333990754147258E-3,1.3300905957652181E-3,3.1087672865722357E-3,3.1644867933528545E-3,0,0,1.0036743751105035E-2]
[2004,11,1,18,4.2327186509884714E-3,1.4151221150719298E-3,2.734056936397299E-3,7.0923215330972967E-3,1.2948183310675703E-5,2.2089826322298215E-4,1.5708065682088653E-2,null,3.5394482904925802E-3,1.1454006529510309E-3,2.7623813524397267E-3,2.6871705046934997E-3,1.8779158929141354E-6,8.857573530168625E-5,1.0224854451771438E-2]
[2004,11,1,20,3.9794626825029062E-3,1.3958474138755755E-3,2.5916107992320471E-3,8.3646299987133396E-3,1.554403721631171E-5,2.6518398312492451E-4,1.6612278914665105E-2,null,3.3276727205515111E-3,1.1297996987290569E-3,2.6184594948536625E-3,3.1692284268732065E-3,2.2544007779449065E-6,1.0633341318672884E-4,1.0353748154972111E-2]
[2004,11,2,2,2.415183391664519E-3,1.5305493388733783E-3,2.0611595246912487E-3,7.1755151276234972E-3,1.554403721631171E-5,2.6518398312492451E-4,1.3463135403193877E-2,null,2.0196042855002263E-3,1.2388275142108337E-3,2.0825128253961337E-3,2.718691265892352E-3,2.2544007779449065E-6,1.0633341318672884E-4,8.1682237049642194E-3]
[2004,11,2,5,2.2448975185656349E-3,1.7319868110744095E-3,2.0718111853289065E-3,5.9030698439884281E-3,1.554403721631171E-5,2.6518398312492451E-4,1.2232493379298614E-2,null,1.8772092689322982E-3,1.4018711199396147E-3,2.0932748356257943E-3,2.2365815054896428E-3,2.2544007779449065E-6,1.0633341318672884E-4,7.717524543952024E-3]
[2004,11,2,6,2.4685327539976758E-3,1.7285372846101469E-3,2.1781083943723844E-3,5.7519298291953203E-3,1.554403721631171E-5,2.6518398312492451E-4,1.2407836282516762E-2,null,2.0642156393082247E-3,1.3990790712376288E-3,2.200673267666136E-3,2.179316900672211E-3,2.2544007779449065E-6,1.0633341318672884E-4,7.9518726928488742E-3]
[2004,11,2,9,3.0629156309091971E-3,1.7110590233488463E-3,3.1663697899660323E-3,8.1543957559315153E-3,0,0,1.609474020015559E-2,null,2.5612454754612244E-3,1.3849321565311725E-3,3.1991729017378568E-3,3.0895739366412645E-3,0,0,1.0234924470371519E-2]
[2004,11,2,12,2.970937619400804E-3,1.6272659591542921E-3,3.1448201713734072E-3,7.9620137145114123E-3,0,0,1.5705037464439915E-2,null,2.4843323984438653E-3,1.3171100022315548E-3,3.1774000323582978E-3,3.0166833683098171E-3,0,0,9.9955258013435348E-3]
[2004,11,2,16,3.1895378804291021E-3,1.6425984289110157E-3,2.9809689150160357E-3,7.9066600103240431E-3,0,0,1.5719765234680196E-2,null,2.6671284649901626E-3,1.3295201120614125E-3,3.0118513017850981E-3,2.9957107092836166E-3,0,0,1.000421058812029E-2]
[2004,11,2,21,3.8839976780401936E-3,1.492106886775598E-3,2.5431952740119089E-3,7.9555666455017274E-3,1.554403721631171E-5,2.6518398312492451E-4,1.6155594504670665E-2,null,3.2478437796960857E-3,1.2077121713970455E-3,2.5695423921202722E-3,3.0142406739672519E-3,2.2544007779449065E-6,1.0633341318672884E-4,1.0147926831145329E-2]
[2004,11,2,23,3.6346619361461319E-3,1.4103045352289261E-3,2.2240915497571253E-3,8.2070304009842707E-3,1.554403721631171E-5,2.6518398312492451E-4,1.5756816442457692E-2,null,3.039346348571165E-3,1.141501301058322E-3,2.2471328015807907E-3,3.1095163863808502E-3,2.2544007779449065E-6,1.0633341318672884E-4,9.6460846515558016E-3]
[2004,11,3,3,2.1676663849085833E-3,1.5326715751002324E-3,2.0481880623831536E-3,7.5576393036930253E-3,1.554403721631171E-5,2.6518398312492451E-4,1.3586893346426229E-2,null,1.8126277017328296E-3,1.2405452534321104E-3,2.0694069807018481E-3,2.8634721828703098E-3,2.2544007779449065E-6,1.0633341318672884E-4,8.0946399327017707E-3]
[2004,11,3,6,2.4578309861382919E-3,1.7285372846101469E-3,2.1781120930175635E-3,5.8579564368956127E-3,1.554403721631171E-5,2.6518398312492451E-4,1.250316482100285E-2,null,2.0552666972503118E-3,1.3990790712376288E-3,2.2006770046287196E-3,2.2194887360289916E-3,2.2544007779449065E-6,1.0633341318672884E-4,7.9830993231103254E-3]
[2004,11,3,7,2.9171889010109731E-3,1.7151120161014595E-3,2.6211388233895292E-3,5.970358790133262E-3,1.554403721631171E-5,2.6518398312492451E-4,1.350452655097646E-2,null,2.4393870984824265E-3,1.3882126511936513E-3,2.648293424872143E-3,2.2620762423721289E-3,2.2544007779449065E-6,1.0633341318672884E-4,8.8465572308850243E-3]
[2004,11,3,10,3.2508256088067968E-3,1.6571462898366796E-3,3.2050759017060188E-3,8.6096073373718059E-3,0,0,1.6722655137721303E-2,null,2.7183779722977051E-3,1.3412951590526391E-3,3.2382800029370287E-3,3.2620465366683294E-3,0,0,1.0559999670955703E-2]
[2004,11,3,14,2.7695133410833325E-3,1.6044195697626415E-3,3.1878065606490164E-3,8.8391436332986954E-3,0,0,1.6400883104793686E-2,null,2.3158990872933628E-3,1.2986181215323121E-3,3.2208317541205117E-3,3.3490142751292748E-3,0,0,1.018436323807546E-2]
[2004,11,3,18,4.08121573301013E-3,1.7275686568418154E-3,2.7784065336789337E-3,7.1507331746517933E-3,1.4253882436845885E-5,2.431737178054758E-4,1.5995351698424989E-2,null,3.4127597982352813E-3,1.398295063365448E-3,2.8071904048365772E-3,2.7093017687067691E-3,2.0672855582615075E-6,9.7507742009371467E-5,1.0427122062711708E-2]
[2004,11,3,21,3.8686550274145675E-3,1.492106886775598E-3,2.5345886709554851E-3,7.8141778021019719E-3,1.554403721631171E-5,2.6518398312492451E-4,1.599025640758886E-2,null,3.2350140777937836E-3,1.2077121713970455E-3,2.5608466259588536E-3,2.9606706365819576E-3,2.2544007779449065E-6,1.0633341318672884E-4,1.0072831325696315E-2]
[2004,11,4,1,2.935049202410024E-3,1.4019455611654721E-3,2.0738647820109347E-3,7.5227790684175349E-3,1.554403721631171E-5,2.6518398312492451E-4,1.4214366634345202E-2,null,2.4543220890799683E-3,1.1347355426489889E-3,2.0953497072586217E-3,2.8502641810077564E-3,2.2544007779449065E-6,1.0633341318672884E-4,8.6432593339600093E-3]
[2004,11,4,4,2.2659455366686974E-3,1.5796859948833469E-3,2.0362936177407234E-3,6.3268957973373193E-3,1.554403721631171E-5,2.6518398312492451E-4,1.248954896697132E-2,null,1.8948098651060466E-3,1.27859875181515E-3,2.05738931141323E-3,2.3971625783651383E-3,2.2544007779449065E-6,1.0633341318672884E-4,7.7365483206642384E-3]
[2004,11,4,7,3.0017530802712339E-3,1.7151120161014595E-3,2.6235710981081127E-3,5.5871212912294872E-3,1.554403721631171E-5,2.6518398312492451E-4,1.3208285506051529E-2,null,2.5101006432274192E-3,1.3882126511936513E-3,2.6507508975886691E-3,2.1168735046591088E-3,2.2544007779449065E-6,1.0633341318672884E-4,8.7745255106335233E-3]
[2004,11,4,11,3.1645890176187274E-3,1.7504626085029017E-3,3.212536155612756E-3,5.7089889662177212E-3,0,0,1.3836576747952106E-2,null,2.6462659373559924E-3,1.4168254409928972E-3,3.245817543945078E-3,2.1630472744431956E-3,0,0,9.4719561967371631E-3]
[2004,11,4,12,3.0289760998819283E-3,1.6272659591542921E-3,3.1531072554620313E-3,6.2144162781695485E-3,0,0,1.4023765592667801E-2,null,2.5328648470803296E-3,1.3171100022315548E-3,3.1857729693837719E-3,2.354545835049252E-3,0,0,9.3902936537449081E-3]
[2004,11,4,15,2.8908247388204703E-3,1.712391288541151E-3,3.0998275466085782E-3,5.9890030553025339E-3,0,0,1.3692046629272734E-2,null,2.4173410811376044E-3,1.3860104927432332E-3,3.1319412908108538E-3,2.2691402649507378E-3,0,0,9.2044331296424302E-3]
[2004,11,4,19,4.3330376313433349E-3,1.697107598776508E-3,2.6669269728079713E-3,3.8204977985430758E-3,1.554403721631171E-5,2.6518398312492451E-4,1.2798298021812125E-2,null,3.6233361821288597E-3,1.3736398654669905E-3,2.6945559325882037E-3,1.4475272940717876E-3,2.2544007779449065E-6,1.0633341318672884E-4,9.2476470882205154E-3]
[2004,11,4,22,4.0657582063487628E-3,1.3651321438272117E-3,2.3985135205164725E-3,6.7323210238866161E-3,1.554403721631171E-5,2.6518398312492451E-4,1.4842452914920298E-2,null,3.3998340356632653E-3,1.1049387415054642E-3,2.423361757557219E-3,2.5507719015688169E-3,2.2544007779449065E-6,1.0633341318672884E-4,9.5874942502594384E-3]
[2004,11,5,2,2.1967524111469287E-3,1.5095294367630492E-3,2.0214059103295726E-3,6.7065879797599537E-3,1.554403721631171E-5,2.6518398312492451E-4,1.2715003758340738E-2,null,1.8369497732748381E-3,1.2218139933664409E-3,2.0423473696066581E-3,2.5410220507124433E-3,2.2544007779449065E-6,1.0633341318672884E-4,7.7507210009250538E-3]
[2004,11,5,4,1.9585848191329492E-3,1.5094971722716122E-3,1.9730163239856501E-3,6.2923021773139591E-3,1.554403721631171E-5,2.6518398312492451E-4,1.2014128513045405E-2,null,1.6377912782475931E-3,1.2217878784685351E-3,1.993456474472315E-3,2.3840555928818178E-3,2.2544007779449065E-6,1.0633341318672884E-4,7.3456790380349345E-3]
[2004,11,5,9,3.2889874213713529E-3,1.4731714628657439E-3,3.1867762575770024E-3,7.9580962063184549E-3,0,0,{"$f":"SUM(E7427:J7427)","v":1.5907031348132553E-2},null,2.7502893213339026E-3,1.1923858284056852E-3,3.2197907772646148E-3,3.0151990852836058E-3,0,0,{"$f":"SUM(M7427:R7427)","v":1.0177665012287809E-2}]
[2004,11,5,10,3.3879597085266474E-3,1.5395120788446583E-3,3.227792809048253E-3,7.9039520073710175E-3,0,0,1.6059216603790574E-2,null,{"$f":"E7428*V$5","v":2.8330510925411953E-3},{"$f":"F7428*W$5","v":1.2460819610928349E-3},{"$f":"G7428*X$5","v":3.2612322540009659E-3},{"$f":"H7428*Y$5","v":2.9946846890125342E-3},{"$f":"I7428*Z$5","v":0},{"$f":"J7428*AA$5","v":0},1.0335049996647529E-2]
[2004,11,5,13,2.8233876844675552E-3,1.6044135500336619E-3,3.2224366205547824E-3,7.410020336638316E-3,0,0,1.5060258191694317E-2,null,2.360949436328059E-3,1.2986132491602175E-3,3.2558205762053993E-3,2.8075416483687946E-3,0,0,9.7229249100624707E-3]
[2004,11,5,16,2.906362932575686E-3,1.5063987976631451E-3,2.936361372719088E-3,8.0934324891664324E-3,0,0,1.5442555592124351E-2,null,2.4303342984664709E-3,1.2192800522803728E-3,2.9667816321016175E-3,3.0664759014554072E-3,0,0,9.6828718843038689E-3]
[2004,11,5,20,3.7302752631202928E-3,1.5527351562501222E-3,2.6558602148900046E-3,6.3212000480775896E-3,1.554403721631171E-5,2.6518398312492451E-4,1.4540798702679244E-2,null,3.1192993184261239E-3,1.2567847275417011E-3,2.6833745247332379E-3,2.3950045474099074E-3,2.2544007779449065E-6,1.0633341318672884E-4,9.5630509320756424E-3]
[2004,11,5,23,3.5234392779899676E-3,1.1543536643930127E-3,2.2756449206223503E-3,6.3384533074998415E-3,1.554403721631171E-5,2.6518398312492451E-4,1.3572619190846407E-2,null,2.9463406754483027E-3,9.3433451915558928E-4,2.2992202575652159E-3,2.4015415395094537E-3,2.2544007779449065E-6,1.0633341318672884E-4,8.6900248056432355E-3]
[2004,11,6,1,2.710635383278362E-3,1.4536834992327063E-3,2.163665065590706E-3,5.8494378226134347E-3,1.554403721631171E-5,2.6518398312492451E-4,1.2458149791056443E-2,null,2.2666646580095195E-3,1.1766122594449369E-3,2.1860803081843782E-3,2.2162611653480649E-3,2.2544007779449065E-6,1.0633341318672884E-4,7.9542062049515732E-3]
[2004,11,6,7,2.4942671170552428E-3,1.5051096757631979E-3,2.4318759178235502E-3,5.518294776920619E-3,1.554403721631171E-5,2.6518398312492451E-4,1.2230275507903845E-2,null,2.0857350113339911E-3,1.218236636273933E-3,2.4570697842507656E-3,2.0907962070734641E-3,2.2544007779449065E-6,1.0633341318672884E-4,7.9604254528968278E-3]
[2004,11,6,10,3.5198469371940494E-3,1.7083136501517696E-3,2.7962905368769829E-3,2.9132420764407235E-3,0,0,1.0937693200663524E-2,null,2.9433367185266656E-3,1.382710049888195E-3,2.8252596836008895E-3,1.1037821881469067E-3,0,0,8.2550886401626562E-3]
[2004,11,6,11,3.9319307832147102E-3,1.6307276970378866E-3,2.8022712144388819E-3,2.9227387971907841E-3,0,0,1.1287668491882261E-2,null,3.2879259966249914E-3,1.3199119348633636E-3,2.8313023200771123E-3,1.1073803481812176E-3,0,0,8.5465205997466848E-3]
[2004,11,6,14,3.9936319083587139E-3,1.4794414039344286E-3,2.7466243639804495E-3,2.7726048186753178E-3,0,0,1.0992302494948911E-2,null,3.3395211910897619E-3,1.1974607223088668E-3,2.7750789766704709E-3,1.050496914888415E-3,0,0,8.3625578049575135E-3]
[2004,11,6,18,3.9649399986405546E-3,1.5054742814700447E-3,2.4711305606242278E-3,2.8602391906122262E-3,1.554403721631171E-5,2.6518398312492451E-4,1.1082512051688288E-2,null,3.3155286843401838E-3,1.218531748342527E-3,2.4967310992093932E-3,1.0837002176951561E-3,2.2544007779449065E-6,1.0633341318672884E-4,8.223079563551932E-3]
[2004,11,6,22,3.9248557599482221E-3,1.4337166945071951E-3,2.1744902263224914E-3,2.7120858136985794E-3,1.554403721631171E-5,2.6518398312492451E-4,1.0525876514817721E-2,null,3.2820097803416531E-3,1.160451116228838E-3,2.1970176159428812E-3,1.027567203596001E-3,2.2544007779449065E-6,1.0633341318672884E-4,7.7756335300740477E-3]
[2004,11,7,1,2.8938915237436171E-3,1.6764795960463193E-3,2.016138495479831E-3,2.9161160920633607E-3,1.554403721631171E-5,2.6518398312492451E-4,9.7833537276743633E-3,null,2.4199055621599856E-3,1.3569435482060359E-3,2.0370253851363334E-3,1.1048711080407861E-3,2.2544007779449065E-6,1.0633341318672884E-4,7.0273334175078141E-3]
[2004,11,7,5,2.3570880383027722E-3,1.7270527513005996E-3,2.0312301849594425E-3,2.6278489320115225E-3,1.554403721631171E-5,2.6518398312492451E-4,9.0239479269155713E-3,null,1.9710242791032085E-3,1.3978774891239914E-3,2.052273422234721E-3,9.9565115709127332E-4,2.2544007779449065E-6,1.0633341318672884E-4,6.5254141615178679E-3]
[2004,11,7,8,3.0508337699456057E-3,1.6194041396526309E-3,2.5058593554072106E-3,2.6076175497306859E-3,7.7720186081558549E-6,1.3259199156246226E-4,9.9240788249067517E-3,null,2.5511424835877707E-3,1.3107466410101605E-3,2.5318196790498817E-3,9.8798580048264526E-4,1.1272003889724532E-6,5.3166706593364418E-5,7.4359885111127955E-3]
[2004,11,7,11,3.3257260032411614E-3,1.8039163210646599E-3,2.7461296395636953E-3,2.5168691399339526E-3,0,0,1.0392641103803469E-2,null,2.781010548402432E-3,1.4600909066504546E-3,2.774579126983639E-3,9.5360263708323774E-4,0,0,7.9692832191197629E-3]
[2004,11,7,12,3.2124135240637433E-3,1.8847711392016729E-3,2.7115084143411244E-3,2.4909082256733325E-3,0,0,1.0299601303279872E-2,null,2.6862573427712641E-3,1.5255348429030263E-3,2.7395992311079267E-3,9.4376644977130274E-4,0,0,7.8951578665535198E-3]
[2004,11,7,15,3.4515478661681157E-3,1.6701181787519704E-3,2.702397646324536E-3,2.5525454554075015E-3,0,0,1.0376609146652125E-2,null,2.8862242454052787E-3,1.3517946133932471E-3,2.7303940769136652E-3,9.671198390613599E-4,0,0,7.9355327747735512E-3]
[2004,11,7,20,4.4550727453403563E-3,1.6635278058975494E-3,2.3881787114187923E-3,2.6883921692407329E-3,1.554403721631171E-5,2.6518398312492451E-4,1.1475899452238666E-2,null,3.7253833558799319E-3,1.3464603618185971E-3,2.4129198814015324E-3,1.0185900496078888E-3,2.2544007779449065E-6,1.0633341318672884E-4,8.6119414626726239E-3]
[2004,11,7,23,4.1456918779363841E-3,1.6031323077672294E-3,2.0997875046494421E-3,3.1094622693069382E-3,1.554403721631171E-5,2.6518398312492451E-4,1.1238801980001229E-2,null,3.4666754963371352E-3,1.2975762109336715E-3,2.1215409853800786E-3,1.1781269724653771E-3,2.2544007779449065E-6,1.0633341318672884E-4,8.1725074790809371E-3]
[2004,11,8,2,2.2974641750288407E-3,1.747867423935148E-3,1.9554222370463973E-3,4.2996705552167322E-3,1.554403721631171E-5,2.6518398312492451E-4,1.0581152411568354E-2,null,{"$f":"E7492*V$5","v":1.9211661150392689E-3},{"$f":"F7492*W$5","v":1.4147248971127797E-3},{"$f":"G7492*X$5","v":1.9756801154553597E-3},{"$f":"H7492*Y$5","v":1.629078411343794E-3},{"$f":"I7492*Z$5","v":2.2544007779449065E-6},{"$f":"J7492*AA$5","v":1.0633341318672884E-4},7.0492373529158761E-3]
[2004,11,8,6,2.369555033225338E-3,1.6321263750106257E-3,2.1775346459259452E-3,5.1485270412466068E-3,1.554403721631171E-5,2.6518398312492451E-4,1.160847111574975E-2,null,1.9814493244475167E-3,1.321044025618063E-3,2.2000935752726327E-3,1.9506969534999195E-3,2.2544007779449065E-6,1.0633341318672884E-4,7.561871692802806E-3]
[2004,11,8,9,3.326901209015666E-3,1.5066084162614626E-3,3.096854223661078E-3,7.81878806137201E-3,0,0,1.5749151910310219E-2,null,2.7819932690632005E-3,1.2194497176942806E-3,3.1289371646876507E-3,2.9624173922347609E-3,0,0,1.0092797543679893E-2]
[2004,11,8,10,3.368718896490739E-3,1.5649550533831697E-3,3.1999008764537571E-3,8.0835330817494201E-3,0,0,1.6217107908077087E-2,null,2.8169617029824819E-3,1.2666755193017291E-3,3.23305136520643E-3,3.0627251696956018E-3,0,0,1.0379413757186243E-2]
[2004,11,8,16,3.5986454731623957E-3,1.6017563990897955E-3,2.9596599685067504E-3,7.4074533435135731E-3,0,0,1.5567515184272514E-2,null,3.0092289656670108E-3,1.2964625496596734E-3,2.9903215978152346E-3,2.8065690545321545E-3,0,0,1.0102582167674073E-2]
[2004,11,8,17,4.371497538010605E-3,1.5664022183919763E-3,2.8182803561711536E-3,6.639569164999734E-3,1.2901553984419201E-6,2.2010275879288761E-5,1.5419049708851199E-2,null,3.6554968009014266E-3,1.2678468554912783E-3,2.8474773140946346E-3,2.515629662417192E-3,1.8711530945545568E-7,8.8256754116396241E-6,1.0295463423625627E-2]
[2004,11,8,21,4.3321786184445524E-3,1.3058057240900112E-3,2.5479034137245588E-3,5.5678976793078743E-3,1.554403721631171E-5,2.6518398312492451E-4,1.4034513455908232E-2,null,3.6226178656077754E-3,1.0569199032861335E-3,2.5742993074477352E-3,2.1095899765916958E-3,2.2544007779449065E-6,1.0633341318672884E-4,9.4720148668980125E-3]
[2004,11,8,24,3.7536590524935246E-3,1.3046082401497649E-3,2.1313129516875519E-3,5.2051592613530945E-3,1.554403721631171E-5,2.6518398312492451E-4,1.2675467526025171E-2,null,3.1388531135509178E-3,1.055950659096923E-3,2.1533930312779065E-3,1.972154022356047E-3,2.2544007779449065E-6,1.0633341318672884E-4,8.4289386402464674E-3]
[2004,11,9,3,2.3521551602417286E-3,1.5326715751002324E-3,2.0763851814408134E-3,5.4307966932870509E-3,1.554403721631171E-5,2.6518398312492451E-4,1.167273663041106E-2,null,1.9668993494161638E-3,1.2405452534321104E-3,2.0978962176451139E-3,2.0576445417886768E-3,2.2544007779449065E-6,1.0633341318672884E-4,7.4715731762467381E-3]
[2004,11,9,7,3.2249228428413755E-3,1.7151120161014595E-3,2.6121796439182278E-3,6.0252847683220749E-3,1.554403721631171E-5,2.6518398312492451E-4,1.3858227291524373E-2,null,2.6967177798126862E-3,1.3882126511936513E-3,2.6392414296575535E-3,2.2828868426588815E-3,2.2544007779449065E-6,1.0633341318672884E-4,9.1156465172874453E-3]
[2004,11,9,9,3.3331426268447088E-3,1.7110590233488463E-3,3.2009492871339544E-3,7.9512565913000162E-3,0,0,1.6196407528627527E-2,null,2.7872124148384807E-3,1.3849321565311725E-3,3.23411063726259E-3,3.0126076613534807E-3,0,0,1.0418862869985723E-2]
[2004,11,9,12,3.2119252592535501E-3,1.6272659591542921E-3,3.1810697700963724E-3,8.5454846151336878E-3,0,0,1.6565745603637903E-2,null,2.6858490500898352E-3,1.3171100022315548E-3,3.2140251714374026E-3,3.2377514328613714E-3,0,0,1.0454735656620164E-2]
[2004,11,9,15,3.0497399597464972E-3,1.712391288541151E-3,3.1332923827293068E-3,7.8734235173889972E-3,0,0,1.5768847148405953E-2,null,2.5502278268485488E-3,1.3860104927432332E-3,3.165752817568656E-3,2.9831179181816171E-3,0,0,1.0085109055342056E-2]
[2004,11,9,18,4.3948386547892661E-3,1.7275686568418154E-3,2.8178849346175562E-3,6.9450359166975811E-3,1.554403721631171E-5,2.6518398312492451E-4,1.6166056183287456E-2,null,3.6750149127091005E-3,1.398295063365448E-3,2.8470777960335918E-3,2.6313662715791455E-3,2.2544007779449065E-6,1.0633341318672884E-4,1.066034185765196E-2]
[2004,11,9,22,4.3062952884845591E-3,1.3651321438272117E-3,2.487560212086814E-3,8.1097022344665988E-3,1.554403721631171E-5,2.6518398312492451E-4,1.6549417899206421E-2,null,3.6009739257352874E-3,1.1049387415054642E-3,2.5133309593743892E-3,3.0726402553253583E-3,2.2544007779449065E-6,1.0633341318672884E-4,1.0400471695905173E-2]
[2004,11,10,1,3.2012473471938006E-3,1.4019455611654721E-3,2.1044824112298717E-3,7.7595497411995602E-3,1.554403721631171E-5,2.6518398312492451E-4,1.4747953081129939E-2,null,2.6769200565274864E-3,1.1347355426489889E-3,2.1262845304820749E-3,2.9399729125291884E-3,2.2544007779449065E-6,1.0633341318672884E-4,8.9865008561524126E-3]
[2004,11,10,6,2.7704978706161103E-3,1.7285372846101469E-3,2.2006098926271268E-3,5.7410760658165392E-3,1.554403721631171E-5,2.6518398312492451E-4,1.2721449134011157E-2,null,2.3167223622754872E-3,1.3990790712376288E-3,2.2234078780370382E-3,2.1752045782570078E-3,2.2544007779449065E-6,1.0633341318672884E-4,8.2230017037718366E-3]
[2004,11,10,9,3.4199764440091978E-3,1.7110590233488463E-3,3.2046681335516762E-3,8.0054690063531102E-3,0,0,1.6341172607262831E-2,null,2.8598238570490373E-3,1.3849321565311725E-3,3.2378680103663255E-3,3.0331479036477776E-3,0,0,1.0515771927594312E-2]
[2004,11,10,12,3.2893633337315771E-3,1.6272659591542921E-3,3.1902556811322664E-3,8.3274827535134172E-3,0,0,1.6434367727531554E-2,null,2.7506036635972279E-3,1.3171100022315548E-3,3.2233062471212766E-3,3.1551539124612441E-3,0,0,1.0446173825411303E-2]
[2004,11,10,13,3.1811119177611357E-3,1.7362929994370021E-3,3.2116410647729612E-3,7.4537277548511064E-3,0,0,1.5582773736822205E-2,null,2.6600825775546905E-3,1.4053565512742758E-3,3.2449131800996612E-3,2.8241017104739348E-3,0,0,1.0134454019402562E-2]
[2004,11,10,16,3.4990873401910148E-3,1.6425984289110157E-3,3.0197773586428823E-3,8.4759941825752819E-3,0,0,1.6637457310320194E-2,null,2.9259773034125648E-3,1.3295201120614125E-3,3.0510617950139894E-3,3.2114225869597961E-3,0,0,1.0517981797447763E-2]
[2004,11,10,19,4.7229460349460795E-3,1.697107598776508E-3,2.7650139520108176E-3,6.1194319446885425E-3,1.554403721631171E-5,2.6518398312492451E-4,1.5585227550763182E-2,null,3.949382098801856E-3,1.3736398654669905E-3,2.7936590780494406E-3,2.3185577459380884E-3,2.2544007779449065E-6,1.0633341318672884E-4,1.0543826602221048E-2]
[2004,11,10,23,4.0439238498800132E-3,1.4103045352289261E-3,2.3179570748230152E-3,8.0413118767175672E-3,1.554403721631171E-5,2.6518398312492451E-4,1.609422535699076E-2,null,3.3815758942535423E-3,1.141501301058322E-3,2.3419707592791592E-3,3.0467282106879266E-3,2.2544007779449065E-6,1.0633341318672884E-4,1.0020363979243625E-2]
[2004,11,11,3,2.3422704566168455E-3,1.5326715751002324E-3,2.0739116683394254E-3,7.3696857916417504E-3,1.554403721631171E-5,2.6518398312492451E-4,1.3599267512039487E-2,null,1.9586336459210952E-3,1.2405452534321104E-3,2.0953970793223791E-3,2.7922595155538614E-3,2.2544007779449065E-6,1.0633341318672884E-4,8.1954233081941198E-3]
[2004,11,11,7,3.208434709042252E-3,1.7151120161014595E-3,2.6056143882545449E-3,5.9760546113469797E-3,1.554403721631171E-5,2.6518398312492451E-4,1.3785943745086472E-2,null,2.6829302116323415E-3,1.3882126511936513E-3,2.6326081589388923E-3,2.2642343005896087E-3,2.2544007779449065E-6,1.0633341318672884E-4,9.076573136319167E-3]
[2004,11,11,10,3.5286157396879408E-3,1.6571462898366796E-3,3.2359846004662487E-3,7.0607608955690513E-3,0,0,1.5482507525559921E-2,null,2.9506692925897735E-3,1.3412951590526391E-3,3.2695089111381666E-3,2.6752126691837234E-3,0,0,1.0236686031964303E-2]
[2004,11,11,13,3.0974737446333089E-3,1.7362929994370021E-3,3.2068305740254807E-3,5.9043800112592538E-3,0,0,1.3944977329355047E-2,null,2.5901433698475879E-3,1.4053565512742758E-3,3.2400528533961383E-3,2.2370779075252738E-3,0,0,9.472630682043277E-3]
[2004,11,11,14,2.9812702223651266E-3,1.6044195697626415E-3,3.2031343061049837E-3,6.6968457801226183E-3,0,0,1.4485669878355371E-2,null,2.4929726405468621E-3,1.2986181215323121E-3,3.2363182926994408E-3,2.5373308825393545E-3,0,0,9.5652399373179695E-3]
[2004,11,11,17,4.3162438563923043E-3,1.6277698610676213E-3,2.8607956725047708E-3,5.8349579637256965E-3,1.2901553984419201E-6,2.2010275879288761E-5,1.4663067784968124E-2,null,3.6092930332823235E-3,1.3175178607297037E-3,2.8904330826704776E-3,2.2107749716477826E-3,1.8711530945545568E-7,8.8256754116396241E-6,1.0037031739051381E-2]
[2004,11,11,20,4.534810971058097E-3,1.4860378633653356E-3,2.7142079901883681E-3,6.1948416724024631E-3,1.554403721631171E-5,2.6518398312492451E-4,1.5210626517355498E-2,null,3.7920613824569309E-3,1.2027999003620215E-3,2.7423267741523484E-3,2.347129320863756E-3,2.2544007779449065E-6,1.0633341318672884E-4,1.0192905191799729E-2]
[2004,11,12,1,2.5968741860697602E-3,1.3457652487984613E-3,2.0991531710600302E-3,7.1430729153504962E-3,1.554403721631171E-5,2.6518398312492451E-4,1.3465593541619983E-2,null,2.1715362291709187E-3,1.0892631655425821E-3,2.1209000801906915E-3,2.7063994154002124E-3,2.2544007779449065E-6,1.0633341318672884E-4,8.1966867042690787E-3]
[2004,11,12,4,2.134210055797572E-3,1.5094971722716122E-3,2.0208949038472653E-3,6.3202693466832853E-3,1.554403721631171E-5,2.6518398312492451E-4,1.2265599498940969E-2,null,1.7846511323828986E-3,1.2217878784685351E-3,2.0418310691745385E-3,2.3946519191028318E-3,2.2544007779449065E-6,1.0633341318672884E-4,7.5515098130934776E-3]
[2004,11,12,8,3.336715808045918E-3,1.7201448540914172E-3,3.0256448062379805E-3,5.7108561155254757E-3,9.062174006597775E-6,1.54602267441751E-4,1.3957026025349142E-2,null,2.790200350285427E-3,1.3922862331541743E-3,3.0569900284780935E-3,2.1637547083242239E-3,1.3143156984279088E-6,6.199238200500403E-5,9.4665380179453518E-3]
[2004,11,12,11,3.4093469047203014E-3,1.5903113035790829E-3,3.223207982959319E-3,6.7024719285125487E-3,0,0,1.4925338119771252E-2,null,2.8509353133571429E-3,1.2871988827778999E-3,3.2565999298076959E-3,2.539462542805728E-3,0,0,9.9341966687484674E-3]
[2004,11,12,14,2.9869250647328047E-3,1.5319161641448647E-3,3.1588924670216843E-3,6.9532047540057955E-3,0,0,1.4630938449905149E-2,null,2.497701285137168E-3,1.2399338233708393E-3,3.1916181148595505E-3,2.6344613171957092E-3,0,0,9.563714540563267E-3]
[2004,11,12,17,3.8766412097474582E-3,1.4769159185878836E-3,2.7832276738321707E-3,6.5219586710104959E-3,2.5958545246121039E-6,4.4285730461782418E-5,1.4705625058164404E-2,null,3.241692215826679E-3,1.195416593018439E-3,2.8120614912720888E-3,2.4710688724113427E-3,3.7648497480282782E-7,1.7757682119324843E-5,9.738373339622677E-3]
[2004,11,12,19,4.0361148399359467E-3,1.4607390005513025E-3,2.7186726814480374E-3,5.7476261826308033E-3,1.554403721631171E-5,2.6518398312492451E-4,1.4243880724907324E-2,null,3.3750459098213117E-3,1.1823229862657145E-3,2.7468377189377056E-3,2.1776863158126797E-3,2.2544007779449065E-6,1.0633341318672884E-4,9.5904807448020865E-3]
[2004,11,12,22,4.4718492020223502E-3,1.3106010081227024E-3,2.3626091552359568E-3,5.1812606067552303E-3,1.554403721631171E-5,2.6518398312492451E-4,1.3607047992477474E-2,null,3.7394120229896012E-3,1.0608012089371663E-3,2.387085428486774E-3,1.9630991932091239E-3,2.2544007779449065E-6,1.0633341318672884E-4,9.2589856675873387E-3]
[2004,11,13,2,2.9044069162909537E-3,1.4465761288617986E-3,2.0154082669838966E-3,5.1519361538840038E-3,1.554403721631171E-5,2.6518398312492451E-4,1.1799055486361888E-2,null,2.4286986550263964E-3,1.1708595497834187E-3,2.0362875915837064E-3,1.9519886133441103E-3,2.2544007779449065E-6,1.0633341318672884E-4,7.6964222237023046E-3]
[2004,11,13,5,2.5020998366804426E-3,1.4817619780580868E-3,2.0565940616652347E-3,5.3824585895532948E-3,1.554403721631171E-5,2.6518398312492451E-4,1.1703642486298294E-2,null,2.0922848220758052E-3,1.1993389963377652E-3,2.0779000648641849E-3,2.0393299848414205E-3,2.2544007779449065E-6,1.0633341318672884E-4,7.51744168208385E-3]
[2004,11,13,9,3.73876415411694E-3,1.7309306220498926E-3,2.7672057687082507E-3,5.0732746547678407E-3,0,0,{"$f":"SUM(E7619:J7619)","v":1.3310175199642924E-2},null,3.1263978272578516E-3,1.4010162399363721E-3,2.7958736016361124E-3,1.9221849927251763E-3,0,0,{"$f":"SUM(M7619:R7619)","v":9.2454726615555129E-3}]
[2004,11,13,10,4.1944122983504379E-3,1.7083136501517696E-3,2.7855262209691861E-3,4.8182078441685238E-3,0,0,1.3506460013639917E-2,null,{"$f":"E7620*V$5","v":3.5074160753752275E-3},{"$f":"F7620*W$5","v":1.382710049888195E-3},{"$f":"G7620*X$5","v":2.8143838510095425E-3},{"$f":"H7620*Y$5","v":1.8255441386733435E-3},{"$f":"I7620*Z$5","v":0},{"$f":"J7620*AA$5","v":0},9.530054114946309E-3]
[2004,11,13,16,4.9113240671427756E-3,1.363577875133164E-3,2.6484379768849224E-3,5.0882836722738935E-3,0,0,1.4011623591434756E-2,null,4.1069059880566366E-3,1.1036807155315482E-3,2.6758753934658305E-3,1.9278716764095638E-3,0,0,9.8143337734635776E-3]
[2004,11,13,17,4.5403595619462186E-3,1.4887533873526174E-3,2.5793307115010459E-3,4.7485417879979865E-3,2.5958545246121039E-6,4.4285730461782418E-5,1.3403867033784263E-2,null,3.7967011783311545E-3,1.2049978470374423E-3,2.6060521872724456E-3,1.7991487517120823E-3,3.7648497480282782E-7,1.7757682119324843E-5,9.4250341314472529E-3]
[2004,11,13,20,5.0785814419340193E-3,1.4957806454207927E-3,2.4130222580568406E-3,4.8791419048039618E-3,1.554403721631171E-5,2.6518398312492451E-4,1.4147254270556847E-2,null,4.2467685393128831E-3,1.2106857137551032E-3,2.438020803422506E-3,1.8486311081101687E-3,2.2544007779449065E-6,1.0633341318672884E-4,9.8526939785653338E-3]
[2004,11,13,24,3.7885006917963092E-3,1.4642412352418623E-3,1.9991933394081177E-3,4.7518485879559516E-3,1.554403721631171E-5,2.6518398312492451E-4,1.2284511874743475E-2,null,3.1679880953053513E-3,1.1851576970363473E-3,2.0199046798124853E-3,1.8004016468706702E-3,2.2544007779449065E-6,1.0633341318672884E-4,8.2820399329895274E-3]
[2004,11,14,3,2.5955429615160202E-3,1.7319332319817671E-3,1.9955638384862163E-3,4.9910333453099991E-3,1.554403721631171E-5,2.6518398312492451E-4,1.1594801397635237E-2,null,2.1704230438024802E-3,1.4018277529912479E-3,2.016237577810383E-3,1.8910250375523642E-3,2.2544007779449065E-6,1.0633341318672884E-4,7.5881012261211486E-3]
[2004,11,14,6,2.9431009066246375E-3,1.7015191962182182E-3,2.0962670482928148E-3,4.8142891555943319E-3,1.554403721631171E-5,2.6518398312492451E-4,1.1835904327071238E-2,null,2.4610550172681697E-3,1.3772106149708486E-3,2.1179840576284427E-3,1.8240594084190103E-3,2.2544007779449065E-6,1.0633341318672884E-4,7.8888969122511456E-3]
[2004,11,14,11,3.8290647019538354E-3,1.8039163210646599E-3,2.788662444299496E-3,4.5541759531497984E-3,0,0,1.2975819420467789E-2,null,3.2019081897519904E-3,1.4600909066504546E-3,2.817552565138865E-3,1.7255065548535753E-3,0,0,9.2050582163948867E-3]
[2004,11,14,14,3.5513094649514284E-3,1.8084790924900113E-3,2.7884848182365119E-3,4.9562352083720321E-3,0,0,1.3104508584049983E-2,null,2.9696460481248954E-3,1.4637840164635242E-3,2.8173730988967534E-3,1.8778405637856828E-3,0,0,9.1286437272708569E-3]
[2004,11,14,17,4.3465140510099108E-3,1.8017175937093206E-3,2.6591601288825165E-3,4.9378441769745447E-3,2.5958545246121039E-6,4.4285730461782418E-5,1.3792117535562688E-2,null,3.6346053201188567E-3,1.4583112554658367E-3,2.686708625335247E-3,1.8708724875511811E-3,3.7648497480282782E-7,1.7757682119324843E-5,9.6686318555652493E-3]
[2004,11,14,18,4.7525055795106961E-3,1.8162140231756739E-3,2.5577647311892612E-3,4.9583689719053595E-3,1.554403721631171E-5,2.6518398312492451E-4,1.4365581326122225E-2,null,3.9741001318448835E-3,1.4700446738043491E-3,2.5842627866687925E-3,1.8786490136569966E-3,2.2544007779449065E-6,1.0633341318672884E-4,1.0015644419939696E-2]
[2004,11,14,21,5.104226726190003E-3,1.6560341095008637E-3,2.299193143383854E-3,4.9786863594434147E-3,1.554403721631171E-5,2.6518398312492451E-4,1.431886835885937E-2,null,4.2682134226145032E-3,1.3403949596498632E-3,2.3230124363503406E-3,1.8863469563221602E-3,2.2544007779449065E-6,1.0633341318672884E-4,9.9265555889015422E-3]
[2004,11,15,1,2.7524104140685887E-3,1.578298191836951E-3,1.9552137455114155E-3,6.7518096733923611E-3,1.554403721631171E-5,2.6518398312492451E-4,1.3318460045150552E-2,null,2.3015974219155761E-3,1.2774754632320807E-3,1.9754694639796322E-3,2.5581558482615546E-3,2.2544007779449065E-6,1.0633341318672884E-4,8.2212860113535166E-3]
[2004,11,15,4,2.2812241072735465E-3,1.6865428113142272E-3,1.9792847152357886E-3,6.1588495190885864E-3,1.554403721631171E-5,2.6518398312492451E-4,1.2386629173253384E-2,null,1.9075859825538422E-3,1.3650887204253695E-3,1.9997898053070403E-3,2.3334924528320244E-3,2.2544007779449065E-6,1.0633341318672884E-4,7.7145447750829512E-3]
[2004,11,15,8,3.10376792528602E-3,1.65365222409754E-3,2.8979346790178294E-3,6.7066958565071754E-3,1.036787313276796E-5,1.7687772202424471E-4,1.4549296280065578E-2,null,2.5954066365062606E-3,1.3384670602359793E-3,2.9279568436697627E-3,2.5410629235369372E-3,1.5036853637752811E-6,7.0924388712689275E-5,9.4753215380254056E-3]
[2004,11,15,12,3.5853277929863312E-3,1.4721623066789667E-3,3.1274500371592136E-3,7.1870261847261042E-3,0,0,1.5371966321550617E-2,null,2.9980925674749199E-3,1.1915690168083303E-3,3.1598499461827365E-3,2.7230526266935535E-3,0,0,1.007256415715954E-2]
[2004,11,15,15,3.1195721404487448E-3,1.6433032513707058E-3,3.0661385335401152E-3,7.0473130528251717E-3,0,0,1.4876326978184737E-2,null,2.608622304012822E-3,1.3300905957652181E-3,3.0979032646660694E-3,2.6701174903759838E-3,0,0,9.7067336548200926E-3]
[2004,11,15,16,3.7027938674643046E-3,1.6017563990897955E-3,2.9507908482482147E-3,6.9750849774070636E-3,0,0,1.5230426092209377E-2,null,3.0963190575358274E-3,1.2964625496596734E-3,2.981360594813224E-3,2.6427513941029127E-3,0,0,1.0016893596111636E-2]
[2004,11,15,19,4.2897811678799837E-3,1.6154206516132339E-3,2.7459671892627571E-3,5.654889667673418E-3,1.554403721631171E-5,2.6518398312492451E-4,1.4586786696770628E-2,null,3.5871646270876668E-3,1.3075224035024907E-3,2.7744149937221712E-3,2.1425498902376923E-3,2.2544007779449065E-6,1.0633341318672884E-4,9.9202397285146938E-3]
[2004,11,16,1,3.03139986392649E-3,1.4019455611654721E-3,2.1038437821910387E-3,6.9208883035702263E-3,1.554403721631171E-5,2.6518398312492451E-4,{"$f":"SUM(E7683:J7683)","v":1.3738805531194461E-2},null,2.5348916266070241E-3,1.1347355426489889E-3,2.1256392853430603E-3,2.6222171159110377E-3,2.2544007779449065E-6,1.0633341318672884E-4,{"$f":"SUM(M7683:R7683)","v":8.526071384474785E-3}]
[2004,11,16,3,2.2872869035542196E-3,1.5326715751002324E-3,2.0570925172732359E-3,6.9668697120501529E-3,1.554403721631171E-5,2.6518398312492451E-4,1.3124648728319076E-2,null,1.9126557629244845E-3,1.2405452534321104E-3,2.0784036843968404E-3,2.6396387576195974E-3,2.2544007779449065E-6,1.0633341318672884E-4,7.9798312723377059E-3]
[2004,11,16,6,2.6129464675778988E-3,1.7285372846101469E-3,2.1891722058556104E-3,5.6605695307823597E-3,1.554403721631171E-5,2.6518398312492451E-4,1.2471953509167251E-2,null,2.1849760568559014E-3,1.3990790712376288E-3,2.2118516985617431E-3,2.144701902177058E-3,2.2544007779449065E-6,1.0633341318672884E-4,8.049196542797005E-3]
[2004,11,16,9,3.2336785537865568E-3,1.7110590233488463E-3,3.1685951954969977E-3,6.7540352586029319E-3,0,0,1.4867368031235333E-2,null,2.7040394065713492E-3,1.3849321565311725E-3,3.2014213621332924E-3,2.5589990879406384E-3,0,0,9.8493920131764515E-3]
[2004,11,16,13,3.0283362521674583E-3,1.7362929994370021E-3,3.1868410526076276E-3,5.3207426766959396E-3,0,0,1.3272212980908027E-2,null,2.5323297990211759E-3,1.4053565512742758E-3,3.2198562435619502E-3,2.0159467837377199E-3,0,0,9.1734893775951218E-3]
[2004,11,16,16,3.33757863172874E-3,1.6425984289110157E-3,3.0053765258181786E-3,5.8915276527441848E-3,0,0,1.3877081239202119E-2,null,2.7909218534281997E-3,1.3295201120614125E-3,3.0365117717408886E-3,2.2322083484456025E-3,0,0,9.3891620856761046E-3]
[2004,11,16,17,4.2098663016325154E-3,1.6277698610676213E-3,2.8565742451747904E-3,5.3007590485786935E-3,3.8860093040779275E-6,6.6295995781231128E-5,1.406515146153893E-2,null,3.5203388916567307E-3,1.3175178607297037E-3,2.8861679219923009E-3,2.0083752973347373E-3,5.6360019448622662E-7,2.6583353296682209E-5,9.7595469252046412E-3]
[2004,11,16,22,4.1896722502466734E-3,1.3651321438272117E-3,2.4720170061910537E-3,7.7011171551575061E-3,1.554403721631171E-5,2.6518398312492451E-4,1.6008666575763681E-2,null,3.5034523923286815E-3,1.1049387415054642E-3,2.4976267282181218E-3,2.9178337129747932E-3,2.2544007779449065E-6,1.0633341318672884E-4,1.0132439388991735E-2]
[2004,11,16,24,3.3418652335250329E-3,1.5481217990766713E-3,2.1941440485981523E-3,7.4299862120942705E-3,1.554403721631171E-5,2.6518398312492451E-4,1.4794845313635362E-2,null,2.7945063594279943E-3,1.2530506735950575E-3,2.2168750488425746E-3,2.8151064085640636E-3,2.2544007779449065E-6,1.0633341318672884E-4,9.1881263043943635E-3]
[2004,11,17,4,2.2912409044523394E-3,1.5796859948833469E-3,2.041825126092339E-3,6.370145584787032E-3,1.554403721631171E-5,2.6518398312492451E-4,1.2563625630556291E-2,null,1.9159621442064504E-3,1.27859875181515E-3,2.0629781253541355E-3,2.4135492512798924E-3,2.2544007779449065E-6,1.0633341318672884E-4,7.7796760866203022E-3]
[2004,11,17,7,3.039774223507226E-3,1.7151120161014595E-3,2.6298961346423967E-3,5.4108159076786339E-3,1.554403721631171E-5,2.6518398312492451E-4,1.3076326302270951E-2,null,2.5418943629441264E-3,1.3882126511936513E-3,2.6571414605441098E-3,2.0500741323681532E-3,2.2544007779449065E-6,1.0633341318672884E-4,8.7459104210147152E-3]
[2004,11,17,10,3.3677475007638617E-3,1.6571462898366796E-3,3.2166576428795677E-3,7.1362027323963765E-3,0,0,1.5377754165876487E-2,null,2.8161494106407536E-3,1.3412951590526391E-3,3.2499817291961582E-3,2.7037964097538936E-3,0,0,1.0111222708643446E-2]
[2004,11,17,14,2.8586417920648901E-3,1.6044195697626415E-3,3.1929792629927629E-3,8.1004832331195813E-3,0,0,1.5756523857939873E-2,null,2.3904293288408976E-3,1.2986181215323121E-3,3.2260580448776146E-3,3.0691473188606436E-3,0,0,9.9842528141114682E-3]
[2004,11,17,15,2.9178989348042682E-3,1.712391288541151E-3,3.1131539456553847E-3,7.683415659026172E-3,0,0,1.5426859828026974E-2,null,2.4399808369524483E-3,1.3860104927432332E-3,3.1454057493347414E-3,2.9111268909460556E-3,0,0,9.8825239699764783E-3]
[2004,11,17,19,4.3797103815755457E-3,1.697107598776508E-3,2.7452141465923903E-3,6.4431735893945696E-3,1.554403721631171E-5,2.6518398312492451E-4,1.5545933736680249E-2,null,3.6623644756780677E-3,1.3736398654669905E-3,2.7736541496437175E-3,2.441218428302144E-3,2.2544007779449065E-6,1.0633341318672884E-4,1.0359464733055594E-2]
[2004,11,17,22,4.1067380510056584E-3,1.3651321438272117E-3,2.3298074325481559E-3,7.7228196715476254E-3,1.554403721631171E-5,2.6518398312492451E-4,1.5805225319269887E-2,null,3.4341018557277124E-3,1.1049387415054642E-3,2.3539438849166975E-3,2.9260564594547726E-3,2.2544007779449065E-6,1.0633341318672884E-4,9.9276287555693198E-3]
[2004,11,18,1,3.0860964975782919E-3,1.4019455611654721E-3,2.0900085633258556E-3,7.5982213265162859E-3,1.554403721631171E-5,2.6518398312492451E-4,1.445699996892714E-2,null,2.5806295842738677E-3,1.1347355426489889E-3,2.1116607357044913E-3,2.8788480811911292E-3,2.2544007779449065E-6,1.0633341318672884E-4,8.8144617577831513E-3]
[2004,11,18,5,2.4182352459247262E-3,1.7319868110744095E-3,2.0894491946131292E-3,5.5940137909296968E-3,1.554403721631171E-5,2.6518398312492451E-4,1.2114413062883196E-2,null,2.0221562813295736E-3,1.4018711199396147E-3,2.1110955720165651E-3,2.1194849657740033E-3,2.2544007779449065E-6,1.0633341318672884E-4,7.7631957530244315E-3]
[2004,11,18,8,3.1631212631311224E-3,1.840625062990451E-3,2.9891010479372979E-3,5.9208751095173231E-3,1.1658027912233782E-5,1.988879873436934E-4,1.4124268498832122E-2,null,2.6450385840777859E-3,1.4898029834549888E-3,3.0200676823725695E-3,2.2433276441318636E-3,1.6908005834586799E-6,7.9750059890046631E-5,9.4796777545107132E-3]
[2004,11,18,12,3.1767261590863629E-3,1.6272659591542921E-3,3.1483484750439621E-3,7.8157679775843255E-3,0,0,1.5768108570868945E-2,null,2.6564151554262878E-3,1.3171100022315548E-3,3.1809648887208461E-3,2.9612731293811806E-3,0,0,1.0115763175759868E-2]
[2004,11,18,16,3.3895899407862958E-3,1.6425984289110157E-3,2.9995746540862496E-3,8.0501253968581262E-3,0,0,1.6081888420641687E-2,null,2.8344143116115603E-3,1.3295201120614125E-3,3.0306497934959706E-3,3.0500675166195189E-3,0,0,1.0244651733788461E-2]
[2004,11,18,19,4.5542811905326872E-3,1.697107598776508E-3,2.7678251990430566E-3,5.771159209567632E-3,1.554403721631171E-5,2.6518398312492451E-4,1.5071101218261119E-2,null,3.8083426051691376E-3,1.3736398654669905E-3,2.7964994491754317E-3,2.1866026143160257E-3,2.2544007779449065E-6,1.0633341318672884E-4,1.0273672348092259E-2]
[2004,11,18,20,4.4990072944614701E-3,1.4860378633653356E-3,2.7083545979503226E-3,7.3126272177952353E-3,1.554403721631171E-5,2.6518398312492451E-4,1.6286754993913601E-2,null,3.7621219339907105E-3,1.2027999003620215E-3,2.7364127416566685E-3,2.7706409078857353E-3,2.2544007779449065E-6,1.0633341318672884E-4,1.0580563297859809E-2]
[2004,11,18,23,3.8991550981415284E-3,1.4103045352289261E-3,2.3281030995964958E-3,6.8333359619697992E-3,1.554403721631171E-5,2.6518398312492451E-4,1.4751626715277985E-2,null,3.2605185896916471E-3,1.141501301058322E-3,2.3522218953336209E-3,2.5890448931250847E-3,2.2544007779449065E-6,1.0633341318672884E-4,9.4518744931733484E-3]
[2004,11,19,2,2.4085627412958653E-3,1.5095294367630492E-3,2.0710221922168189E-3,6.4570775102447469E-3,1.554403721631171E-5,2.6518398312492451E-4,1.2726919900861717E-2,null,2.0140680210892175E-3,1.2218139933664409E-3,2.092477668664485E-3,2.446486408022724E-3,2.2544007779449065E-6,1.0633341318672884E-4,7.8834339051075415E-3]
[2004,11,19,5,2.2361396176515998E-3,1.6557117966353137E-3,2.0751927039152625E-3,5.6153637472854028E-3,1.554403721631171E-5,2.6518398312492451E-4,1.1863135885828815E-2,null,1.8698858108963511E-3,1.3401340794313129E-3,2.096691386232888E-3,2.1275741327312285E-3,2.2544007779449065E-6,1.0633341318672884E-4,7.5428732232564535E-3]
[2004,11,19,10,3.7184685793936224E-3,1.5395120788446583E-3,3.2147062922072873E-3,7.0678823133555318E-3,0,0,1.55405692638011E-2,null,3.1094264329408123E-3,1.2460819610928349E-3,3.2480101628262633E-3,2.6779108638070388E-3,0,0,1.0281429420666949E-2]
[2004,11,19,14,3.0092544713084713E-3,1.5319161641448647E-3,3.1481116358405429E-3,7.0359424987932679E-3,0,0,1.4725224770087147E-2,null,2.5163733931719179E-3,1.2399338233708393E-3,3.1807255958991266E-3,2.6658093640066468E-3,0,0,9.6028421764485297E-3]
[2004,11,19,17,3.90620785747309E-3,1.4769159185878836E-3,2.7697741765108823E-3,6.7784204257872981E-3,3.8860093040779275E-6,6.6295995781231128E-5,1.5001500383444463E-2,null,3.2664161886151008E-3,1.195416593018439E-3,2.7984686177548327E-3,2.568238249152388E-3,5.6360019448622662E-7,2.6583353296682209E-5,9.8556866020319284E-3]
[2004,11,19,20,4.137087261752952E-3,1.5527351562501222E-3,2.6358730528153185E-3,6.1428350429899E-3,1.554403721631171E-5,2.6518398312492451E-4,1.4749258534149526E-2,null,3.4594802167657703E-3,1.2567847275417011E-3,2.6631802986846549E-3,2.3274248164988878E-3,2.2544007779449065E-6,1.0633341318672884E-4,9.8154578734556876E-3]
[2004,11,19,21,4.568067606433357E-3,1.3709608853934348E-3,2.5037245766077769E-3,6.4186183386811977E-3,1.554403721631171E-5,2.6518398312492451E-4,1.5142099427457001E-2,null,3.8198709655954204E-3,1.1096565282778768E-3,2.5296627842651995E-3,2.4319148250821821E-3,2.2544007779449065E-6,1.0633341318672884E-4,9.999692917185353E-3]
[2004,11,19,24,3.3052155009048899E-3,1.160840632031033E-3,2.1390509808048262E-3,6.0835948198166775E-3,1.554403721631171E-5,2.6518398312492451E-4,1.2969429953898661E-2,null,2.7638594291296433E-3,9.3958507448867656E-4,2.1612112252056307E-3,2.3049796157758708E-3,2.2544007779449065E-6,1.0633341318672884E-4,8.2782231585644961E-3]
[2004,11,20,6,2.7379301023144932E-3,1.5412110805395115E-3,2.1165042180584996E-3,5.5866836894305719E-3,1.554403721631171E-5,2.6518398312492451E-4,1.2263057110684311E-2,null,2.2894888177512375E-3,1.2474571340407546E-3,2.1384308814098624E-3,2.1167077041322493E-3,2.2544007779449065E-6,1.0633341318672884E-4,7.9006723512987775E-3]
[2004,11,20,8,3.3345971909005197E-3,1.6530589127225232E-3,2.6717873122736394E-3,5.3377177954437201E-3,1.2948183310675703E-5,2.2089826322298215E-4,1.323100765787406E-2,null,2.7884287381250636E-3,1.3379868336681731E-3,2.6994666244350893E-3,2.0223783926544671E-3,1.8779158929141354E-6,8.857573530168625E-5,8.9387142400773941E-3]
[2004,11,20,11,4.8824841015007794E-3,1.6307276970378866E-3,2.7910182598534024E-3,5.3621396723165663E-3,0,0,1.4666369730708635E-2,null,4.0827896752311695E-3,1.3199119348633636E-3,2.8199327865853405E-3,2.0316314625971814E-3,0,0,1.0254265859277056E-2]
[2004,11,20,15,4.6285752574603302E-3,1.4620955360176641E-3,2.7184973245728368E-3,5.2545722326719849E-3,0,0,1.4063740350722817E-2,null,3.8704681632001155E-3,1.1834209668515406E-3,2.7466605453918191E-3,1.9908758299415812E-3,0,0,9.7914255053850562E-3]
[2004,11,20,18,4.8903952590329588E-3,1.5054742814700447E-3,2.5278771824318409E-3,5.0830741582372158E-3,1.554403721631171E-5,2.6518398312492451E-4,1.4287548901513293E-2,null,4.0894050766579924E-3,1.218531748342527E-3,2.5540656074299352E-3,1.9258978724304549E-3,2.2544007779449065E-6,1.0633341318672884E-4,9.8964881188255832E-3]
[2004,11,20,21,5.1521992621952218E-3,1.4672316621090319E-3,2.2300050700896448E-3,5.2420814309585648E-3,1.554403721631171E-5,2.6518398312492451E-4,1.4372245445693698E-2,null,4.3083286120600885E-3,1.1875781502606857E-3,2.2531075850889021E-3,1.9861432591200749E-3,2.2544007779449065E-6,1.0633341318672884E-4,9.843745420494425E-3]
[2004,11,20,23,4.1830918300629445E-3,1.4606490312084556E-3,2.0639746546856842E-3,5.3439154846524903E-3,1.554403721631171E-5,2.6518398312492451E-4,1.3332359020950811E-2,null,3.4979497688635989E-3,1.1822501650279255E-3,2.0853571197112218E-3,2.0247266008626462E-3,2.2544007779449065E-6,1.0633341318672884E-4,8.8988714684300647E-3]
[2004,11,21,2,2.721350855373375E-3,1.6514777850432307E-3,1.9860748892055738E-3,5.6781349669779236E-3,1.554403721631171E-5,2.6518398312492451E-4,1.2317766516941338E-2,null,2.2756250597077655E-3,1.3367070680161688E-3,2.0066503244514119E-3,2.1513571732087681E-3,2.2544007779449065E-6,1.0633341318672884E-4,7.8789274393487874E-3]
[2004,11,21,6,2.7726276387300417E-3,1.7015191962182182E-3,2.0727043979138471E-3,5.2052533123904407E-3,1.554403721631171E-5,2.6518398312492451E-4,1.2032832565593782E-2,null,2.3185032990047072E-3,1.3772106149708486E-3,2.0941773017579208E-3,1.9721896568337441E-3,2.2544007779449065E-6,1.0633341318672884E-4,7.8706686865318946E-3]
[2004,11,21,9,3.7435003254067518E-3,1.6502335301480716E-3,2.6732336096377614E-3,5.0648610267547316E-3,0,0,{"$f":"SUM(E7811:J7811)","v":1.3131828491947318E-2},null,3.1303582684677317E-3,1.3356999673891814E-3,2.7009279052209964E-3,1.9189971997114526E-3,0,0,{"$f":"SUM(M7811:R7811)","v":9.0859833407893626E-3}]
[2004,11,21,12,3.4812928750532404E-3,1.8847711392016729E-3,2.7218958137015291E-3,5.0599790938957957E-3,0,0,1.3147938921852238E-2,null,2.9110973658581477E-3,1.5255348429030263E-3,2.7500942423534999E-3,1.9171475111541578E-3,0,0,9.1038739622688325E-3]
[2004,11,21,16,3.9486086832648242E-3,1.8109207830770933E-3,2.6770652306868144E-3,4.6653355721278066E-3,0,0,1.3101930269156539E-2,null,3.3018722495392018E-3,1.4657603222275014E-3,2.7047992212841749E-3,1.7676232084819711E-3,0,0,9.240055001532849E-3]
[2004,11,21,20,4.8288402524130254E-3,1.6635278058975494E-3,2.410220952167536E-3,5.3168421026060829E-3,1.554403721631171E-5,2.6518398312492451E-4,1.4500159133425427E-2,null,4.0379320681930191E-3,1.3464603618185971E-3,2.4351904764281858E-3,2.0144689167802335E-3,2.2544007779449065E-6,1.0633341318672884E-4,9.9426396371847092E-3]
[2004,11,21,23,4.4581059023770979E-3,1.6031323077672294E-3,2.192203797881119E-3,5.7588258940238961E-3,1.554403721631171E-5,2.6518398312492451E-4,1.4292995922390578E-2,null,3.7279197168747702E-3,1.2975762109336715E-3,2.2149146974217832E-3,2.1819297125588869E-3,2.2544007779449065E-6,1.0633341318672884E-4,9.5309281517537842E-3]
[2004,11,21,24,3.8026192043996779E-3,1.5416529232665441E-3,2.0798523284781567E-3,7.1213253911395396E-3,1.554403721631171E-5,2.6518398312492451E-4,1.4826177867625153E-2,null,3.1797941588353764E-3,1.247814761797861E-3,2.1013992838009874E-3,2.6981596161557652E-3,2.2544007779449065E-6,1.0633341318672884E-4,9.3357556345546634E-3]
[2004,11,22,3,2.6640298398307406E-3,1.5417650798004686E-3,1.9484119181919089E-3,6.6635150567785394E-3,1.554403721631171E-5,2.6518398312492451E-4,1.3098449914942892E-2,null,2.2276925635508816E-3,1.2479055413608553E-3,1.9685971707585998E-3,2.5247023889985102E-3,2.2544007779449065E-6,1.0633341318672884E-4,8.0774854786335205E-3]
[2004,11,22,7,3.1372615059570663E-3,1.6033252768466507E-3,2.5247145055805405E-3,7.0751093680766321E-3,1.554403721631171E-5,2.6518398312492451E-4,1.4621138676802125E-2,null,2.6234143560415354E-3,1.2977324002174191E-3,2.5508701657251487E-3,2.6806490826246318E-3,2.2544007779449065E-6,1.0633341318672884E-4,9.2612538185734075E-3]
[2004,11,22,10,3.9051262710230296E-3,1.5649550533831697E-3,3.192467452503899E-3,7.7725667630838182E-3,0,0,1.6435115539993918E-2,null,3.2655117535162091E-3,1.2666755193017291E-3,3.2255409321095521E-3,2.9449048600026771E-3,0,0,1.0702633064930167E-2]
[2004,11,22,13,3.5920395160254459E-3,1.7324183281032092E-3,3.1350028395202381E-3,6.7419304628321486E-3,0,0,1.5201391146481041E-2,null,3.0037049879062913E-3,1.402220390070639E-3,3.1674809944330518E-3,2.5544127687771893E-3,0,0,1.0127819141187173E-2]
[2004,11,22,17,5.0258685012764901E-3,1.5664022183919763E-3,2.7920379088917169E-3,7.6009351823796032E-3,5.1761647025198476E-6,8.830627166051989E-5,1.707872624730283E-2,null,4.2026893686707336E-3,1.2678468554912783E-3,2.820962999033361E-3,2.8798763190390417E-3,7.507155039416823E-7,3.5409028708321832E-5,1.1207535286446678E-2]
[2004,11,22,21,5.082642904066511E-3,1.3058057240900112E-3,2.4809513534343347E-3,7.6412224077887416E-3,1.554403721631171E-5,2.6518398312492451E-4,1.6791350409720837E-2,null,4.2501647809218999E-3,1.0569199032861335E-3,2.5066536339465673E-3,2.8951405231970417E-3,2.2544007779449065E-6,1.0633341318672884E-4,1.0817466655316316E-2]
[2004,11,22,22,4.6727000313502073E-3,1.3559890505817618E-3,2.292831508735293E-3,7.6137772917922158E-3,1.554403721631171E-5,2.6518398312492451E-4,1.6216025902800715E-2,null,3.9073658094626249E-3,1.0975383165797341E-3,2.3165848961296982E-3,2.8847419948929325E-3,2.2544007779449065E-6,1.0633341318672884E-4,1.0314818831029663E-2]
[2004,11,23,1,3.020172655825942E-3,1.4019455611654721E-3,2.0749427155520549E-3,7.9138115257788959E-3,1.554403721631171E-5,2.6518398312492451E-4,1.4691600478663599E-2,null,2.5255033053423427E-3,1.1347355426489889E-3,2.0964388080280754E-3,2.9984203074461448E-3,2.2544007779449065E-6,1.0633341318672884E-4,8.8636857774302257E-3]
[2004,11,23,4,2.3335203562095275E-3,1.5796859948833469E-3,2.0406747859205384E-3,6.3243972611914138E-3,1.554403721631171E-5,2.6518398312492451E-4,1.2559006418546062E-2,null,1.9513167107590836E-3,1.27859875181515E-3,2.0618158678322672E-3,2.3962159218148316E-3,2.2544007779449065E-6,1.0633341318672884E-4,7.7965350661860066E-3]
[2004,11,23,8,3.0891864943493608E-3,1.840625062990451E-3,2.9739192491940554E-3,4.9143970937934461E-3,1.4253882436845885E-5,2.431737178054758E-4,1.3075555500569635E-2,null,2.5832134753119439E-3,1.4898029834549888E-3,3.0047286024922184E-3,1.8619887518024117E-3,2.0672855582615075E-6,9.7507742009371467E-5,9.0393088406291941E-3]
[2004,11,23,10,3.4283609961553285E-3,1.6571462898366796E-3,3.2116764044680473E-3,6.2830202580446779E-3,0,0,1.4580203948504733E-2,null,2.866835116527207E-3,1.3412951590526391E-3,3.2449488859086395E-3,2.3805388177932994E-3,0,0,9.8336179792817852E-3]
[2004,11,23,15,2.9631514271891237E-3,1.712391288541151E-3,3.0934295884985771E-3,6.1880173888079126E-3,0,0,1.3956989693036765E-2,null,2.4778214944633603E-3,1.3860104927432332E-3,3.1254770508232087E-3,2.3445437057720876E-3,0,0,9.33385274380189E-3]
[2004,11,23,19,4.4577204461095686E-3,1.697107598776508E-3,2.7379831359081713E-3,5.0137237230184883E-3,1.554403721631171E-5,2.6518398312492451E-4,1.4187262924153971E-2,null,3.7275973938857739E-3,1.3736398654669905E-3,2.7663482267832741E-3,1.8996220693471113E-3,2.2544007779449065E-6,1.0633341318672884E-4,9.8757953694478245E-3]
[2004,11,23,22,4.1752331349839715E-3,1.3651321438272117E-3,2.4598082200859954E-3,6.2137696433405502E-3,1.554403721631171E-5,2.6518398312492451E-4,1.4494671162578963E-2,null,3.4913782371469144E-3,1.1049387415054642E-3,2.4852914609369003E-3,2.3543008351530003E-3,2.2544007779449065E-6,1.0633341318672884E-4,9.5444970887069523E-3]
[2004,11,23,23,3.8162750241453338E-3,1.4103045352289261E-3,2.2969603162124115E-3,6.0610594215543172E-3,1.554403721631171E-5,2.6518398312492451E-4,1.3865327317482223E-2,null,3.191213313246395E-3,1.141501301058322E-3,2.3207564774273557E-3,2.2964413032868585E-3,2.2544007779449065E-6,1.0633341318672884E-4,9.0585002089836053E-3]
[2004,11,24,2,2.5305970816455305E-3,1.5305493388733783E-3,2.0648494876100414E-3,6.0409916192266395E-3,1.554403721631171E-5,2.6518398312492451E-4,1.2447715547696825E-2,null,{"$f":"E7876*V$5","v":2.1161145479074227E-3},{"$f":"F7876*W$5","v":1.2388275142108337E-3},{"$f":"G7876*X$5","v":2.0862410157722632E-3},{"$f":"H7876*Y$5","v":2.2888379245825366E-3},{"$f":"I7876*Z$5","v":2.2544007779449065E-6},{"$f":"J7876*AA$5","v":1.0633341318672884E-4},7.8386088164377286E-3]
[2004,11,24,7,3.1098503027303138E-3,1.7151120161014595E-3,2.5891627546972269E-3,5.8790203152409787E-3,1.554403721631171E-5,2.6518398312492451E-4,1.3573873409111216E-2,null,2.6004927908723934E-3,1.3882126511936513E-3,2.6159860889479903E-3,2.2274695124701017E-3,2.2544007779449065E-6,1.0633341318672884E-4,8.94074885744881E-3]
[2004,11,24,10,3.4345859855036626E-3,1.6571462898366796E-3,3.2272012236135832E-3,6.5490626679353525E-3,0,0,1.4867996166889278E-2,null,2.8720405246169109E-3,1.3412951590526391E-3,3.2606345398307332E-3,2.4813381559958348E-3,0,0,9.9553083794961181E-3]
[2004,11,24,13,3.0231574387189399E-3,1.7362929994370021E-3,3.1950120815130373E-3,6.7069524385188093E-3,0,0,1.4661414958187791E-2,null,2.5279992153186995E-3,1.4053565512742758E-3,3.2281119230900776E-3,2.541160138477134E-3,0,0,9.7026278281601881E-3]
[2004,11,24,16,3.3321038504391331E-3,1.6425984289110157E-3,2.9889493357628206E-3,7.0888732175800311E-3,0,0,1.5052524832693001E-2,null,2.7863437779939173E-3,1.3295201120614125E-3,3.0199143984829271E-3,2.6858639914868394E-3,0,0,9.8216422800250953E-3]
[2004,11,24,20,4.4013608285903214E-3,1.4860378633653356E-3,2.6383545528519425E-3,6.3353311279212409E-3,1.554403721631171E-5,2.6518398312492451E-4,1.5141812393070076E-2,null,3.6804688298753287E-3,1.2027999003620215E-3,2.6656875066860659E-3,2.400358594145962E-3,2.2544007779449065E-6,1.0633341318672884E-4,1.0057902645034051E-2]
[2004,11,24,23,3.8231513651971649E-3,1.4103045352289261E-3,2.3277635195972906E-3,6.6340161356652008E-3,1.554403721631171E-5,2.6518398312492451E-4,1.4475963576029817E-2,null,3.1969633891639295E-3,1.141501301058322E-3,2.3518787973370219E-3,2.5135257058255711E-3,2.2544007779449065E-6,1.0633341318672884E-4,9.3124570073495182E-3]
[2004,11,24,24,3.3357481489621928E-3,1.5481217990766713E-3,2.1808635373306217E-3,6.6173342251844907E-3,1.554403721631171E-5,2.6518398312492451E-4,1.3962795730895211E-2,null,2.7893911825679196E-3,1.2530506735950575E-3,2.2034569534884105E-3,2.5072051889685012E-3,2.2544007779449065E-6,1.0633341318672884E-4,8.8616918125845618E-3]
[2004,11,25,4,2.7331685541146381E-3,1.5796859948833469E-3,2.0253293344271615E-3,6.3576211682461947E-3,1.554403721631171E-5,2.6518398312492451E-4,1.2976533072012577E-2,null,2.2855071560756758E-3,1.27859875181515E-3,2.0463114397840606E-3,2.408803944322223E-3,2.2544007779449065E-6,1.0633341318672884E-4,8.1278091059617842E-3]
[2004,11,25,7,3.3257426042176789E-3,1.7151120161014595E-3,2.3554899412905513E-3,5.8819845394091448E-3,1.554403721631171E-5,2.6518398312492451E-4,1.3559057121360069E-2,null,2.7810244303309983E-3,1.3882126511936513E-3,2.3798924605624369E-3,2.228592610981192E-3,2.2544007779449065E-6,1.0633341318672884E-4,8.8863099670329522E-3]
[2004,11,25,11,3.7928243408979559E-3,1.7504626085029017E-3,2.8468122132680488E-3,5.1074098963973663E-3,0,0,1.3497509059066274E-2,null,3.1716035806903628E-3,1.4168254409928972E-3,2.8763047569125575E-3,1.9351183057524255E-3,0,0,9.3998520843482439E-3]
[2004,11,25,14,3.5234976866255511E-3,1.6044195697626415E-3,2.851689140205942E-3,5.0017705229902726E-3,0,0,1.2981376919584408E-2,null,2.9463895174249169E-3,1.2986181215323121E-3,2.8812322080753704E-3,1.895093187456657E-3,0,0,9.0213330344892564E-3]
[2004,11,25,18,4.7127094108201572E-3,1.7275686568418154E-3,2.617815735728269E-3,6.6438324522878102E-3,1.554403721631171E-5,2.6518398312492451E-4,1.598265427601929E-2,null,3.9408221153135964E-3,1.398295063365448E-3,2.644935910525685E-3,2.5172449557735481E-3,2.2544007779449065E-6,1.0633341318672884E-4,1.0609885858942951E-2]
[2004,11,25,21,5.0594123912646744E-3,1.492106886775598E-3,2.4176995835103335E-3,6.5210045434162985E-3,1.554403721631171E-5,2.6518398312492451E-4,1.5770951425308141E-2,null,4.2307391574388639E-3,1.2077121713970455E-3,2.4427465852597512E-3,2.4707073682808719E-3,2.2544007779449065E-6,1.0633341318672884E-4,1.0460493096341205E-2]
[2004,11,26,1,2.913354080986994E-3,1.3457652487984613E-3,2.0116815096898589E-3,6.483749373499827E-3,1.554403721631171E-5,2.6518398312492451E-4,1.3035278233316376E-2,null,2.4361803776258325E-3,1.0892631655425821E-3,2.032522225648173E-3,2.4565919628695824E-3,2.2544007779449065E-6,1.0633341318672884E-4,8.123145545650844E-3]
[2004,11,26,2,2.5423116249271563E-3,1.5095294367630492E-3,1.9963891730988502E-3,6.3716899933387401E-3,1.554403721631171E-5,2.6518398312492451E-4,1.270064824846903E-2,null,2.1259103844869149E-3,1.2218139933664409E-3,2.0170714627646838E-3,2.4141344036997282E-3,2.2544007779449065E-6,1.0633341318672884E-4,7.887518058282441E-3]
[2004,11,26,5,2.3738282204857869E-3,1.6557117966353137E-3,2.0378031958786921E-3,5.8477962556577109E-3,1.554403721631171E-5,2.6518398312492451E-4,1.2195867488998738E-2,null,1.9850226130572897E-3,1.3401340794313129E-3,2.0589145285522226E-3,2.2156392011175494E-3,2.2544007779449065E-6,1.0633341318672884E-4,7.7082982361230488E-3]
[2004,11,26,8,3.0750529005993191E-3,1.7201448540914172E-3,2.5747314902957769E-3,6.5209081201374284E-3,1.554403721631171E-5,2.6518398312492451E-4,1.4171565385465176E-2,null,2.5713948007526463E-3,1.3922862331541743E-3,2.6014053188316141E-3,2.4706708349976955E-3,2.2544007779449065E-6,1.0633341318672884E-4,9.1443450017008043E-3]
[2004,11,26,12,3.2349675932426668E-3,1.5518394352601616E-3,2.7756344898459346E-3,6.7711098350157067E-3,0,0,1.433355135336447E-2,null,2.7051173162732475E-3,1.25605973045782E-3,2.8043896430490368E-3,2.5654683798223485E-3,0,0,9.3310350696024537E-3]
[2004,11,26,15,3.4719048802829217E-3,1.6199242047583871E-3,2.7661084407365729E-3,6.8495378999301228E-3,0,0,1.4707475425708005E-2,null,2.9032470160520727E-3,1.311167582005546E-3,2.7947649055127363E-3,2.59518355584683E-3,0,0,9.6043630594171842E-3]
[2004,11,26,18,4.2268435616214543E-3,1.5215723226609278E-3,2.5010633293327342E-3,6.2544082484028681E-3,1.554403721631171E-5,2.6518398312492451E-4,1.4784615482359218E-2,null,{"$f":"E7940*V$5","v":3.534535472814107E-3},{"$f":"F7940*W$5","v":1.2315615121310274E-3},{"$f":"G7940*X$5","v":2.526973966871186E-3},{"$f":"H7940*Y$5","v":2.3696981716056329E-3},{"$f":"I7940*Z$5","v":2.2544007779449065E-6},{"$f":"J7940*AA$5","v":1.0633341318672884E-4},9.7713569373866268E-3]
[2004,11,26,23,4.1718976350434171E-3,1.1543536643930127E-3,2.1815501110060633E-3,6.344087596581993E-3,1.554403721631171E-5,2.6518398312492451E-4,1.4132617027365719E-2,null,3.4885890535190879E-3,9.3433451915558928E-4,2.204150639963212E-3,2.4036762841577078E-3,2.2544007779449065E-6,1.0633341318672884E-4,9.1393383107602703E-3]
[2004,11,27,2,2.5885247878544384E-3,1.4465761288617986E-3,2.0043533330980265E-3,5.6078463997866019E-3,1.554403721631171E-5,2.6518398312492451E-4,1.19280286699421E-2,null,2.1645543658162731E-3,1.1708595497834187E-3,2.0251181302560202E-3,2.1247259264876111E-3,2.2544007779449065E-6,1.0633341318672884E-4,7.5938457863079963E-3]
[2004,11,27,3,2.4182581556287156E-3,1.4724022332005848E-3,2.0019171734940522E-3,5.5711375154954036E-3,1.554403721631171E-5,2.6518398312492451E-4,1.1744443098159991E-2,null,2.0221754386890172E-3,1.1917632134727698E-3,2.0226567324072783E-3,2.1108175002174283E-3,2.2544007779449065E-6,1.0633341318672884E-4,7.4560006987511671E-3]
[2004,11,27,6,2.3146933840476358E-3,1.5412110805395115E-3,2.1329231319831988E-3,5.6976375631434132E-3,1.554403721631171E-5,2.6518398312492451E-4,1.1967193180054994E-2,null,1.9355733788893885E-3,1.2474571340407546E-3,2.155019892797704E-3,2.15874640407433E-3,2.2544007779449065E-6,1.0633341318672884E-4,7.6053846237668513E-3]
[2004,11,27,10,3.6896915646444993E-3,1.7083136501517696E-3,2.8071860581685812E-3,5.0390146617363702E-3,0,0,1.3244205934701219E-2,null,3.0853627603800392E-3,1.382710049888195E-3,2.8362680808439551E-3,1.9092044133287756E-3,0,0,9.2135453044409656E-3]
[2004,11,27,15,4.0204178891978942E-3,1.4620955360176641E-3,2.726632704337859E-3,4.8629849141895417E-3,0,0,1.3072131043742958E-2,null,3.3619199380672546E-3,1.1834209668515406E-3,2.7548802064598604E-3,1.8425094752398778E-3,0,0,9.1427305866185332E-3]
[2004,11,27,17,4.0865610640226473E-3,1.4887533873526174E-3,2.596246879816624E-3,5.1082906171202183E-3,6.4818638286900314E-6,1.1058172624301355E-4,1.3396915538383812E-2,null,3.4172296258506729E-3,1.2049978470374423E-3,2.6231436045313925E-3,1.9354519971591499E-3,9.4008516928905443E-7,4.4341035416007056E-5,9.2261041951639533E-3]
[2004,11,27,21,4.6564546607436672E-3,1.4672316621090319E-3,2.3389487084015475E-3,5.1627960475365284E-3,1.554403721631171E-5,2.6518398312492451E-4,1.3906159099132011E-2,null,3.8937812426716547E-3,1.1875781502606857E-3,2.3631798630043342E-3,1.9561032584248486E-3,2.2544007779449065E-6,1.0633341318672884E-4,9.5092303283261966E-3]
[2004,11,27,24,3.4034772982095641E-3,1.4642412352418623E-3,2.0244954649486363E-3,4.3135066687270702E-3,1.554403721631171E-5,2.6518398312492451E-4,1.1486448687468368E-2,null,2.8460270805065039E-3,1.1851576970363473E-3,2.0454689315439496E-3,1.63432069991617E-3,2.2544007779449065E-6,1.0633341318672884E-4,7.8195622229676447E-3]
[2004,11,28,3,2.3619545778129393E-3,1.7319332319817671E-3,1.9700302489633848E-3,4.3505169989427649E-3,1.554403721631171E-5,2.6518398312492451E-4,1.0695163078042091E-2,null,1.9750937357267554E-3,1.4018277529912479E-3,1.9904394641647827E-3,1.6483433393665206E-3,2.2544007779449065E-6,1.0633341318672884E-4,7.1242921062139811E-3]
[2004,11,28,4,2.4897220559447096E-3,1.6863795041419704E-3,1.9951782782266837E-3,4.4268998227571235E-3,1.554403721631171E-5,2.6518398312492451E-4,1.0878907681411721E-2,null,2.0819343786663549E-3,1.3649565395063221E-3,2.0158480232049191E-3,1.6772836052951451E-3,2.2544007779449065E-6,1.0633341318672884E-4,7.2486103606374148E-3]
[2004,11,28,7,3.0058680889015563E-3,1.6473001488888283E-3,2.3038191848480279E-3,4.9654276406887674E-3,1.554403721631171E-5,2.6518398312492451E-4,1.2203143083668414E-2,null,2.5135416610372269E-3,1.3333256869126724E-3,2.3276864029038993E-3,1.8813234336573672E-3,2.2544007779449065E-6,1.0633341318672884E-4,8.16446499847584E-3]
[2004,11,28,12,3.325183614437907E-3,1.8847711392016729E-3,2.7140557122663799E-3,5.3098828195336841E-3,0,0,1.3233893285439644E-2,null,2.7805569966120208E-3,1.5255348429030263E-3,2.7421729186541369E-3,2.0118321524825781E-3,0,0,9.0600969106517625E-3]
[2004,11,28,15,3.5533327112829199E-3,1.6701181787519704E-3,2.7296693588045053E-3,5.4801074478651578E-3,0,0,1.3433227696704554E-2,null,2.9713379101076356E-3,1.3517946133932471E-3,2.7579483202071625E-3,2.0763276210382722E-3,0,0,9.1574084647463166E-3]
[2004,11,28,18,4.3350934049458233E-3,1.8162140231756739E-3,2.4755404704777982E-3,5.5142195541904053E-3,1.554403721631171E-5,2.6518398312492451E-4,1.4421795473130937E-2,null,3.6250552437918099E-3,1.4700446738043491E-3,2.5011866950615763E-3,2.0892521684579579E-3,2.2544007779449065E-6,1.0633341318672884E-4,9.7941265950803671E-3]
[2004,11,28,22,4.9983339123475653E-3,1.4665508509532205E-3,2.2868721989360774E-3,5.3319354872264253E-3,1.554403721631171E-5,2.6518398312492451E-4,1.4364420469804523E-2,null,4.1796646269503888E-3,1.1870271013200342E-3,2.3105638487829461E-3,2.0201875658542364E-3,2.2544007779449065E-6,1.0633341318672884E-4,9.8060309568722796E-3]
[2004,11,29,1,2.8688359951164703E-3,1.578298191836951E-3,1.9705859689617185E-3,5.3467204166154029E-3,1.554403721631171E-5,2.6518398312492451E-4,1.2045168592871778E-2,null,2.3989538393361614E-3,1.2774754632320807E-3,1.9910009413381868E-3,2.0257893460305346E-3,2.2544007779449065E-6,1.0633341318672884E-4,7.801807403901637E-3]
[2004,11,29,4,2.3821267604988076E-3,1.6865428113142272E-3,1.9911164240965784E-3,5.5400545137097371E-3,1.554403721631171E-5,2.6518398312492451E-4,1.1880568529960585E-2,null,1.9919619481949587E-3,1.3650887204253695E-3,2.0117440888808157E-3,2.0990406334741489E-3,2.2544007779449065E-6,1.0633341318672884E-4,7.5764232049399666E-3]
[2004,11,29,5,2.2552489651387385E-3,1.5963297169046297E-3,2.0536102949702123E-3,5.5948062050812392E-3,1.554403721631171E-5,2.6518398312492451E-4,1.1780723202436056E-2,null,1.885865268278898E-3,1.2920701899812787E-3,2.0748853867978158E-3,2.1197851991920161E-3,2.2544007779449065E-6,1.0633341318672884E-4,7.4811938582146822E-3]
[2004,11,29,9,3.608714464384208E-3,1.5066084162614626E-3,3.081929792716126E-3,6.4895280926040941E-3,0,0,{"$f":"SUM(E8003:J8003)","v":1.468678076596589E-2},null,3.0176487725820551E-3,1.2194497176942806E-3,3.1138581188970261E-3,2.4587814298106156E-3,0,0,{"$f":"SUM(M8003:R8003)","v":9.8097380389839776E-3}]
[2004,11,29,13,3.360869618407503E-3,1.7324183281032092E-3,3.1348968021644992E-3,6.2219547390750972E-3,0,0,1.445013948775031E-2,null,2.8103980458665471E-3,1.402220390070639E-3,3.1673738585463566E-3,2.3574020408348531E-3,0,0,9.7373943353183962E-3]
[2004,11,29,16,3.8502041445847603E-3,1.6017563990897955E-3,2.949714362689974E-3,6.329765838039219E-3,0,0,1.4731440744403749E-2,null,3.2195852361733301E-3,1.2964625496596734E-3,2.9802729570275336E-3,2.39824999222327E-3,0,0,9.8945707350838064E-3]
[2004,11,29,19,4.465592769140699E-3,1.6154206516132339E-3,2.7499470457704339E-3,6.1985976725622274E-3,1.554403721631171E-5,2.6518398312492451E-4,1.531028615942783E-2,null,3.7341803214536702E-3,1.3075224035024907E-3,2.7784360809408881E-3,2.3485524110039651E-3,2.2544007779449065E-6,1.0633341318672884E-4,1.0277279030865689E-2]
[2004,11,29,23,4.296026353610643E-3,1.3142690409008275E-3,2.1979266065364116E-3,6.0989692480952502E-3,1.554403721631171E-5,2.6518398312492451E-4,1.4187919269484367E-2,null,3.5923869236258572E-3,1.0637701167751281E-3,2.2206967935085573E-3,2.3108047479281444E-3,2.2544007779449065E-6,1.0633341318672884E-4,9.2962463958023607E-3]
[2004,11,30,2,2.7125369953385327E-3,1.5305493388733783E-3,2.0790948153286844E-3,5.2302728538563192E-3,1.554403721631171E-5,2.6518398312492451E-4,1.183318202373815E-2,null,2.2682548080077908E-3,1.2388275142108337E-3,2.1006339229299414E-3,1.9816691726106755E-3,2.2544007779449065E-6,1.0633341318672884E-4,7.6979732317239147E-3]
[2004,11,30,4,2.5254854496557354E-3,1.5796859948833469E-3,2.0613620107343919E-3,5.3275486174385826E-3,1.554403721631171E-5,2.6518398312492451E-4,1.1774810093053291E-2,null,2.1118401421177345E-3,1.27859875181515E-3,2.082717409164036E-3,2.0185254490076143E-3,2.2544007779449065E-6,1.0633341318672884E-4,7.6002695660692086E-3]
[2004,11,30,7,3.3918634352178845E-3,1.7151120161014595E-3,2.6113254514830713E-3,5.6876109121596187E-3,1.554403721631171E-5,2.6518398312492451E-4,1.368663983530327E-2,null,2.8363154339499071E-3,1.3882126511936513E-3,2.6383783879180569E-3,2.1549474617028126E-3,2.2544007779449065E-6,1.0633341318672884E-4,9.126441748729102E-3]
[2004,11,30,10,3.7035699195127267E-3,1.6571462898366796E-3,3.2468144584445148E-3,6.6748944856012569E-3,0,0,1.5282425153395177E-2,null,3.0969680012343367E-3,1.3412951590526391E-3,3.280450964805913E-3,2.529013877888286E-3,0,0,1.0247728002981175E-2]
[2004,11,30,14,3.1146362084191982E-3,1.6044195697626415E-3,3.2291613833521893E-3,6.9156572663344289E-3,0,0,1.4863874427868459E-2,null,2.6044948205619935E-3,1.2986181215323121E-3,3.2626150065275476E-3,2.6202351571259783E-3,0,0,9.7859631057478323E-3]
[2004,11,30,17,4.5289987554832708E-3,1.6277698610676213E-3,2.8754881026025114E-3,6.7232807410127901E-3,6.4818638286900314E-6,1.1058172624301355E-4,1.5872601050237897E-2,null,3.7872011405706697E-3,1.3175178607297037E-3,2.9052777241202286E-3,2.5473466787585895E-3,9.4008516928905443E-7,4.4341035416007056E-5,1.0602624524764489E-2]
[2004,11,30,19,4.8119166945307674E-3,1.697107598776508E-3,2.7785028974641234E-3,6.5078182565612257E-3,1.554403721631171E-5,2.6518398312492451E-4,1.6076073467673861E-2,null,4.0237803933583539E-3,1.3736398654669905E-3,2.8072877669359964E-3,2.4657112889381596E-3,2.2544007779449065E-6,1.0633341318672884E-4,1.0779007128664173E-2]
[2004,12,1,1,4.1847966559266335E-3,2.0749644864221412E-3,2.4606583502376181E-3,5.7518609117180449E-3,1.4094786666402542E-5,2.4045801961764481E-4,1.4726833210588486E-2,null,3.4993753639683935E-3,1.6794774474125978E-3,2.4861503983082205E-3,2.1792907889101698E-3,2.0442113965322214E-6,9.64188019682188E-5,9.9427570119641328E-3]
[2004,12,1,4,3.3842179079088619E-3,2.1418167015407599E-3,2.4090027648772691E-3,5.1098774793637619E-3,1.4094786666402542E-5,2.4045801961764481E-4,1.3299467659974702E-2,null,2.8299221555878988E-3,1.7335876687373465E-3,2.4339596689019727E-3,1.9360532346236335E-3,2.0442113965322214E-6,9.64188019682188E-5,9.0319857412156021E-3]
[2004,12,1,5,3.5704818713833139E-3,2.1471288191970278E-3,2.4229982343468744E-3,4.9967366506876061E-3,1.4094786666402542E-5,2.4045801961764481E-4,1.3391898381898869E-2,null,2.9856782361263631E-3,1.737887299820232E-3,2.4481001293169711E-3,1.8931859314033333E-3,2.0442113965322214E-6,9.64188019682188E-5,9.163314610031649E-3]
[2004,12,1,8,4.4065864758823219E-3,2.0869162832612442E-3,3.2832646592987403E-3,5.7656603946842728E-3,1.4094786666402542E-5,2.4045801961764481E-4,1.5796980619410626E-2,null,3.6848385765793929E-3,1.6891512386406791E-3,3.3172787842239951E-3,2.1845191987381538E-3,2.0442113965322214E-6,9.64188019682188E-5,1.0974250811546972E-2]
[2004,12,1,11,4.4696279430162314E-3,2.1443746295661823E-3,3.4926657773563523E-3,6.2411161492668199E-3,0,0,1.6347784499205587E-2,null,3.737554580518174E-3,1.7356580571506967E-3,3.5288492661703598E-3,2.364662001632632E-3,0,0,1.1366723905471863E-2]
[2004,12,1,15,4.1839688696658035E-3,2.140068798477389E-3,3.4092276383016328E-3,6.2786190965044434E-3,0,0,1.6011884402949268E-2,null,3.4986831595231241E-3,1.7321729149936539E-3,3.4445467206239795E-3,2.3788712860236074E-3,0,0,1.1054274081164365E-2]
[2004,12,1,20,6.2783898948496151E-3,2.0687641018744926E-3,3.0626435656996645E-3,5.5520925405622302E-3,1.4094786666402542E-5,2.4045801961764481E-4,1.7216442909270047E-2,null,5.250062244317095E-3,1.6744588525975043E-3,3.0943720894877793E-3,2.1036016549311949E-3,2.0442113965322214E-6,9.64188019682188E-5,1.2220957854698324E-2]
[2004,12,1,22,5.7397020381998402E-3,2.0706364956799769E-3,2.7801353269565603E-3,5.5202523080088101E-3,1.4094786666402542E-5,2.4045801961764481E-4,1.6365278975129231E-2,null,4.7996052282612573E-3,1.6759743692193855E-3,2.8089371081508954E-3,2.0915378852077197E-3,2.0442113965322214E-6,9.64188019682188E-5,1.147451760420401E-2]
[2004,12,2,2,3.740098836805616E-3,2.0983044538070541E-3,2.3883196775052783E-3,5.0394662717968145E-3,1.4094786666402542E-5,2.4045801961764481E-4,1.3520742046198811E-2,null,{"$f":"E8068*V$5","v":3.1275139043587192E-3},{"$f":"F8068*W$5","v":1.698368830423156E-3},{"$f":"G8068*X$5","v":2.4130623078753382E-3},{"$f":"H8068*Y$5","v":1.909375521368419E-3},{"$f":"I8068*Z$5","v":2.0442113965322214E-6},{"$f":"J8068*AA$5","v":9.64188019682188E-5},9.2467835773903818E-3]
[2004,12,2,5,3.4448571421701723E-3,2.1471288191970278E-3,2.3787718614956366E-3,4.823171169787299E-3,1.4094786666402542E-5,2.4045801961764481E-4,1.3048481798934183E-2,null,2.8806293846150043E-3,1.737887299820232E-3,2.4034155779369651E-3,1.8274246656835363E-3,2.0442113965322214E-6,9.64188019682188E-5,8.9478199414204894E-3]
[2004,12,2,6,3.8215194517838879E-3,2.0290643247960339E-3,2.4320967617203273E-3,4.9472110119918693E-3,1.4094786666402542E-5,2.4045801961764481E-4,1.3484444356576166E-2,null,3.1955987642934562E-3,1.6423258302220001E-3,2.4572929160568873E-3,1.8744214358981256E-3,2.0442113965322214E-6,9.64188019682188E-5,9.2681019598352191E-3]
[2004,12,2,9,4.7829333094482149E-3,2.101446254937508E-3,3.5034801936097595E-3,4.7640878163626435E-3,1.1698675739442965E-6,1.995802041588064E-5,1.5173075462347951E-2,null,3.9995441515379409E-3,1.7009118060631637E-3,3.5397757181393147E-3,1.8050389004724968E-3,1.696695866132475E-7,8.0027624830993835E-6,1.1053443008282629E-2]
[2004,12,2,13,3.7917380093810613E-3,2.2067398984560167E-3,3.4434740426217726E-3,4.5552930362344037E-3,0,0,1.3997244986693254E-2,null,3.1706951777117041E-3,1.7861365416200403E-3,3.4791479125094431E-3,1.7259298002891123E-3,0,0,1.0161909432130299E-2]
[2004,12,2,17,4.8528014653321993E-3,2.2619389865696812E-3,3.2226310891282674E-3,4.3289790571856513E-3,5.8775263205227454E-6,1.0027099896817401E-4,1.4772499123504495E-2,null,4.0579687115652619E-3,1.8308147152520586E-3,3.2560170594438712E-3,1.6401829476595971E-3,8.5243619305500948E-7,4.0206642340484467E-5,1.0826042512454328E-2]
[2004,12,2,20,6.0900693249154939E-3,2.0687641018744926E-3,3.0542625775263213E-3,4.8521227132300943E-3,1.4094786666402542E-5,2.4045801961764481E-4,1.6319771523830445E-2,null,5.0925864056708733E-3,1.6744588525975043E-3,3.0859042755454814E-3,1.8383939559563727E-3,2.0442113965322214E-6,9.64188019682188E-5,1.1789806503134981E-2]
[2004,12,2,24,4.8446577767767033E-3,2.0695022539820064E-3,2.5481477378181757E-3,5.3912255335457565E-3,1.4094786666402542E-5,2.4045801961764481E-4,1.510808610840669E-2,null,4.0511588650073479E-3,1.6750563133374069E-3,2.5745461627019817E-3,2.042651643793698E-3,2.0442113965322214E-6,9.64188019682188E-5,1.0441875998205185E-2]
[2004,12,3,3,3.5463894027089526E-3,2.0604756366139846E-3,2.4008638039666654E-3,5.3079197201545188E-3,1.4094786666402542E-5,2.4045801961764481E-4,1.357020136972817E-2,null,2.9655318351735618E-3,1.6677501640537844E-3,2.425736389588224E-3,2.0110883646093326E-3,2.0442113965322214E-6,9.64188019682188E-5,9.168569766789654E-3]
[2004,12,3,6,4.1262923870654467E-3,1.8410285704977046E-3,2.5071595512123042E-3,5.0912529605713118E-3,1.4094786666402542E-5,2.4045801961764481E-4,1.3820286275630814E-2,null,3.4504534177013323E-3,1.4901295826631818E-3,2.5331333446867227E-3,1.9289966936405958E-3,2.0442113965322214E-6,9.64188019682188E-5,9.5011760520565831E-3]
[2004,12,3,10,4.6703712394040612E-3,2.107532915502842E-3,3.5218808338800542E-3,4.6199672514862719E-3,0,0,1.491975224027323E-2,null,3.9054184467030482E-3,1.7058383526216356E-3,3.5583669862577437E-3,1.7504338562358147E-3,0,0,1.0920057641818241E-2]
[2004,12,3,11,4.4714854612779471E-3,2.1941356300492782E-3,3.4684344898529215E-3,4.4030933135292133E-3,0,0,1.453714889470936E-2,null,3.7391078587721998E-3,1.7759346395302587E-3,3.5043669461959684E-3,1.6682636885981341E-3,0,0,1.0687673133096562E-2]
[2004,12,3,14,3.9143545920658166E-3,2.2453174330145011E-3,3.3970103033161107E-3,4.4710223290048692E-3,0,0,1.4027704657401299E-2,null,3.2732285823045769E-3,1.8173612202551296E-3,3.4322028158971867E-3,1.6940009378115571E-3,0,0,1.021679355626845E-2]
[2004,12,3,18,4.95041119526395E-3,2.1664174352450933E-3,3.0628494560178553E-3,4.2919401895440534E-3,1.4094786666402542E-5,2.4045801961764481E-4,1.4726171082354999E-2,null,4.1395910966632405E-3,1.7534995167311754E-3,3.0945801127985036E-3,1.6261494958216794E-3,2.0442113965322214E-6,9.64188019682188E-5,1.0712283235379349E-2]
[2004,12,3,21,5.2656562320521176E-3,1.9111973918650587E-3,2.9576950652941167E-3,5.4368062357625759E-3,1.4094786666402542E-5,2.4045801961764481E-4,1.5825907731257916E-2,null,4.4032026424685776E-3,1.546924266991104E-3,2.9883363385027201E-3,2.0599214641210295E-3,2.0442113965322214E-6,9.64188019682188E-5,1.1096847725448181E-2]
[2004,12,4,1,4.1118529253688415E-3,1.4506891459006663E-3,2.5014674473656335E-3,5.0871658606910066E-3,1.4094786666402542E-5,2.4045801961764481E-4,1.3405728185610196E-2,null,3.4383789728275284E-3,1.1741886281376767E-3,2.5273822715057401E-3,1.9274481549573395E-3,2.0442113965322214E-6,9.64188019682188E-5,9.1658610407930365E-3]
[2004,12,4,4,3.2874090772163364E-3,1.5849660259890396E-3,2.3900895466105673E-3,5.0241549069209336E-3,1.4094786666402542E-5,2.4045801961764481E-4,1.2541172363020926E-2,null,2.7489694916967549E-3,1.2828724120255656E-3,2.414850512556676E-3,1.9035742829602248E-3,2.0442113965322214E-6,9.64188019682188E-5,8.4487297126039709E-3]
[2004,12,4,7,3.7404225402902858E-3,1.6232283974005274E-3,2.6470100105685105E-3,4.8639874195894068E-3,1.4094786666402542E-5,2.4045801961764481E-4,1.3129201174132779E-2,null,3.1277845889564715E-3,1.3138419974284095E-3,2.6744326336345134E-3,1.8428893089697423E-3,2.0442113965322214E-6,9.64188019682188E-5,9.0574115423538871E-3]
[2004,12,4,9,4.2269314838335242E-3,1.7010300531206267E-3,3.1245318519838939E-3,4.9414471608113433E-3,2.3538296539221098E-6,4.0156494063762802E-5,1.4036450873467074E-2,null,3.5346089943847254E-3,1.3768147022666371E-3,3.156901529050688E-3,1.8722376021825401E-3,3.4138334392195408E-7,1.610194184842976E-5,9.9570061530769426E-3]
[2004,12,4,12,4.9141535245901128E-3,1.760649552720057E-3,3.0466188888055301E-3,4.949743948855747E-3,0,0,1.4671165914971446E-2,null,4.1092720130988776E-3,1.4250707594948362E-3,3.0781813993664689E-3,1.8753811263463238E-3,0,0,1.0487905298306507E-2]
[2004,12,4,16,4.4691195358845916E-3,1.6776072891042475E-3,2.9834967014490902E-3,4.8265305811624817E-3,0,0,1.3956754107600411E-2,null,3.7371294445945908E-3,1.357856303615002E-3,3.0144052757030007E-3,1.8286974944911978E-3,0,0,9.9380885184037933E-3]
[2004,12,4,19,5.8038417075713371E-3,1.4864938332229927E-3,2.8188978641495821E-3,5.0139853006542397E-3,1.4094786666402542E-5,2.4045801961764481E-4,1.53777715118822E-2,null,4.8532395616126336E-3,1.2031689626267716E-3,2.8481012193622554E-3,1.8997211770517182E-3,2.0442113965322214E-6,9.64188019682188E-5,1.090269393401813E-2]
[2004,12,4,22,4.96368854782437E-3,1.606587526641982E-3,2.5602510027913036E-3,4.7987666064569084E-3,1.4094786666402542E-5,2.4045801961764481E-4,1.4183846489998613E-2,null,4.1506937724367114E-3,1.3003728670759785E-3,2.5867748156683176E-3,1.818178155573227E-3,2.0442113965322214E-6,9.64188019682188E-5,9.9544826241189845E-3]
[2004,12,4,24,4.9894924759417555E-3,1.4455333338802662E-3,2.3437019069140852E-3,5.0081459269064954E-3,1.4094786666402542E-5,2.4045801961764481E-4,1.4041426449926651E-2,null,4.1722713155700692E-3,1.1700155109262628E-3,2.3679823039340323E-3,1.8975087290080707E-3,2.0442113965322214E-6,9.64188019682188E-5,9.7062408728031853E-3]
[2004,12,5,6,3.7640784885123188E-3,1.9132753550371597E-3,2.3724466357582883E-3,3.8965168021211478E-3,1.4094786666402542E-5,2.4045801961764481E-4,1.2200870087712963E-2,null,3.1475659664583528E-3,1.5486061715764279E-3,2.3970248238183453E-3,1.4763297141620079E-3,2.0442113965322214E-6,9.64188019682188E-5,8.667989689379884E-3]
[2004,12,5,9,4.5074140321465592E-3,1.9026207781361281E-3,2.9028214994149546E-3,3.096534659139677E-3,2.3538296539221098E-6,4.0156494063762802E-5,1.2451901292555004E-2,null,3.7691517452731493E-3,1.5399823509114965E-3,2.9328942907865477E-3,1.1732289017031413E-3,3.4138334392195408E-7,1.610194184842976E-5,9.4317006138666861E-3]
[2004,12,5,10,4.8692882056120598E-3,1.8433130988153169E-3,2.9606897346351763E-3,3.1044897700820582E-3,0,0,1.2777780809144611E-2,null,4.0717551144686817E-3,1.4919786811959579E-3,2.9913620321648888E-3,1.1762429697182719E-3,0,0,9.7313387975478012E-3]
[2004,12,5,13,4.4619895484347425E-3,2.0273581631797492E-3,2.942813083559496E-3,2.9039756775357025E-3,0,0,1.233613647270969E-2,null,3.7311672666254245E-3,1.6409448620295604E-3,2.9733001816898206E-3,1.100271293483418E-3,0,0,9.4456836038282234E-3]
[2004,12,5,17,5.1669856982641633E-3,1.9236596896687168E-3,2.8868340434888189E-3,2.4491455526254977E-3,7.047393333201271E-6,1.202290098088224E-4,1.2553901387189217E-2,null,4.3206932009170569E-3,1.5570112579931876E-3,2.9167412072368306E-3,9.279432214126343E-4,1.0221056982661107E-6,4.82094009841094E-5,9.7716203942420834E-3]
[2004,12,5,21,5.4875697011342707E-3,2.0660910622666714E-3,2.581422615414494E-3,2.7233181369372872E-3,1.4094786666402542E-5,2.4045801961764481E-4,1.311295432203677E-2,null,4.5887692519092204E-3,1.6722952928032268E-3,2.6081657629938126E-3,1.0318229564641396E-3,2.0442113965322214E-6,9.64188019682188E-5,9.9995162775351511E-3]
[2004,12,5,24,4.6308553325633845E-3,2.1200273053117356E-3,2.3614207216055109E-3,4.3621415059327999E-3,1.4094786666402542E-5,2.4045801961764481E-4,1.3728997671697479E-2,null,3.8723747883720521E-3,1.7159513189111942E-3,2.3858846828637946E-3,1.6527476845685047E-3,2.0442113965322214E-6,9.64188019682188E-5,9.7254214880802964E-3]
[2004,12,6,4,3.713420655804915E-3,2.2571197446896729E-3,2.3514758341234196E-3,3.9758780599588291E-3,1.4094786666402542E-5,2.4045801961764481E-4,1.2552447100860883E-2,null,3.1052053008529487E-3,1.8269140181056433E-3,2.3758367678526171E-3,1.5063984624952016E-3,2.0442113965322214E-6,9.64188019682188E-5,8.9128175626711596E-3]
[2004,12,6,7,4.6084091699262197E-3,2.1638222929449987E-3,2.7131007984357914E-3,4.8091499873587516E-3,1.4094786666402542E-5,2.4045801961764481E-4,1.454903505494981E-2,null,3.8536050475683073E-3,1.7513990070625253E-3,2.7412081120607962E-3,1.822112257371661E-3,2.0442113965322214E-6,9.64188019682188E-5,1.0266787437428041E-2]
[2004,12,6,10,5.2099541316886124E-3,2.2798802034539123E-3,3.5857628505981008E-3,5.2569271284418663E-3,0,0,1.6332524314182494E-2,null,4.3566239019084381E-3,1.8453363465056906E-3,3.6229108109999994E-3,1.991768063383751E-3,0,0,1.181663912279788E-2]
[2004,12,6,11,5.1528371713495582E-3,2.3699168539576538E-3,3.5682493244857442E-3,4.8361858647573306E-3,0,0,1.5927189214550289E-2,null,4.308862039072838E-3,1.9182120631510116E-3,3.6052158474079135E-3,1.8323557315253552E-3,0,0,1.1664645681157118E-2]
[2004,12,6,14,4.2551747066718985E-3,2.4390891489832391E-3,3.5267101591146834E-3,4.9513360914547645E-3,0,0,1.5172310106224586E-2,null,3.5582263039760304E-3,1.9742001584853847E-3,3.5632463425708518E-3,1.875984364455507E-3,0,0,1.0971657169487772E-2]
[2004,12,6,19,6.2260386742793716E-3,2.2928593442424505E-3,3.1283437749060881E-3,3.6003969572695861E-3,1.4094786666402542E-5,2.4045801961764481E-4,1.5502191556981543E-2,null,5.2062855481954957E-3,1.8558416705166713E-3,3.160752942917395E-3,1.364134502872422E-3,2.0442113965322214E-6,9.64188019682188E-5,1.1685477677866735E-2]
[2004,12,6,22,5.6269425550835722E-3,2.2807036234282403E-3,2.8487662222374359E-3,5.0664570809201039E-3,1.4094786666402542E-5,2.4045801961764481E-4,1.6077422287953398E-2,null,4.7053144443322337E-3,1.8460028231059805E-3,2.8782790091191144E-3,1.9196019198523919E-3,2.0442113965322214E-6,9.64188019682188E-5,1.144766120977447E-2]
[2004,12,7,1,4.4031517790660609E-3,2.0749644864221412E-3,2.4831182998018503E-3,4.7768906784662118E-3,1.4094786666402542E-5,2.4045801961764481E-4,1.3992678050040314E-2,null,3.6819664433768149E-3,1.6794774474125978E-3,2.5088430295504677E-3,1.8098897061303929E-3,2.0442113965322214E-6,9.64188019682188E-5,9.7786396398350239E-3]
[2004,12,7,5,4.2129751654413888E-3,2.1471288191970278E-3,2.455312511240993E-3,3.891661906594659E-3,1.4094786666402542E-5,2.4045801961764481E-4,1.2961631208758116E-2,null,3.5229385595300306E-3,1.737887299820232E-3,2.4807491772287208E-3,1.4744902696301621E-3,2.0442113965322214E-6,9.64188019682188E-5,9.3145283195738959E-3]
[2004,12,7,8,5.0175910045349627E-3,2.0869162832612442E-3,3.3007303491430834E-3,5.6187820068570949E-3,1.4094786666402542E-5,2.4045801961764481E-4,1.6278572450080429E-2,null,4.1957676301600686E-3,1.6891512386406791E-3,3.3349254159715713E-3,2.1288692582067969E-3,2.0442113965322214E-6,9.64188019682188E-5,1.1447176556343865E-2]
[2004,12,7,9,5.2338119731311344E-3,2.101446254937508E-3,3.542910596133229E-3,7.1860906972070924E-3,2.3538296539221098E-6,4.0156494063762802E-5,{"$f":"SUM(E8195:J8195)","v":1.8106769845126647E-2},null,4.3765741048563374E-3,1.7009118060631637E-3,3.5796146136648599E-3,2.7226981849981413E-3,3.4138334392195408E-7,1.610194184842976E-5,{"$f":"SUM(M8195:R8195)","v":1.2396242034774853E-2}]
[2004,12,7,15,4.0141094672284418E-3,2.140068798477389E-3,3.4374695966246614E-3,7.2263358407532582E-3,0,0,1.6817983703083749E-2,null,3.356644762654811E-3,1.7321729149936539E-3,3.4730812613606166E-3,2.7379464449916761E-3,0,0,1.1299845384000758E-2]
[2004,12,7,16,4.279729549681365E-3,2.1717903840328496E-3,3.3312326799023596E-3,7.4265670837106315E-3,0,0,1.7209319697327207E-2,null,3.5787593476955494E-3,1.7578483845668361E-3,3.3657437462607724E-3,2.8138109539091387E-3,0,0,1.1516162432432296E-2]
[2004,12,7,20,6.5705979532422101E-3,2.0687641018744926E-3,3.083135285704221E-3,5.9321500092438867E-3,1.4094786666402542E-5,2.4045801961764481E-4,1.7909200156348854E-2,null,5.4944100023482829E-3,1.6744588525975043E-3,3.1150761006100178E-3,2.247599528570155E-3,2.0442113965322214E-6,9.64188019682188E-5,1.263000749749071E-2]
[2004,12,7,23,5.7557436762296511E-3,2.0320036282719302E-3,2.6416988197418547E-3,6.7496891449386719E-3,1.4094786666402542E-5,2.4045801961764481E-4,1.7433688075466153E-2,null,4.8130194315152471E-3,1.6447049041440707E-3,2.6690664196747792E-3,2.5573524129564114E-3,2.0442113965322214E-6,9.64188019682188E-5,1.1782606181655258E-2]
[2004,12,8,2,3.9384271873743101E-3,2.0983044538070541E-3,2.4595195500655589E-3,5.8576935555708096E-3,1.4094786666402542E-5,2.4045801961764481E-4,1.4608497553101781E-2,null,3.2933583649189893E-3,1.698368830423156E-3,2.4849998003387444E-3,2.219389134376846E-3,2.0442113965322214E-6,9.64188019682188E-5,9.7945791434224869E-3]
[2004,12,8,6,4.4401637214072261E-3,2.0290643247960339E-3,2.5137887065821178E-3,4.7383702995773564E-3,1.4094786666402542E-5,2.4045801961764481E-4,1.3975939858646784E-2,null,3.7129162576331099E-3,1.6423258302220001E-3,2.5398311771027983E-3,1.7952949326846739E-3,2.0442113965322214E-6,9.64188019682188E-5,9.7888312110073327E-3]
[2004,12,8,8,4.9680269040759152E-3,2.0869162832612442E-3,3.3038777889053419E-3,6.3315683811663763E-3,1.4094786666402542E-5,2.4045801961764481E-4,1.6944942163692921E-2,null,4.1543215561105663E-3,1.6891512386406791E-3,3.3381054627333799E-3,2.3989329478256252E-3,2.0442113965322214E-6,9.64188019682188E-5,1.1678974218675E-2]
[2004,12,8,11,4.7693558714703181E-3,2.1443746295661823E-3,3.5379227296953373E-3,7.3722860787341681E-3,0,0,1.7823939309466005E-2,null,3.9881905408676657E-3,1.7356580571506967E-3,3.5745750736856201E-3,2.79324472395789E-3,0,0,1.2091668395661873E-2]
[2004,12,8,14,4.2399177866114645E-3,2.2069810735852844E-3,3.4434988775163657E-3,7.6546082057833394E-3,0,0,1.7545005943496454E-2,null,3.5454682909638793E-3,1.7863317489082288E-3,3.4791730046897854E-3,2.9002121942126617E-3,0,0,1.1711185238774555E-2]
[2004,12,8,17,5.0296792734963822E-3,2.2619389865696812E-3,3.2307943035706659E-3,6.6002823911911193E-3,7.047393333201271E-6,1.202290098088224E-4,1.7249971357969875E-2,null,4.20587598047542E-3,1.8308147152520586E-3,3.2642648435523337E-3,2.5007445138363758E-3,1.0221056982661107E-6,4.82094009841094E-5,1.1850931559798562E-2]
[2004,12,8,21,5.6866846324944952E-3,2.1507842850988414E-3,3.0131548572937101E-3,5.6454707908103162E-3,1.4094786666402542E-5,2.4045801961764481E-4,1.6750647371981408E-2,null,4.7552714604247601E-3,1.7408460360212876E-3,3.0443706855532017E-3,2.1389812240434495E-3,2.0442113965322214E-6,9.64188019682188E-5,1.1777932419407448E-2]
[2004,12,8,24,5.2639285406538491E-3,2.0695022539820064E-3,2.5202487173207602E-3,6.6465969043541023E-3,1.4094786666402542E-5,2.4045801961764481E-4,1.6754829222594764E-2,null,4.401757926939311E-3,1.6750563133374069E-3,2.5463581125749249E-3,2.5182923637371481E-3,2.0442113965322214E-6,9.64188019682188E-5,1.1239927729953541E-2]
[2004,12,9,5,4.2845155119646478E-3,2.1471288191970278E-3,2.457173421675144E-3,5.0590475180575826E-3,1.4094786666402542E-5,2.4045801961764481E-4,1.4202418077178449E-2,null,3.58276142471004E-3,1.737887299820232E-3,2.4826293664133078E-3,1.9167945515338629E-3,2.0442113965322214E-6,9.64188019682188E-5,9.8185356558421928E-3]
[2004,12,9,8,5.1048518872406339E-3,2.0869162832612442E-3,3.3120976887106423E-3,5.8198861583088147E-3,1.4094786666402542E-5,2.4045801961764481E-4,1.657830482380538E-2,null,4.2687361895154922E-3,1.6891512386406791E-3,3.346410519456524E-3,2.2050644985989053E-3,2.0442113965322214E-6,9.64188019682188E-5,1.1607825459576351E-2]
[2004,12,9,11,4.8827476467376086E-3,2.1443746295661823E-3,3.540836551607196E-3,7.3034845914425467E-3,0,0,1.7871443419353532E-2,null,4.0830100548063025E-3,1.7356580571506967E-3,3.5775190823514585E-3,2.7671769087204792E-3,0,0,1.2163364103028937E-2]
[2004,12,9,12,4.5229850032030604E-3,2.2228544542335794E-3,3.5098418227612776E-3,7.7358990561620438E-3,0,0,1.7991580336359961E-2,null,3.7821723713604449E-3,1.7991796723244868E-3,3.5462032528059653E-3,2.9310120351983978E-3,0,0,1.2058567331689295E-2]
[2004,12,9,15,4.067566737171591E-3,2.140068798477389E-3,3.4401347900790582E-3,5.6890181904875716E-3,0,0,1.5336788516215609E-2,null,3.4013463500543171E-3,1.7321729149936539E-3,3.4757740658158055E-3,2.1554806576101217E-3,0,0,1.0764773988473898E-2]
[2004,12,9,18,5.7487647447224208E-3,2.1995788252802484E-3,3.1661008008016388E-3,4.3647704508997069E-3,1.4094786666402542E-5,2.4045801961764481E-4,1.5733767627988064E-2,null,4.8071835682723732E-3,1.7803403648774146E-3,3.1989011258864337E-3,1.6537437509961995E-3,2.0442113965322214E-6,9.64188019682188E-5,1.1538631823397172E-2]
[2004,12,9,22,6.0957275257440477E-3,2.0706364956799769E-3,2.8806384410330586E-3,5.5677450158249818E-3,1.4094786666402542E-5,2.4045801961764481E-4,1.6869300284566111E-2,null,5.0973178586450063E-3,1.6759743692193855E-3,2.9104814192773766E-3,2.1095321347684706E-3,2.0442113965322214E-6,9.64188019682188E-5,1.1891768795274989E-2]
[2004,12,10,2,3.9250695340530776E-3,2.0340255227367671E-3,2.4387960675380052E-3,5.1277664963299613E-3,1.4094786666402542E-5,2.4045801961764481E-4,1.3780210426941858E-2,null,{"$f":"E8260*V$5","v":3.2821885407205895E-3},{"$f":"F8260*W$5","v":1.6463414266855226E-3},{"$f":"G8260*X$5","v":2.4640616256688492E-3},{"$f":"H8260*Y$5","v":1.9428311053850201E-3},{"$f":"I8260*Z$5","v":2.0442113965322214E-6},{"$f":"J8260*AA$5","v":9.64188019682188E-5},9.4338857118247306E-3]
[2004,12,10,6,4.5592221006156789E-3,1.8410285704977046E-3,2.513083163786743E-3,5.3449766114161724E-3,1.4094786666402542E-5,2.4045801961764481E-4,1.4512863252600348E-2,null,3.8124742513258314E-3,1.4901295826631818E-3,2.5391183249908523E-3,2.0251286453170326E-3,2.0442113965322214E-6,9.64188019682188E-5,9.9653138176616467E-3]
[2004,12,10,9,5.0800901525950223E-3,2.1047109064947834E-3,3.5404239093710568E-3,8.0902036947925176E-3,3.5236966666006355E-6,6.0114504904411202E-5,1.8879066864824389E-2,null,4.2480301406169737E-3,1.7035542169092205E-3,3.5771021652042092E-3,3.0652525614014046E-3,5.1105284913305535E-7,2.41047004920547E-5,1.2618554837472996E-2]
[2004,12,10,12,4.8018060370696256E-3,2.2255087761723948E-3,3.3512702647247056E-3,7.7847109421148334E-3,0,0,1.816329602008156E-2,null,4.0153257446520815E-3,1.8013280820267173E-3,3.3859889174290493E-3,2.9495061008719147E-3,0,0,1.2152148844979763E-2]
[2004,12,10,13,4.4668778482236477E-3,2.249634558657137E-3,3.3451275939619706E-3,7.0213834577579929E-3,0,0,1.708302345860075E-2,null,3.7352549194457261E-3,1.8208555042305413E-3,3.3797826095269485E-3,2.6602931694201431E-3,0,0,1.1596186202623357E-2]
[2004,12,10,16,4.2650034823640739E-3,2.2150709898468117E-3,3.3120834231545821E-3,7.9995492735298497E-3,0,0,1.7791707168895318E-2,null,3.5664452398869208E-3,1.7928797317781039E-3,3.3463961061114622E-3,3.0309050087981718E-3,0,0,1.1736626086574657E-2]
[2004,12,10,19,5.8166803839272314E-3,2.0650327540814748E-3,3.0954921461889113E-3,5.9570490785857194E-3,1.4094786666402542E-5,2.4045801961764481E-4,1.7188807169067382E-2,null,4.8639754112702631E-3,1.6714386975501126E-3,3.1275609762990322E-3,2.2570333993298854E-3,2.0442113965322214E-6,9.64188019682188E-5,1.2018471497814045E-2]
[2004,12,10,24,5.2984075490092077E-3,1.5719054962790024E-3,2.4755470177361604E-3,5.8890325929565942E-3,1.4094786666402542E-5,2.4045801961764481E-4,1.5489445462265014E-2,null,4.43058967250141E-3,1.2723012117747644E-3,2.5011933101485441E-3,2.231263009033483E-3,2.0442113965322214E-6,9.64188019682188E-5,1.0533810216822951E-2]
[2004,12,11,3,3.3084937166905611E-3,1.5183831884130513E-3,2.4049096022586759E-3,5.4102782984408442E-3,1.4094786666402542E-5,2.4045801961764481E-4,1.289661761208718E-2,null,2.7666007110846227E-3,1.2289802250385841E-3,2.4298241017381796E-3,2.049870440575544E-3,2.0442113965322214E-6,9.64188019682188E-5,8.5737384918016801E-3]
[2004,12,11,7,3.5705933510831798E-3,1.6232283974005274E-3,2.6811102833062838E-3,5.2781866032166466E-3,1.4094786666402542E-5,2.4045801961764481E-4,1.3407671441290684E-2,null,2.9857714567407367E-3,1.3138419974284095E-3,2.7088861800365354E-3,1.9998229482748931E-3,2.0442113965322214E-6,9.64188019682188E-5,9.1067855958453237E-3]
[2004,12,11,10,4.7650379935561087E-3,1.719246433205916E-3,3.1228149706148305E-3,5.1146246700091427E-3,0,0,1.4721724067385998E-2,null,3.9845798814163377E-3,1.3915590507732915E-3,3.1551668610505031E-3,1.9378518714483874E-3,0,0,1.0469157664688519E-2]
[2004,12,11,13,4.3668547764332318E-3,1.7334834774746489E-3,3.0740421331854487E-3,5.0608402892568108E-3,0,0,1.4235220676350139E-2,null,3.65161446997344E-3,1.4030825225838288E-3,3.1058887444074634E-3,1.917473804704457E-3,0,0,1.0078059541669189E-2]
[2004,12,11,16,4.3065003101761985E-3,1.6776072891042475E-3,2.975399480412633E-3,4.9552104200934555E-3,0,0,1.3914717499786535E-2,null,3.6011453672450643E-3,1.357856303615002E-3,3.0062241686821768E-3,1.8774522874190664E-3,0,0,9.8426781269613101E-3]
[2004,12,11,18,5.4908637625317742E-3,1.5946125633928816E-3,2.8902219719134257E-3,5.1417359213270257E-3,1.4094786666402542E-5,2.4045801961764481E-4,1.5371987025449157E-2,null,4.5915237841480808E-3,1.2906803249423358E-3,2.9201642340871297E-3,1.9481239036097569E-3,2.0442113965322214E-6,9.64188019682188E-5,1.0848955260152053E-2]
[2004,12,11,22,4.7886066101385282E-3,1.606587526641982E-3,2.4916508742909302E-3,5.0806558700527051E-3,1.4094786666402542E-5,2.4045801961764481E-4,1.4222053687408193E-2,null,4.0042882311911183E-3,1.3003728670759785E-3,2.51746400021979E-3,1.9249816205866911E-3,2.0442113965322214E-6,9.64188019682188E-5,9.8455697324383272E-3]
[2004,12,12,1,4.6561164540554582E-3,1.851465380359562E-3,2.3592503635532533E-3,5.3055207524455358E-3,1.4094786666402542E-5,2.4045801961764481E-4,1.4426905756697857E-2,null,3.8934984303273627E-3,1.4985771425614948E-3,2.3836918402306141E-3,2.0101794329937528E-3,2.0442113965322214E-6,9.64188019682188E-5,9.8844098594779752E-3]
[2004,12,12,4,4.3082219606597966E-3,1.8793491316584985E-3,2.3157557614336692E-3,5.0796765294901054E-3,1.4094786666402542E-5,2.4045801961764481E-4,1.3837556189526118E-2,null,3.6025850312916162E-3,1.5211462668825451E-3,2.3397466406162837E-3,1.9246105636539805E-3,2.0442113965322214E-6,9.64188019682188E-5,9.4865515158091759E-3]
[2004,12,12,8,5.1180911832090555E-3,1.8453543357279992E-3,2.8036397773719838E-3,5.0270141915404014E-3,1.4094786666402542E-5,2.4045801961764481E-4,1.5048652294133488E-2,null,4.2798070419265812E-3,1.4936308595258083E-3,2.8326850611150593E-3,1.904657621505735E-3,2.0442113965322214E-6,9.64188019682188E-5,1.0609243597437933E-2]
[2004,12,12,9,5.2412379604860771E-3,1.9026207781361281E-3,2.9048831062829031E-3,5.1528109156977883E-3,3.5236966666006355E-6,6.0114504904411202E-5,1.526519096217391E-2,null,4.3827838013696012E-3,1.5399823509114965E-3,2.9349772555896099E-3,1.9523200470127143E-3,5.1105284913305535E-7,2.41047004920547E-5,1.0834679208224609E-2]
[2004,12,12,13,5.0324110475407227E-3,2.0273581631797492E-3,2.9613151464040828E-3,4.9466389209535406E-3,0,0,1.4967723278078096E-2,null,4.2081603215262942E-3,1.6409448620295604E-3,2.9919939231050608E-3,1.8742046794866993E-3,0,0,1.0715303786147615E-2]
[2004,12,12,14,4.4870876559210317E-3,2.0446635419396563E-3,2.9539248986716268E-3,4.9369714946368671E-3,0,0,1.4422647591169183E-2,null,3.7521545943837199E-3,1.6549518455400646E-3,2.9845271135246622E-3,1.8705418417637855E-3,0,0,1.0262175395212233E-2]
[2004,12,12,15,4.2530774447456111E-3,2.0302856514322026E-3,2.9679149730131851E-3,4.9808489768787441E-3,0,0,1.4232127046069742E-2,null,3.5564725492968764E-3,1.6433143727029881E-3,2.9986621229189034E-3,1.8871663384889212E-3,0,0,1.008561538340769E-2]
[2004,12,12,16,4.8148051238407338E-3,1.9543644348888911E-3,2.9242761313849875E-3,4.9665820511674581E-3,0,0,1.4660027741282071E-2,null,4.0261957313541784E-3,1.5818636964147969E-3,2.9545711894964815E-3,1.8817608218629316E-3,0,0,1.0444391439128387E-2]
[2004,12,12,17,5.8133516868599409E-3,1.9236596896687168E-3,2.9068155877667902E-3,5.0372355831150902E-3,7.047393333201271E-6,1.202290098088224E-4,{"$f":"SUM(E8323:J8323)","v":1.5808338950552562E-2},null,4.8611919162837407E-3,1.5570112579931876E-3,2.9369297572891754E-3,1.9085303480633579E-3,1.0221056982661107E-6,4.82094009841094E-5,{"$f":"SUM(M8323:R8323)","v":1.1312894786311837E-2}]
[2004,12,12,18,6.0914103474648349E-3,1.8996163236334525E-3,2.8530555544631991E-3,5.115134811928209E-3,1.4094786666402542E-5,2.4045801961764481E-4,1.6213769843773741E-2,null,{"$f":"E8324*V$5","v":5.0937077842365544E-3},{"$f":"F8324*W$5","v":1.5375505437109204E-3},{"$f":"G8324*X$5","v":2.882612778177516E-3},{"$f":"H8324*Y$5","v":1.9380451563004242E-3},{"$f":"I8324*Z$5","v":2.0442113965322214E-6},{"$f":"J8324*AA$5","v":9.64188019682188E-5},1.1550379275790165E-2]
[2004,12,12,19,6.7221459065670459E-3,1.8625761542047905E-3,2.7590528589006317E-3,4.8693802356644129E-3,1.4094786666402542E-5,2.4045801961764481E-4,1.6467707961620927E-2,null,5.6211361536831874E-3,1.5075702092951519E-3,2.7876362289168863E-3,1.8449325632449985E-3,2.0442113965322214E-6,9.64188019682188E-5,1.1859738168504974E-2]
[2004,12,12,20,6.3955655208228499E-3,1.915023737583111E-3,2.6919124263498849E-3,4.9950477752767099E-3,1.4094786666402542E-5,2.4045801961764481E-4,1.6252102266316598E-2,null,5.3480458579790871E-3,1.5500213134135965E-3,2.7198002316470879E-3,1.892546042733723E-3,2.0442113965322214E-6,9.64188019682188E-5,1.1608876459138245E-2]
[2004,12,12,21,6.1435428913773496E-3,2.0660910622666714E-3,2.5032098682614655E-3,4.7036423162884634E-3,1.4094786666402542E-5,2.4045801961764481E-4,1.5671038944477998E-2,null,5.1373016204078028E-3,1.6722952928032268E-3,2.5291427436183252E-3,1.7821370390463339E-3,2.0442113965322214E-6,9.64188019682188E-5,1.1219339709240439E-2]
[2004,12,12,22,6.4127541028257129E-3,1.9032461195982958E-3,2.428972878170327E-3,4.944534834049324E-3,1.4094786666402542E-5,2.4045801961764481E-4,1.5944060740927704E-2,null,5.3624191490486027E-3,1.5404885026502444E-3,2.4541366695461303E-3,1.8734074736293594E-3,2.0442113965322214E-6,9.64188019682188E-5,1.1328914808239086E-2]
[2004,12,12,23,6.0812860098972011E-3,1.9278945047302826E-3,2.3997094148181615E-3,5.4327161536586012E-3,1.4094786666402542E-5,2.4045801961764481E-4,1.6096158889388291E-2,null,5.0852416960670129E-3,1.5604389197369924E-3,2.4245700411428665E-3,2.0583717955195307E-3,2.0442113965322214E-6,9.64188019682188E-5,1.1227085465831153E-2]
[2004,12,12,24,5.2075902347454503E-3,2.1200273053117356E-3,2.3753808143865537E-3,6.5047414495378606E-3,1.4094786666402542E-5,2.4045801961764481E-4,1.6462292610265643E-2,null,4.3546471839443412E-3,1.7159513189111942E-3,2.399989400093091E-3,2.4645455345313357E-3,2.0442113965322214E-6,9.64188019682188E-5,1.1033596450844712E-2]
[2004,12,13,1,3.8585473871473293E-3,2.1673060632476891E-3,2.2745984854959686E-3,6.6860254213736729E-3,1.4094786666402542E-5,2.4045801961764481E-4,1.5241030163548708E-2,null,3.2265619520999494E-3,1.7542187727470084E-3,2.2981629815293099E-3,2.5332312166197143E-3,2.0442113965322214E-6,9.64188019682188E-5,9.9106379363607319E-3]
[2004,12,13,2,3.6186268345870746E-3,2.2687338332647365E-3,2.2645416582154957E-3,5.6576841886001837E-3,1.4094786666402542E-5,2.4045801961764481E-4,1.4064139320951539E-2,null,3.0259376111896183E-3,1.8363144680707919E-3,2.2880019670403827E-3,2.1436086908256397E-3,2.0442113965322214E-6,9.64188019682188E-5,9.3923257504911831E-3]
[2004,12,13,3,3.2685361593691618E-3,2.361864417050209E-3,2.2820885187112053E-3,5.5306740587643885E-3,1.4094786666402542E-5,2.4045801961764481E-4,1.3697715960179014E-2,null,2.7331877395136307E-3,1.9116944160918635E-3,2.3057306103549877E-3,2.0954865247479557E-3,2.0442113965322214E-6,9.64188019682188E-5,9.1445623040731887E-3]
[2004,12,13,4,3.3728467477731339E-3,2.2571197446896729E-3,2.3234674532067118E-3,5.3442309179021425E-3,1.4094786666402542E-5,2.4045801961764481E-4,1.3552217669855707E-2,null,2.8204134599664876E-3,1.8269140181056433E-3,2.3475382243488764E-3,2.0248461136231307E-3,2.0442113965322214E-6,9.64188019682188E-5,9.1181748294088885E-3]
[2004,12,13,5,3.467983581959125E-3,2.3036537147310505E-3,2.3585341472613141E-3,6.0425840106304177E-3,1.4094786666402542E-5,2.4045801961764481E-4,1.4427308260865954E-2,null,2.8999679810409853E-3,1.8645786401916943E-3,2.3829682040462947E-3,2.2894412569599808E-3,2.0442113965322214E-6,9.64188019682188E-5,9.5354190956037053E-3]
[2004,12,13,6,3.6759456577592641E-3,2.2656082094284651E-3,2.4186122855788727E-3,5.967993866487129E-3,1.4094786666402542E-5,2.4045801961764481E-4,1.4582712825537778E-2,null,3.0738682740609796E-3,1.8337845863419895E-3,2.4436687427835768E-3,2.2611802095233524E-3,2.0442113965322214E-6,9.64188019682188E-5,9.7109648260746487E-3]
[2004,12,13,7,4.1572717624962195E-3,2.1638222929449987E-3,2.6725734605275776E-3,6.5809439338659313E-3,1.4094786666402542E-5,2.4045801961764481E-4,1.5829164256118775E-2,null,3.4763587297360382E-3,1.7513990070625253E-3,2.7002609170659496E-3,2.4934174726287807E-3,2.0442113965322214E-6,9.64188019682188E-5,1.0519899139858045E-2]
[2004,12,13,8,4.3535859455959922E-3,2.2282931279844461E-3,3.2274509669098761E-3,6.6860139661384047E-3,1.4094786666402542E-5,2.4045801961764481E-4,1.6749896812912765E-2,null,3.6405189201634534E-3,1.8035817379830493E-3,3.2608868704297753E-3,2.5332268764089393E-3,2.0442113965322214E-6,9.64188019682188E-5,1.1336677418349967E-2]
[2004,12,13,9,4.8928926450389704E-3,2.2531029800719241E-3,3.4843939540103517E-3,7.5144707521040471E-3,4.6935642405449312E-6,8.0072525320291826E-5,1.8229626420786127E-2,null,4.0914934197203443E-3,1.8236628465163375E-3,3.5204917479864928E-3,2.8471162889618191E-3,6.8072243574630269E-7,3.210746297515408E-5,1.2315552488595893E-2]
[2004,12,13,10,4.812747274797264E-3,2.2798802034539123E-3,3.5747396596876434E-3,7.5891315784517299E-3,0,0,1.8256498716390551E-2,null,4.0244749341834763E-3,1.8453363465056906E-3,3.6117734215001468E-3,2.8754041167881926E-3,0,0,1.2356988818977507E-2]
[2004,12,13,11,4.7237012313206209E-3,2.3699168539576538E-3,3.565082871525304E-3,7.4152439676904835E-3,0,0,1.8073944924494063E-2,null,3.950013602744655E-3,1.9182120631510116E-3,3.6020165904740676E-3,2.809520801065874E-3,0,0,1.2279763057435609E-2]
[2004,12,13,12,4.4865311902046153E-3,2.4180785099449905E-3,3.5434068654404531E-3,7.5684047565300477E-3,0,0,1.8016421322120106E-2,null,3.7516892713157133E-3,1.9571941351768556E-3,3.5801160242469928E-3,2.8675510457924595E-3,0,0,1.2156550476532021E-2]
[2004,12,13,13,3.9664511663166785E-3,2.4607012378860186E-3,3.4747921401742459E-3,6.8847735829750982E-3,0,0,1.6786718127352041E-2,null,3.3167923402287356E-3,1.9916929956598083E-3,3.5107904608123468E-3,2.608533809039572E-3,0,0,1.1427809605740462E-2]
[2004,12,13,14,3.9093303084812101E-3,2.4390891489832391E-3,3.4866904851016413E-3,7.3651054154522874E-3,0,0,1.7200215358018377E-2,null,3.2690272182615563E-3,1.9742001584853847E-3,3.5228120707922923E-3,2.790524082136286E-3,0,0,1.1556563529675519E-2]
[2004,12,13,15,3.882714460450013E-3,2.4116863698807316E-3,3.453685285542912E-3,6.8334332753489163E-3,0,0,1.6581519391222575E-2,null,3.2467707383058118E-3,1.9520203333364507E-3,3.4894649423617024E-3,2.5890817636534235E-3,0,0,1.1277337777657388E-2]
[2004,12,13,16,4.4820869205812533E-3,2.3775213586695811E-3,3.3436815552810211E-3,7.2121414367743719E-3,0,0,1.7415431271306226E-2,null,3.7479729216553779E-3,1.9243671536337632E-3,3.3783215901041323E-3,2.7325684057240302E-3,0,0,1.1783230071117303E-2]
[2004,12,13,17,5.0122052647240452E-3,2.3987170881314907E-3,3.2094700905162653E-3,6.9218667257973784E-3,7.047393333201271E-6,1.202290098088224E-4,1.7669535572311205E-2,null,4.1912640122400971E-3,1.9415229892375413E-3,3.2427197148782584E-3,2.6225878249007063E-3,1.0221056982661107E-6,4.82094009841094E-5,1.2047326047938978E-2]
[2004,12,13,18,5.2015949741694763E-3,2.4135466920217515E-3,3.1167574143562892E-3,6.6278892633396015E-3,1.4094786666402542E-5,2.4045801961764481E-4,1.7614341150171162E-2,null,4.3496338777110691E-3,1.9535260791461789E-3,3.1490465494259769E-3,2.5112043290348345E-3,2.0442113965322214E-6,9.64188019682188E-5,1.2061873848682809E-2]
[2004,12,13,19,5.7459618204893509E-3,2.2928593442424505E-3,3.0920689521908686E-3,6.2642285048320825E-3,1.4094786666402542E-5,2.4045801961764481E-4,1.7649671428038798E-2,null,4.8048397306107793E-3,1.8558416705166713E-3,3.1241023185292942E-3,2.373418914285158E-3,2.0442113965322214E-6,9.64188019682188E-5,1.2256665647306654E-2]
[2004,12,13,20,5.5885049773365149E-3,2.3338832675366765E-3,2.9904547126429252E-3,7.6053346000704439E-3,1.4094786666402542E-5,2.4045801961764481E-4,1.8772730363870605E-2,null,4.6731724972609995E-3,1.8890464575999622E-3,3.02143537083966E-3,2.8815431900912755E-3,2.0442113965322214E-6,9.64188019682188E-5,1.2563660529156646E-2]
[2004,12,13,21,5.5800838158285614E-3,2.3073934573134159E-3,2.9547718923378717E-3,7.2579014458406975E-3,1.4094786666402542E-5,2.4045801961764481E-4,1.8354703417604593E-2,null,4.6661306246110592E-3,1.8676055899864068E-3,2.985382881917091E-3,2.7499061626324989E-3,2.0442113965322214E-6,9.64188019682188E-5,1.2367488272511806E-2]
[2004,12,13,22,5.211404385391482E-3,2.2807036234282403E-3,2.6874891970331285E-3,7.2232566869341137E-3,1.4094786666402542E-5,2.4045801961764481E-4,1.765740669907101E-2,null,4.3578366208280395E-3,1.8460028231059805E-3,2.7153311783440965E-3,2.7367798014203706E-3,2.0442113965322214E-6,9.64188019682188E-5,1.1754413437063238E-2]
[2004,12,13,23,4.8817496233522287E-3,2.2102817158306865E-3,2.5029106822171934E-3,7.6113380720926674E-3,1.4094786666402542E-5,2.4045801961764481E-4,1.7460832899776818E-2,null,4.0821754961085661E-3,1.7890032906379325E-3,2.5288404580519185E-3,2.8838178124231295E-3,2.0442113965322214E-6,9.64188019682188E-5,1.1382300070586297E-2]
[2004,12,13,24,4.4669768901077368E-3,2.2278341403347592E-3,2.3993422518690738E-3,6.9570371046173774E-3,1.4094786666402542E-5,2.4045801961764481E-4,1.6305743193212992E-2,null,3.7353377394146944E-3,1.8032102331156964E-3,2.424199074441199E-3,2.6359133353365998E-3,2.0442113965322214E-6,9.64188019682188E-5,1.0697123395672938E-2]
[2004,12,14,1,3.6262724427603785E-3,2.0749644864221412E-3,2.3843991032891682E-3,7.4681102695129198E-3,1.4094786666402542E-5,2.4045801961764481E-4,1.5808299108268656E-2,null,3.0323309571712738E-3,1.6794774474125978E-3,2.4091011171037554E-3,2.8295510219585015E-3,2.0442113965322214E-6,9.64188019682188E-5,1.004892355701088E-2]
[2004,12,14,2,3.3502841066051494E-3,2.0983044538070541E-3,2.3648545920854484E-3,7.0561981308189031E-3,1.4094786666402542E-5,2.4045801961764481E-4,1.5124194089600602E-2,null,2.8015463184681102E-3,1.698368830423156E-3,2.3893541277221638E-3,2.6734839084670472E-3,2.0442113965322214E-6,9.64188019682188E-5,9.6612161984452275E-3]
[2004,12,14,3,2.9453718674452849E-3,2.1902358781178567E-3,2.3514353880496378E-3,6.814739430794455E-3,1.4094786666402542E-5,2.4045801961764481E-4,1.4556335370691283E-2,null,2.4629540209717441E-3,1.7727781780764922E-3,2.3757959027636325E-3,2.5819989562155979E-3,2.0442113965322214E-6,9.64188019682188E-5,9.2919900713922168E-3]
[2004,12,14,4,2.9282104747391808E-3,2.1418167015407599E-3,2.3562126579154382E-3,6.1621628099092409E-3,1.4094786666402542E-5,2.4045801961764481E-4,1.3842955450388668E-2,null,2.4486034659066428E-3,1.7335876687373465E-3,2.3806226644221694E-3,2.3347478072776998E-3,2.0442113965322214E-6,9.64188019682188E-5,8.9960246197086091E-3]
[2004,12,14,5,3.0768502102734682E-3,2.1471288191970278E-3,2.3556043211442222E-3,5.3870626881665704E-3,1.4094786666402542E-5,2.4045801961764481E-4,1.3221198845065337E-2,null,2.5728977318893917E-3,1.737887299820232E-3,2.3800080253740794E-3,2.0410744063170346E-3,2.0442113965322214E-6,9.64188019682188E-5,8.8303304767654873E-3]
[2004,12,14,6,3.3923476683236069E-3,2.0290643247960339E-3,2.4000852211293368E-3,5.4180010072709959E-3,1.4094786666402542E-5,2.4045801961764481E-4,1.3494051027804023E-2,null,2.8367203552734279E-3,1.6423258302220001E-3,2.4249497407505447E-3,2.0527964550389149E-3,2.0442113965322214E-6,9.64188019682188E-5,9.0552553946496393E-3]
[2004,12,14,7,3.8622345042974614E-3,1.9797572937393813E-3,2.6513669174379082E-3,5.6289745700015634E-3,1.4094786666402542E-5,2.4045801961764481E-4,1.4376886091760363E-2,null,3.2296451621051394E-3,1.6024166909570146E-3,2.6788346773996296E-3,2.1327310621198354E-3,2.0442113965322214E-6,9.64188019682188E-5,9.7420906059463696E-3]
[2004,12,14,8,3.7670590866495579E-3,2.0869162832612442E-3,3.2119839105511443E-3,6.3310001549738487E-3,1.4094786666402542E-5,2.4045801961764481E-4,1.5651512241719845E-2,null,3.1500583770935437E-3,1.6891512386406791E-3,3.2452595777082145E-3,2.3987176557442626E-3,2.0442113965322214E-6,9.64188019682188E-5,1.0581649862551451E-2]
[2004,12,14,9,4.2713551859689522E-3,2.101446254937508E-3,3.4527070967623964E-3,7.6380352453475336E-3,4.6935642405449312E-6,8.0072525320291826E-5,1.7548309872577224E-2,null,3.5717566079034916E-3,1.7009118060631637E-3,3.4884766196934766E-3,2.8939329568359123E-3,6.8072243574630269E-7,3.210746297515408E-5,1.1687866175906945E-2]
[2004,12,14,10,4.3843123060363018E-3,2.0750389009759397E-3,3.4994151514779201E-3,8.0006759522943637E-3,0,0,1.7959442310784526E-2,null,3.6662126581368274E-3,1.6795376785951946E-3,3.5356685627862621E-3,3.0313318898878318E-3,0,0,1.1912750789406117E-2]
[2004,12,14,11,3.9037449260934396E-3,2.1443746295661823E-3,3.4948189368742772E-3,7.6677797989095292E-3,0,0,1.7210718291443428E-2,null,3.2643566569098056E-3,1.7356580571506967E-3,3.5310247320949947E-3,2.9052027063296531E-3,0,0,1.143624215248515E-2]
[2004,12,14,12,3.6633792728601707E-3,2.2228544542335794E-3,3.4623199595728762E-3,7.948113385133234E-3,0,0,1.7296667071799859E-2,null,3.0633601176687799E-3,1.7991796723244868E-3,3.4981890703076985E-3,3.0114167493422118E-3,0,0,1.1372145609643176E-2]
[2004,12,14,13,3.4340215465874973E-3,2.2067398984560167E-3,3.3863896428750618E-3,7.0716956124718877E-3,0,0,1.6098846700390464E-2,null,2.8715685342670578E-3,1.7861365416200403E-3,3.4214721270214798E-3,2.6793556636322056E-3,0,0,1.0758532866540785E-2]
[2004,12,14,14,3.5288654029735234E-3,2.2069810735852844E-3,3.4081368468178441E-3,7.901245649951814E-3,0,0,1.7045228973328466E-2,null,2.9508780639167192E-3,1.7863317489082288E-3,3.4434446287055177E-3,2.9936592922086662E-3,0,0,1.1174313733739132E-2]
[2004,12,14,15,3.6742408073503511E-3,2.140068798477389E-3,3.381870750589361E-3,7.6711319636787343E-3,0,0,1.6867312320095838E-2,null,3.0724426584311849E-3,1.7321729149936539E-3,3.4169064196956649E-3,2.9064727895108293E-3,0,0,1.1127994782631333E-2]
[2004,12,14,16,3.8313142953766781E-3,2.1717903840328496E-3,3.2842201050523106E-3,7.7669047593402164E-3,0,0,1.7054229543802056E-2,null,3.203789325790391E-3,1.7578483845668361E-3,3.318244128250959E-3,2.9427596146995318E-3,0,0,1.1222641453307718E-2]
[2004,12,14,17,4.3988010679153755E-3,2.2619389865696812E-3,3.178214890442772E-3,6.864074010109588E-3,7.047393333201271E-6,1.202290098088224E-4,1.6830305358179445E-2,null,3.6783283283934052E-3,1.8308147152520586E-3,3.2111407156626966E-3,2.60069106228812E-3,1.0221056982661107E-6,4.82094009841094E-5,1.1370206328278655E-2]
[2004,12,14,18,4.872561148839257E-3,2.1995788252802484E-3,3.112079565768588E-3,6.1507407127473351E-3,1.4094786666402542E-5,2.4045801961764481E-4,1.6589513058919474E-2,null,4.0744919874492842E-3,1.7803403648774146E-3,3.1443202390349324E-3,2.3304201520167275E-3,2.0442113965322214E-6,9.64188019682188E-5,1.1428035756743109E-2]
[2004,12,14,19,4.9719776934081302E-3,2.18809527486716E-3,3.0825501934412724E-3,6.1938942505584864E-3,1.4094786666402542E-5,2.4045801961764481E-4,1.6691070218559093E-2,null,4.1576252518439787E-3,1.771045572575565E-3,3.1144849468797827E-3,2.3467703574379219E-3,2.0442113965322214E-6,9.64188019682188E-5,1.1488389142101998E-2]
[2004,12,14,20,5.5383999306741075E-3,2.0687641018744926E-3,2.9892570706851057E-3,7.4179914781821055E-3,1.4094786666402542E-5,2.4045801961764481E-4,1.8268965387699856E-2,null,4.6312740777398028E-3,1.6744588525975043E-3,3.0202253214924291E-3,2.8105617901298878E-3,2.0442113965322214E-6,9.64188019682188E-5,1.2234983055324375E-2]
[2004,12,14,21,5.2610275511638036E-3,2.1507842850988414E-3,2.9331812871383972E-3,7.5427842605066868E-3,1.4094786666402542E-5,2.4045801961764481E-4,1.8142330190191774E-2,null,4.3993320859756352E-3,1.7408460360212876E-3,2.963568601315639E-3,2.8578438376648655E-3,2.0442113965322214E-6,9.64188019682188E-5,1.2060053574342177E-2]
[2004,12,14,22,5.0712738938726715E-3,2.0706364956799769E-3,2.7954886554112154E-3,7.2394986636524399E-3,1.4094786666402542E-5,2.4045801961764481E-4,1.7431450514900349E-2,null,4.2406578831067614E-3,1.6759743692193855E-3,2.8244494947645069E-3,2.7429336342058319E-3,2.0442113965322214E-6,9.64188019682188E-5,1.1582478394661236E-2]
[2004,12,14,23,4.7469136887080135E-3,2.0320036282719302E-3,2.6000399133025323E-3,7.6747000027650473E-3,1.4094786666402542E-5,2.4045801961764481E-4,1.7308210039331567E-2,null,3.9694241280813086E-3,1.6447049041440707E-3,2.6269759332701124E-3,2.9078246641188249E-3,2.0442113965322214E-6,9.64188019682188E-5,1.1247392642979068E-2]
[2004,12,14,24,4.4068951247997687E-3,2.0695022539820064E-3,2.4479088967765605E-3,6.9307308481468171E-3,1.4094786666402542E-5,2.4045801961764481E-4,1.6109589929989197E-2,null,3.6850966723739162E-3,1.6750563133374069E-3,2.4732688624390254E-3,2.6259463032235306E-3,2.0442113965322214E-6,9.64188019682188E-5,1.0557831164738629E-2]
[2004,12,15,1,3.8291695051093804E-3,2.0749644864221412E-3,2.3989830254878678E-3,7.1175023806935942E-3,1.4094786666402542E-5,2.4045801961764481E-4,1.5675172203997032E-2,null,3.2019958273627838E-3,1.6794774474125978E-3,2.423836126529055E-3,2.6967111368586074E-3,2.0442113965322214E-6,9.64188019682188E-5,1.0100483551527794E-2]
[2004,12,15,2,3.5402338505115699E-3,2.0983044538070541E-3,2.3765525493846629E-3,6.568470346069024E-3,1.4094786666402542E-5,2.4045801961764481E-4,1.483811400605636E-2,null,2.9603844912325758E-3,1.698368830423156E-3,2.4011732740884303E-3,2.4886914238929562E-3,2.0442113965322214E-6,9.64188019682188E-5,9.6470810330018687E-3]
[2004,12,15,3,3.1148914937937488E-3,2.1902358781178567E-3,2.3623710531505949E-3,6.6632969589988204E-3,1.4094786666402542E-5,2.4045801961764481E-4,1.4585348190345069E-2,null,2.6047082931447579E-3,1.7727781780764922E-3,2.386844859699846E-3,2.5246197551362318E-3,2.0442113965322214E-6,9.64188019682188E-5,9.3874140994220784E-3]
[2004,12,15,4,3.0938657863841179E-3,2.1418167015407599E-3,2.3647437483309657E-3,5.6486604274137257E-3,1.4094786666402542E-5,2.4045801961764481E-4,1.3503639469953617E-2,null,2.5871263534308969E-3,1.7335876687373465E-3,2.3892421356431614E-3,2.1401897278262197E-3,2.0442113965322214E-6,9.64188019682188E-5,8.9486088990023745E-3]
[2004,12,15,5,3.2561734569996215E-3,2.1471288191970278E-3,2.3677916835332458E-3,5.1263694451359901E-3,1.4094786666402542E-5,2.4045801961764481E-4,1.3152016211149933E-2,null,2.7228499048083826E-3,1.737887299820232E-3,2.3923216469928111E-3,1.9423017843799772E-3,2.0442113965322214E-6,9.64188019682188E-5,8.8938236493661532E-3]
[2004,12,15,6,3.6014755956554241E-3,2.0290643247960339E-3,2.4135976803878398E-3,5.2753921477798529E-3,1.4094786666402542E-5,2.4045801961764481E-4,1.3574082554903199E-2,null,3.0115955468281506E-3,1.6423258302220001E-3,2.4386021870417603E-3,1.9987641725000794E-3,2.0442113965322214E-6,9.64188019682188E-5,9.1897507499567408E-3]
[2004,12,15,7,4.1194042501023747E-3,1.9797572937393813E-3,2.6568946926561125E-3,5.3827381971632993E-3,1.4094786666402542E-5,2.4045801961764481E-4,1.4393347239945216E-2,null,3.4446934779063898E-3,1.6024166909570146E-3,2.6844197195324271E-3,2.0394359238233161E-3,2.0442113965322214E-6,9.64188019682188E-5,9.8694288255838977E-3]
[2004,12,15,8,3.9993823295159841E-3,2.0869162832612442E-3,3.2314093168583666E-3,6.087816903958391E-3,1.4094786666402542E-5,2.4045801961764481E-4,1.5660077639878034E-2,null,3.3443297597693647E-3,1.6891512386406791E-3,3.2648862282846081E-3,2.3065792978998411E-3,2.0442113965322214E-6,9.64188019682188E-5,1.0703409537959244E-2]
[2004,12,15,9,4.5206381820973116E-3,2.101446254937508E-3,3.4870598195825254E-3,7.611591071246749E-3,4.6935642405449312E-6,8.0072525320291826E-5,{"$f":"SUM(E8387:J8387)","v":1.7805501417424929E-2},null,3.780209932409088E-3,1.7009118060631637E-3,3.5231852315224968E-3,2.8839136698742317E-3,6.8072243574630269E-7,3.210746297515408E-5,{"$f":"SUM(M8387:R8387)","v":1.1921008825279879E-2}]
[2004,12,15,10,4.6121889666588048E-3,2.0750389009759397E-3,3.52435704126406E-3,7.5326568517172336E-3,0,0,1.7744241760616036E-2,null,{"$f":"E8388*V$5","v":3.8567657573122523E-3},{"$f":"F8388*W$5","v":1.6795376785951946E-3},{"$f":"G8388*X$5","v":3.5608688467754566E-3},{"$f":"H8388*Y$5","v":2.8540067197252747E-3},{"$f":"I8388*Z$5","v":0},{"$f":"J8388*AA$5","v":0},1.1951179002408179E-2]
[2004,12,15,11,4.1093151882786458E-3,2.1443746295661823E-3,3.5236100694417032E-3,6.9888865533415502E-3,0,0,1.6766186440628082E-2,null,3.4362568877218916E-3,1.7356580571506967E-3,3.5601141364380797E-3,2.6479805969240717E-3,0,0,1.1380009678234739E-2]
[2004,12,15,12,3.8579088416473011E-3,2.2228544542335794E-3,3.4939101718597775E-3,7.6205038015449388E-3,0,0,1.7195177269285596E-2,null,3.2260279929675726E-3,1.7991796723244868E-3,3.5301065524124928E-3,2.8872905649940904E-3,0,0,1.1442604782698642E-2]
[2004,12,15,13,3.6083305427716877E-3,2.2067398984560167E-3,3.4185196078597197E-3,6.4936357499865791E-3,0,0,1.5727225799074002E-2,null,3.0173277328893267E-3,1.7861365416200403E-3,3.4539349535802834E-3,2.4603377574122466E-3,0,0,1.0717736985501897E-2]
[2004,12,15,14,3.6869302706410102E-3,2.2069810735852844E-3,3.4222920917183538E-3,7.5346259010546368E-3,0,0,1.6850829336999287E-2,null,3.083053734397905E-3,1.7863317489082288E-3,3.4577465198007014E-3,2.8547527619453101E-3,0,0,1.1181884765052146E-2]
[2004,12,15,15,3.8594115580125837E-3,2.140068798477389E-3,3.3790915914134172E-3,7.3021785500755046E-3,0,0,1.6680750497978895E-2,null,3.2272845817722532E-3,1.7321729149936539E-3,3.4140984688513037E-3,2.7666820699257279E-3,0,0,1.1140238035542939E-2]
[2004,12,15,16,4.0300097546965268E-3,2.1717903840328496E-3,3.2906094461510617E-3,7.7234044903979216E-3,0,0,1.7215814075278359E-2,null,3.3699407669342623E-3,1.7578483845668361E-3,3.3246996619564219E-3,2.9262780382365255E-3,0,0,1.1378766851694047E-2]
[2004,12,15,17,4.6200274299408942E-3,2.2619389865696812E-3,3.1923260336459546E-3,7.0465859179776411E-3,7.047393333201271E-6,1.202290098088224E-4,1.7248154771276197E-2,null,3.8633203709663869E-3,1.8308147152520586E-3,3.2253980481736439E-3,2.6698419902726539E-3,1.0221056982661107E-6,4.82094009841094E-5,1.1638606631347118E-2]
[2004,12,15,18,5.0912983727769198E-3,2.1995788252802484E-3,3.1226358089058957E-3,5.9721068589812226E-3,1.4094786666402542E-5,2.4045801961764481E-4,1.664017267222833E-2,null,4.2574025839644701E-3,1.7803403648774146E-3,3.1549858432533815E-3,2.2627385585159321E-3,2.0442113965322214E-6,9.64188019682188E-5,1.1553930363975949E-2]
[2004,12,15,19,5.2091720913278279E-3,2.18809527486716E-3,3.1009849999490001E-3,5.2867981351334562E-3,1.4094786666402542E-5,2.4045801961764481E-4,1.603960330756149E-2,null,4.3559699507138725E-3,1.771045572575565E-3,3.1331107351926938E-3,2.0030857240048269E-3,2.0442113965322214E-6,9.64188019682188E-5,1.1361674995851709E-2]
[2004,12,15,20,5.8072187261981141E-3,2.0687641018744926E-3,2.9536812226656135E-3,6.9090270919056904E-3,1.4094786666402542E-5,2.4045801961764481E-4,1.7993243948927956E-2,null,4.8560634636460737E-3,1.6744588525975043E-3,2.9842809130721086E-3,2.6177230869832563E-3,2.0442113965322214E-6,9.64188019682188E-5,1.2230989329663693E-2]
[2004,12,15,21,5.5460903279027415E-3,2.1507842850988414E-3,2.8631570798202167E-3,7.2921493234352121E-3,1.4094786666402542E-5,2.4045801961764481E-4,1.8106733822541056E-2,null,4.6377048768475445E-3,1.7408460360212876E-3,2.8928189538082959E-3,2.7628821516779566E-3,2.0442113965322214E-6,9.64188019682188E-5,1.2132715031719834E-2]
[2004,12,15,22,5.3140961524185733E-3,2.0706364956799769E-3,2.7209707081383458E-3,6.8310119546996055E-3,1.4094786666402542E-5,2.4045801961764481E-4,1.7191268117220548E-2,null,4.4437086641226763E-3,1.6759743692193855E-3,2.7491595528367032E-3,2.5881643628558331E-3,2.0442113965322214E-6,9.64188019682188E-5,1.1555469962399348E-2]
[2004,12,15,23,4.9716723636083829E-3,2.0320036282719302E-3,2.6182133935360829E-3,6.7929233429756966E-3,1.4094786666402542E-5,2.4045801961764481E-4,1.6669365534676139E-2,null,4.1573699315340636E-3,1.6447049041440707E-3,2.6453376880081992E-3,2.5737331792847584E-3,2.0442113965322214E-6,9.64188019682188E-5,1.1119608716335843E-2]
[2004,12,15,24,4.6202092866757926E-3,2.0695022539820064E-3,2.5215039588151137E-3,6.112760837174578E-3,1.4094786666402542E-5,2.4045801961764481E-4,1.5578529142931539E-2,null,3.8634724416714175E-3,1.6750563133374069E-3,2.5476263581811704E-3,2.3160301668849522E-3,2.0442113965322214E-6,9.64188019682188E-5,1.0500648293439697E-2]
[2004,12,16,1,3.842547501201444E-3,2.0749644864221412E-3,2.4602617650161104E-3,6.3814157502669645E-3,1.4094786666402542E-5,2.4045801961764481E-4,1.5013742309190708E-2,null,3.2131826624214317E-3,1.6794774474125978E-3,2.485749704523844E-3,2.417819341985645E-3,2.0442113965322214E-6,9.64188019682188E-5,9.8946921697082683E-3]
[2004,12,16,2,3.5527582328311645E-3,2.0983044538070541E-3,2.3648796145748895E-3,6.2273449652379548E-3,1.4094786666402542E-5,2.4045801961764481E-4,1.4497840072735111E-2,null,2.970857524582008E-3,1.698368830423156E-3,2.3893794094408081E-3,2.3594443138326105E-3,2.0442113965322214E-6,9.64188019682188E-5,9.5165130916433326E-3]
[2004,12,16,3,3.1260688014025199E-3,2.1902358781178567E-3,2.3528431913171699E-3,6.457531591310673E-3,1.4094786666402542E-5,2.4045801961764481E-4,1.4381232268432267E-2,null,2.6140548870410792E-3,1.7727781780764922E-3,2.3772182906599353E-3,2.4466584522879762E-3,2.0442113965322214E-6,9.64188019682188E-5,9.3091728214302338E-3]
[2004,12,16,4,3.104788212825625E-3,2.1418167015407599E-3,2.3559144832701199E-3,5.8161887117457456E-3,1.4094786666402542E-5,2.4045801961764481E-4,1.3673260915666299E-2,null,2.5962598127472619E-3,1.7335876687373465E-3,2.3803214007326562E-3,2.2036635935073082E-3,2.0442113965322214E-6,9.64188019682188E-5,9.0122954890893246E-3]
[2004,12,16,5,3.2679970756861612E-3,2.1471288191970278E-3,2.3598378057942617E-3,5.1132809834972138E-3,1.4094786666402542E-5,2.4045801961764481E-4,1.3142797490458713E-2,null,2.7327369515030022E-3,1.737887299820232E-3,2.3842853682843261E-3,1.9373427694927641E-3,2.0442113965322214E-6,9.64188019682188E-5,8.8907154024650756E-3]
[2004,12,16,6,3.6152644000245261E-3,2.0290643247960339E-3,2.4126546607799735E-3,5.1546831672049289E-3,1.4094786666402542E-5,2.4045801961764481E-4,1.3466219359089511E-2,null,3.0231259045193611E-3,1.6423258302220001E-3,2.4376493978934891E-3,1.9530294140378665E-3,2.0442113965322214E-6,9.64188019682188E-5,9.1545935600374669E-3]
[2004,12,16,7,4.1363607463584459E-3,1.9797572937393813E-3,2.6464438852985906E-3,5.2123874650987371E-3,1.4094786666402542E-5,2.4045801961764481E-4,1.4229502196779202E-2,null,3.458872696190194E-3,1.6024166909570146E-3,2.6738606433924839E-3,1.9748926765211978E-3,2.0442113965322214E-6,9.64188019682188E-5,9.8085057204256396E-3]
[2004,12,16,8,4.0147005518235794E-3,2.0869162832612442E-3,3.218529101404282E-3,6.2162065816760157E-3,1.4094786666402542E-5,2.4045801961764481E-4,1.579090532444917E-2,null,3.3571390344295979E-3,1.6891512386406791E-3,3.2518725757479301E-3,2.3552241532493754E-3,2.0442113965322214E-6,9.64188019682188E-5,1.0751850015432333E-2]
[2004,12,16,9,4.5370744739598604E-3,2.101446254937508E-3,3.4759213210056672E-3,7.7615073351798335E-3,4.6935642405449312E-6,8.0072525320291826E-5,1.7960715474643701E-2,null,3.7939541497624784E-3,1.7009118060631637E-3,3.5119313397862723E-3,2.940714614492277E-3,6.8072243574630269E-7,3.210746297515408E-5,1.1980300095515092E-2]
[2004,12,16,10,4.6272137311015671E-3,2.0750389009759397E-3,3.523932763382902E-3,7.6159019237836793E-3,0,0,1.7842087319244089E-2,null,3.8693296391118541E-3,1.6795376785951946E-3,3.5604401734396674E-3,2.8855469849648216E-3,0,0,1.1994854476111538E-2]
[2004,12,16,11,4.1228695045925634E-3,2.1443746295661823E-3,3.5266994732315884E-3,7.4102097374379779E-3,0,0,1.7204153344828312E-2,null,3.4475911637893283E-3,1.7356580571506967E-3,3.5632355459836252E-3,2.8076134093909144E-3,0,0,1.1554098176314564E-2]
[2004,12,16,12,3.8707351598670876E-3,2.2228544542335794E-3,3.4911097897362274E-3,7.7000016391816058E-3,0,0,1.7284701043018501E-2,null,3.2367535086088579E-3,1.7991796723244868E-3,3.5272771587540001E-3,2.9174110612924121E-3,0,0,1.1480621400979758E-2]
[2004,12,16,13,3.6198235180792339E-3,2.2067398984560167E-3,3.4299105508720372E-3,7.1215561554839246E-3,0,0,1.6378030122891213E-2,null,3.0269382917662954E-3,1.7861365416200403E-3,3.4654439050381099E-3,2.6982470491827186E-3,0,0,1.0976765787607163E-2]
[2004,12,16,14,3.6973523620614391E-3,2.2069810735852844E-3,3.4227446843683035E-3,8.0831418199670164E-3,0,0,1.7410219939982041E-2,null,3.0917688077828982E-3,1.7863317489082288E-3,3.4582038012420015E-3,3.062576926681466E-3,0,0,1.1398881284614595E-2]
[2004,12,16,15,3.8716206490712673E-3,2.140068798477389E-3,3.3957934240408643E-3,7.5503197655366703E-3,0,0,1.6957802637126193E-2,null,3.2374939649227339E-3,1.7321729149936539E-3,3.4309733299368317E-3,2.8606989235151112E-3,0,0,1.1261339133368331E-2]
[2004,12,16,16,4.0431105288524756E-3,2.1717903840328496E-3,3.3113839450882362E-3,7.6579217127487591E-3,0,0,1.7184206570722321E-2,null,3.3808957858036531E-3,1.7578483845668361E-3,3.3456893815582197E-3,2.9014676305522328E-3,0,0,1.1385901182480942E-2]
[2004,12,16,17,4.6346139061425873E-3,2.2619389865696812E-3,3.2041100930233152E-3,6.9356821605782108E-3,7.047393333201271E-6,1.202290098088224E-4,1.7163621549455822E-2,null,3.8755177510696776E-3,1.8308147152520586E-3,3.2373041886225541E-3,2.6278222786235562E-3,1.0221056982661107E-6,4.82094009841094E-5,1.1620690440250223E-2]
[2004,12,16,18,5.1057207711707525E-3,2.1995788252802484E-3,3.1370888583605707E-3,6.5344800199609466E-3,1.4094786666402542E-5,2.4045801961764481E-4,1.7231421281056564E-2,null,4.2694627603071461E-3,1.7803403648774146E-3,3.1695886241128366E-3,2.4758130171066454E-3,2.0442113965322214E-6,9.64188019682188E-5,1.1793667779768792E-2]
[2004,12,16,19,5.224811464233513E-3,2.18809527486716E-3,3.1114545315763225E-3,6.2566834398478559E-3,1.4094786666402542E-5,2.4045801961764481E-4,1.7035597516808897E-2,null,4.3690477752185734E-3,1.771045572575565E-3,3.1436887295830385E-3,2.3705602063166893E-3,2.0442113965322214E-6,9.64188019682188E-5,1.1752805297058615E-2]
[2004,12,16,20,5.8249431720624294E-3,2.0687641018744926E-3,3.0439820413782374E-3,7.4340485644485274E-3,1.4094786666402542E-5,2.4045801961764481E-4,1.8626290686047733E-2,null,4.8708848502741998E-3,1.6744588525975043E-3,3.0755172345989347E-3,2.8166455707939611E-3,2.0442113965322214E-6,9.64188019682188E-5,1.2535969521629348E-2]
[2004,12,16,21,5.5648856576541745E-3,2.1507842850988414E-3,2.9713145879037123E-3,7.0449673624569231E-3,1.4094786666402542E-5,2.4045801961764481E-4,1.7986504699397696E-2,null,4.6534217489676453E-3,1.7408460360212876E-3,3.0020969573051411E-3,2.6692287447175581E-3,2.0442113965322214E-6,9.64188019682188E-5,1.2164056500376382E-2]
[2004,12,16,22,5.3301066439570017E-3,2.0706364956799769E-3,2.8105878700005228E-3,7.1924503766851704E-3,1.4094786666402542E-5,2.4045801961764481E-4,1.7658334192606717E-2,null,4.4570968223203401E-3,1.6759743692193855E-3,2.8397051349315877E-3,2.725107768804099E-3,2.0442113965322214E-6,9.64188019682188E-5,1.1796347108640163E-2]
[2004,12,16,23,4.9864915929777164E-3,2.0320036282719302E-3,2.6489102589037877E-3,7.7236663898961984E-3,1.4094786666402542E-5,2.4045801961764481E-4,1.7645624676333679E-2,null,4.1697619425280982E-3,1.6447049041440707E-3,2.6763525682549283E-3,2.9263772678898457E-3,2.0442113965322214E-6,9.64188019682188E-5,1.1515659696181693E-2]
[2004,12,16,24,4.6342740527325101E-3,2.0695022539820064E-3,2.4616505154304033E-3,7.079911944691355E-3,1.4094786666402542E-5,2.4045801961764481E-4,1.6499891573120318E-2,null,3.8752335617175137E-3,1.6750563133374069E-3,2.4871528421822322E-3,2.6824687043331781E-3,2.0442113965322214E-6,9.64188019682188E-5,1.0818374434935083E-2]
[2004,12,17,1,3.6419683970475708E-3,2.0980716889616381E-3,2.4564448793663865E-3,7.060177646589505E-3,1.4094786666402542E-5,2.4045801961764481E-4,1.5511215418249149E-2,null,3.0454560956815974E-3,1.6981804304235489E-3,2.4818932765165013E-3,2.6749916852016214E-3,2.0442113965322214E-6,9.64188019682188E-5,9.9989845011880189E-3]
[2004,12,17,2,3.2975674196336026E-3,2.0340255227367671E-3,2.4295577918496893E-3,6.404712708253664E-3,1.4094786666402542E-5,2.4045801961764481E-4,1.4420416248757771E-2,null,2.7574640151148506E-3,1.6463414266855226E-3,2.45472764284268E-3,2.4266461976292868E-3,2.0442113965322214E-6,9.64188019682188E-5,9.3836422956370905E-3]
[2004,12,17,3,3.2339648961630511E-3,2.0604756366139846E-3,2.3984481671720133E-3,6.7240368196502739E-3,1.4094786666402542E-5,2.4045801961764481E-4,1.4671478325883371E-2,null,2.704278849378336E-3,1.6677501640537844E-3,2.4232957271620027E-3,2.5476331452145154E-3,2.0442113965322214E-6,9.64188019682188E-5,9.4414208991733875E-3]
[2004,12,17,4,3.2065170993009874E-3,1.9530121084728297E-3,2.4057411617267863E-3,6.2913226337631863E-3,1.4094786666402542E-5,2.4045801961764481E-4,1.4111145809547837E-2,null,2.6813266841881145E-3,1.5807691226367023E-3,2.4306642760365173E-3,2.3836844590400404E-3,2.0442113965322214E-6,9.64188019682188E-5,9.1749075552661243E-3]
[2004,12,17,5,3.3750562077369296E-3,1.8713216887334834E-3,2.4144027345874095E-3,5.5033598841091793E-3,1.4094786666402542E-5,2.4045801961764481E-4,1.341869332145105E-2,null,2.8222610359422595E-3,1.5146488499671348E-3,2.439415581480987E-3,2.0851376080849135E-3,2.0442113965322214E-6,9.64188019682188E-5,8.9599260888400447E-3]
[2004,12,17,6,3.7317796959626098E-3,1.8410285704977046E-3,2.5015806504147938E-3,5.3776515219927552E-3,1.4094786666402542E-5,2.4045801961764481E-4,1.3706593245151912E-2,null,3.1205573425687528E-3,1.4901295826631818E-3,2.5274966473213555E-3,2.0375086615832361E-3,2.0442113965322214E-6,9.64188019682188E-5,9.2741552475012774E-3]
[2004,12,17,7,4.0514897841683337E-3,1.8036026158072783E-3,2.7118984831757541E-3,5.694241315420334E-3,1.4094786666402542E-5,2.4045801961764481E-4,1.4515785004855748E-2,null,3.3879026160110871E-3,1.4598369934349009E-3,2.7399933409966437E-3,2.1574596185464177E-3,2.0442113965322214E-6,9.64188019682188E-5,9.8436555823538004E-3]
[2004,12,17,8,4.0797934539387936E-3,1.9134175703790206E-3,3.2606262917588822E-3,6.4833765088660681E-3,1.4094786666402542E-5,2.4045801961764481E-4,1.5991766631226811E-2,null,3.4115704720261157E-3,1.5487212807558351E-3,3.2944058866228995E-3,2.4564506902494108E-3,2.0442113965322214E-6,9.64188019682188E-5,1.0809611343019011E-2]
[2004,12,17,9,4.2333749313110645E-3,2.1047109064947834E-3,3.4629641063652133E-3,7.5244241217394172E-3,4.6935642405449312E-6,8.0072525320291826E-5,1.7410240155471313E-2,null,3.5399970796887023E-3,1.7035542169092205E-3,3.4988398903633084E-3,2.8508874661682757E-3,6.8072243574630269E-7,3.210746297515408E-5,1.1626066838540406E-2]
[2004,12,17,10,4.3163973545823665E-3,2.107532915502842E-3,3.4978274919542814E-3,6.7976739060354712E-3,0,0,1.6719431668074963E-2,null,3.609421390244174E-3,1.7058383526216356E-3,3.5340644553502618E-3,2.5755330938649619E-3,0,0,1.1424857292081033E-2]
[2004,12,17,11,4.1235422583300449E-3,2.1941356300492782E-3,3.4463938137511184E-3,6.3459596231834206E-3,0,0,1.6110031325313863E-2,null,3.4481537282455071E-3,1.7759346395302587E-3,3.4820979320257612E-3,2.4043855659695774E-3,0,0,1.1110571865771104E-2]
[2004,12,17,12,4.0927767778114882E-3,2.2255087761723948E-3,3.395273021501252E-3,6.4781356669548632E-3,0,0,1.6191694242439998E-2,null,3.4224272776102499E-3,1.8013280820267173E-3,3.4304475361056756E-3,2.4544650166250788E-3,0,0,1.1108667912367722E-2]
[2004,12,17,13,3.8168519343173184E-3,2.249634558657137E-3,3.4015281616211427E-3,5.3340749965090266E-3,0,0,1.4802089651104626E-2,null,3.1916957322046034E-3,1.8208555042305413E-3,3.4367674785304491E-3,2.0209981927007343E-3,0,0,1.0470316907666328E-2]
[2004,12,17,14,3.6472779837074549E-3,2.2453174330145011E-3,3.3667636924684104E-3,6.2651516099145902E-3,0,0,1.5524510719104958E-2,null,3.0498960334559067E-3,1.8173612202551296E-3,3.40164285473914E-3,2.3737686644676437E-3,0,0,1.0642668772917821E-2]
[2004,12,17,15,3.5337252392609918E-3,2.2343983370413092E-3,3.3324300610482849E-3,5.8742186605628046E-3,0,0,1.4974772297913391E-2,null,2.9549419152279177E-3,1.8085232977012211E-3,3.3669535320941376E-3,2.2256502400689986E-3,0,0,1.0356068985092275E-2]
[2004,12,17,16,3.6639114628328334E-3,2.2150709898468117E-3,3.2523857054006706E-3,6.3603811058260918E-3,0,0,1.5491749263906406E-2,null,3.063805141079093E-3,1.7928797317781039E-3,3.2860799290372875E-3,2.4098496418170257E-3,0,0,1.055261444371151E-2]
[2004,12,17,17,4.2025672603218543E-3,2.3240476191021013E-3,3.1150905688536296E-3,5.2701767153968153E-3,7.047393333201271E-6,1.202290098088224E-4,1.5039158566816424E-2,null,3.5142353488939199E-3,1.881085478106269E-3,3.1473624356561985E-3,1.9967881261514302E-3,1.0221056982661107E-6,4.82094009841094E-5,1.0588702895490194E-2]
[2004,12,17,18,4.6192797727639279E-3,2.1664174352450933E-3,3.0372435594344786E-3,4.5659871568607202E-3,1.4094786666402542E-5,2.4045801961764481E-4,1.4643480730588267E-2,null,3.8626951713877974E-3,1.7534995167311754E-3,3.0687089430021549E-3,1.7299816365442182E-3,2.0442113965322214E-6,9.64188019682188E-5,1.0513348281030097E-2]
[2004,12,17,19,5.0277494221578223E-3,2.0650327540814748E-3,3.0578489720618314E-3,4.2844803371180542E-3,1.4094786666402542E-5,2.4045801961764481E-4,1.4689664291703231E-2,null,4.2042622164659513E-3,1.6714386975501126E-3,3.0895278245855534E-3,1.6233230735684067E-3,2.0442113965322214E-6,9.64188019682188E-5,1.0687014825534772E-2]
[2004,12,17,20,5.5096505626397322E-3,1.8490123159735203E-3,3.0217348716951413E-3,4.4753403445182477E-3,1.4094786666402542E-5,2.4045801961764481E-4,1.5110290901110691E-2,null,4.6072335236816567E-3,1.4965916308381051E-3,3.0530395876051863E-3,1.6956369668427018E-3,2.0442113965322214E-6,9.64188019682188E-5,1.0950964722332401E-2]
[2004,12,17,21,4.8855549571776196E-3,1.9111973918650587E-3,2.9515424838477871E-3,5.4966927630372749E-3,1.4094786666402542E-5,2.4045801961764481E-4,1.5499540402211789E-2,null,4.0853575602648705E-3,1.546924266991104E-3,2.9821200172438426E-3,2.0826115394327752E-3,2.0442113965322214E-6,9.64188019682188E-5,1.0795476397297343E-2]
[2004,12,17,22,4.5814547272784029E-3,1.9729113597471998E-3,2.7901302150107445E-3,5.3250798129446178E-3,1.4094786666402542E-5,2.4045801961764481E-4,1.4924128921265014E-2,null,3.831065430878047E-3,1.596875588050637E-3,2.8190355417325244E-3,2.0175900573185775E-3,2.0442113965322214E-6,9.64188019682188E-5,1.0363029631344535E-2]
[2004,12,17,23,4.4942758683086618E-3,1.8858902909225988E-3,2.6258179130439251E-3,5.4648720498484292E-3,1.4094786666402542E-5,2.4045801961764481E-4,1.4725408928407662E-2,null,3.7581654607192734E-3,1.5264406849489155E-3,2.6530209891871457E-3,2.0705551652934551E-3,2.0442113965322214E-6,9.64188019682188E-5,1.0106645313513539E-2]
[2004,12,17,24,4.4903623327837289E-3,1.5719054962790024E-3,2.5026445105493637E-3,5.4563407136025976E-3,1.4094786666402542E-5,2.4045801961764481E-4,1.427580585949874E-2,null,3.7548929170503785E-3,1.2723012117747644E-3,2.5285715288858967E-3,2.0673227744580371E-3,2.0442113965322214E-6,9.64188019682188E-5,9.721551445533827E-3]
[2004,12,18,1,4.790886469989061E-3,1.4506891459006663E-3,2.4311164058451154E-3,5.2675497028528079E-3,1.4094786666402542E-5,2.4045801961764481E-4,{"$f":"SUM(E8451:J8451)","v":1.4194794530871697E-2},null,4.0061946763664067E-3,1.1741886281376767E-3,2.4563024038431916E-3,1.9957927918887669E-3,2.0442113965322214E-6,9.64188019682188E-5,{"$f":"SUM(M8451:R8451)","v":9.7309415136007937E-3}]
[2004,12,18,2,4.155836634735505E-3,1.5609372707431994E-3,2.3855893592706458E-3,5.2379444047522773E-3,1.4094786666402542E-5,2.4045801961764481E-4,1.3594860475785675E-2,null,{"$f":"E8452*V$5","v":3.4751586593042101E-3},{"$f":"F8452*W$5","v":1.2634235237246525E-3},{"$f":"G8452*X$5","v":2.4103037039570475E-3},{"$f":"H8452*Y$5","v":1.9845758041271218E-3},{"$f":"I8452*Z$5","v":2.0442113965322214E-6},{"$f":"J8452*AA$5","v":9.64188019682188E-5},9.2319247044777824E-3]
[2004,12,18,3,4.1093568258192201E-3,1.5183831884130513E-3,2.3777368195824801E-3,5.1565045531680774E-3,1.4094786666402542E-5,2.4045801961764481E-4,1.3416534193266876E-2,null,3.4362917055148889E-3,1.2289802250385841E-3,2.4023698131462492E-3,1.9537195088982018E-3,2.0442113965322214E-6,9.64188019682188E-5,9.1198242659626741E-3]
[2004,12,18,4,3.8738447013044702E-3,1.5849660259890396E-3,2.3780144234174286E-3,4.4824820713116609E-3,1.4094786666402542E-5,2.4045801961764481E-4,1.2573860028306648E-2,null,3.2393537431229546E-3,1.2828724120255656E-3,2.4026502929149107E-3,1.6983428562334015E-3,2.0442113965322214E-6,9.64188019682188E-5,8.7216823176615825E-3]
[2004,12,18,5,4.0578793415186679E-3,1.6093974248355134E-3,2.41085699552788E-3,3.8979402383603097E-3,1.4094786666402542E-5,2.4045801961764481E-4,1.223062680652642E-2,null,3.3932456377674144E-3,1.3026472002881572E-3,2.4358331091014732E-3,1.4768690320509867E-3,2.0442113965322214E-6,9.64188019682188E-5,8.7070579925727816E-3]
[2004,12,18,6,4.2687758144169972E-3,1.6126852602301183E-3,2.4560333144373349E-3,3.8376041247015439E-3,1.4094786666402542E-5,2.4045801961764481E-4,1.2429651320070043E-2,null,3.5695997075793984E-3,1.3053083761454679E-3,2.4814774478370783E-3,1.4540086154391548E-3,2.0442113965322214E-6,9.64188019682188E-5,8.90885716036585E-3]
[2004,12,18,7,4.4318203829369646E-3,1.6232283974005274E-3,2.6499343871587157E-3,3.7346271979182776E-3,1.4094786666402542E-5,2.4045801961764481E-4,1.2694163171698533E-2,null,3.7059394615073689E-3,1.3138419974284095E-3,2.6773873063235683E-3,1.4149922568286999E-3,2.0442113965322214E-6,9.64188019682188E-5,9.2106240354527958E-3]
[2004,12,18,8,4.6217634233538807E-3,1.6385834217339838E-3,3.0507284680378463E-3,3.3605938261772076E-3,1.4094786666402542E-5,2.4045801961764481E-4,1.2926221945586968E-2,null,3.8647720287363799E-3,1.3262703629456326E-3,3.082333553217618E-3,1.2732768199829132E-3,2.0442113965322214E-6,9.64188019682188E-5,9.645115778247294E-3]
[2004,12,18,9,4.9987943273369258E-3,1.7010300531206267E-3,3.1209364504263511E-3,3.2355357812053156E-3,4.6935642405449312E-6,8.0072525320291826E-5,1.3141062701650056E-2,null,4.1800496312895327E-3,1.3768147022666371E-3,3.1532688796771986E-3,1.2258942685496673E-3,6.8072243574630269E-7,3.210746297515408E-5,9.9688156671939362E-3]
[2004,12,18,10,5.905127052195089E-3,1.719246433205916E-3,3.1017099259866756E-3,3.1240484403904146E-3,0,0,1.3850131851778096E-2,null,4.9379355382272788E-3,1.3915590507732915E-3,3.1338431713543967E-3,1.1836534462058893E-3,0,0,1.0646991206560857E-2]
[2004,12,18,11,6.2103204698886975E-3,1.7628558075471167E-3,3.0718947162197956E-3,3.0183741532964501E-3,0,0,1.4063445146952059E-2,null,5.1931418038913017E-3,1.4268565034193893E-3,3.1037190805270729E-3,1.1436150996562788E-3,0,0,1.0867332487494042E-2]
[2004,12,18,12,5.6744349953555193E-3,1.760649552720057E-3,3.0400287803515175E-3,3.0167281535839869E-3,0,0,1.3491841482011081E-2,null,4.7450281721729938E-3,1.4250707594948362E-3,3.0715230183863316E-3,1.1429914559230633E-3,0,0,1.0384613405977225E-2]
[2004,12,18,13,5.295847350483926E-3,1.7334834774746489E-3,3.0571733895648069E-3,3.0641103972270417E-3,0,0,1.3150614614750424E-2,null,4.4284488048839717E-3,1.4030825225838288E-3,3.088845243156114E-3,1.1609438523238246E-3,0,0,1.0081320422947737E-2]
[2004,12,18,14,5.2384542080633912E-3,1.6549921604894716E-3,3.0219748541423816E-3,3.066513824373486E-3,0,0,1.2981935047068731E-2,null,4.3804559953975865E-3,1.3395516055214249E-3,3.0532820562342569E-3,1.161854473551016E-3,0,0,9.9351441307042859E-3]
[2004,12,18,15,5.3067029363159865E-3,1.6040470909221044E-3,3.000991326012743E-3,3.0205072080134402E-3,0,0,1.2932248561264273E-2,null,4.4375263713096564E-3,1.2983166369447859E-3,3.0320811419291991E-3,1.1444232809680883E-3,0,0,9.9123474311517291E-3]
[2004,12,18,16,5.1311633758824408E-3,1.6776072891042475E-3,2.9642582071020833E-3,2.9920105836685165E-3,0,0,1.2765039455757288E-2,null,4.2907381606296863E-3,1.357856303615002E-3,2.9949674734664395E-3,1.1336263524777963E-3,0,0,9.7771882901889241E-3]
[2004,12,18,17,5.563942416328088E-3,1.6127171079994911E-3,2.9262029773554849E-3,2.9040520083608821E-3,7.047393333201271E-6,1.202290098088224E-4,1.3134190913185968E-2,null,4.652632999661485E-3,1.3053341537482954E-3,2.956517997299592E-3,1.1003002140478715E-3,1.0221056982661107E-6,4.82094009841094E-5,1.0064016871439619E-2]
[2004,12,18,18,6.4850732962428289E-3,1.5946125633928816E-3,2.8638368530299863E-3,2.900649423991433E-3,1.4094786666402542E-5,2.4045801961764481E-4,1.409872494294118E-2,null,5.4228932950091992E-3,1.2906803249423358E-3,2.8935057693656304E-3,1.09901102766304E-3,2.0442113965322214E-6,9.64188019682188E-5,1.0804553430344957E-2]
[2004,12,18,19,6.6544084119377379E-3,1.4864938332229927E-3,2.772562837780337E-3,3.0214148258362388E-3,1.4094786666402542E-5,2.4045801961764481E-4,1.4189432715061356E-2,null,5.5644932772397071E-3,1.2031689626267716E-3,2.8012861691329555E-3,1.1447671632683445E-3,2.0442113965322214E-6,9.64188019682188E-5,1.0812178585632529E-2]
[2004,12,18,20,6.4758590454255631E-3,1.5115262523891116E-3,2.8009149699396467E-3,3.1183255603619339E-3,1.4094786666402542E-5,2.4045801961764481E-4,1.4161178634400305E-2,null,5.4151882319061449E-3,1.2234302170813804E-3,2.8299320250901421E-3,1.1814851358236446E-3,2.0442113965322214E-6,9.64188019682188E-5,1.0748498623266062E-2]
[2004,12,18,21,6.2003386721163085E-3,1.5608992476154665E-3,2.6297805385203758E-3,2.9303821228620708E-3,1.4094786666402542E-5,2.4045801961764481E-4,1.3575953387398268E-2,null,5.1847949091471226E-3,1.2633927477832207E-3,2.6570246668637613E-3,1.1102762855982962E-3,2.0442113965322214E-6,9.64188019682188E-5,1.031395162275715E-2]
[2004,12,18,22,5.6764702542731436E-3,1.606587526641982E-3,2.4669559392731244E-3,3.0944084701033051E-3,1.4094786666402542E-5,2.4045801961764481E-4,1.3098974996575604E-2,null,4.7467300792191922E-3,1.3003728670759785E-3,2.4925132294129509E-3,1.1724233216911129E-3,2.0442113965322214E-6,9.64188019682188E-5,9.8105025107639854E-3]
[2004,12,18,23,6.0225549540009957E-3,1.4504246468180176E-3,2.3388570744812725E-3,3.1031385675448302E-3,1.4094786666402542E-5,2.4045801961764481E-4,1.3169528049129164E-2,null,5.0361301078583089E-3,1.1739745424282216E-3,2.3630872797705147E-3,1.1757310200573659E-3,2.0442113965322214E-6,9.64188019682188E-5,9.8473859634791629E-3]
[2004,12,18,24,5.7972202568471881E-3,1.4455333338802662E-3,2.3240019253691993E-3,2.9105678798974138E-3,1.4094786666402542E-5,2.4045801961764481E-4,1.2731876202278114E-2,null,4.847702627935103E-3,1.1700155109262628E-3,2.3480782335620711E-3,1.1027689765995452E-3,2.0442113965322214E-6,9.64188019682188E-5,9.5670283623877327E-3]
[2004,12,19,1,4.8369850927790043E-3,1.851465380359562E-3,2.3406607715607524E-3,3.2067736619356352E-3,1.4094786666402542E-5,2.4045801961764481E-4,1.2490437712919002E-2,null,4.0447428779081807E-3,1.4985771425614948E-3,2.364909662878736E-3,1.2149967481547891E-3,2.0442113965322214E-6,9.64188019682188E-5,9.2216894448679514E-3]
[2004,12,19,2,4.6062473540113809E-3,1.8448980770873042E-3,2.3275495173675637E-3,3.5964631415078109E-3,1.4094786666402542E-5,2.4045801961764481E-4,1.2629710896258108E-2,null,3.8517973120973117E-3,1.4932615635199014E-3,2.3516625780765858E-3,1.362644041161597E-3,2.0442113965322214E-6,9.64188019682188E-5,9.1578285082201463E-3]
[2004,12,19,3,4.2163835137630779E-3,1.919590111981653E-3,2.3363543652646142E-3,3.1425131159449112E-3,1.4094786666402542E-5,2.4045801961764481E-4,1.1869393913238305E-2,null,3.5257886598167075E-3,1.5537173394752364E-3,2.3605586428651743E-3,1.190649425067991E-3,2.0442113965322214E-6,9.64188019682188E-5,8.7291770805898606E-3]
[2004,12,19,4,4.4963110213079131E-3,1.8793491316584985E-3,2.3389606455428095E-3,2.8984913220604911E-3,1.4094786666402542E-5,2.4045801961764481E-4,1.186766492685376E-2,null,3.7598672791953037E-3,1.5211462668825451E-3,2.363191923812573E-3,1.0981933563507784E-3,2.0442113965322214E-6,9.64188019682188E-5,8.8408618396059509E-3]
[2004,12,19,5,4.3459553712558389E-3,1.8941338207697994E-3,2.363942495472616E-3,3.0567346239289686E-3,1.4094786666402542E-5,2.4045801961764481E-4,1.1915319117711272E-2,null,3.6341381456469553E-3,1.5331130027432882E-3,2.3884325819264747E-3,1.1581492863466062E-3,2.0442113965322214E-6,9.64188019682188E-5,8.8122960300280762E-3]
[2004,12,19,6,4.5804514759216469E-3,1.9132753550371597E-3,2.403724239007221E-3,3.0271549676340512E-3,1.4094786666402542E-5,2.4045801961764481E-4,1.2179158843884128E-2,null,3.8302265004901801E-3,1.5486061715764279E-3,2.4286264583028528E-3,1.1469420138669614E-3,2.0442113965322214E-6,9.64188019682188E-5,9.0528641576011724E-3]
[2004,12,19,7,4.8002733585579185E-3,1.9035765119959395E-3,2.5506633684108816E-3,2.8392145309690067E-3,1.4094786666402542E-5,2.4045801961764481E-4,1.2348280576217794E-2,null,4.0140441011540266E-3,1.5407559224467132E-3,2.57708785484687E-3,1.075734300611331E-3,2.0442113965322214E-6,9.64188019682188E-5,9.306085192423692E-3]
[2004,12,19,8,5.3503177961126275E-3,1.8453543357279992E-3,2.8118593157887509E-3,2.8059982251888325E-3,1.4094786666402542E-5,2.4045801961764481E-4,1.306808247910226E-2,null,4.4739976215098657E-3,1.4936308595258083E-3,2.8409897527057397E-3,1.0631491581088613E-3,2.0442113965322214E-6,9.64188019682188E-5,9.9702304052150248E-3]
[2004,12,19,9,5.469075406103331E-3,1.9026207781361281E-3,2.9043163396991869E-3,2.989537988673342E-3,4.6935642405449312E-6,8.0072525320291826E-5,1.3350316602172825E-2,null,4.5733041085040862E-3,1.5399823509114965E-3,2.9344046173898704E-3,1.132689524626707E-3,6.8072243574630269E-7,3.210746297515408E-5,1.0213168786843061E-2]
[2004,12,19,10,5.8875263409855667E-3,1.8433130988153169E-3,2.9700908791472696E-3,2.8736843216921417E-3,0,0,1.3574614640640295E-2,null,4.9232176199485739E-3,1.4919786811959579E-3,3.0008605711111984E-3,1.0887943690955238E-3,0,0,1.0504851241351254E-2]
[2004,12,19,11,5.887158294087552E-3,1.9305583721786835E-3,2.9953588638122349E-3,2.785899051564377E-3,0,0,1.3598974581642848E-2,null,4.9229098548757184E-3,1.5625950555801654E-3,3.0263903282728064E-3,1.0555338933073001E-3,0,0,1.0567429132035991E-2]
[2004,12,19,12,5.2148992433325462E-3,2.0719723301362031E-3,2.9723032732450697E-3,2.817708829825869E-3,0,0,1.307688367653969E-2,null,4.360759061458986E-3,1.6770555943957147E-3,3.0030958852769905E-3,1.0675861243724352E-3,0,0,1.0108496665504126E-2]
[2004,12,19,13,5.2095153730975039E-3,2.0273581631797492E-3,2.9682558107666187E-3,2.9015126517601326E-3,0,0,1.3106641998804004E-2,null,4.3562570068999837E-3,1.6409448620295604E-3,2.9990064916998742E-3,1.0993380912610535E-3,0,0,1.0095546451890473E-2]
[2004,12,19,14,4.6443627405841955E-3,2.0446635419396563E-3,2.952395514722715E-3,2.9218592595474176E-3,0,0,1.2563281056793985E-2,null,3.8836698391822638E-3,1.6549518455400646E-3,2.9829818853895225E-3,1.1070471050249405E-3,0,0,9.628650675136791E-3]
[2004,12,19,15,4.3978905703070531E-3,2.0302856514322026E-3,2.9835639475991873E-3,2.8888492681301116E-3,0,0,1.2300589437468555E-2,null,3.6775669597627443E-3,1.6433143727029881E-3,3.0144732185130346E-3,1.0945401318310684E-3,0,0,9.4298946828098359E-3]
[2004,12,19,16,4.9850299001417053E-3,1.9543644348888911E-3,2.9243373806484754E-3,2.9131168614707896E-3,0,0,1.2776848577149861E-2,null,4.1685396580730628E-3,1.5818636964147969E-3,2.9546330732930686E-3,1.1037347461390419E-3,0,0,9.8087711739199696E-3]
[2004,12,19,17,6.0140350654359302E-3,1.9236596896687168E-3,2.8850496366000641E-3,2.8673537586747515E-3,7.047393333201271E-6,1.202290098088224E-4,1.3817374553521486E-2,null,5.0290056785013597E-3,1.5570112579931876E-3,2.914938314162791E-3,1.0863958170644226E-3,1.0221056982661107E-6,4.82094009841094E-5,1.0636582574404136E-2]
[2004,12,19,18,6.2880931735644664E-3,1.8996163236334525E-3,2.8042017151826315E-3,2.9975023994160081E-3,1.4094786666402542E-5,2.4045801961764481E-4,1.4243966418080607E-2,null,5.2581762382040813E-3,1.5375505437109204E-3,2.8332528205163724E-3,1.1357071161917653E-3,2.0442113965322214E-6,9.64188019682188E-5,1.0863149731987891E-2]
[2004,12,19,19,6.9374789374383287E-3,1.8625761542047905E-3,2.7540221416948486E-3,2.9501348626512127E-3,1.4094786666402542E-5,2.4045801961764481E-4,1.4758764902273229E-2,null,5.8012001245842442E-3,1.5075702092951519E-3,2.7825533942422856E-3,1.1177602919988192E-3,2.0442113965322214E-6,9.64188019682188E-5,1.1307547033485252E-2]
[2004,12,19,20,6.6064764379113339E-3,1.915023737583111E-3,2.6877088084118214E-3,2.9313361189148893E-3,1.4094786666402542E-5,2.4045801961764481E-4,1.4395097909105205E-2,null,5.524412006189936E-3,1.5500213134135965E-3,2.7155530648634331E-3,1.110637739889781E-3,2.0442113965322214E-6,9.64188019682188E-5,1.0999087137721497E-2]
[2004,12,19,21,6.3472093927191865E-3,2.0660910622666714E-3,2.5832021462499242E-3,2.9992204191641053E-3,1.4094786666402542E-5,2.4045801961764481E-4,1.4250275826683935E-2,null,5.3076099043842546E-3,1.6722952928032268E-3,2.6099637294993532E-3,1.13635804719821E-3,2.0442113965322214E-6,9.64188019682188E-5,1.0824689987249794E-2]
[2004,12,19,22,6.6356959249285717E-3,1.9032461195982958E-3,2.5193703336282508E-3,3.1972080503364763E-3,1.4094786666402542E-5,2.4045801961764481E-4,1.4510073234775643E-2,null,5.5488456791788271E-3,1.5404885026502444E-3,2.5454706289603111E-3,1.2113724864474397E-3,2.0442113965322214E-6,9.64188019682188E-5,1.0944640310601574E-2]
[2004,12,19,23,6.2997440315082504E-3,1.9278945047302826E-3,2.4967011854108022E-3,3.4360438999585462E-3,1.4094786666402542E-5,2.4045801961764481E-4,1.441493642789193E-2,null,5.2679188203675021E-3,1.5604389197369924E-3,2.5225666317984638E-3,1.3018636814070624E-3,2.0442113965322214E-6,9.64188019682188E-5,1.0751251066674771E-2]
[2004,12,19,24,5.3866547540913877E-3,2.1200273053117356E-3,2.4636269162630329E-3,4.2690830071790047E-3,1.4094786666402542E-5,2.4045801961764481E-4,1.4493944789129208E-2,null,4.5043830060356215E-3,1.7159513189111942E-3,2.4891497182283457E-3,1.6174892643325781E-3,2.0442113965322214E-6,9.64188019682188E-5,1.042543632087249E-2]
[2004,12,20,1,4.2962890731719572E-3,2.1673060632476891E-3,2.3483195671672322E-3,3.9140887432555314E-3,1.4094786666402542E-5,2.4045801961764481E-4,1.2980556253126458E-2,null,3.5926066127615753E-3,1.7542187727470084E-3,2.3726478024484864E-3,1.4829874498140329E-3,2.0442113965322214E-6,9.64188019682188E-5,9.3009236511358527E-3]
[2004,12,20,2,4.0271699540667394E-3,2.2687338332647365E-3,2.3445542822023869E-3,3.9811447852184569E-3,1.4094786666402542E-5,2.4045801961764481E-4,1.2876155661036368E-2,null,3.3675660928032297E-3,1.8363144680707919E-3,2.3688435097013075E-3,1.5083939429183539E-3,2.0442113965322214E-6,9.64188019682188E-5,9.1795810268584348E-3]
[2004,12,20,3,3.6474931286063121E-3,2.361864417050209E-3,2.3463522662166185E-3,4.5432798954651689E-3,1.4094786666402542E-5,2.4045801961764481E-4,1.3153542513622357E-2,null,3.0500759401086422E-3,1.9116944160918635E-3,2.3706601205577891E-3,1.7213782077826003E-3,2.0442113965322214E-6,9.64188019682188E-5,9.1522716979056465E-3]
[2004,12,20,4,3.7906173249302264E-3,2.2571197446896729E-3,2.3690818314235098E-3,4.0029216299071356E-3,1.4094786666402542E-5,2.4045801961764481E-4,1.2674293337234594E-2,null,3.1697580484123678E-3,1.8269140181056433E-3,2.3936251606199452E-3,1.5166448512365436E-3,2.0442113965322214E-6,9.64188019682188E-5,9.0054050917392509E-3]
[2004,12,20,5,3.9002357564557888E-3,2.3036537147310505E-3,2.4236368635584832E-3,4.3026747146072651E-3,1.4094786666402542E-5,2.4045801961764481E-4,1.3184753855636635E-2,null,3.2614222486726479E-3,1.8645786401916943E-3,2.448745374630551E-3,1.6302166406905554E-3,2.0442113965322214E-6,9.64188019682188E-5,9.3034259175501979E-3]
[2004,12,20,6,4.1416985107395766E-3,2.2656082094284651E-3,2.4943076359344781E-3,3.9833809088546676E-3,1.4094786666402542E-5,2.4045801961764481E-4,1.3139548071241236E-2,null,3.4633361965009063E-3,1.8337845863419895E-3,2.5201482855118453E-3,1.5092411754432798E-3,2.0442113965322214E-6,9.64188019682188E-5,9.4249732571627699E-3]
[2004,12,20,7,4.7106668461047146E-3,2.1638222929449987E-3,2.7371106899747562E-3,4.7052922737416221E-3,1.4094786666402542E-5,2.4045801961764481E-4,1.457144490905014E-2,null,3.9391140990747645E-3,1.7513990070625253E-3,2.7654667424420395E-3,1.7827621823060461E-3,2.0442113965322214E-6,9.64188019682188E-5,1.0337205044250125E-2]
[2004,12,20,8,4.9267643119450394E-3,2.2282931279844461E-3,3.3389847024703494E-3,4.3153148440636816E-3,1.4094786666402542E-5,2.4045801961764481E-4,1.5063909792747566E-2,null,4.1198172993381927E-3,1.8035817379830493E-3,3.3735760786092438E-3,1.6350057894752349E-3,2.0442113965322214E-6,9.64188019682188E-5,1.1030443918770472E-2]
[2004,12,20,9,5.5195897225372211E-3,2.2531029800719241E-3,3.5450954993867939E-3,4.6605773913264486E-3,5.8775263205227454E-6,1.0027099896817401E-4,1.6084514118611087E-2,null,4.6155447641417057E-3,1.8236628465163375E-3,3.5818221521854315E-3,1.7658204076577641E-3,8.5243619305500948E-7,4.0206642340484467E-5,1.1827909249034778E-2]
[2004,12,20,10,5.2999876265601596E-3,2.2798802034539123E-3,3.5824121798165233E-3,5.1239222689343457E-3,0,0,1.6286202278764941E-2,null,4.431910951624287E-3,1.8453363465056906E-3,3.619525427776272E-3,1.9413745873150727E-3,0,0,1.1838147313221322E-2]
[2004,12,20,11,5.2501080769501206E-3,2.3699168539576538E-3,3.5712367231645944E-3,4.3352598788239886E-3,0,0,1.5526521532896357E-2,null,4.3902010953463218E-3,1.9182120631510116E-3,3.6082341950849127E-3,1.6425626534545218E-3,0,0,1.1559210007036769E-2]
[2004,12,20,12,4.9856670930196901E-3,2.4180785099449905E-3,3.5594233059345498E-3,4.8632702664751313E-3,0,0,1.5826439175374362E-2,null,4.169072486127242E-3,1.9571941351768556E-3,3.5962983926404084E-3,1.8426175907901535E-3,0,0,1.156518260473466E-2]
[2004,12,20,13,4.409094466127788E-3,2.4607012378860186E-3,3.5058700937310441E-3,3.9103594952235154E-3,0,0,1.4286025292968367E-2,null,3.6869357870294222E-3,1.9916929956598083E-3,3.5421903772641277E-3,1.4815744956396409E-3,0,0,1.0702393655592999E-2]
[2004,12,20,14,4.3335661404751199E-3,2.4390891489832391E-3,3.5186906376446368E-3,4.9199631343873427E-3,0,0,1.5211309061490338E-2,null,3.6237781275774593E-3,1.9742001584853847E-3,3.555143740072186E-3,1.8640976381581766E-3,0,0,1.1017219664293205E-2]
[2004,12,20,15,4.2753182678811636E-3,2.4116863698807316E-3,3.4709942009565906E-3,4.42289870263733E-3,0,0,1.4580897541355815E-2,null,3.5750705828344696E-3,1.9520203333364507E-3,3.5069531755192412E-3,1.675767643008118E-3,0,0,1.0709811734698281E-2]
[2004,12,20,16,4.955574164104617E-3,2.3775213586695811E-3,3.3667063297869717E-3,4.8707291433841057E-3,0,0,1.5570530995945275E-2,null,4.1439084309213767E-3,1.9243671536337632E-3,3.4015848977890042E-3,1.8454436434351728E-3,0,0,1.1315304125779316E-2]
[2004,12,20,17,5.5553623186604603E-3,2.3987170881314907E-3,3.2534759592126924E-3,4.7104323228595721E-3,7.047393333201271E-6,1.202290098088224E-4,{"$f":"SUM(E8515:J8515)","v":1.6045264092006239E-2},null,4.6454582227566108E-3,1.9415229892375413E-3,3.287181477713784E-3,1.7847096671060477E-3,1.0221056982661107E-6,4.82094009841094E-5,{"$f":"SUM(M8515:R8515)","v":1.1708103863496359E-2}]
[2004,12,20,18,5.7212074273346181E-3,2.4135466920217515E-3,3.1696431517638174E-3,4.0633117771233527E-3,1.4094786666402542E-5,2.4045801961764481E-4,1.5622261854527586E-2,null,{"$f":"E8516*V$5","v":4.784139820751843E-3},{"$f":"F8516*W$5","v":1.9535260791461789E-3},{"$f":"G8516*X$5","v":3.2024801750684209E-3},{"$f":"H8516*Y$5","v":1.5395257403243016E-3},{"$f":"I8516*Z$5","v":2.0442113965322214E-6},{"$f":"J8516*AA$5","v":9.64188019682188E-5},1.1578134828655495E-2]
[2004,12,20,19,6.3348559929972213E-3,2.2928593442424505E-3,3.137889618555005E-3,3.8268605413808586E-3,1.4094786666402542E-5,2.4045801961764481E-4,1.5847018303459581E-2,null,5.2972798486605015E-3,1.8558416705166713E-3,3.1703976800616846E-3,1.4499380385371717E-3,2.0442113965322214E-6,9.64188019682188E-5,1.1871920251140779E-2]
[2004,12,20,20,6.1513509099440818E-3,2.3338832675366765E-3,3.0822697941689861E-3,5.2761391883904838E-3,1.4094786666402542E-5,2.4045801961764481E-4,1.7098195966324274E-2,null,5.1438307758388405E-3,1.8890464575999622E-3,3.1142016427134762E-3,1.9990472145879666E-3,2.0442113965322214E-6,9.64188019682188E-5,1.2244589104104996E-2]
[2004,12,20,21,6.1111805043960717E-3,2.3073934573134159E-3,3.0156648661704283E-3,5.036107371383762E-3,1.4094786666402542E-5,2.4045801961764481E-4,1.6724899005547723E-2,null,5.1102398181190082E-3,1.8676055899864068E-3,3.0469066977419751E-3,1.9081028861563749E-3,2.0442113965322214E-6,9.64188019682188E-5,1.2031318005368514E-2]
[2004,12,20,22,5.721131187458435E-3,2.2807036234282403E-3,2.7821210322411089E-3,4.7664551963493978E-3,1.4094786666402542E-5,2.4045801961764481E-4,1.580496384576123E-2,null,4.7840760680856074E-3,1.8460028231059805E-3,2.8109433850416416E-3,1.8059358639905946E-3,2.0442113965322214E-6,9.64188019682188E-5,1.1345421153588574E-2]
[2004,12,20,23,5.3867983338892547E-3,2.2102817158306865E-3,2.5682899787991295E-3,5.1129691753608207E-3,1.4094786666402542E-5,2.4045801961764481E-4,1.5532892010163939E-2,null,4.5045030691232054E-3,1.7890032906379325E-3,2.5948970742508291E-3,1.9372246302314052E-3,2.0442113965322214E-6,9.64188019682188E-5,1.0924091077608123E-2]
[2004,12,20,24,4.9211631005273183E-3,2.2278341403347592E-3,2.474659697197372E-3,4.4487338559179683E-3,1.4094786666402542E-5,2.4045801961764481E-4,1.4326943600261466E-2,null,4.1151335015685228E-3,1.8032102331156964E-3,2.5002967971032757E-3,1.6855561814374592E-3,2.0442113965322214E-6,9.64188019682188E-5,1.0202659726589704E-2]
[2004,12,21,1,4.225487804974417E-3,2.0749644864221412E-3,2.4533264561366363E-3,4.9845173998760185E-3,1.4094786666402542E-5,2.4045801961764481E-4,1.399284895369326E-2,null,3.5334017734255214E-3,1.6794774474125978E-3,2.4787425468940864E-3,1.8885562470020946E-3,2.0442113965322214E-6,9.64188019682188E-5,9.6786410280990491E-3]
[2004,12,21,2,3.911262629173462E-3,2.0983044538070541E-3,2.4226210358069336E-3,4.636265760980523E-3,1.4094786666402542E-5,2.4045801961764481E-4,1.3323006686052019E-2,null,3.2706430471731419E-3,1.698368830423156E-3,2.4477190230572481E-3,1.7566091084122754E-3,2.0442113965322214E-6,9.64188019682188E-5,9.2718030224305716E-3]
[2004,12,21,3,3.4460136853826846E-3,2.1902358781178567E-3,2.4139677003778399E-3,4.4532030930902093E-3,1.4094786666402542E-5,2.4045801961764481E-4,1.2757973163252639E-2,null,2.8815964994255887E-3,1.7727781780764922E-3,2.4389760403828518E-3,1.6872495060070915E-3,2.0442113965322214E-6,9.64188019682188E-5,8.8790632372567745E-3]
[2004,12,21,4,3.417440120574761E-3,2.1418167015407599E-3,2.4087894763830152E-3,3.8383865993494772E-3,1.4094786666402542E-5,2.4045801961764481E-4,1.2060985704132061E-2,null,2.8577029540586964E-3,1.7335876687373465E-3,2.4337441707712013E-3,1.4543050829335831E-3,2.0442113965322214E-6,9.64188019682188E-5,8.5778028898655777E-3]
[2004,12,21,5,3.6064452063694708E-3,2.1471288191970278E-3,2.420446689358746E-3,3.0893487745696124E-3,1.4094786666402542E-5,2.4045801961764481E-4,1.1517922295778905E-2,null,3.0157511927844769E-3,1.737887299820232E-3,2.44552215070896E-3,1.1705062816165168E-3,2.0442113965322214E-6,9.64188019682188E-5,8.4681299382949361E-3]
[2004,12,21,6,4.0099643935147108E-3,2.0290643247960339E-3,2.4739951922860331E-3,3.0760265451108596E-3,1.4094786666402542E-5,2.4045801961764481E-4,1.1843603261991685E-2,null,3.3531786040745322E-3,1.6423258302220001E-3,2.4996254080216331E-3,1.1654586957320842E-3,2.0442113965322214E-6,9.64188019682188E-5,8.7590515514150008E-3]
[2004,12,21,7,4.6217335571471767E-3,1.9797572937393813E-3,2.7074493874532568E-3,3.2076898641956522E-3,1.4094786666402542E-5,2.4045801961764481E-4,1.2771182908819515E-2,null,3.8647470542689092E-3,1.6024166909570146E-3,2.7354981533158629E-3,1.2153438829650147E-3,2.0442113965322214E-6,9.64188019682188E-5,9.5164687948715507E-3]
[2004,12,21,8,4.4531789431137879E-3,2.0869162832612442E-3,3.2836121938597702E-3,3.8931402311368911E-3,1.4094786666402542E-5,2.4045801961764481E-4,1.3971400457655742E-2,null,3.7237997365548456E-3,1.6891512386406791E-3,3.3176299191904758E-3,1.47505038384491E-3,2.0442113965322214E-6,9.64188019682188E-5,1.0304094291595661E-2]
[2004,12,21,9,5.0075621132857047E-3,2.101446254937508E-3,3.506969762611487E-3,5.4278231576976961E-3,5.8775263205227454E-6,1.0027099896817401E-4,1.6149949813821094E-2,null,4.1873813553058607E-3,1.7009118060631637E-3,3.5433014385477294E-3,2.0565179153246788E-3,8.5243619305500948E-7,4.0206642340484467E-5,1.152917159377497E-2]
[2004,12,21,10,5.0572994238599189E-3,2.0750389009759397E-3,3.5036460853118991E-3,5.4414709916724624E-3,0,0,1.607745540182022E-2,null,4.2289722696569696E-3,1.6795376785951946E-3,3.5399433284543794E-3,2.0616888677044889E-3,0,0,1.1510142144411033E-2]
[2004,12,21,11,4.510855270516435E-3,2.1443746295661823E-3,3.4935030214148484E-3,5.11803535564977E-3,0,0,1.5266768277147236E-2,null,3.7720293485985178E-3,1.7356580571506967E-3,3.529695183950579E-3,1.9391441272790778E-3,0,0,1.0976526716978871E-2]
[2004,12,21,12,4.2378832569618255E-3,2.2228544542335794E-3,3.4626222825133142E-3,5.3926667703928901E-3,0,0,1.5316026764101608E-2,null,3.5437669937400042E-3,1.7991796723244868E-3,3.4984945252680409E-3,2.0431977060566425E-3,0,0,1.0884638897389174E-2]
[2004,12,21,13,3.948807804473751E-3,2.2067398984560167E-3,3.3975877199068621E-3,4.6498672817436538E-3,0,0,1.4203002704580282E-2,null,3.3020387569970911E-3,1.7861365416200403E-3,3.4327862144364219E-3,1.761762513435313E-3,0,0,1.0282724026488867E-2]
[2004,12,21,14,3.9956782558766418E-3,2.2069810735852844E-3,3.4178224315012688E-3,5.4144505086386975E-3,0,0,1.5034932269601894E-2,null,3.3412323705517828E-3,1.7863317489082288E-3,3.4532305545802817E-3,2.0514512262365904E-3,0,0,1.0632245900276883E-2]
[2004,12,21,15,4.221104988632019E-3,2.140068798477389E-3,3.3848297645441166E-3,5.051019959666548E-3,0,0,1.4797023511320073E-2,null,3.5297368117094808E-3,1.7321729149936539E-3,3.4198960885871241E-3,1.9137530343053466E-3,0,0,1.0595558849595607E-2]
[2004,12,21,16,4.4181211362987367E-3,2.1717903840328496E-3,3.3041750262405908E-3,5.4588409849865441E-3,0,0,1.535292753155872E-2,null,3.6944839930265171E-3,1.7578483845668361E-3,3.3384057794024328E-3,2.0682700884630941E-3,0,0,1.0859008245458879E-2]
[2004,12,21,17,5.0521487513628584E-3,2.2619389865696812E-3,3.2055882244225488E-3,4.7485800315158399E-3,5.8775263205227454E-6,1.0027099896817401E-4,1.5374404519159625E-2,null,4.224665217743573E-3,1.8308147152520586E-3,3.2387976332393584E-3,1.7991632415871805E-3,8.5243619305500948E-7,4.0206642340484467E-5,1.1134499886355708E-2]
[2004,12,21,18,5.5185572790507897E-3,2.1995788252802484E-3,3.1210922558496373E-3,4.0413511661477053E-3,1.4094786666402542E-5,2.4045801961764481E-4,1.513513233261243E-2,null,4.6146814229573755E-3,1.7803403648774146E-3,3.1534262992210875E-3,1.531205205813363E-3,2.0442113965322214E-6,9.64188019682188E-5,1.1178116306233991E-2]
[2004,12,21,19,5.6724837447638494E-3,2.18809527486716E-3,3.1203909715989387E-3,4.1577205307738634E-3,1.4094786666402542E-5,2.4045801961764481E-4,1.539324332828786E-2,null,4.743396513860576E-3,1.771045572575565E-3,3.1527177497716959E-3,1.5752957511748582E-3,2.0442113965322214E-6,9.64188019682188E-5,1.1340918600747445E-2]
[2004,12,21,20,6.3323017053294132E-3,2.0687641018744926E-3,3.0669245124644489E-3,4.9858380644917898E-3,1.4094786666402542E-5,2.4045801961764481E-4,1.670838119044419E-2,null,5.295143923770446E-3,1.6744588525975043E-3,3.0986973862130954E-3,1.8890566263187302E-3,2.0442113965322214E-6,9.64188019682188E-5,1.2055819802264525E-2]
[2004,12,21,21,6.1029025998673367E-3,2.1507842850988414E-3,2.9521259363397123E-3,5.024343197663747E-3,1.4094786666402542E-5,2.4045801961764481E-4,1.6484708825253682E-2,null,5.1033177386119637E-3,1.7408460360212876E-3,2.9827095142152746E-3,1.9036456233990408E-3,2.0442113965322214E-6,9.64188019682188E-5,1.1828981925612317E-2]
[2004,12,21,22,5.7884002988392901E-3,2.0706364956799769E-3,2.8470783524363079E-3,4.8071054804725115E-3,1.4094786666402542E-5,2.4045801961764481E-4,1.5767773433712134E-2,null,4.8403272770395312E-3,1.6759743692193855E-3,2.8765736532423178E-3,1.8213376254580191E-3,2.0442113965322214E-6,9.64188019682188E-5,1.1312675938324005E-2]
[2004,12,21,23,5.4106924489840565E-3,2.0320036282719302E-3,2.6685493139340754E-3,5.0016158315773235E-3,1.4094786666402542E-5,2.4045801961764481E-4,1.5367414029051434E-2,null,4.5244836045186723E-3,1.6447049041440707E-3,2.6961950809228212E-3,1.8950345772822219E-3,2.0442113965322214E-6,9.64188019682188E-5,1.0858881180232536E-2]
[2004,12,21,24,5.0368750187037414E-3,2.0695022539820064E-3,2.5030771618808662E-3,4.4842129955518853E-3,1.4094786666402542E-5,2.4045801961764481E-4,1.4348220236402547E-2,null,4.2118931458419526E-3,1.6750563133374069E-3,2.5290086624197091E-3,1.698998676551542E-3,2.0442113965322214E-6,9.64188019682188E-5,1.0213419811515361E-2]
[2004,12,22,1,4.0844629536680895E-3,2.0749644864221412E-3,2.4423793888308687E-3,4.8021435025330864E-3,1.4094786666402542E-5,2.4045801961764481E-4,1.3658503137738233E-2,null,3.4154751617059866E-3,1.6794774474125978E-3,2.4676820696279463E-3,1.8194576090626061E-3,2.0442113965322214E-6,9.64188019682188E-5,9.4805553011738878E-3]
[2004,12,22,2,3.77923685232951E-3,2.0983044538070541E-3,2.4117940046029318E-3,4.5207918621899762E-3,1.4094786666402542E-5,2.4045801961764481E-4,1.3064679979213518E-2,null,3.1602415656000276E-3,1.698368830423156E-3,2.4367798254487198E-3,1.7128578411517781E-3,2.0442113965322214E-6,9.64188019682188E-5,9.1067110759884325E-3]
[2004,12,22,3,3.3281881758594192E-3,2.1902358781178567E-3,2.4048342084462735E-3,4.4818619111632214E-3,1.4094786666402542E-5,2.4045801961764481E-4,1.2659672979870818E-2,null,2.7830694456226746E-3,1.7727781780764922E-3,2.4297479268572922E-3,1.6981078871825348E-3,2.0442113965322214E-6,9.64188019682188E-5,8.7821664511037439E-3]
[2004,12,22,4,3.302300413372693E-3,2.1418167015407599E-3,2.3963913073755459E-3,3.953525891119556E-3,1.4094786666402542E-5,2.4045801961764481E-4,1.2048587119692603E-2,null,2.7614217992200669E-3,1.7335876687373465E-3,2.4212175586093639E-3,1.4979295727895494E-3,2.0442113965322214E-6,9.64188019682188E-5,8.512619612721076E-3]
[2004,12,22,5,3.4818054677431313E-3,2.1471288191970278E-3,2.4143462931327901E-3,3.2053010231560619E-3,1.4094786666402542E-5,2.4045801961764481E-4,1.1503134409513061E-2,null,2.9115260017939498E-3,1.737887299820232E-3,2.4393585553014407E-3,1.2144387881872284E-3,2.0442113965322214E-6,9.64188019682188E-5,8.4016736584676018E-3]
[2004,12,22,6,3.8646088373589411E-3,2.0290643247960339E-3,2.4658688927358409E-3,3.1630449393564432E-3,1.4094786666402542E-5,2.4045801961764481E-4,1.1777139800531309E-2,null,3.2316306068720744E-3,1.6423258302220001E-3,2.4914149212380732E-3,1.1984286141560174E-3,2.0442113965322214E-6,9.64188019682188E-5,8.6622629858529154E-3]
[2004,12,22,7,4.442986211251468E-3,1.9797572937393813E-3,2.6934494800897363E-3,3.462896076088543E-3,1.4094786666402542E-5,2.4045801961764481E-4,1.2833641867453177E-2,null,3.715276456285057E-3,1.6024166909570146E-3,2.7213532090310404E-3,1.3120375540024651E-3,2.0442113965322214E-6,9.64188019682188E-5,9.4495469236403288E-3]
[2004,12,22,8,4.2917012734096536E-3,2.0869162832612442E-3,3.2652197751233724E-3,4.0096845639464975E-3,1.4094786666402542E-5,2.4045801961764481E-4,1.3908074702024816E-2,null,3.5887702415390238E-3,1.6891512386406791E-3,3.2990469577797899E-3,1.5192072219343403E-3,2.0442113965322214E-6,9.64188019682188E-5,1.0194638673258583E-2]
[2004,12,22,9,4.8342965373914647E-3,2.101446254937508E-3,3.4909613608131401E-3,5.2251728609516174E-3,5.8775263205227454E-6,1.0027099896817401E-4,1.575802553938243E-2,null,4.0424946767979794E-3,1.7009118060631637E-3,3.5271271921297354E-3,1.9797368644879111E-3,8.5243619305500948E-7,4.0206642340484467E-5,1.1291329618012328E-2]
[2004,12,22,10,4.8989125217837066E-3,2.0750389009759397E-3,3.503368222494386E-3,4.8863875645634739E-3,0,0,1.5363707209817504E-2,null,4.0965273102786396E-3,1.6795376785951946E-3,3.5396625870201333E-3,1.8513763760879308E-3,0,0,1.1167103951981897E-2]
[2004,12,22,11,4.3679723710168487E-3,2.1443746295661823E-3,3.4828294683517014E-3,5.0398696471295043E-3,0,0,1.5035046116064238E-2,null,3.6525490154900721E-3,1.7356580571506967E-3,3.5189110544932146E-3,1.9095283540186685E-3,0,0,1.0816646481152653E-2]
[2004,12,22,12,4.1026743215447784E-3,2.2228544542335794E-3,3.4429305166428586E-3,5.4494271431502518E-3,0,0,1.5217886435571468E-2,null,3.4307037181524739E-3,1.7991796723244868E-3,3.478598755683654E-3,2.0647033299623289E-3,0,0,1.0773185476122944E-2]
[2004,12,22,13,3.8276534058236541E-3,2.2067398984560167E-3,3.3881363889842189E-3,4.7166661437997191E-3,0,0,1.413919583706361E-2,null,3.2007280476052447E-3,1.7861365416200403E-3,3.4232369691559452E-3,1.7870715650662194E-3,0,0,1.0197173123447449E-2]
[2004,12,22,14,3.8858142925967069E-3,2.2069810735852844E-3,3.4079285197867893E-3,5.2588203950580973E-3,0,0,1.4759544281026878E-2,null,3.2493628537987392E-3,1.7863317489082288E-3,3.4432341434379528E-3,1.9924853927074312E-3,0,0,1.0471414138852352E-2]
[2004,12,22,15,4.092400997696085E-3,2.140068798477389E-3,3.3850397357274914E-3,4.6725938488374787E-3,0,0,1.4290103380738443E-2,null,3.4221130459315733E-3,1.7321729149936539E-3,3.4201082350401781E-3,1.7703732568262423E-3,0,0,1.0344767452791649E-2]
[2004,12,22,16,4.2800167390374287E-3,2.1717903840328496E-3,3.2933817331469457E-3,5.160099209496608E-3,0,0,1.4905288065713833E-2,null,3.5789994987566482E-3,1.7578483845668361E-3,3.3275006694259784E-3,1.955081468365981E-3,0,0,1.0619430021115444E-2]
[2004,12,22,17,4.8983839825098323E-3,2.2619389865696812E-3,3.1996031396004003E-3,4.28057263698215E-3,5.8775263205227454E-6,1.0027099896817401E-4,1.4746647270950762E-2,null,4.096085339624877E-3,1.8308147152520586E-3,3.2327505438443371E-3,1.6218425066627205E-3,8.5243619305500948E-7,4.0206642340484467E-5,1.0822552183917531E-2]
[2004,12,22,18,5.3665227168192327E-3,2.1995788252802484E-3,3.1176228794284888E-3,3.7969921267222147E-3,1.4094786666402542E-5,2.4045801961764481E-4,1.4735269354534234E-2,null,4.4875483636266774E-3,1.7803403648774146E-3,3.1499209805853304E-3,1.4386213599971321E-3,2.0442113965322214E-6,9.64188019682188E-5,1.0954894082451304E-2]
[2004,12,22,19,5.5076203601823713E-3,2.18809527486716E-3,3.1265584831958065E-3,4.107716096338478E-3,1.4094786666402542E-5,2.4045801961764481E-4,1.5184543020867863E-2,null,4.6055358449060115E-3,1.771045572575565E-3,3.1589491558552114E-3,1.5563498473982753E-3,2.0442113965322214E-6,9.64188019682188E-5,1.1190343434099814E-2]
[2004,12,22,20,6.1454578356660424E-3,2.0687641018744926E-3,3.0740949154713791E-3,5.2616307744329837E-3,1.4094786666402542E-5,2.4045801961764481E-4,1.6804500433728942E-2,null,5.1389029189697613E-3,1.6744588525975043E-3,3.105942073509887E-3,1.9935502018151334E-3,2.0442113965322214E-6,9.64188019682188E-5,1.2011317060257036E-2]
[2004,12,22,21,5.9047682948338035E-3,2.1507842850988414E-3,2.995576591578359E-3,5.0966194658848742E-3,1.4094786666402542E-5,2.4045801961764481E-4,1.640230144367992E-2,null,4.9376355411724759E-3,1.7408460360212876E-3,3.0266103116656329E-3,1.9310299791768747E-3,2.0442113965322214E-6,9.64188019682188E-5,1.1734584881401021E-2]
[2004,12,22,22,5.6196252502178114E-3,2.0706364956799769E-3,2.8456396912776589E-3,4.8502643974851264E-3,1.4094786666402542E-5,2.4045801961764481E-4,1.5640718640944622E-2,null,4.6991956293734169E-3,1.6759743692193855E-3,2.8751200877718164E-3,1.8376898689751238E-3,2.0442113965322214E-6,9.64188019682188E-5,1.1186442968704493E-2]
[2004,12,22,23,5.2544727651550188E-3,2.0320036282719302E-3,2.684575288198657E-3,5.1557729254529889E-3,1.4094786666402542E-5,2.4045801961764481E-4,1.5381377413362644E-2,null,4.3938508981041192E-3,1.6447049041440707E-3,2.7123870818551409E-3,1.9534423065171156E-3,2.0442113965322214E-6,9.64188019682188E-5,1.0802848203985195E-2]
[2004,12,22,24,4.8886100070353097E-3,2.0695022539820064E-3,2.5104625849805585E-3,4.5853982195478409E-3,1.4094786666402542E-5,2.4045801961764481E-4,1.4308525871829764E-2,null,4.0879122282897924E-3,1.6750563133374069E-3,2.5364705973848784E-3,1.7373361867960887E-3,2.0442113965322214E-6,9.64188019682188E-5,1.0135238339172917E-2]
[2004,12,23,1,4.111776106623808E-3,2.0749644864221412E-3,2.4547827920644387E-3,4.4336101129094901E-3,1.4094786666402542E-5,2.4045801961764481E-4,1.3329686304303926E-2,null,3.4383147361044652E-3,1.6794774474125978E-3,2.4802139702416741E-3,1.6798260300415735E-3,2.0442113965322214E-6,9.64188019682188E-5,9.3762951971650618E-3]
[2004,12,23,2,3.8048070816107211E-3,2.0983044538070541E-3,2.4234782017056779E-3,4.4746985467925479E-3,1.4094786666402542E-5,2.4045801961764481E-4,1.3055841090200049E-2,null,3.1816236870636761E-3,1.698368830423156E-3,2.4485850690649652E-3,1.6953937996497831E-3,2.0442113965322214E-6,9.64188019682188E-5,9.1224343995663319E-3]
[2004,12,23,3,3.3510081501104691E-3,2.1902358781178567E-3,2.4158360134702321E-3,4.5890095152579524E-3,1.4094786666402542E-5,2.4045801961764481E-4,1.2800642363240558E-2,null,2.8021517720213597E-3,1.7727781780764922E-3,2.4408637089160987E-3,1.7387044506671852E-3,2.0442113965322214E-6,9.64188019682188E-5,8.8529611230458854E-3]
[2004,12,23,4,3.324600199597085E-3,2.1418167015407599E-3,2.4074287509800304E-3,4.0212619612793642E-3,1.4094786666402542E-5,2.4045801961764481E-4,1.2149660419681286E-2,null,2.7800691383744994E-3,1.7335876687373465E-3,2.4323693484589967E-3,1.5235937180187063E-3,2.0442113965322214E-6,9.64188019682188E-5,8.5680828869542994E-3]
[2004,12,23,5,3.505945184042748E-3,2.1471288191970278E-3,2.4230414164979246E-3,3.248959593104137E-3,1.4094786666402542E-5,2.4045801961764481E-4,1.1579627819125887E-2,null,2.9317119117574435E-3,1.737887299820232E-3,2.4481437588285701E-3,1.2309803424433467E-3,2.0442113965322214E-6,9.64188019682188E-5,8.4471863262143426E-3]
[2004,12,23,6,3.892760857543E-3,2.0290643247960339E-3,2.4746970821458406E-3,3.2712006753021212E-3,1.4094786666402542E-5,2.4045801961764481E-4,1.1922275746071045E-2,null,3.2551716517490144E-3,1.6423258302220001E-3,2.5003345693541523E-3,1.2394071431454838E-3,2.0442113965322214E-6,9.64188019682188E-5,8.7357022078353996E-3]
[2004,12,23,7,4.477605450295981E-3,1.9797572937393813E-3,2.7958426582908305E-3,3.3233541812874847E-3,1.4094786666402542E-5,2.4045801961764481E-4,1.2831112389897727E-2,null,3.7442254643712996E-3,1.6024166909570146E-3,2.8248071650603741E-3,1.2591672967631981E-3,2.0442113965322214E-6,9.64188019682188E-5,9.5290796305166365E-3]
[2004,12,23,8,4.3229757802033435E-3,2.0869162832612442E-3,3.2795734736166134E-3,4.0087340425487544E-3,1.4094786666402542E-5,2.4045801961764481E-4,1.3952752385914004E-2,null,3.6149223458328147E-3,1.6891512386406791E-3,3.3135493584168885E-3,1.5188470841357117E-3,2.0442113965322214E-6,9.64188019682188E-5,1.0234933040390845E-2]
[2004,12,23,9,4.8678538943238555E-3,2.101446254937508E-3,3.5021828377461415E-3,5.4410694743985055E-3,5.8775263205227454E-6,1.0027099896817401E-4,{"$f":"SUM(E8579:J8579)","v":1.6018700986694709E-2},null,4.0705557267806097E-3,1.7009118060631637E-3,3.5384649218653135E-3,2.0615367390438427E-3,8.5243619305500948E-7,4.0206642340484467E-5,{"$f":"SUM(M8579:R8579)","v":1.1412528272286468E-2}]
[2004,12,23,10,4.9295883941733731E-3,2.0750389009759397E-3,3.4972230620412392E-3,5.2162221231943267E-3,0,0,1.5718072480384877E-2,null,{"$f":"E8580*V$5","v":4.1221788295601348E-3},{"$f":"F8580*W$5","v":1.6795376785951946E-3},{"$f":"G8580*X$5","v":3.5334537636348049E-3},{"$f":"H8580*Y$5","v":1.9763455689319502E-3},{"$f":"I8580*Z$5","v":0},{"$f":"J8580*AA$5","v":0},1.1311515840722083E-2]
[2004,12,23,11,4.3956453985699983E-3,2.1443746295661823E-3,3.4769332174042263E-3,5.1426095637151668E-3,0,0,1.5159562809255574E-2,null,3.6756895211891398E-3,1.7356580571506967E-3,3.5129537192783626E-3,1.948454913145366E-3,0,0,1.0872756210763565E-2]
[2004,12,23,12,4.1288611560462742E-3,2.2228544542335794E-3,3.4455309520987436E-3,5.5865250484546936E-3,0,0,1.5383771610833291E-2,null,3.4526014520328218E-3,1.7991796723244868E-3,3.4812261312572677E-3,2.1166475975297459E-3,0,0,1.0849654853144321E-2]
[2004,12,23,13,3.8511180871998374E-3,2.2067398984560167E-3,3.3887956994325301E-3,4.7521298611923092E-3,0,0,1.4198783546280694E-2,null,3.2203494855584831E-3,1.7861365416200403E-3,3.4239031099607097E-3,1.8005082169325283E-3,0,0,1.0230897354071762E-2]
[2004,12,23,14,3.9070922627911352E-3,2.2069810735852844E-3,3.406566781006965E-3,5.5714176845934179E-3,0,0,1.5092057801976803E-2,null,3.2671557385708545E-3,1.7863317489082288E-3,3.4418582972504785E-3,2.1109236519384123E-3,0,0,1.0606269436667974E-2]
[2004,12,23,15,4.1173278946687085E-3,2.140068798477389E-3,3.3823467391242857E-3,4.91190165639509E-3,0,0,1.4551645088665473E-2,null,3.4429572054781648E-3,1.7321729149936539E-3,3.4173873393997674E-3,1.8610432693194365E-3,0,0,1.0453560729191022E-2]
[2004,12,23,16,4.3067642368193326E-3,2.1717903840328496E-3,3.2957397629720326E-3,5.2732111261130114E-3,0,0,1.5047505509937227E-2,null,3.6013660657565607E-3,1.7578483845668361E-3,3.3298831280831487E-3,1.9979378172557656E-3,0,0,1.0687035395662309E-2]
[2004,12,23,17,4.9281645547253738E-3,2.2619389865696812E-3,3.2066284520416593E-3,4.7327591471890626E-3,5.8775263205227454E-6,1.0027099896817401E-4,1.5235639665814473E-2,null,4.1209881985459565E-3,1.8308147152520586E-3,3.2398486374591571E-3,1.7931689541704737E-3,8.5243619305500948E-7,4.0206642340484467E-5,1.1025879583961184E-2]
[2004,12,23,18,5.395968128401419E-3,2.1995788252802484E-3,3.1238051940608354E-3,4.3943957793269404E-3,1.4094786666402542E-5,2.4045801961764481E-4,1.5368300733353492E-2,null,4.5121709573497631E-3,1.7803403648774146E-3,3.1561673430615315E-3,1.6649683279376165E-3,2.0442113965322214E-6,9.64188019682188E-5,1.1212110006591076E-2]
[2004,12,23,19,5.5395504416986419E-3,2.18809527486716E-3,3.1351751945290149E-3,4.1144002747787777E-3,1.4094786666402542E-5,2.4045801961764481E-4,1.5231773992157641E-2,null,4.6322361483650334E-3,1.771045572575565E-3,3.1676551350136323E-3,1.5588823788224447E-3,2.0442113965322214E-6,9.64188019682188E-5,1.1228282248141425E-2]
[2004,12,23,20,6.1816449384117077E-3,2.0687641018744926E-3,3.0854395450035377E-3,4.3057278178189242E-3,1.4094786666402542E-5,2.4045801961764481E-4,1.5896129209392706E-2,null,5.1691629928164165E-3,1.6744588525975043E-3,3.1174042316869095E-3,1.6313734140911786E-3,2.0442113965322214E-6,9.64188019682188E-5,1.1690862504556759E-2]
[2004,12,23,21,5.9431421087612233E-3,2.1507842850988414E-3,3.012844793346561E-3,4.0879694697250136E-3,1.4094786666402542E-5,2.4045801961764481E-4,1.5449293463215687E-2,null,4.9697241682002532E-3,1.7408460360212876E-3,3.0440574093904904E-3,1.5488681571850958E-3,2.0442113965322214E-6,9.64188019682188E-5,1.1401958784161878E-2]
[2004,12,23,22,5.6523130356856965E-3,2.0706364956799769E-3,2.8505783432614526E-3,4.2378132398022076E-3,1.4094786666402542E-5,2.4045801961764481E-4,1.5065893920713383E-2,null,4.7265295336401877E-3,1.6759743692193855E-3,2.8801099034426627E-3,1.605641635006774E-3,2.0442113965322214E-6,9.64188019682188E-5,1.098671845467376E-2]
[2004,12,23,23,5.2847288274926523E-3,2.0320036282719302E-3,2.6897323378145921E-3,3.7386524136977057E-3,1.4094786666402542E-5,2.4045801961764481E-4,1.3999670013560929E-2,null,4.4191513673646895E-3,1.6447049041440707E-3,2.7175975577245414E-3,1.4165173485870233E-3,2.0442113965322214E-6,9.64188019682188E-5,1.0296434191185075E-2]
[2004,12,23,24,4.9173254401328661E-3,2.0695022539820064E-3,2.5834926700959121E-3,3.4116791557387512E-3,1.4094786666402542E-5,2.4045801961764481E-4,1.3236552326233584E-2,null,4.111924405561288E-3,1.6750563133374069E-3,2.6102572631284127E-3,1.2926322581394765E-3,2.0442113965322214E-6,9.64188019682188E-5,9.7883332535313346E-3]
[2004,12,24,1,4.374943165796002E-3,2.0980716889616381E-3,2.4212525372302274E-3,3.2386223581548678E-3,1.4094786666402542E-5,2.4045801961764481E-4,1.2387442556426785E-2,null,3.6583780747068209E-3,1.6981804304235489E-3,2.446336347042419E-3,1.2270637246298234E-3,2.0442113965322214E-6,9.64188019682188E-5,9.1284215901673623E-3]
[2004,12,24,2,4.0290882074073674E-3,2.0340255227367671E-3,2.3743023381352082E-3,3.1782035868289462E-3,1.4094786666402542E-5,2.4045801961764481E-4,1.1870172461392338E-2,null,3.3691701584326879E-3,1.6463414266855226E-3,2.3988997509910167E-3,1.204171990311352E-3,2.0442113965322214E-6,9.64188019682188E-5,8.7170463397853292E-3]
[2004,12,24,3,3.5985376190323676E-3,2.0604756366139846E-3,2.3587787966186484E-3,3.0785440318568998E-3,1.4094786666402542E-5,2.4045801961764481E-4,1.1350888890405949E-2,null,3.0091387767960686E-3,1.6677501640537844E-3,2.3832153879339416E-3,1.1664125323705313E-3,2.0442113965322214E-6,9.64188019682188E-5,8.3249798745190767E-3]
[2004,12,24,4,3.6355631511349254E-3,1.9530121084728297E-3,2.3664248438283781E-3,3.0674909352173567E-3,1.4094786666402542E-5,2.4045801961764481E-4,1.1277043844937537E-2,null,3.0400999549680154E-3,1.5807691226367023E-3,2.3909406470354814E-3,1.1622246856779215E-3,2.0442113965322214E-6,9.64188019682188E-5,8.2724974236828702E-3]
[2004,12,24,5,3.6324773596081153E-3,1.8713216887334834E-3,2.4984312985606738E-3,3.0439678740838945E-3,1.4094786666402542E-5,2.4045801961764481E-4,1.1300751027270215E-2,null,3.0375195804038251E-3,1.5146488499671348E-3,2.5243146686587032E-3,1.1533121630627296E-3,2.0442113965322214E-6,9.64188019682188E-5,8.328258275457143E-3]
[2004,12,24,6,3.7938497859322491E-3,1.8410285704977046E-3,2.5909881692227055E-3,3.0198926314674028E-3,1.4094786666402542E-5,2.4045801961764481E-4,1.1500311963404109E-2,null,3.1724610696880723E-3,1.4901295826631818E-3,2.6178304144916635E-3,1.1441904274574737E-3,2.0442113965322214E-6,9.64188019682188E-5,8.5230745076651411E-3]
[2004,12,24,7,3.9186738344666539E-3,1.8036026158072783E-3,2.75644585194753E-3,2.877586410349135E-3,1.4094786666402542E-5,2.4045801961764481E-4,1.1610861518854645E-2,null,3.2768403827554047E-3,1.4598369934349009E-3,2.7850022137663392E-3,1.0902728098989814E-3,2.0442113965322214E-6,9.64188019682188E-5,8.7104154132203754E-3]
[2004,12,24,8,4.1230810136238588E-3,1.9134175703790206E-3,3.1366709798948626E-3,2.9165143360580952E-3,1.4094786666402542E-5,2.4045801961764481E-4,1.2344236706239886E-2,null,3.4477680300875565E-3,1.5487212807558351E-3,3.1691664164894724E-3,1.10502199650676E-3,2.0442113965322214E-6,9.64188019682188E-5,9.3691407372043754E-3]
[2004,12,24,9,4.9017952975630354E-3,2.1047109064947834E-3,3.2745133234928841E-3,2.8414845835522183E-3,5.8775263205227454E-6,1.0027099896817401E-4,1.3228652636391619E-2,null,4.0989379207267583E-3,1.7035542169092205E-3,3.3084367859037662E-3,1.0765943882874527E-3,8.5243619305500948E-7,4.0206642340484467E-5,1.0228582390360737E-2]
[2004,12,24,10,5.6698577553307532E-3,2.107532915502842E-3,3.2738551508330518E-3,2.8169432917749264E-3,0,0,1.3868189113441573E-2,null,4.7412006311251028E-3,1.7058383526216356E-3,3.307771794674797E-3,1.0672960738916282E-3,0,0,1.0822106852313162E-2]
[2004,12,24,11,5.4918811335542324E-3,2.1941356300492782E-3,3.2485759375122944E-3,2.7955672211206267E-3,0,0,1.3730159922236432E-2,null,4.5923745215637121E-3,1.7759346395302587E-3,3.2822306925302225E-3,1.0591970126321488E-3,0,0,1.0709736866256342E-2]
[2004,12,24,12,5.923845172260956E-3,2.2255087761723948E-3,3.2097259051976769E-3,2.65220726103748E-3,0,0,1.4011287114668508E-2,null,4.9535878467153217E-3,1.8013280820267173E-3,3.2429781797610499E-3,1.0048801497415244E-3,0,0,1.1002774258244613E-2]
[2004,12,24,13,4.7710564275506052E-3,2.249634558657137E-3,3.2064151448002662E-3,2.5528247026326972E-3,0,0,1.2779930833640705E-2,null,3.9896125655301965E-3,1.8208555042305413E-3,3.2396331203870289E-3,9.6722564149904718E-4,0,0,1.0017326831646814E-2]
[2004,12,24,14,5.2332511169686652E-3,2.2453174330145011E-3,3.2194412106734162E-3,2.4703261509493885E-3,0,0,1.3168335911605971E-2,null,4.3761051104465624E-3,1.8173612202551296E-3,3.2527941343310383E-3,9.3596822124126795E-4,0,0,1.0382228686273996E-2]
[2004,12,24,15,5.1854971620559302E-3,2.2343983370413092E-3,3.1843744003270513E-3,2.4535708828292589E-3,0,0,1.3057840782253551E-2,null,4.3361727010385641E-3,1.8085232977012211E-3,3.2173640371370923E-3,9.2961991031366377E-4,0,0,1.0291679946190542E-2]
[2004,12,24,16,5.4981392813342952E-3,2.2150709898468117E-3,3.1351854505652526E-3,2.4684496815475963E-3,0,0,1.3316845403293955E-2,null,4.5976076571175289E-3,1.7928797317781039E-3,3.1676654973008529E-3,9.3525725612132445E-4,0,0,1.049341014231781E-2]
[2004,12,24,17,4.8334719680490123E-3,2.3240476191021013E-3,2.9815642249832758E-3,2.4572822558891366E-3,5.8775263205227454E-6,1.0027099896817401E-4,1.2702514593312222E-2,null,4.0418051623770639E-3,1.881085478106269E-3,3.0124527790734946E-3,9.3102609193866149E-4,8.5243619305500948E-7,4.0206642340484467E-5,9.9074285900290285E-3]
[2004,12,24,18,5.6725394009404743E-3,2.1664174352450933E-3,2.9340028458373453E-3,2.5268946189263108E-3,1.4094786666402542E-5,2.4045801961764481E-4,1.3554407107233272E-2,null,4.7434430541991755E-3,1.7534995167311754E-3,2.9643986712383596E-3,9.5740113540539781E-4,2.0442113965322214E-6,9.64188019682188E-5,1.0517205390938858E-2]
[2004,12,24,19,5.9878839440433793E-3,2.0650327540814748E-3,2.892376694008512E-3,2.5311983735051766E-3,1.4094786666402542E-5,2.4045801961764481E-4,1.373104457192259E-2,null,5.0071378083357595E-3,1.6714386975501126E-3,2.9223412787769891E-3,9.5903176118988852E-4,2.0442113965322214E-6,9.64188019682188E-5,1.0658412559217499E-2]
[2004,12,24,20,6.3482584804026489E-3,1.8490123159735203E-3,2.8476292348787371E-3,2.5597850228946408E-3,1.4094786666402542E-5,2.4045801961764481E-4,1.3859237860433596E-2,null,5.3084871636386449E-3,1.4965916308381051E-3,2.8771302427434706E-3,9.6986279877171624E-4,2.0442113965322214E-6,9.64188019682188E-5,1.0750534849356687E-2]
[2004,12,24,21,5.8497201425374654E-3,1.9111973918650587E-3,2.8065786226572778E-3,2.5361966866347587E-3,1.4094786666402542E-5,2.4045801961764481E-4,1.3358245649978609E-2,null,4.8916036395494971E-3,1.546924266991104E-3,2.8356543523926944E-3,9.6092554442466665E-4,2.0442113965322214E-6,9.64188019682188E-5,1.0333570816722712E-2]
[2004,12,24,22,5.433674023991187E-3,1.9729113597471998E-3,2.6445476262373906E-3,2.570545078257424E-3,1.4094786666402542E-5,2.4045801961764481E-4,1.2876230894517249E-2,null,4.543701063338625E-3,1.596875588050637E-3,2.6719447393744222E-3,9.7393961667468479E-4,2.0442113965322214E-6,9.64188019682188E-5,9.8849240208031194E-3]
[2004,12,24,23,5.3980143714481262E-3,1.8858902909225988E-3,2.4866418982960534E-3,2.5516437115456255E-3,1.4094786666402542E-5,2.4045801961764481E-4,1.2576743078496452E-2,null,4.5138820494517408E-3,1.5264406849489155E-3,2.5124031319917494E-3,9.6677818231369079E-4,2.0442113965322214E-6,9.64188019682188E-5,9.6179670620708466E-3]
[2004,12,24,24,4.8365704808910753E-3,1.5719054962790024E-3,2.4331212530663694E-3,2.5738913900049069E-3,1.4094786666402542E-5,2.4045801961764481E-4,1.1670041426525403E-2,null,4.0443961746521994E-3,1.2723012117747644E-3,2.4583280209782101E-3,9.7520748223681175E-4,2.0442113965322214E-6,9.64188019682188E-5,8.8486959030067355E-3]
[2004,12,25,1,4.8034483160594981E-3,1.851465380359562E-3,2.4250888871054522E-3,2.5499797068242532E-3,1.4094786666402542E-5,2.4045801961764481E-4,1.1884535096632813E-2,null,4.0166990373375899E-3,1.4985771425614948E-3,2.4502124409216926E-3,9.6614771676216784E-4,2.0442113965322214E-6,9.64188019682188E-5,9.0300993509476943E-3]
[2004,12,25,2,4.1670091795869609E-3,1.8448980770873042E-3,2.3771899815506416E-3,2.5662920405746343E-3,1.4094786666402542E-5,2.4045801961764481E-4,1.120994208508359E-2,null,3.4845012705277795E-3,1.4932615635199014E-3,2.4018173099551688E-3,9.7232820673462362E-4,2.0442113965322214E-6,9.64188019682188E-5,8.450371364102224E-3]
[2004,12,25,3,4.1212511166229017E-3,1.919590111981653E-3,2.370430291625307E-3,2.5492314305426418E-3,1.4094786666402542E-5,2.4045801961764481E-4,1.1215055757056551E-2,null,3.4462378490512377E-3,1.5537173394752364E-3,2.3949875906653342E-3,9.6586420649773263E-4,2.0442113965322214E-6,9.64188019682188E-5,8.4592699990542908E-3]
[2004,12,25,4,3.8846935914277009E-3,1.8793491316584985E-3,2.3668616181351052E-3,2.5612967282798694E-3,1.4094786666402542E-5,2.4045801961764481E-4,1.0946753875785222E-2,null,3.248425710519475E-3,1.5211462668825451E-3,2.3913819462579177E-3,9.7043556046956308E-4,2.0442113965322214E-6,9.64188019682188E-5,8.2298524974942517E-3]
[2004,12,25,5,4.0694085203285563E-3,1.8941338207697994E-3,2.4046433285021393E-3,2.5394472689638948E-3,1.4094786666402542E-5,2.4045801961764481E-4,1.1162185744848438E-2,null,3.4028864704317621E-3,1.5331130027432882E-3,2.4295550694258278E-3,9.6215713959659594E-4,2.0442113965322214E-6,9.64188019682188E-5,8.426174695562224E-3]
[2004,12,25,6,4.2811488523486329E-3,1.9132753550371597E-3,2.4476012716455834E-3,2.5576423710815355E-3,1.4094786666402542E-5,2.4045801961764481E-4,1.145422065639696E-2,null,3.5799461850012084E-3,1.5486061715764279E-3,2.4729580503582527E-3,9.6905098126920516E-4,2.0442113965322214E-6,9.64188019682188E-5,8.6690244015698442E-3]
[2004,12,25,7,4.4446109886603167E-3,1.9035765119959395E-3,2.6279084599016996E-3,2.5531644194353078E-3,1.4094786666402542E-5,2.4045801961764481E-4,1.1783813186277312E-2,null,3.7166351139460941E-3,1.5407559224467132E-3,2.6551331937939475E-3,9.6735435492069106E-4,2.0442113965322214E-6,9.64188019682188E-5,8.9783415984721962E-3]
[2004,12,25,8,4.6350717293406202E-3,1.8453543357279992E-3,2.9388673963713021E-3,2.569066976646855E-3,1.4094786666402542E-5,2.4045801961764481E-4,1.2242913244370825E-2,null,3.8759005881229382E-3,1.4936308595258083E-3,2.9693136177795644E-3,9.7337958692528248E-4,2.0442113965322214E-6,9.64188019682188E-5,9.4106876657183442E-3]
[2004,12,25,9,5.0130733847391119E-3,1.9026207781361281E-3,2.9951829767276526E-3,2.5034261674112355E-3,5.8775263205227454E-6,1.0027099896817401E-4,1.2520451832302826E-2,null,4.1919899442371487E-3,1.5399823509114965E-3,3.0262126190246496E-3,9.4850930352667596E-4,8.5243619305500948E-7,4.0206642340484467E-5,9.7477532962335096E-3]
[2004,12,25,10,5.9220590799900375E-3,1.8433130988153169E-3,2.978591789085808E-3,2.4625176349693449E-3,0,0,1.3206481602860507E-2,null,4.9520942957008958E-3,1.4919786811959579E-3,3.0094495491900276E-3,9.3300969578115139E-4,0,0,1.0386532221868033E-2]
[2004,12,25,11,6.2280968478113027E-3,1.9305583721786835E-3,2.9702871918567998E-3,2.4694997043145923E-3,0,0,1.3598442116161378E-2,null,5.2080066167072029E-3,1.5625950555801654E-3,3.0010589175906862E-3,9.3565509344378101E-4,0,0,1.0707315683321835E-2]
[2004,12,25,12,5.6884997777791003E-3,2.0719723301362031E-3,2.9223161572043822E-3,2.4991488257540715E-3,0,0,1.3181937090873758E-2,null,4.7567893059052508E-3,1.6770555943957147E-3,2.9525909102800212E-3,9.468886851880981E-4,0,0,1.0333324495769085E-2]
[2004,12,25,13,5.309644403752296E-3,2.0273581631797492E-3,2.9499884453435691E-3,2.4377376421143575E-3,0,0,1.272472865438997E-2,null,4.4399860604001544E-3,1.6409448620295604E-3,2.9805498791359354E-3,9.2362094125335737E-4,0,0,9.9851017428190074E-3]
[2004,12,25,14,5.2505413005205989E-3,2.0446635419396563E-3,2.9197821514327475E-3,2.4394050936142938E-3,0,0,1.2654392087507297E-2,null,4.3905633619065083E-3,1.6549518455400646E-3,2.9500306525921316E-3,9.2425271273575927E-4,0,0,9.9197985727744638E-3]
[2004,12,25,15,5.3196985861068587E-3,2.0302856514322026E-3,2.8918152312143049E-3,2.4182679005621153E-3,0,0,1.2660067369315482E-2,null,4.4483934839691288E-3,1.6433143727029881E-3,2.921773999313215E-3,9.1624415849061341E-4,0,0,9.9297260144759446E-3]
[2004,12,25,16,5.1434110436386939E-3,1.9543644348888911E-3,2.8600474184306648E-3,2.4505870775030983E-3,0,0,1.2408409974461347E-2,null,4.300979802060843E-3,1.5818636964147969E-3,2.8896770767974172E-3,9.2848939280585068E-4,0,0,9.7010099680789087E-3]
[2004,12,25,17,5.5776006131254456E-3,1.9236596896687168E-3,2.8301924397512368E-3,2.4558125621913598E-3,5.8775263205227454E-6,1.0027099896817401E-4,1.2893413830025454E-2,null,4.6640541417906295E-3,1.5570112579931876E-3,2.8595128050576302E-3,9.3046924781686453E-4,8.5243619305500948E-7,4.0206642340484467E-5,1.0052106531191849E-2]
[2004,12,25,18,6.4998388422994654E-3,1.8996163236334525E-3,2.7896251097038515E-3,2.5275800263246584E-3,1.4094786666402542E-5,2.4045801961764481E-4,1.3971213108245478E-2,null,5.4352404153962686E-3,1.5375505437109204E-3,2.8185252036111033E-3,9.5766082562614475E-4,2.0442113965322214E-6,9.64188019682188E-5,1.0847440001709186E-2]
[2004,12,25,19,6.670143432794459E-3,1.8625761542047905E-3,2.7503956320342922E-3,2.514575142117041E-3,1.4094786666402542E-5,2.4045801961764481E-4,1.4052243167434631E-2,null,5.5776510836673043E-3,1.5075702092951519E-3,2.7788893144905435E-3,9.5273347692987058E-4,2.0442113965322214E-6,9.64188019682188E-5,1.0915307097747622E-2]
[2004,12,25,20,6.4920311106417185E-3,1.915023737583111E-3,2.7188663851805718E-3,2.5497196747304909E-3,1.4094786666402542E-5,2.4045801961764481E-4,1.393019371441994E-2,null,5.4287114998818435E-3,1.5500213134135965E-3,2.7470334294115908E-3,9.6604919463942271E-4,2.0442113965322214E-6,9.64188019682188E-5,1.0790278450711205E-2]
[2004,12,25,21,6.2157143257483699E-3,2.0660910622666714E-3,2.5997759829387498E-3,2.5383817960790639E-3,1.4094786666402542E-5,2.4045801961764481E-4,1.3674515973316904E-2,null,5.1976522085451105E-3,1.6722952928032268E-3,2.6267092686277091E-3,9.6175344846438941E-4,2.0442113965322214E-6,9.64188019682188E-5,1.0556873231805187E-2]
[2004,12,25,22,5.6896564470903625E-3,1.9032461195982958E-3,2.4682647679917053E-3,2.5680939350497208E-3,1.4094786666402542E-5,2.4045801961764481E-4,1.2883814076014131E-2,null,4.757756526161068E-3,1.5404885026502444E-3,2.4938356173989555E-3,9.7301091657278128E-4,2.0442113965322214E-6,9.64188019682188E-5,9.8635545761477979E-3]
[2004,12,25,23,6.0371723963086711E-3,1.9278945047302826E-3,2.3406973154609838E-3,2.5481060896093643E-3,1.4094786666402542E-5,2.4045801961764481E-4,1.3108423112393351E-2,null,5.0483533821775676E-3,1.5604389197369924E-3,2.3649465853682423E-3,9.6543783229155542E-4,2.0442113965322214E-6,9.64188019682188E-5,1.0037639732939106E-2]
[2004,12,25,24,5.812162876001406E-3,2.1200273053117356E-3,2.3228079000613545E-3,2.5632930824264675E-3,1.4094786666402542E-5,2.4045801961764481E-4,1.3072843970085013E-2,null,4.8601978188943526E-3,1.7159513189111942E-3,2.3468718383327612E-3,9.71191948057834E-4,2.0442113965322214E-6,9.64188019682188E-5,9.9926759375608912E-3]
[2004,12,26,1,4.6840739376984462E-3,1.851465380359562E-3,2.3212942587317277E-3,2.5489769541747693E-3,1.4094786666402542E-5,2.4045801961764481E-4,{"$f":"SUM(E8643:J8643)","v":1.1660363337248552E-2},null,3.9168768014986996E-3,1.4985771425614948E-3,2.3453425159080596E-3,9.6576778935326198E-4,2.0442113965322214E-6,9.64188019682188E-5,{"$f":"SUM(M8643:R8643)","v":8.825027262686266E-3}]
[2004,12,26,2,4.4582877643850943E-3,1.8448980770873042E-3,2.3093569001413788E-3,2.5712993562086715E-3,1.4094786666402542E-5,2.4045801961764481E-4,1.1438394904106496E-2,null,{"$f":"E8644*V$5","v":3.7280717919892258E-3},{"$f":"F8644*W$5","v":1.4932615635199014E-3},{"$f":"G8644*X$5","v":2.3332814880895176E-3},{"$f":"H8644*Y$5","v":9.7422540087855572E-4},{"$f":"I8644*Z$5","v":2.0442113965322214E-6},{"$f":"J8644*AA$5","v":9.64188019682188E-5},8.627303257841952E-3]
[2004,12,26,3,4.0769899641213223E-3,1.919590111981653E-3,2.3192854293626699E-3,2.5580069864501826E-3,1.4094786666402542E-5,2.4045801961764481E-4,1.1128425298199875E-2,null,3.4092261614163035E-3,1.5537173394752364E-3,2.343312875370789E-3,9.6918912837091434E-4,2.0442113965322214E-6,9.64188019682188E-5,8.3739085179979945E-3]
[2004,12,26,4,4.3372952715974213E-3,1.8793491316584985E-3,2.316487571382109E-3,2.5760912063274707E-3,1.4094786666402542E-5,2.4045801961764481E-4,1.1363775987249549E-2,null,3.6268964701520997E-3,1.5211462668825451E-3,2.3404860320050246E-3,9.7604095848434947E-4,2.0442113965322214E-6,9.64188019682188E-5,8.5630327408887687E-3]
[2004,12,26,5,4.1890851209644905E-3,1.8941338207697994E-3,2.3410144716184871E-3,2.5566301699838515E-3,1.4094786666402542E-5,2.4045801961764481E-4,1.1235416389620678E-2,null,3.5029614280323337E-3,1.5331130027432882E-3,2.3652670272155335E-3,9.6866747398998473E-4,2.0442113965322214E-6,9.64188019682188E-5,8.4684719453458901E-3]
[2004,12,26,6,4.4169324327847648E-3,1.9132753550371597E-3,2.3838918677755558E-3,2.5767856162302728E-3,1.4094786666402542E-5,2.4045801961764481E-4,1.1545438078111802E-2,null,3.6934899853998944E-3,1.5486061715764279E-3,2.4085886267069959E-3,9.7630405961425016E-4,2.0442113965322214E-6,9.64188019682188E-5,8.7254518566623196E-3]
[2004,12,26,7,4.6252541059597693E-3,1.9035765119959395E-3,2.5049294343015968E-3,2.5616434872875243E-3,1.4094786666402542E-5,2.4045801961764481E-4,1.1849956345828878E-2,null,3.8676909779037619E-3,1.5407559224467132E-3,2.5308801241023639E-3,9.7056694207335234E-4,2.0442113965322214E-6,9.64188019682188E-5,9.0083569798909413E-3]
[2004,12,26,8,5.1539871030839325E-3,1.8453543357279992E-3,2.6955854248319712E-3,2.582370606505039E-3,1.4094786666402542E-5,2.4045801961764481E-4,1.253185027643299E-2,null,4.3098236252889369E-3,1.4936308595258083E-3,2.7235112818375148E-3,9.7842012570986008E-4,2.0442113965322214E-6,9.64188019682188E-5,9.6038489057268701E-3]
[2004,12,26,9,5.2764553429287039E-3,1.9026207781361281E-3,2.8021557740778857E-3,2.5310486290601054E-3,5.8775263205227454E-6,1.0027099896817401E-4,1.2618429049491519E-2,null,4.4122329838833197E-3,1.5399823509114965E-3,2.8311856837714487E-3,9.589750253447694E-4,8.5243619305500948E-7,4.0206642340484467E-5,9.7834351224445719E-3]
[2004,12,26,10,5.6835738778024392E-3,1.8433130988153169E-3,2.8686211530855061E-3,2.5056649945864339E-3,0,0,1.2901173124289697E-2,null,4.7526702113730732E-3,1.4919786811959579E-3,2.8983396340455879E-3,9.4935756038054596E-4,0,0,1.0092346086995165E-2]
[2004,12,26,11,5.6752841379740272E-3,1.9305583721786835E-3,2.8623090584558395E-3,2.4641723398904319E-3,0,0,1.2932323908498983E-2,null,4.7457382350515548E-3,1.5625950555801654E-3,2.8919621470709376E-3,9.3363663778274649E-4,0,0,1.0133932075485404E-2]
[2004,12,26,12,5.0535339321472125E-3,2.0719723301362031E-3,2.8554307918366995E-3,2.4744776061921105E-3,0,0,1.2455414660312226E-2,null,4.2258235219360951E-3,1.6770555943957147E-3,2.8850126226506972E-3,9.3754114317208255E-4,0,0,9.7254328821545898E-3]
[2004,12,26,13,5.0597866400811783E-3,2.0273581631797492E-3,2.8482143284240119E-3,2.4565009704245262E-3,0,0,1.2391860102109464E-2,null,4.2310521086276901E-3,1.6409448620295604E-3,2.8777213977693164E-3,9.3073007500732961E-4,0,0,9.6804484434338967E-3]
[2004,12,26,14,4.5113979640402334E-3,2.0446635419396563E-3,2.8359034741837694E-3,2.4650106412165852E-3,0,0,1.1856975621380245E-2,null,3.772483155199772E-3,1.6549518455400646E-3,2.8652830049424789E-3,9.3395425713871784E-4,0,0,9.2266722628210323E-3]
[2004,12,26,15,4.2754615039508189E-3,2.0302856514322026E-3,2.9316396411466421E-3,2.4315572694857852E-3,0,0,1.1668944066015449E-2,null,3.5751903584925466E-3,1.6433143727029881E-3,2.9620109841047484E-3,9.2127929402853654E-4,0,0,9.10179500932882E-3]
[2004,12,26,16,4.841117328517614E-3,1.9543644348888911E-3,2.8902515512901645E-3,2.4643760993622284E-3,0,0,1.2150109414058897E-2,null,4.0481983012251822E-3,1.5818636964147969E-3,2.9201941199017345E-3,9.3371383908278738E-4,0,0,9.4839699566245002E-3]
[2004,12,26,17,5.8443717052910939E-3,1.9236596896687168E-3,2.8233555757729988E-3,2.4537564886442319E-3,5.8775263205227454E-6,1.0027099896817401E-4,1.3151291984665739E-2,null,4.8871312144654309E-3,1.5570112579931876E-3,2.8526051122033848E-3,9.2969023347501054E-4,8.5243619305500948E-7,4.0206642340484467E-5,1.0267496896670553E-2]
[2004,12,26,18,6.1218120094212944E-3,1.8996163236334525E-3,2.8527135669065649E-3,2.5160626921758096E-3,1.4094786666402542E-5,2.4045801961764481E-4,1.364475739842117E-2,null,5.1191300055823544E-3,1.5375505437109204E-3,2.8822672476815575E-3,9.5329708654958735E-4,2.0442113965322214E-6,9.64188019682188E-5,1.059070789688917E-2]
[2004,12,26,19,6.755430558817682E-3,1.8625761542047905E-3,2.7590610232330975E-3,2.5235628654091719E-3,1.4094786666402542E-5,2.4045801961764481E-4,1.4155183407948789E-2,null,5.6489691648569026E-3,1.5075702092951519E-3,2.7876444778306008E-3,9.5613878573069897E-4,2.0442113965322214E-6,9.64188019682188E-5,1.0998785651078105E-2]
[2004,12,26,20,6.4281666273809665E-3,1.915023737583111E-3,2.6387274404766122E-3,2.5430780654274315E-3,1.4094786666402542E-5,2.4045801961764481E-4,1.3779548677152169E-2,null,5.3753072803390039E-3,1.5500213134135965E-3,2.666064257370088E-3,9.6353279200037242E-4,2.0442113965322214E-6,9.64188019682188E-5,1.0653388656487812E-2]
[2004,12,26,21,6.1750241771261049E-3,2.0660910622666714E-3,2.5004865783941404E-3,2.5017142979806904E-3,1.4094786666402542E-5,2.4045801961764481E-4,1.3497868922051657E-2,null,5.1636266356553714E-3,1.6722952928032268E-3,2.5263912408801637E-3,9.4786070278005433E-4,2.0442113965322214E-6,9.64188019682188E-5,1.0408636885483567E-2]
[2004,12,26,22,6.4472147633285425E-3,1.9032461195982958E-3,2.4253125621246496E-3,2.5236444825409202E-3,1.4094786666402542E-5,2.4045801961764481E-4,1.3553970733876456E-2,null,5.3912355519242115E-3,1.5404885026502444E-3,2.450438433180234E-3,9.5616970919462944E-4,2.0442113965322214E-6,9.64188019682188E-5,1.043679521031407E-2]
[2004,12,26,23,6.115053664660336E-3,1.9278945047302826E-3,2.4001184608428675E-3,2.4994514641269471E-3,1.4094786666402542E-5,2.4045801961764481E-4,1.3197070900644481E-2,null,5.1134785995279623E-3,1.5604389197369924E-3,2.4249833248224766E-3,9.470033501684412E-4,2.0442113965322214E-6,9.64188019682188E-5,1.0144367207620623E-2]
[2004,12,26,24,5.2352687615647795E-3,2.1200273053117356E-3,2.3738464463519213E-3,2.5171227579826681E-3,1.4094786666402542E-5,2.4045801961764481E-4,1.2500818077495153E-2,null,4.377792288193392E-3,1.7159513189111942E-3,2.3984391362378574E-3,9.5369872902390711E-4,2.0442113965322214E-6,9.64188019682188E-5,9.5443444857311009E-3]
[2004,12,27,1,3.7984542950980733E-3,2.1673060632476891E-3,2.2815077622678321E-3,2.5027976272265148E-3,1.4094786666402542E-5,2.4045801961764481E-4,1.1004618554124157E-2,null,3.1763114135071042E-3,1.7542187727470084E-3,2.3051438373627628E-3,9.4827115941018122E-4,2.0442113965322214E-6,9.64188019682188E-5,8.2824081963918071E-3]
[2004,12,27,2,3.6260882307548852E-3,2.2687338332647365E-3,2.2790955987749897E-3,2.5260117510216332E-3,1.4094786666402542E-5,2.4045801961764481E-4,1.0954482220100294E-2,null,3.0321769169617315E-3,1.8363144680707919E-3,2.3027066842212325E-3,9.5706663046481958E-4,2.0442113965322214E-6,9.64188019682188E-5,8.2267277130833247E-3]
[2004,12,27,3,3.2282168441860638E-3,2.361864417050209E-3,2.274749443323659E-3,2.5037433640144558E-3,1.4094786666402542E-5,2.4045801961764481E-4,1.0623126874858436E-2,null,2.6994722618346872E-3,1.9116944160918635E-3,2.2983155032572471E-3,9.486294843944475E-4,2.0442113965322214E-6,9.64188019682188E-5,7.9565746789429948E-3]
[2004,12,27,4,3.3141778781014377E-3,2.2571197446896729E-3,2.2872138218568683E-3,2.4947017743435166E-3,1.4094786666402542E-5,2.4045801961764481E-4,1.0607766025275543E-2,null,2.7713538725979477E-3,1.8269140181056433E-3,2.3109090108654894E-3,9.4520376645908493E-4,2.0442113965322214E-6,9.64188019682188E-5,7.9528436813929154E-3]
[2004,12,27,5,3.4739961514432855E-3,2.3036537147310505E-3,2.3587320650633658E-3,2.4425452396468245E-3,1.4094786666402542E-5,2.4045801961764481E-4,1.0833479977168575E-2,null,2.9049957611834735E-3,1.8645786401916943E-3,2.3831681722468199E-3,9.2544246530967594E-4,2.0442113965322214E-6,9.64188019682188E-5,8.1766480522964136E-3]
[2004,12,27,6,3.6546416928936801E-3,2.2656082094284651E-3,2.4361511599365871E-3,2.3726588808772047E-3,1.4094786666402542E-5,2.4045801961764481E-4,1.0983612749419985E-2,null,3.0560536522441961E-3,1.8337845863419895E-3,2.4613893172250058E-3,8.9896360911431424E-4,2.0442113965322214E-6,9.64188019682188E-5,8.3486541782902563E-3]
[2004,12,27,7,3.7975203780875517E-3,2.1638222929449987E-3,2.6534957350580696E-3,2.3547481148277019E-3,1.4094786666402542E-5,2.4045801961764481E-4,1.1224139327202369E-2,null,3.1755304613014616E-3,1.7513990070625253E-3,2.6809855492481247E-3,8.9217749796296727E-4,2.0442113965322214E-6,9.64188019682188E-5,8.5985555289398285E-3]
[2004,12,27,8,3.9462737762930309E-3,2.2282931279844461E-3,3.1714150333723465E-3,2.361686360834002E-3,1.4094786666402542E-5,2.4045801961764481E-4,1.1962221104767874E-2,null,3.2999197733244545E-3,1.8035817379830493E-3,3.2042704131022277E-3,8.9480629164292546E-4,2.0442113965322214E-6,9.64188019682188E-5,9.3010412294174064E-3]
[2004,12,27,9,4.7875718833273488E-3,2.2531029800719241E-3,3.3489271258817796E-3,2.3499171052083537E-3,5.8775263205227454E-6,1.0027099896817401E-4,1.2845667619778102E-2,null,4.0034229806642256E-3,1.8236628465163375E-3,3.383621504022361E-3,8.9034710343045473E-4,8.5243619305500948E-7,4.0206642340484467E-5,1.0142113513166918E-2]
[2004,12,27,10,5.919850977110697E-3,2.2798802034539123E-3,3.3346907684926115E-3,2.4143595129396543E-3,0,0,1.3948781461996875E-2,null,4.950247854534841E-3,1.8453363465056906E-3,3.3692376601254137E-3,9.1476333110694565E-4,0,0,1.1079585192272891E-2]
[2004,12,27,11,5.4379272512903986E-3,2.3699168539576538E-3,3.2871511732219666E-3,2.3716187803786656E-3,0,0,1.3466614058848685E-2,null,4.5472576611979591E-3,1.9182120631510116E-3,3.321205561843215E-3,8.9856953118531058E-4,0,0,1.0685244817377497E-2]
[2004,12,27,12,5.1715587942045768E-3,2.4180785099449905E-3,3.2938165065979678E-3,2.3912024050060793E-3,0,0,1.3274656215753614E-2,null,4.3245172766336829E-3,1.9571941351768556E-3,3.327939947064147E-3,9.0598946247694699E-4,0,0,1.0515640821351632E-2]
[2004,12,27,13,4.1749837457106887E-3,2.4607012378860186E-3,3.2857081104289802E-3,2.3653842440754533E-3,0,0,1.228677733810114E-2,null,3.4911696949522231E-3,1.9916929956598083E-3,3.3197475491381109E-3,8.9620736218518115E-4,0,0,9.698817601935323E-3]
[2004,12,27,14,4.5577980519613702E-3,2.4390891489832391E-3,3.3321800130543919E-3,2.3464509087160633E-3,0,0,1.2675518122715064E-2,null,3.8112834453709176E-3,1.9742001584853847E-3,3.3667008936408742E-3,8.890338153999997E-4,0,0,1.0041218312897176E-2]
[2004,12,27,15,4.9322736368838747E-3,2.4116863698807316E-3,3.2784435950438139E-3,2.3252808551288014E-3,0,0,1.2947684456937222E-2,null,4.1244242605714835E-3,1.9520203333364507E-3,3.3124077744730897E-3,8.810128108083441E-4,0,0,1.0269865179189368E-2]
[2004,12,27,16,5.0705663469446955E-3,2.3775213586695811E-3,3.1960384042533803E-3,2.3425899398590304E-3,0,0,1.2986716049726687E-2,null,4.2400662241822819E-3,1.9243671536337632E-3,3.2291488783786695E-3,8.8757095425027002E-4,0,0,1.0281153210444986E-2]
[2004,12,27,17,4.7649509462523165E-3,2.3987170881314907E-3,3.0698595189587166E-3,2.3729717388143684E-3,5.8775263205227454E-6,1.0027099896817401E-4,1.2712647817445589E-2,null,3.9845070914541394E-3,1.9415229892375413E-3,3.1016627989304104E-3,8.9908214612888454E-4,8.5243619305500948E-7,4.0206642340484467E-5,9.9678341042845134E-3]
[2004,12,27,18,5.2070019525142291E-3,2.4135466920217515E-3,2.9901038553004754E-3,2.4139198767005559E-3,1.4094786666402542E-5,2.4045801961764481E-4,1.327912518282106E-2,null,4.3541552555386729E-3,1.9535260791461789E-3,3.0210808786682473E-3,9.1459675976228981E-4,2.0442113965322214E-6,9.64188019682188E-5,1.034182198648014E-2]
[2004,12,27,19,5.6500022607363157E-3,2.2928593442424505E-3,2.9628299893203437E-3,2.3958955248717132E-3,1.4094786666402542E-5,2.4045801961764481E-4,1.3556139925454871E-2,null,4.7245972369016863E-3,1.8558416705166713E-3,2.993524459564652E-3,9.0776761272282492E-4,2.0442113965322214E-6,9.64188019682188E-5,1.0580193993070584E-2]
[2004,12,27,20,6.2208207549273985E-3,2.3338832675366765E-3,2.8420332039981195E-3,2.3800510240571168E-3,1.4094786666402542E-5,2.4045801961764481E-4,1.403134105680336E-2,null,5.2019222636842614E-3,1.8890464575999622E-3,2.871476237829928E-3,9.0176437738558241E-4,2.0442113965322214E-6,9.64188019682188E-5,1.0962672349864484E-2]
[2004,12,27,21,5.9762905329641333E-3,2.3073934573134159E-3,2.8660853175368345E-3,2.5495028713840148E-3,1.4094786666402542E-5,2.4045801961764481E-4,1.3953824985482446E-2,null,4.9974432639048813E-3,1.8676055899864068E-3,2.8957775276244485E-3,9.6596705121780103E-4,2.0442113965322214E-6,9.64188019682188E-5,1.0825256446098287E-2]
[2004,12,27,22,5.3218768719344445E-3,2.2807036234282403E-3,2.70214014650773E-3,2.6032219770099263E-3,1.4094786666402542E-5,2.4045801961764481E-4,1.316249542516439E-2,null,4.4502149917716501E-3,1.8460028231059805E-3,2.7301339094377313E-3,9.8632038622987334E-4,2.0442113965322214E-6,9.64188019682188E-5,1.0111135123909985E-2]
[2004,12,27,23,4.920533896942492E-3,2.2102817158306865E-3,2.5903466998788349E-3,2.7657568814700817E-3,1.4094786666402542E-5,2.4045801961764481E-4,1.2741472000406144E-2,null,4.1146073542536838E-3,1.7890032906379325E-3,2.6171822996224814E-3,1.0479023378109332E-3,2.0442113965322214E-6,9.64188019682188E-5,9.667158295689782E-3]
[2004,12,27,24,4.4566057921059674E-3,2.2278341403347592E-3,2.4744712645755037E-3,3.5799550846188476E-3,1.4094786666402542E-5,2.4045801961764481E-4,1.2993419087919126E-2,null,3.7266653073161609E-3,1.8032102331156964E-3,2.5001064123479654E-3,1.3563893947309731E-3,2.0442113965322214E-6,9.64188019682188E-5,9.4848343608755457E-3]
[2004,12,28,1,4.316417546843151E-3,2.0749644864221412E-3,2.4818027465532159E-3,3.3258509223437565E-3,1.4094786666402542E-5,2.4045801961764481E-4,1.2453588508446313E-2,null,3.6094382752461804E-3,1.6794774474125978E-3,2.5075138473692957E-3,1.2601132731819152E-3,2.0442113965322214E-6,9.64188019682188E-5,9.155005856574739E-3]
[2004,12,28,2,4.0727004193776822E-3,2.0983044538070541E-3,2.4555328833384543E-3,3.3666071554495033E-3,1.4094786666402542E-5,2.4045801961764481E-4,1.2247697718256742E-2,null,3.4056391944898997E-3,1.698368830423156E-3,2.4809718323477569E-3,1.2755551770737637E-3,2.0442113965322214E-6,9.64188019682188E-5,8.9589980476993264E-3]
[2004,12,28,3,3.6093297745005311E-3,2.1902358781178567E-3,2.4438454040578953E-3,3.697274552575514E-3,1.4094786666402542E-5,2.4045801961764481E-4,1.2195238415535844E-2,null,3.0181633020178429E-3,1.7727781780764922E-3,2.4691632725508329E-3,1.4008399194919128E-3,2.0442113965322214E-6,9.64188019682188E-5,8.759407685501831E-3]
[2004,12,28,4,3.8187354273652328E-3,2.1418167015407599E-3,2.4293692985397921E-3,3.216929648347135E-3,1.4094786666402542E-5,2.4045801961764481E-4,1.1861403882076968E-2,null,3.1932707308752659E-3,1.7335876687373465E-3,2.4545371967706221E-3,1.2188446937116413E-3,2.0442113965322214E-6,9.64188019682188E-5,8.6987033034596258E-3]
[2004,12,28,5,4.0194397584130941E-3,2.1471288191970278E-3,2.4537693773576397E-3,3.8071598656648142E-3,1.4094786666402542E-5,2.4045801961764481E-4,1.2682050626916623E-2,null,3.3611020137921952E-3,1.737887299820232E-3,2.4791900567119E-3,1.4424737584055338E-3,2.0442113965322214E-6,9.64188019682188E-5,9.1191161420946121E-3]
[2004,12,28,6,4.2388419647722674E-3,2.0290643247960339E-3,2.5324909373817084E-3,3.50296858341067E-3,1.4094786666402542E-5,2.4045801961764481E-4,1.255791861664473E-2,null,3.5445686762992641E-3,1.6423258302220001E-3,2.5587271601827592E-3,1.3272204048112761E-3,2.0442113965322214E-6,9.64188019682188E-5,9.1713050848800486E-3]
[2004,12,28,7,4.3576016102434816E-3,1.9797572937393813E-3,2.7494396253296811E-3,3.6725101584862783E-3,1.4094786666402542E-5,2.4045801961764481E-4,1.301386149408287E-2,null,3.6438768653858289E-3,1.6024166909570146E-3,2.7779234037011709E-3,1.3914570750942564E-3,2.0442113965322214E-6,9.64188019682188E-5,9.5141370485030199E-3]
[2004,12,28,8,4.5188335044252879E-3,2.0869162832612442E-3,3.2700872840500284E-3,3.1643693387812455E-3,1.4094786666402542E-5,2.4045801961764481E-4,1.3294759216801854E-2,null,3.7787008400673038E-3,1.6891512386406791E-3,3.3039648933621945E-3,1.1989304085338038E-3,2.0442113965322214E-6,9.64188019682188E-5,1.0069210393968731E-2]
[2004,12,28,9,5.5780229714253353E-3,2.101446254937508E-3,3.4357222552484261E-3,3.7085815309912682E-3,5.8775263205227454E-6,1.0027099896817401E-4,1.4929921537891232E-2,null,4.6644073226858847E-3,1.7009118060631637E-3,3.4713158177921959E-3,1.4051239580474453E-3,8.5243619305500948E-7,4.0206642340484467E-5,1.1282817983122228E-2]
[2004,12,28,10,6.6726128001797103E-3,2.0750389009759397E-3,3.4076365706343717E-3,3.5652932657714133E-3,0,0,1.5720581537561434E-2,null,5.5797159972349204E-3,1.6795376785951946E-3,3.4429391697365047E-3,1.3508342592272985E-3,0,0,1.2053027104793917E-2]
[2004,12,28,11,6.0841600225504909E-3,2.1443746295661823E-3,3.3754821935957566E-3,3.3468449950886715E-3,0,0,1.49508618408011E-2,null,5.0876449786877859E-3,1.7356580571506967E-3,3.4104516782185595E-3,1.2680676013649029E-3,0,0,1.1501822315421946E-2]
[2004,12,28,12,5.7443163242340695E-3,2.2228544542335794E-3,3.3436055777893289E-3,3.6455209008605279E-3,0,0,1.4956297257117505E-2,null,4.8034637476107259E-3,1.7991796723244868E-3,3.3782448254971262E-3,1.3812312644486105E-3,0,0,1.1362119509880949E-2]
[2004,12,28,13,4.7420781782640531E-3,2.2067398984560167E-3,3.3360128598415679E-3,3.0359187803562782E-3,0,0,1.3320749716917917E-2,null,3.9653806183217984E-3,1.7861365416200403E-3,3.3705734481406374E-3,1.150262486429567E-3,0,0,1.0272353094512044E-2]
[2004,12,28,14,5.44497177075947E-3,2.2069810735852844E-3,3.3851439153803958E-3,3.6684802509919425E-3,0,0,1.4705577010717093E-2,null,4.5531483698530986E-3,1.7863317489082288E-3,3.4202134939785183E-3,1.389930205718004E-3,0,0,1.1149623818457849E-2]
[2004,12,28,15,5.7113091731210265E-3,2.140068798477389E-3,3.3484675872812414E-3,3.1692543913038294E-3,0,0,1.4369099950183487E-2,null,4.7758627860977733E-3,1.7321729149936539E-3,3.3831572046714759E-3,1.2007812790832152E-3,0,0,1.1091974184846117E-2]
[2004,12,28,16,5.6067884545513962E-3,2.1717903840328496E-3,3.2960423144417525E-3,3.6606868878339047E-3,0,0,1.4735308040859903E-2,null,4.6884613523700816E-3,1.7578483845668361E-3,3.3301888139403014E-3,1.3869774214268639E-3,0,0,1.1163475972304082E-2]
[2004,12,28,17,5.283888176746904E-3,2.2619389865696812E-3,3.1714023800852361E-3,3.2324502076492992E-3,5.8775263205227454E-6,1.0027099896817401E-4,{"$f":"SUM(E8707:J8707)","v":1.4055828276339817E-2},null,4.4184484054883445E-3,1.8308147152520586E-3,3.204257628728978E-3,1.2247251926397417E-3,8.5243619305500948E-7,4.0206642340484467E-5,{"$f":"SUM(M8707:R8707)","v":1.0719305020642663E-2}]
[2004,12,28,18,5.9767926695352526E-3,2.1995788252802484E-3,3.0881506209192093E-3,2.5086210491596559E-3,1.4094786666402542E-5,2.4045801961764481E-4,1.4027695971178415E-2,null,{"$f":"E8708*V$5","v":4.997863156313234E-3},{"$f":"F8708*W$5","v":1.7803403648774146E-3},{"$f":"G8708*X$5","v":3.1201433939387273E-3},{"$f":"H8708*Y$5","v":9.504775635589632E-4},{"$f":"I8708*Z$5","v":2.0442113965322214E-6},{"$f":"J8708*AA$5","v":9.64188019682188E-5},1.0947287492053089E-2]
[2004,12,28,19,6.1791542175389817E-3,2.18809527486716E-3,3.0942884538942704E-3,2.5883542897433697E-3,1.4094786666402542E-5,2.4045801961764481E-4,1.4304445042327829E-2,null,5.167080223215605E-3,1.771045572575565E-3,3.1263448139344061E-3,9.8068725037876226E-4,2.0442113965322214E-6,9.64188019682188E-5,1.1143620873469089E-2]
[2004,12,28,20,7.2886134316096883E-3,2.0687641018744926E-3,3.0229151143785077E-3,3.6809355086076011E-3,1.4094786666402542E-5,2.4045801961764481E-4,1.6315780962754333E-2,null,6.0948228497416457E-3,1.6744588525975043E-3,3.0542320574241145E-3,1.3946493094327704E-3,2.0442113965322214E-6,9.64188019682188E-5,1.2316626082560785E-2]
[2004,12,28,21,6.3879154732207309E-3,2.1507842850988414E-3,2.9927641929600049E-3,3.792442814730821E-3,1.4094786666402542E-5,2.4045801961764481E-4,1.5578459572294447E-2,null,5.3416487996957107E-3,1.7408460360212876E-3,3.0237687770232691E-3,1.436897696321864E-3,2.0442113965322214E-6,9.64188019682188E-5,1.1641624322426882E-2]
[2004,12,28,22,6.05642141352893E-3,2.0706364956799769E-3,2.8169716947707753E-3,3.3781597563765919E-3,1.4094786666402542E-5,2.4045801961764481E-4,1.4576742166640322E-2,null,5.0644496330063335E-3,1.6759743692193855E-3,2.8461550951602234E-3,1.2799322781850003E-3,2.0442113965322214E-6,9.64188019682188E-5,1.0964974388935693E-2]
[2004,12,28,23,5.7626606024919263E-3,2.0320036282719302E-3,2.6121937659119901E-3,3.7410528586204798E-3,1.4094786666402542E-5,2.4045801961764481E-4,1.4402463661580375E-2,null,4.818803445255153E-3,1.6447049041440707E-3,2.639255697953034E-3,1.4174268398959716E-3,2.0442113965322214E-6,9.64188019682188E-5,1.0618653900612979E-2]
[2004,12,28,24,5.1676966616586986E-3,2.0695022539820064E-3,2.5263355738214359E-3,3.2061454376578927E-3,1.4094786666402542E-5,2.4045801961764481E-4,1.3224232733404083E-2,null,4.3212877167303869E-3,1.6750563133374069E-3,2.5525080279876597E-3,1.2147587237305432E-3,2.0442113965322214E-6,9.64188019682188E-5,9.8620737951507463E-3]
[2004,12,29,1,4.7540795589756431E-3,2.0749644864221412E-3,2.5397663000150412E-3,4.0316430753206027E-3,1.4094786666402542E-5,2.4045801961764481E-4,1.3655006227017475E-2,null,3.9754163116777147E-3,1.6794774474125978E-3,2.5660778944717961E-3,1.5275269609388554E-3,2.0442113965322214E-6,9.64188019682188E-5,9.8469616278657138E-3]
[2004,12,29,2,4.4964452618296447E-3,2.0983044538070541E-3,2.5125007619887546E-3,3.564656289797389E-3,1.4094786666402542E-5,2.4045801961764481E-4,1.2926459573706891E-2,null,3.7599795326721673E-3,1.698368830423156E-3,2.5385298895983874E-3,1.3505929189212211E-3,2.0442113965322214E-6,9.64188019682188E-5,9.4459341849796822E-3]
[2004,12,29,3,3.9910311230638004E-3,2.1902358781178567E-3,2.5034319314204243E-3,3.8111374211360054E-3,1.4094786666402542E-5,2.4045801961764481E-4,1.2750389160022135E-2,null,3.337346384346141E-3,1.7727781780764922E-3,2.5293671073179998E-3,1.4439807924130994E-3,2.0442113965322214E-6,9.64188019682188E-5,9.1819354755184827E-3]
[2004,12,29,4,4.2361131834284128E-3,2.1418167015407599E-3,2.4882189395660928E-3,3.3246535334983348E-3,1.4094786666402542E-5,2.4045801961764481E-4,1.2445355164317648E-2,null,3.542286837779149E-3,1.7335876687373465E-3,2.5139965111706502E-3,1.2596596011405321E-3,2.0442113965322214E-6,9.64188019682188E-5,9.147993632192427E-3]
[2004,12,29,5,4.4673233187859929E-3,2.1471288191970278E-3,2.5145741762101674E-3,2.5857539966822572E-3,1.4094786666402542E-5,2.4045801961764481E-4,1.1969333117159493E-2,null,3.735627427082157E-3,1.737887299820232E-3,2.5406247840773083E-3,9.7970203971328804E-4,2.0442113965322214E-6,9.64188019682188E-5,9.092304564057737E-3]
[2004,12,29,6,4.7147589183016564E-3,2.0290643247960339E-3,2.5823440887698767E-3,2.5834410405240994E-3,1.4094786666402542E-5,2.4045801961764481E-4,1.2164161178675716E-2,null,3.9425359371737028E-3,1.6423258302220001E-3,2.6090967826736854E-3,9.7882569653879345E-4,2.0442113965322214E-6,9.64188019682188E-5,9.2712472599729302E-3]
[2004,12,29,7,4.8426769696526539E-3,1.9797572937393813E-3,2.8105955907839438E-3,2.5542765678459901E-3,1.4094786666402542E-5,2.4045801961764481E-4,1.2441859228306018E-2,null,4.0495024911807115E-3,1.6024166909570146E-3,2.8397129357011566E-3,9.6777573068490043E-4,2.0442113965322214E-6,9.64188019682188E-5,9.5578708618885341E-3]
[2004,12,29,8,5.0129079382968365E-3,2.0869162832612442E-3,3.3443856371681499E-3,2.7869060778615328E-3,1.4094786666402542E-5,2.4045801961764481E-4,1.3485668742871812E-2,null,4.191851596008607E-3,1.6891512386406791E-3,3.3790329661730445E-3,1.0559154399349508E-3,2.0442113965322214E-6,9.64188019682188E-5,1.0414414254122031E-2]
[2004,12,29,9,6.1999687811463821E-3,2.101446254937508E-3,3.5082041656041875E-3,3.8821019993693058E-3,5.8775263205227454E-6,1.0027099896817401E-4,1.5797869726346083E-2,null,5.1844856020400064E-3,1.7009118060631637E-3,3.5445486297685986E-3,1.4708681692214745E-3,8.5243619305500948E-7,4.0206642340484467E-5,1.1941873285626781E-2]
[2004,12,29,10,6.9012749335930004E-3,2.0750389009759397E-3,3.491733757419963E-3,3.9787286951226937E-3,0,0,1.6446776287111595E-2,null,5.7709259178425776E-3,1.6795376785951946E-3,3.5279075906484974E-3,1.5074785238962862E-3,0,0,1.2485849710982558E-2]
[2004,12,29,11,6.6068974198098358E-3,2.1443746295661823E-3,3.456593781984285E-3,3.6157956901386791E-3,0,0,1.5823661521498982E-2,null,5.524764036122432E-3,1.7356580571506967E-3,3.4924035703859865E-3,1.3699688436566602E-3,0,0,1.2122794507315775E-2]
[2004,12,29,12,6.4245093956748107E-3,2.2228544542335794E-3,3.4201153261747977E-3,3.8192164581934188E-3,0,0,1.5886695634276606E-2,null,5.3722490608877141E-3,1.7991796723244868E-3,3.4555472032955828E-3,1.4470418141089849E-3,0,0,1.2074017750616768E-2]
[2004,12,29,13,5.2493782818278864E-3,2.2067398984560167E-3,3.4110425568118978E-3,3.1911440506557608E-3,0,0,1.4058304787751563E-2,null,4.3895908322244869E-3,1.7861365416200403E-3,3.4463804414153103E-3,1.2090749311256107E-3,0,0,1.0831182746385448E-2]
[2004,12,29,14,6.0390175445288602E-3,2.2069810735852844E-3,3.4694398018613954E-3,3.8650419839289748E-3,0,0,1.5580480403904513E-2,null,5.0498963164597992E-3,1.7863317489082288E-3,3.5053826730846891E-3,1.4644043942661316E-3,0,0,1.1806015132718848E-2]
[2004,12,29,15,6.3691044535579772E-3,2.140068798477389E-3,3.4256512945843817E-3,3.426739509636473E-3,0,0,1.5361564056256221E-2,null,5.3259188074902975E-3,1.7321729149936539E-3,3.4611405234999822E-3,1.2983383923855548E-3,0,0,1.1817570638369489E-2]
[2004,12,29,16,6.237281564198123E-3,2.1717903840328496E-3,3.3679852803853686E-3,3.8492750588759012E-3,0,0,1.5626332287492242E-2,null,5.2156869827779308E-3,1.7578483845668361E-3,3.4028770981220221E-3,1.4584305511803925E-3,0,0,1.1834843016647181E-2]
[2004,12,29,17,5.7854327908819711E-3,2.2619389865696812E-3,3.2407280975752539E-3,3.2929516645188867E-3,4.6935642405449312E-6,8.0072525320291826E-5,1.4665817629106629E-2,null,4.8378458125641864E-3,1.8308147152520586E-3,3.27430155015926E-3,1.2476482552268298E-3,6.8072243574630269E-7,3.210746297515408E-5,1.1223398518613236E-2]
[2004,12,29,18,6.5147581706960335E-3,2.1995788252802484E-3,3.1637694289718445E-3,2.6267231404121694E-3,1.4094786666402542E-5,2.4045801961764481E-4,1.4759382371644343E-2,null,5.4477161303545969E-3,1.7803403648774146E-3,3.1965456013973519E-3,9.9522461213471776E-4,2.0442113965322214E-6,9.64188019682188E-5,1.1518289722128832E-2]
[2004,12,29,19,6.7643073014595732E-3,2.18809527486716E-3,3.1732929565189117E-3,2.6701931037104534E-3,1.4094786666402542E-5,2.4045801961764481E-4,1.5050441442840146E-2,null,5.6563919997201758E-3,1.771045572575565E-3,3.2061677912483544E-3,1.0116947062597714E-3,2.0442113965322214E-6,9.64188019682188E-5,1.1743763083168617E-2]
[2004,12,29,20,7.7136156722716325E-3,2.0687641018744926E-3,3.1219866268084487E-3,4.0752506589532816E-3,1.4094786666402542E-5,2.4045801961764481E-4,1.72341698661919E-2,null,6.4502146388498447E-3,1.6744588525975043E-3,3.1543299357276629E-3,1.5440491972717469E-3,2.0442113965322214E-6,9.64188019682188E-5,1.2921515637811508E-2]
[2004,12,29,21,7.031687182996715E-3,2.1507842850988414E-3,3.0721546935083546E-3,4.0927112997800772E-3,1.4094786666402542E-5,2.4045801961764481E-4,1.6601890267668035E-2,null,5.8799781491085217E-3,1.7408460360212876E-3,3.1039817511409919E-3,1.5506647629654137E-3,2.0442113965322214E-6,9.64188019682188E-5,1.2373933712600965E-2]
[2004,12,29,22,6.609433643463461E-3,2.0706364956799769E-3,2.8981018570798499E-3,3.6693832049763432E-3,1.4094786666402542E-5,2.4045801961764481E-4,1.5502108007483679E-2,null,5.5268848556749043E-3,1.6759743692193855E-3,2.9281257536712024E-3,1.3902723209623079E-3,2.0442113965322214E-6,9.64188019682188E-5,1.161972031289255E-2]
[2004,12,29,23,6.293607697925886E-3,2.0320036282719302E-3,2.7466299488589051E-3,3.9835322512849344E-3,1.4094786666402542E-5,2.4045801961764481E-4,1.5310326332625704E-2,null,5.2627875472546718E-3,1.6447049041440707E-3,2.7750846194074218E-3,1.5092985167401774E-3,2.0442113965322214E-6,9.64188019682188E-5,1.1290338600911092E-2]
[2004,12,29,24,5.6342958778908938E-3,2.0695022539820064E-3,2.6598727195474461E-3,3.4432611585845404E-3,1.4094786666402542E-5,2.4045801961764481E-4,1.4061484816288935E-2,null,4.7114633779103575E-3,1.6750563133374069E-3,2.6874285983316099E-3,1.3045981886363261E-3,2.0442113965322214E-6,9.64188019682188E-5,1.0477009491580451E-2]
[2004,12,30,1,4.507019984904154E-3,2.0749644864221412E-3,2.5852566538340969E-3,3.9879159599919686E-3,1.4094786666402542E-5,2.4045801961764481E-4,1.340970989143641E-2,null,3.768822238411601E-3,1.6794774474125978E-3,2.6120395214711341E-3,1.510959435902364E-3,2.0442113965322214E-6,9.64188019682188E-5,9.6697616565624474E-3]
[2004,12,30,2,4.2572419623346375E-3,2.0983044538070541E-3,2.5627997568958812E-3,3.7681721926788145E-3,1.4094786666402542E-5,2.4045801961764481E-4,1.2941071172000435E-2,null,3.5599549670705605E-3,1.698368830423156E-3,2.5893499744796466E-3,1.4277019344821956E-3,2.0442113965322214E-6,9.64188019682188E-5,9.3738387198203099E-3]
[2004,12,30,3,3.7755612324788675E-3,2.1902358781178567E-3,2.4775915299400809E-3,4.1349186269830302E-3,1.4094786666402542E-5,2.4045801961764481E-4,1.2832860073803885E-2,null,3.1571679697696459E-3,1.7727781780764922E-3,2.503259003189446E-3,1.5666564638792035E-3,2.0442113965322214E-6,9.64188019682188E-5,9.0983246282795374E-3]
[2004,12,30,4,4.0005038671504026E-3,2.1418167015407599E-3,2.4594835580808772E-3,3.377507804104988E-3,1.4094786666402542E-5,2.4045801961764481E-4,1.2233864737161076E-2,null,3.3452676025106814E-3,1.7335876687373465E-3,2.4849634354825491E-3,1.2796852635923105E-3,2.0442113965322214E-6,9.64188019682188E-5,8.9419669836876374E-3]
[2004,12,30,5,4.2144935414753348E-3,2.1471288191970278E-3,2.4835028709914056E-3,2.6772835004049817E-3,1.4094786666402542E-5,2.4045801961764481E-4,1.1776961538352799E-2,null,3.5242082431307629E-3,1.737887299820232E-3,2.5092315848393395E-3,1.0143811474730186E-3,2.0442113965322214E-6,9.64188019682188E-5,8.8841712886281021E-3]
[2004,12,30,6,4.446104446088465E-3,2.0290643247960339E-3,2.5519628198222067E-3,2.6995010218681683E-3,1.4094786666402542E-5,2.4045801961764481E-4,1.1981185418858922E-2,null,3.7178839603204564E-3,1.6423258302220001E-3,2.5784007683781352E-3,1.0227990213785743E-3,2.0442113965322214E-6,9.64188019682188E-5,9.0598725936639167E-3]
[2004,12,30,7,4.5688526634918621E-3,1.9797572937393813E-3,2.7874638486159566E-3,2.6534441345557915E-3,1.4094786666402542E-5,2.4045801961764481E-4,1.224407074668704E-2,null,3.820527439387511E-3,1.6024166909570146E-3,2.8163415521854597E-3,1.0053487819123774E-3,2.0442113965322214E-6,9.64188019682188E-5,9.3430974778071149E-3]
[2004,12,30,8,4.7340034558673912E-3,2.0869162832612442E-3,3.2956608697482749E-3,2.7810128934880004E-3,1.4094786666402542E-5,2.4045801961764481E-4,1.3152146308648959E-2,null,3.958628442063546E-3,1.6891512386406791E-3,3.3298034175375337E-3,1.0536826038807228E-3,2.0442113965322214E-6,9.64188019682188E-5,1.0129728715487233E-2]
[2004,12,30,9,5.8488811272578625E-3,2.101446254937508E-3,3.4710026692083037E-3,3.9323369034940199E-3,5.8775263205227454E-6,1.0027099896817401E-4,1.5459815480186391E-2,null,4.890902045268858E-3,1.7009118060631637E-3,3.5069617315007604E-3,1.4899013943847851E-3,8.5243619305500948E-7,4.0206642340484467E-5,1.1629736055751107E-2]
[2004,12,30,10,6.9012749335930004E-3,2.0750389009759397E-3,3.4610812233992457E-3,3.8549197685511963E-3,0,0,1.6292314826519383E-2,null,5.7709259178425776E-3,1.6795376785951946E-3,3.4969375010148007E-3,1.4605692440295853E-3,0,0,1.2407970341482158E-2]
[2004,12,30,11,6.3957078216793448E-3,2.1443746295661823E-3,3.4209512777773339E-3,3.6219724673407726E-3,0,0,1.5583006196363635E-2,null,5.3481648516011037E-3,1.7356580571506967E-3,3.4563918152301942E-3,1.3723091286302154E-3,0,0,1.1912523852612211E-2]
[2004,12,30,12,6.0405414165346956E-3,2.2228544542335794E-3,3.3853182385654009E-3,3.9521356963408407E-3,0,0,1.5600849805674517E-2,null,5.0511705958557907E-3,1.7991796723244868E-3,3.4203896231253354E-3,1.4974028495737858E-3,0,0,1.17681427408794E-2]
[2004,12,30,13,4.9630081200224205E-3,2.2067398984560167E-3,3.3809812768549308E-3,3.3747718788854019E-3,0,0,1.3925501174218771E-2,null,4.1501247908390677E-3,1.7861365416200403E-3,3.4160077311479742E-3,1.2786486640079841E-3,0,0,1.0630917727615066E-2]
[2004,12,30,14,5.7036793961713714E-3,2.2069810735852844E-3,3.4361772762901022E-3,3.8711836430007428E-3,0,0,1.5218021389047501E-2,null,4.7694826783684328E-3,1.7863317489082288E-3,3.4717755527829933E-3,1.4667313735253942E-3,0,0,1.1494321353585048E-2]
[2004,12,30,15,5.9977802366407542E-3,2.140068798477389E-3,3.39668856638731E-3,3.5823306123644373E-3,0,0,1.5116868213869891E-2,null,5.0154132026636608E-3,1.7321729149936539E-3,3.4318777458225008E-3,1.3572894453083813E-3,0,0,1.1536753308788197E-2]
[2004,12,30,16,5.8813689589123502E-3,2.1717903840328496E-3,3.3298777814582967E-3,4.0121604664181054E-3,0,0,1.5395197590821603E-2,null,4.9180687458442521E-3,1.7578483845668361E-3,3.3643748112739025E-3,1.5201453029368942E-3,0,0,1.1560437244621885E-2]
[2004,12,30,17,5.5023114842402011E-3,2.2619389865696812E-3,3.1958777451312594E-3,3.2592798264380321E-3,4.6935642405449312E-6,8.0072525320291826E-5,1.4304174131940012E-2,null,4.6010965014420743E-3,1.8308147152520586E-3,3.2289865548523603E-3,1.2348905186087928E-3,6.8072243574630269E-7,3.210746297515408E-5,1.0928576475566186E-2]
[2004,12,30,18,6.2110773828061988E-3,2.1995788252802484E-3,3.1238942550358465E-3,2.7848464088879245E-3,1.4094786666402542E-5,2.4045801961764481E-4,1.4573949678294265E-2,null,5.1937747432271768E-3,1.7803403648774146E-3,3.1562573266947637E-3,1.0551350633418305E-3,2.0442113965322214E-6,9.64188019682188E-5,1.1283970511505936E-2]
[2004,12,30,19,6.4339891647800431E-3,2.18809527486716E-3,3.134025437143521E-3,2.6858878600799791E-3,1.4094786666402542E-5,2.4045801961764481E-4,1.4696550543154751E-2,null,5.3801761534540823E-3,1.771045572575565E-3,3.1664934663156482E-3,1.017641205751895E-3,2.0442113965322214E-6,9.64188019682188E-5,1.143381941146194E-2]
[2004,12,30,20,7.6079760480494574E-3,2.0687641018744926E-3,3.0840808396159743E-3,2.6412985575180532E-3,1.4094786666402542E-5,2.4045801961764481E-4,1.5656672353342026E-2,null,6.3618775632745201E-3,1.6744588525975043E-3,3.1160314503171807E-3,1.0007470113600997E-3,2.0442113965322214E-6,9.64188019682188E-5,1.2251577890914056E-2]
[2004,12,30,21,6.6682791761105732E-3,2.1507842850988414E-3,3.0398808079689851E-3,2.6233519300986503E-3,1.4094786666402542E-5,2.4045801961764481E-4,1.4736849005561098E-2,null,5.5760921706667259E-3,1.7408460360212876E-3,3.0713735130323129E-3,9.9394731289252571E-4,2.0442113965322214E-6,9.64188019682188E-5,1.1480722045977602E-2]
[2004,12,30,22,6.2972589934576894E-3,2.0706364956799769E-3,2.8644660210668102E-3,2.6085699013340675E-3,1.4094786666402542E-5,2.4045801961764481E-4,1.4095484217822592E-2,null,5.2658408028083111E-3,1.6759743692193855E-3,2.8941414554880867E-3,9.8834663171777225E-4,2.0442113965322214E-6,9.64188019682188E-5,1.0922766272598305E-2]
[2004,12,30,23,5.9938887548799304E-3,2.0320036282719302E-3,2.709774527371559E-3,2.5757032067484508E-3,1.4094786666402542E-5,2.4045801961764481E-4,1.3565922923555919E-2,null,5.0121591006073822E-3,1.6447049041440707E-3,2.7378473813317928E-3,9.7589395146842231E-4,2.0442113965322214E-6,9.64188019682188E-5,1.0469068350916417E-2]
[2004,12,30,24,5.3709011591740715E-3,2.0695022539820064E-3,2.6232520686458394E-3,2.5506402156565649E-3,1.4094786666402542E-5,2.4045801961764481E-4,1.2868848503742531E-2,null,4.4912096677637318E-3,1.6750563133374069E-3,2.650428563029454E-3,9.6639797330284991E-4,2.0442113965322214E-6,9.64188019682188E-5,9.8815555307981938E-3]
[2004,12,31,1,4.3429013952626435E-3,1.851465380359562E-3,2.3246412279171931E-3,2.4843984683412482E-3,1.4094786666402542E-5,2.4045801961764481E-4,1.1257959278164694E-2,null,3.6315843755999441E-3,1.4985771425614948E-3,2.3487241591876994E-3,9.4130000379675745E-4,2.0442113965322214E-6,9.64188019682188E-5,8.5186486945106454E-3]
[2004,12,31,2,4.1294610753387848E-3,1.8448980770873042E-3,2.2759301405164299E-3,2.4869250783631481E-3,1.4094786666402542E-5,2.4045801961764481E-4,1.0991767177589715E-2,null,3.4531031114837319E-3,1.4932615635199014E-3,2.2995084322942282E-3,9.4225729710276844E-4,2.0442113965322214E-6,9.64188019682188E-5,8.2865934177653797E-3]
[2004,12,31,3,3.6782203450802138E-3,1.919590111981653E-3,2.2808288318685267E-3,2.452561831214309E-3,1.4094786666402542E-5,2.4045801961764481E-4,1.058575392642875E-2,null,3.0757703939072066E-3,1.5537173394752364E-3,2.3044578733472814E-3,9.2923759632454852E-4,2.0442113965322214E-6,9.64188019682188E-5,7.9616462164190226E-3]
[2004,12,31,4,3.7906422146731103E-3,1.8793491316584985E-3,2.2763399436645983E-3,2.4649263205458486E-3,1.4094786666402542E-5,2.4045801961764481E-4,1.0665810416826103E-2,null,3.1697788615032358E-3,1.5211462668825451E-3,2.2999224809409852E-3,9.3392230934584333E-4,2.0442113965322214E-6,9.64188019682188E-5,8.0232329320373587E-3]
[2004,12,31,5,3.8334429658250062E-3,1.8941338207697994E-3,2.3161413246760212E-3,2.4431965973267657E-3,1.4094786666402542E-5,2.4045801961764481E-4,1.0741467514881642E-2,null,3.2055693446389382E-3,1.5331130027432882E-3,2.3401361982354689E-3,9.2568925462081688E-4,2.0442113965322214E-6,9.64188019682188E-5,8.1029708136032622E-3]
[2004,12,31,6,4.092205708544485E-3,1.9132753550371597E-3,2.3649916285178843E-3,2.454172266852702E-3,1.4094786666402542E-5,2.4045801961764481E-4,1.107919776523628E-2,null,3.4219497428843414E-3,1.5486061715764279E-3,2.3894925838312984E-3,9.2984776538231073E-4,2.0442113965322214E-6,9.64188019682188E-5,8.3883592770391292E-3]
[2004,12,31,7,4.1541400625723863E-3,1.9035765119959395E-3,2.5913288795812893E-3,2.4379047969766763E-3,1.4094786666402542E-5,2.4045801961764481E-4,1.134150305741034E-2,null,3.4737399660392924E-3,1.5407559224467132E-3,2.6181746545579933E-3,9.2368427363523592E-4,2.0442113965322214E-6,9.64188019682188E-5,8.6548178300439853E-3]
[2004,12,31,8,4.3710874557675947E-3,1.8453543357279992E-3,2.8201017379734837E-3,2.2217918261270573E-3,1.4094786666402542E-5,2.4045801961764481E-4,1.1512888161880182E-2,null,3.6551538853869157E-3,1.4936308595258083E-3,2.8493175651367582E-3,8.4180242461884334E-4,2.0442113965322214E-6,9.64188019682188E-5,8.9383677480330756E-3]
[2004,12,31,9,5.2055954242104432E-3,1.9026207781361281E-3,2.9213125684692423E-3,2.2949314707647996E-3,5.8775263205227454E-6,1.0027099896817401E-4,{"$f":"SUM(E8771:J8771)","v":1.2430608766869309E-2},null,4.3529791003035024E-3,1.5399823509114965E-3,2.9515769245174852E-3,8.6951390031507773E-4,8.5243619305500948E-7,4.0206642340484467E-5,{"$f":"SUM(M8771:R8771)","v":9.7551113545811009E-3}]
[2004,12,31,10,6.1717583790989851E-3,1.8433130988153169E-3,2.9444465091625245E-3,2.4005999048370436E-3,0,0,1.336011789191387E-2,null,{"$f":"E8772*V$5","v":5.1608957375737135E-3},{"$f":"F8772*W$5","v":1.4919786811959579E-3},{"$f":"G8772*X$5","v":2.9749505293348659E-3},{"$f":"H8772*Y$5","v":9.0955002924563962E-4},{"$f":"I8772*Z$5","v":0},{"$f":"J8772*AA$5","v":0},{"$f":"SUM(M8772:R8772)","v":1.0537374977350177E-2}]
[2004,12,31,11,5.756204915065604E-3,1.9305583721786835E-3,2.9071949027317428E-3,2.3659791804855135E-3,0,0,1.2959937370461545E-2,null,4.8134051247644407E-3,1.5625950555801654E-3,2.9373130018997529E-3,8.9643277435323102E-4,0,0,1.020974595659759E-2]
[2004,12,31,12,5.802977648803399E-3,2.0719723301362031E-3,2.896539909416746E-3,2.390935330707273E-3,0,0,1.3162425219063622E-2,null,4.8525170256774018E-3,1.6770555943957147E-3,2.9265476244667204E-3,9.0588827217205669E-4,0,0,1.0362008516711894E-2]
[2004,12,31,13,5.1258718242131679E-3,2.0273581631797492E-3,2.9455351866912029E-3,2.3927007692207971E-3,0,0,1.2491465943304917E-2,null,4.286313303923114E-3,1.6409448620295604E-3,2.9760504853979628E-3,9.0655716941243894E-4,0,0,9.8098658207630765E-3]
[2004,12,31,14,5.2995170581778845E-3,2.0446635419396563E-3,2.9778779952145682E-3,2.4271778994448072E-3,0,0,1.2749236494776916E-2,null,4.4315174569005559E-3,1.6549518455400646E-3,3.0087283605223195E-3,9.1962001871955109E-4,0,0,1.001481768168249E-2]
[2004,12,31,15,5.5642726459303408E-3,2.0302856514322026E-3,2.947824206599049E-3,2.4191591763795851E-3,0,0,1.2961541680341178E-2,null,4.6529091414742397E-3,1.6433143727029881E-3,2.978363219205595E-3,9.1658184905879687E-4,0,0,1.019116858244162E-2]
[2004,12,31,16,5.6307875561484172E-3,1.9543644348888911E-3,2.9053032683660526E-3,2.4505894837462548E-3,0,0,1.2941044743149615E-2,null,4.7085296786929512E-3,1.5818636964147969E-3,2.9354017704883461E-3,9.2849030449402041E-4,0,0,1.0154285450090115E-2]
[2004,12,31,17,5.5467958663737889E-3,1.9236596896687168E-3,2.8116929688236786E-3,2.4536061496074988E-3,4.6935642405449312E-6,8.0072525320291826E-5,1.2820520764034518E-2,null,4.6382948562771103E-3,1.5570112579931876E-3,2.8408216824112871E-3,9.2963327234834301E-4,6.8072243574630269E-7,3.210746297515408E-5,9.9985492544408285E-3]
[2004,12,31,18,6.0660541763012856E-3,1.8996163236334525E-3,2.7603289018115649E-3,2.5430531668613945E-3,1.4094786666402542E-5,2.4045801961764481E-4,1.3523605374891745E-2,null,5.0725046606466357E-3,1.5375505437109204E-3,2.788925491439239E-3,9.6352335832030711E-4,2.0442113965322214E-6,9.64188019682188E-5,1.0460967067481852E-2]
[2004,12,31,19,6.6749508834310313E-3,1.8625761542047905E-3,2.645241437125803E-3,2.5367644668835418E-3,1.4094786666402542E-5,2.4045801961764481E-4,1.3974085747929216E-2,null,5.5816711294913446E-3,1.5075702092951519E-3,2.6726457380386254E-3,9.6114066754486886E-4,2.0442113965322214E-6,9.64188019682188E-5,1.0821490757734743E-2]
[2004,12,31,20,7.1633392572975525E-3,1.915023737583111E-3,2.5845615646865024E-3,2.5177652618060711E-3,1.4094786666402542E-5,2.4045801961764481E-4,1.4435242627657285E-2,null,5.9900671362929361E-3,1.5500213134135965E-3,2.6113372313051769E-3,9.5394216374628177E-4,2.0442113965322214E-6,9.64188019682188E-5,1.1203830858122741E-2]
[2004,12,31,21,6.5578821833987009E-3,2.0660910622666714E-3,2.5153470220710163E-3,2.5122995616844498E-3,1.4094786666402542E-5,2.4045801961764481E-4,1.3906172635704886E-2,null,5.4837769285378144E-3,1.6722952928032268E-3,2.5414056365042998E-3,9.5187129483745119E-4,2.0442113965322214E-6,9.64188019682188E-5,1.0747812166047543E-2]
[2004,12,31,22,6.095497040837717E-3,1.9032461195982958E-3,2.4160548568788868E-3,2.5504341985895266E-3,1.4094786666402542E-5,2.4045801961764481E-4,1.3219785022188475E-2,null,5.0971251245006035E-3,1.5404885026502444E-3,2.4410848195093437E-3,9.6631991663502601E-4,2.0442113965322214E-6,9.64188019682188E-5,1.0143481376659968E-2]
[2004,12,31,23,5.7148020874935373E-3,1.9278945047302826E-3,2.3840187667486181E-3,2.5484435488167339E-3,1.4094786666402542E-5,2.4045801961764481E-4,1.282971171407322E-2,null,4.7787836014942164E-3,1.5604389197369924E-3,2.4087168403342119E-3,9.6556569034541683E-4,2.0442113965322214E-6,9.64188019682188E-5,9.8119680652755861E-3]
[2004,12,31,24,5.0667279800458266E-3,2.1200273053117356E-3,2.3571250591544121E-3,2.5664438939670318E-3,1.4094786666402542E-5,2.4045801961764481E-4,1.2364877044763054E-2,null,4.2368565373878831E-3,1.7159513189111942E-3,2.3815445179998806E-3,9.7238574162713859E-4,2.0442113965322214E-6,9.64188019682188E-5,9.4052011292908473E-3]
[]
["NCP",1,null,null,{"$f":"MAX(IF($B$3:$B$8786=$B8788,E$3:E$8786))","v":6.6620028077144754E-3},{"$f":"MAX(IF($B$3:$B$8786=$B8788,F$3:F$8786))","v":2.2658325662127722E-3},{"$f":"MAX(IF($B$3:$B$8786=$B8788,G$3:G$8786))","v":4.2417294742871812E-3},{"$f":"MAX(IF($B$3:$B$8786=$B8788,H$3:H$8786))","v":9.1200628830489031E-3},{"$f":"MAX(IF($B$3:$B$8786=$B8788,I$3:I$8786))","v":1.5627816280617899E-5},{"$f":"MAX(IF($B$3:$B$8786=$B8788,J$3:J$8786))","v":2.6501993358583322E-4},{"$f":"MAX(IF($B$3:$B$8786=$B8788,K$3:K$8786))","v":2.0665512025152644E-2},null,{"$f":"MAX(IF($B$3:$B$8786=$B8788,M$3:M$8786))","v":5.5708437988230448E-3},{"$f":"MAX(IF($B$3:$B$8786=$B8788,N$3:N$8786))","v":1.8339661808521044E-3},{"$f":"MAX(IF($B$3:$B$8786=$B8788,O$3:O$8786))","v":4.2856731496253601E-3},{"$f":"MAX(IF($B$3:$B$8786=$B8788,P$3:P$8786))","v":3.4554502169582856E-3},{"$f":"MAX(IF($B$3:$B$8786=$B8788,Q$3:Q$8786))","v":2.2665515200667258E-6},{"$f":"MAX(IF($B$3:$B$8786=$B8788,R$3:R$8786))","v":1.0626763263988838E-4},{"$f":"MAX(IF($B$3:$B$8786=$B8788,S$3:S$8786))","v":1.3897693806283628E-2}]
[null,2,null,null,{"$f":"MAX(IF($B$3:$B$8786=$B8789,E$3:E$8786))","v":6.0003877180980353E-3},{"$f":"MAX(IF($B$3:$B$8786=$B8789,F$3:F$8786))","v":2.2553254275686349E-3},{"$f":"MAX(IF($B$3:$B$8786=$B8789,G$3:G$8786))","v":4.2426110315959128E-3},{"$f":"MAX(IF($B$3:$B$8786=$B8789,H$3:H$8786))","v":9.0677512601672616E-3},{"$f":"MAX(IF($B$3:$B$8786=$B8789,I$3:I$8786))","v":1.5642010860590053E-5},{"$f":"MAX(IF($B$3:$B$8786=$B8789,J$3:J$8786))","v":2.6526072469491103E-4},{"$f":"MAX(IF($B$3:$B$8786=$B8789,K$3:K$8786))","v":1.9582800731964198E-2},null,{"$f":"MAX(IF($B$3:$B$8786=$B8789,M$3:M$8786))","v":5.0175936088157E-3},{"$f":"MAX(IF($B$3:$B$8786=$B8789,N$3:N$8786))","v":1.8254616967970092E-3},{"$f":"MAX(IF($B$3:$B$8786=$B8789,O$3:O$8786))","v":4.2865638397343803E-3},{"$f":"MAX(IF($B$3:$B$8786=$B8789,P$3:P$8786))","v":3.4356301553036912E-3},{"$f":"MAX(IF($B$3:$B$8786=$B8789,Q$3:Q$8786))","v":2.2686102048013613E-6},{"$f":"MAX(IF($B$3:$B$8786=$B8789,R$3:R$8786))","v":1.0636418500399251E-4},{"$f":"MAX(IF($B$3:$B$8786=$B8789,S$3:S$8786))","v":1.3099120892343438E-2}]
[null,3,null,null,{"$f":"MAX(IF($B$3:$B$8786=$B8790,E$3:E$8786))","v":4.6945351164805107E-3},{"$f":"MAX(IF($B$3:$B$8786=$B8790,F$3:F$8786))","v":2.1063028888968116E-3},{"$f":"MAX(IF($B$3:$B$8786=$B8790,G$3:G$8786))","v":4.0308206881721669E-3},{"$f":"MAX(IF($B$3:$B$8786=$B8790,H$3:H$8786))","v":9.1050405115962411E-3},{"$f":"MAX(IF($B$3:$B$8786=$B8790,I$3:I$8786))","v":1.5874064092104082E-5},{"$f":"MAX(IF($B$3:$B$8786=$B8790,J$3:J$8786))","v":2.6919509946941503E-4},{"$f":"MAX(IF($B$3:$B$8786=$B8790,K$3:K$8786))","v":1.877910369004334E-2},null,{"$f":"MAX(IF($B$3:$B$8786=$B8790,M$3:M$8786))","v":3.9256245601875673E-3},{"$f":"MAX(IF($B$3:$B$8786=$B8790,N$3:N$8786))","v":1.7048427683800432E-3},{"$f":"MAX(IF($B$3:$B$8786=$B8790,O$3:O$8786))","v":4.0725793804087147E-3},{"$f":"MAX(IF($B$3:$B$8786=$B8790,P$3:P$8786))","v":3.4497584736708779E-3},{"$f":"MAX(IF($B$3:$B$8786=$B8790,Q$3:Q$8786))","v":2.3022656173798181E-6},{"$f":"MAX(IF($B$3:$B$8786=$B8790,R$3:R$8786))","v":1.0794178970544877E-4},{"$f":"MAX(IF($B$3:$B$8786=$B8790,S$3:S$8786))","v":1.2192818136676378E-2}]
[null,4,null,null,{"$f":"MAX(IF($B$3:$B$8786=$B8791,E$3:E$8786))","v":4.4269597689261886E-3},{"$f":"MAX(IF($B$3:$B$8786=$B8791,F$3:F$8786))","v":1.773263838213777E-3},{"$f":"MAX(IF($B$3:$B$8786=$B8791,G$3:G$8786))","v":3.5149748758537933E-3},{"$f":"MAX(IF($B$3:$B$8786=$B8791,H$3:H$8786))","v":8.6827351184492838E-3},{"$f":"MAX(IF($B$3:$B$8786=$B8791,I$3:I$8786))","v":1.5531848486561106E-5},{"$f":"MAX(IF($B$3:$B$8786=$B8791,J$3:J$8786))","v":2.6359329730152108E-4},{"$f":"MAX(IF($B$3:$B$8786=$B8791,K$3:K$8786))","v":1.7833662304809712E-2},null,{"$f":"MAX(IF($B$3:$B$8786=$B8791,M$3:M$8786))","v":3.7018749598549455E-3},{"$f":"MAX(IF($B$3:$B$8786=$B8791,N$3:N$8786))","v":1.4352807694205754E-3},{"$f":"MAX(IF($B$3:$B$8786=$B8791,O$3:O$8786))","v":3.5513894835515962E-3},{"$f":"MAX(IF($B$3:$B$8786=$B8791,P$3:P$8786))","v":3.2897535174457879E-3},{"$f":"MAX(IF($B$3:$B$8786=$B8791,Q$3:Q$8786))","v":2.2526330079988151E-6},{"$f":"MAX(IF($B$3:$B$8786=$B8791,R$3:R$8786))","v":1.0569558034736558E-4},{"$f":"MAX(IF($B$3:$B$8786=$B8791,S$3:S$8786))","v":1.1505454944100123E-2}]
[null,5,null,null,{"$f":"MAX(IF($B$3:$B$8786=$B8792,E$3:E$8786))","v":4.0737779766013291E-3},{"$f":"MAX(IF($B$3:$B$8786=$B8792,F$3:F$8786))","v":1.6370776504905336E-3},{"$f":"MAX(IF($B$3:$B$8786=$B8792,G$3:G$8786))","v":3.2047985992556954E-3},{"$f":"MAX(IF($B$3:$B$8786=$B8792,H$3:H$8786))","v":8.6200410558429225E-3},{"$f":"MAX(IF($B$3:$B$8786=$B8792,I$3:I$8786))","v":1.5512284125915815E-5},{"$f":"MAX(IF($B$3:$B$8786=$B8792,J$3:J$8786))","v":2.632616625685445E-4},{"$f":"MAX(IF($B$3:$B$8786=$B8792,K$3:K$8786))","v":1.6996192125795062E-2},null,{"$f":"MAX(IF($B$3:$B$8786=$B8792,M$3:M$8786))","v":3.406540260303063E-3},{"$f":"MAX(IF($B$3:$B$8786=$B8792,N$3:N$8786))","v":1.3250515908360928E-3},{"$f":"MAX(IF($B$3:$B$8786=$B8792,O$3:O$8786))","v":3.2379998276752917E-3},{"$f":"MAX(IF($B$3:$B$8786=$B8792,P$3:P$8786))","v":3.2659997105901578E-3},{"$f":"MAX(IF($B$3:$B$8786=$B8792,Q$3:Q$8786))","v":2.249795527024924E-6},{"$f":"MAX(IF($B$3:$B$8786=$B8792,R$3:R$8786))","v":1.0556260152763024E-4},{"$f":"MAX(IF($B$3:$B$8786=$B8792,S$3:S$8786))","v":1.0805986621000517E-2}]
[null,6,null,null,{"$f":"MAX(IF($B$3:$B$8786=$B8793,E$3:E$8786))","v":3.4074279009426488E-3},{"$f":"MAX(IF($B$3:$B$8786=$B8793,F$3:F$8786))","v":1.6106719531643191E-3},{"$f":"MAX(IF($B$3:$B$8786=$B8793,G$3:G$8786))","v":3.3304355874775749E-3},{"$f":"MAX(IF($B$3:$B$8786=$B8793,H$3:H$8786))","v":8.5097519402722796E-3},{"$f":"MAX(IF($B$3:$B$8786=$B8793,I$3:I$8786))","v":1.5449265141447738E-5},{"$f":"MAX(IF($B$3:$B$8786=$B8793,J$3:J$8786))","v":2.621902472901438E-4},{"$f":"MAX(IF($B$3:$B$8786=$B8793,K$3:K$8786))","v":1.5460939673803287E-2},null,{"$f":"MAX(IF($B$3:$B$8786=$B8793,M$3:M$8786))","v":2.8493306202035653E-3},{"$f":"MAX(IF($B$3:$B$8786=$B8793,N$3:N$8786))","v":1.3036788042497308E-3},{"$f":"MAX(IF($B$3:$B$8786=$B8793,O$3:O$8786))","v":3.3649383960791127E-3},{"$f":"MAX(IF($B$3:$B$8786=$B8793,P$3:P$8786))","v":3.2242128771862951E-3},{"$f":"MAX(IF($B$3:$B$8786=$B8793,Q$3:Q$8786))","v":2.2406556848054878E-6},{"$f":"MAX(IF($B$3:$B$8786=$B8793,R$3:R$8786))","v":1.05132985673195E-4},{"$f":"MAX(IF($B$3:$B$8786=$B8793,S$3:S$8786))","v":9.584889653683825E-3}]
[null,7,null,null,{"$f":"MAX(IF($B$3:$B$8786=$B8794,E$3:E$8786))","v":3.3109465312625872E-3},{"$f":"MAX(IF($B$3:$B$8786=$B8794,F$3:F$8786))","v":1.5474898780153713E-3},{"$f":"MAX(IF($B$3:$B$8786=$B8794,G$3:G$8786))","v":3.0164672880407572E-3},{"$f":"MAX(IF($B$3:$B$8786=$B8794,H$3:H$8786))","v":8.6883267469141864E-3},{"$f":"MAX(IF($B$3:$B$8786=$B8794,I$3:I$8786))","v":1.5597601540512758E-5},{"$f":"MAX(IF($B$3:$B$8786=$B8794,J$3:J$8786))","v":2.6479431570797181E-4},{"$f":"MAX(IF($B$3:$B$8786=$B8794,K$3:K$8786))","v":1.4843948461807224E-2},null,{"$f":"MAX(IF($B$3:$B$8786=$B8794,M$3:M$8786))","v":2.7686517829983736E-3},{"$f":"MAX(IF($B$3:$B$8786=$B8794,N$3:N$8786))","v":1.2525391963249918E-3},{"$f":"MAX(IF($B$3:$B$8786=$B8794,O$3:O$8786))","v":3.0477174325814283E-3},{"$f":"MAX(IF($B$3:$B$8786=$B8794,P$3:P$8786))","v":3.291872098648568E-3},{"$f":"MAX(IF($B$3:$B$8786=$B8794,Q$3:Q$8786))","v":2.2621693809447895E-6},{"$f":"MAX(IF($B$3:$B$8786=$B8794,R$3:R$8786))","v":1.0617716443458336E-4},{"$f":"MAX(IF($B$3:$B$8786=$B8794,S$3:S$8786))","v":9.1241676498143888E-3}]
[null,8,null,null,{"$f":"MAX(IF($B$3:$B$8786=$B8795,E$3:E$8786))","v":3.1860735754974225E-3},{"$f":"MAX(IF($B$3:$B$8786=$B8795,F$3:F$8786))","v":1.5650083594089339E-3},{"$f":"MAX(IF($B$3:$B$8786=$B8795,G$3:G$8786))","v":3.0336486618865281E-3},{"$f":"MAX(IF($B$3:$B$8786=$B8795,H$3:H$8786))","v":8.6463634515559114E-3},{"$f":"MAX(IF($B$3:$B$8786=$B8795,I$3:I$8786))","v":1.5494307790317184E-5},{"$f":"MAX(IF($B$3:$B$8786=$B8795,J$3:J$8786))","v":2.6413648564822193E-4},{"$f":"MAX(IF($B$3:$B$8786=$B8795,K$3:K$8786))","v":1.5046609185950254E-2},null,{"$f":"MAX(IF($B$3:$B$8786=$B8795,M$3:M$8786))","v":2.6642315731390314E-3},{"$f":"MAX(IF($B$3:$B$8786=$B8795,N$3:N$8786))","v":1.266718665229608E-3},{"$f":"MAX(IF($B$3:$B$8786=$B8795,O$3:O$8786))","v":3.0650768028597205E-3},{"$f":"MAX(IF($B$3:$B$8786=$B8795,P$3:P$8786))","v":3.2759728576115849E-3},{"$f":"MAX(IF($B$3:$B$8786=$B8795,Q$3:Q$8786))","v":2.2471883623357128E-6},{"$f":"MAX(IF($B$3:$B$8786=$B8795,R$3:R$8786))","v":1.0591338788697384E-4},{"$f":"MAX(IF($B$3:$B$8786=$B8795,S$3:S$8786))","v":9.2906249745693704E-3}]
[null,9,null,null,{"$f":"MAX(IF($B$3:$B$8786=$B8796,E$3:E$8786))","v":3.9674382626421652E-3},{"$f":"MAX(IF($B$3:$B$8786=$B8796,F$3:F$8786))","v":1.6120111570527668E-3},{"$f":"MAX(IF($B$3:$B$8786=$B8796,G$3:G$8786))","v":3.3958027411813401E-3},{"$f":"MAX(IF($B$3:$B$8786=$B8796,H$3:H$8786))","v":8.7457189658741892E-3},{"$f":"MAX(IF($B$3:$B$8786=$B8796,I$3:I$8786))","v":1.5450732300731166E-5},{"$f":"MAX(IF($B$3:$B$8786=$B8796,J$3:J$8786))","v":2.6339167538295868E-4},{"$f":"MAX(IF($B$3:$B$8786=$B8796,K$3:K$8786))","v":1.5915211602918453E-2},null,{"$f":"MAX(IF($B$3:$B$8786=$B8796,M$3:M$8786))","v":3.3176177615926099E-3},{"$f":"MAX(IF($B$3:$B$8786=$B8796,N$3:N$8786))","v":1.3047627566464359E-3},{"$f":"MAX(IF($B$3:$B$8786=$B8796,O$3:O$8786))","v":3.4309827436014729E-3},{"$f":"MAX(IF($B$3:$B$8786=$B8796,P$3:P$8786))","v":3.3136171192696055E-3},{"$f":"MAX(IF($B$3:$B$8786=$B8796,Q$3:Q$8786))","v":2.2408684715470466E-6},{"$f":"MAX(IF($B$3:$B$8786=$B8796,R$3:R$8786))","v":1.056147340363578E-4},{"$f":"MAX(IF($B$3:$B$8786=$B8796,S$3:S$8786))","v":9.8605272714035637E-3}]
[null,10,null,null,{"$f":"MAX(IF($B$3:$B$8786=$B8797,E$3:E$8786))","v":4.8506872015385318E-3},{"$f":"MAX(IF($B$3:$B$8786=$B8797,F$3:F$8786))","v":1.7225118379352239E-3},{"$f":"MAX(IF($B$3:$B$8786=$B8797,G$3:G$8786))","v":3.4412257936699475E-3},{"$f":"MAX(IF($B$3:$B$8786=$B8797,H$3:H$8786))","v":8.7157561136344194E-3},{"$f":"MAX(IF($B$3:$B$8786=$B8797,I$3:I$8786))","v":1.552701846517056E-5},{"$f":"MAX(IF($B$3:$B$8786=$B8797,J$3:J$8786))","v":2.6469218609405376E-4},{"$f":"MAX(IF($B$3:$B$8786=$B8797,K$3:K$8786))","v":1.650277800373243E-2},null,{"$f":"MAX(IF($B$3:$B$8786=$B8797,M$3:M$8786))","v":4.0562007397279658E-3},{"$f":"MAX(IF($B$3:$B$8786=$B8797,N$3:N$8786))","v":1.3942020712372242E-3},{"$f":"MAX(IF($B$3:$B$8786=$B8797,O$3:O$8786))","v":3.4768763720387651E-3},{"$f":"MAX(IF($B$3:$B$8786=$B8797,P$3:P$8786))","v":3.3022646597964328E-3},{"$f":"MAX(IF($B$3:$B$8786=$B8797,Q$3:Q$8786))","v":2.2519324947519149E-6},{"$f":"MAX(IF($B$3:$B$8786=$B8797,R$3:R$8786))","v":1.0613621252524336E-4},{"$f":"MAX(IF($B$3:$B$8786=$B8797,S$3:S$8786))","v":1.0417329929892706E-2}]
[null,11,null,null,{"$f":"MAX(IF($B$3:$B$8786=$B8798,E$3:E$8786))","v":5.5212016637446286E-3},{"$f":"MAX(IF($B$3:$B$8786=$B8798,F$3:F$8786))","v":1.8847711392016729E-3},{"$f":"MAX(IF($B$3:$B$8786=$B8798,G$3:G$8786))","v":3.2468144584445148E-3},{"$f":"MAX(IF($B$3:$B$8786=$B8798,H$3:H$8786))","v":8.8768714285903053E-3},{"$f":"MAX(IF($B$3:$B$8786=$B8798,I$3:I$8786))","v":1.554403721631171E-5},{"$f":"MAX(IF($B$3:$B$8786=$B8798,J$3:J$8786))","v":2.6518398312492451E-4},{"$f":"MAX(IF($B$3:$B$8786=$B8798,K$3:K$8786))","v":1.7355485260537658E-2},null,{"$f":"MAX(IF($B$3:$B$8786=$B8798,M$3:M$8786))","v":4.6168926880226372E-3},{"$f":"MAX(IF($B$3:$B$8786=$B8798,N$3:N$8786))","v":1.5255348429030263E-3},{"$f":"MAX(IF($B$3:$B$8786=$B8798,O$3:O$8786))","v":3.280450964805913E-3},{"$f":"MAX(IF($B$3:$B$8786=$B8798,P$3:P$8786))","v":3.3633087509566356E-3},{"$f":"MAX(IF($B$3:$B$8786=$B8798,Q$3:Q$8786))","v":2.2544007779449065E-6},{"$f":"MAX(IF($B$3:$B$8786=$B8798,R$3:R$8786))","v":1.0633341318672884E-4},{"$f":"MAX(IF($B$3:$B$8786=$B8798,S$3:S$8786))","v":1.1207535286446678E-2}]
[null,12,null,null,{"$f":"MAX(IF($B$3:$B$8786=$B8799,E$3:E$8786))","v":7.7136156722716325E-3},{"$f":"MAX(IF($B$3:$B$8786=$B8799,F$3:F$8786))","v":2.4607012378860186E-3},{"$f":"MAX(IF($B$3:$B$8786=$B8799,G$3:G$8786))","v":3.5857628505981008E-3},{"$f":"MAX(IF($B$3:$B$8786=$B8799,H$3:H$8786))","v":8.0902036947925176E-3},{"$f":"MAX(IF($B$3:$B$8786=$B8799,I$3:I$8786))","v":1.4094786666402542E-5},{"$f":"MAX(IF($B$3:$B$8786=$B8799,J$3:J$8786))","v":2.4045801961764481E-4},{"$f":"MAX(IF($B$3:$B$8786=$B8799,K$3:K$8786))","v":1.8879066864824389E-2},null,{"$f":"MAX(IF($B$3:$B$8786=$B8799,M$3:M$8786))","v":6.4502146388498447E-3},{"$f":"MAX(IF($B$3:$B$8786=$B8799,N$3:N$8786))","v":1.9916929956598083E-3},{"$f":"MAX(IF($B$3:$B$8786=$B8799,O$3:O$8786))","v":3.6229108109999994E-3},{"$f":"MAX(IF($B$3:$B$8786=$B8799,P$3:P$8786))","v":3.0652525614014046E-3},{"$f":"MAX(IF($B$3:$B$8786=$B8799,Q$3:Q$8786))","v":2.0442113965322214E-6},{"$f":"MAX(IF($B$3:$B$8786=$B8799,R$3:R$8786))","v":9.64188019682188E-5},{"$f":"MAX(IF($B$3:$B$8786=$B8799,S$3:S$8786))","v":1.2921515637811508E-2}]
[]
["CP"]
[null,1,null,null,{"$f":"MAX(IF($K$3:$K$8786=$K8802,E$3:E$8786))","v":5.6021256841321532E-3},{"$f":"MAX(IF($K$3:$K$8786=$K8802,F$3:F$8786))","v":1.9961333842516832E-3},{"$f":"MAX(IF($K$3:$K$8786=$K8802,G$3:G$8786))","v":4.1897877464117392E-3},{"$f":"MAX(IF($K$3:$K$8786=$K8802,H$3:H$8786))","v":8.7840095040301533E-3},{"$f":"MAX(IF($K$3:$K$8786=$K8802,I$3:I$8786))","v":5.2040631344716196E-6},{"$f":"MAX(IF($K$3:$K$8786=$K8802,J$3:J$8786))","v":8.8251643192443688E-5},{"$f":"MAX(IF($B$3:$B$8786=$B8802,K$3:K$8786))","v":2.0665512025152644E-2},null,{"$f":"MAX(IF($S$3:$S$8786=$S8802,M$3:M$8786))","v":4.6845622898171058E-3},{"$f":"MAX(IF($S$3:$S$8786=$S8802,N$3:N$8786))","v":1.6156715080260153E-3},{"$f":"MAX(IF($S$3:$S$8786=$S8802,O$3:O$8786))","v":4.2331933133108726E-3},{"$f":"MAX(IF($S$3:$S$8786=$S8802,P$3:P$8786))","v":3.3281248096304252E-3},{"$f":"MAX(IF($S$3:$S$8786=$S8802,Q$3:Q$8786))","v":7.5476170158134809E-7},{"$f":"MAX(IF($S$3:$S$8786=$S8802,R$3:R$8786))","v":3.5387123797628309E-5},{"$f":"S8788","v":1.3897693806283628E-2}]
[null,2,null,null,{"$f":"MAX(IF($K$3:$K$8786=$K8803,E$3:E$8786))","v":5.4352437547067478E-3},{"$f":"MAX(IF($K$3:$K$8786=$K8803,F$3:F$8786))","v":2.0991303997086896E-3},{"$f":"MAX(IF($K$3:$K$8786=$K8803,G$3:G$8786))","v":3.3895977696304013E-3},{"$f":"MAX(IF($K$3:$K$8786=$K8803,H$3:H$8786))","v":8.3779260723628578E-3},{"$f":"MAX(IF($K$3:$K$8786=$K8803,I$3:I$8786))","v":1.5642010860590053E-5},{"$f":"MAX(IF($K$3:$K$8786=$K8803,J$3:J$8786))","v":2.6526072469491103E-4},{"$f":"MAX(IF($B$3:$B$8786=$B8803,K$3:K$8786))","v":1.9582800731964198E-2},null,{"$f":"MAX(IF($S$3:$S$8786=$S8803,M$3:M$8786))","v":4.2297807111370163E-3},{"$f":"MAX(IF($S$3:$S$8786=$S8803,N$3:N$8786))","v":1.6711401534254932E-3},{"$f":"MAX(IF($S$3:$S$8786=$S8803,O$3:O$8786))","v":4.2312335530005967E-3},{"$f":"MAX(IF($S$3:$S$8786=$S8803,P$3:P$8786))","v":2.9669664747803319E-3},{"$f":"MAX(IF($S$3:$S$8786=$S8803,Q$3:Q$8786))","v":0},{"$f":"MAX(IF($S$3:$S$8786=$S8803,R$3:R$8786))","v":0},{"$f":"S8789","v":1.3099120892343438E-2}]
[null,3,null,null,{"$f":"MAX(IF($K$3:$K$8786=$K8804,E$3:E$8786))","v":4.1603047294471816E-3},{"$f":"MAX(IF($K$3:$K$8786=$K8804,F$3:F$8786))","v":1.6840275703468362E-3},{"$f":"MAX(IF($K$3:$K$8786=$K8804,G$3:G$8786))","v":3.8297308786530838E-3},{"$f":"MAX(IF($K$3:$K$8786=$K8804,H$3:H$8786))","v":9.1050405115962411E-3},{"$f":"MAX(IF($K$3:$K$8786=$K8804,I$3:I$8786))","v":0},{"$f":"MAX(IF($K$3:$K$8786=$K8804,J$3:J$8786))","v":0},{"$f":"MAX(IF($B$3:$B$8786=$B8804,K$3:K$8786))","v":1.877910369004334E-2},null,{"$f":"MAX(IF($S$3:$S$8786=$S8804,M$3:M$8786))","v":3.6968718965481764E-3},{"$f":"MAX(IF($S$3:$S$8786=$S8804,N$3:N$8786))","v":1.2980473416470699E-3},{"$f":"MAX(IF($S$3:$S$8786=$S8804,O$3:O$8786))","v":3.9173254727729347E-3},{"$f":"MAX(IF($S$3:$S$8786=$S8804,P$3:P$8786))","v":3.280573425708198E-3},{"$f":"MAX(IF($S$3:$S$8786=$S8804,Q$3:Q$8786))","v":0},{"$f":"MAX(IF($S$3:$S$8786=$S8804,R$3:R$8786))","v":0},1.2192818136676378E-2]
[null,4,null,null,{"$f":"MAX(IF($K$3:$K$8786=$K8805,E$3:E$8786))","v":4.0985533489869917E-3},{"$f":"MAX(IF($K$3:$K$8786=$K8805,F$3:F$8786))","v":1.5738111792815653E-3},{"$f":"MAX(IF($K$3:$K$8786=$K8805,G$3:G$8786))","v":3.4785626580918711E-3},{"$f":"MAX(IF($K$3:$K$8786=$K8805,H$3:H$8786))","v":8.6827351184492838E-3},{"$f":"MAX(IF($K$3:$K$8786=$K8805,I$3:I$8786))","v":0},{"$f":"MAX(IF($K$3:$K$8786=$K8805,J$3:J$8786))","v":0},{"$f":"MAX(IF($B$3:$B$8786=$B8805,K$3:K$8786))","v":1.7833662304809712E-2},null,{"$f":"MAX(IF($S$3:$S$8786=$S8805,M$3:M$8786))","v":3.4272577132375432E-3},{"$f":"MAX(IF($S$3:$S$8786=$S8805,N$3:N$8786))","v":1.2738436726918861E-3},{"$f":"MAX(IF($S$3:$S$8786=$S8805,O$3:O$8786))","v":3.5146000407249045E-3},{"$f":"MAX(IF($S$3:$S$8786=$S8805,P$3:P$8786))","v":3.2897535174457879E-3},{"$f":"MAX(IF($S$3:$S$8786=$S8805,Q$3:Q$8786))","v":0},{"$f":"MAX(IF($S$3:$S$8786=$S8805,R$3:R$8786))","v":0},1.1505454944100123E-2]
[null,5,null,null,{"$f":"MAX(IF($K$3:$K$8786=$K8806,E$3:E$8786))","v":3.7974061402225668E-3},{"$f":"MAX(IF($K$3:$K$8786=$K8806,F$3:F$8786))","v":1.4882314010573811E-3},{"$f":"MAX(IF($K$3:$K$8786=$K8806,G$3:G$8786))","v":3.1498125060737269E-3},{"$f":"MAX(IF($K$3:$K$8786=$K8806,H$3:H$8786))","v":8.5607420784413885E-3},{"$f":"MAX(IF($K$3:$K$8786=$K8806,I$3:I$8786))","v":0},{"$f":"MAX(IF($K$3:$K$8786=$K8806,J$3:J$8786))","v":0},{"$f":"MAX(IF($B$3:$B$8786=$B8806,K$3:K$8786))","v":1.6996192125795062E-2},null,{"$f":"MAX(IF($S$3:$S$8786=$S8806,M$3:M$8786))","v":3.1754349342775156E-3},{"$f":"MAX(IF($S$3:$S$8786=$S8806,N$3:N$8786))","v":1.204575351030188E-3},{"$f":"MAX(IF($S$3:$S$8786=$S8806,O$3:O$8786))","v":3.1824440868904878E-3},{"$f":"MAX(IF($S$3:$S$8786=$S8806,P$3:P$8786))","v":3.2435322488023246E-3},{"$f":"MAX(IF($S$3:$S$8786=$S8806,Q$3:Q$8786))","v":0},{"$f":"MAX(IF($S$3:$S$8786=$S8806,R$3:R$8786))","v":0},1.0805986621000517E-2]
[null,6,null,null,{"$f":"MAX(IF($K$3:$K$8786=$K8807,E$3:E$8786))","v":2.2746335888303602E-3},{"$f":"MAX(IF($K$3:$K$8786=$K8807,F$3:F$8786))","v":1.5211166285143329E-3},{"$f":"MAX(IF($K$3:$K$8786=$K8807,G$3:G$8786))","v":3.1554375161863138E-3},{"$f":"MAX(IF($K$3:$K$8786=$K8807,H$3:H$8786))","v":8.5097519402722796E-3},{"$f":"MAX(IF($K$3:$K$8786=$K8807,I$3:I$8786))","v":0},{"$f":"MAX(IF($K$3:$K$8786=$K8807,J$3:J$8786))","v":0},{"$f":"MAX(IF($B$3:$B$8786=$B8807,K$3:K$8786))","v":1.5460939673803287E-2},null,{"$f":"MAX(IF($S$3:$S$8786=$S8807,M$3:M$8786))","v":1.9606498910661315E-3},{"$f":"MAX(IF($S$3:$S$8786=$S8807,N$3:N$8786))","v":1.2311926730269693E-3},{"$f":"MAX(IF($S$3:$S$8786=$S8807,O$3:O$8786))","v":3.3122940614225267E-3},{"$f":"MAX(IF($S$3:$S$8786=$S8807,P$3:P$8786))","v":3.0807530281681981E-3},{"$f":"MAX(IF($S$3:$S$8786=$S8807,Q$3:Q$8786))","v":0},{"$f":"MAX(IF($S$3:$S$8786=$S8807,R$3:R$8786))","v":0},9.584889653683825E-3]
[null,7,null,null,{"$f":"MAX(IF($K$3:$K$8786=$K8808,E$3:E$8786))","v":2.2761644618461202E-3},{"$f":"MAX(IF($K$3:$K$8786=$K8808,F$3:F$8786))","v":1.398145018572474E-3},{"$f":"MAX(IF($K$3:$K$8786=$K8808,G$3:G$8786))","v":2.9409704868322744E-3},{"$f":"MAX(IF($K$3:$K$8786=$K8808,H$3:H$8786))","v":8.2286684945563539E-3},{"$f":"MAX(IF($K$3:$K$8786=$K8808,I$3:I$8786))","v":0},{"$f":"MAX(IF($K$3:$K$8786=$K8808,J$3:J$8786))","v":0},{"$f":"MAX(IF($B$3:$B$8786=$B8808,K$3:K$8786))","v":1.4843948461807224E-2},null,{"$f":"MAX(IF($S$3:$S$8786=$S8808,M$3:M$8786))","v":1.9033550485288697E-3},{"$f":"MAX(IF($S$3:$S$8786=$S8808,N$3:N$8786))","v":1.1316593812907398E-3},{"$f":"MAX(IF($S$3:$S$8786=$S8808,O$3:O$8786))","v":2.9714384959393949E-3},{"$f":"MAX(IF($S$3:$S$8786=$S8808,P$3:P$8786))","v":3.1177147240553844E-3},{"$f":"MAX(IF($S$3:$S$8786=$S8808,Q$3:Q$8786))","v":0},{"$f":"MAX(IF($S$3:$S$8786=$S8808,R$3:R$8786))","v":0},9.1241676498143888E-3]
[null,8,null,null,{"$f":"MAX(IF($K$3:$K$8786=$K8809,E$3:E$8786))","v":2.3281609903065903E-3},{"$f":"MAX(IF($K$3:$K$8786=$K8809,F$3:F$8786))","v":1.3854219928701762E-3},{"$f":"MAX(IF($K$3:$K$8786=$K8809,G$3:G$8786))","v":2.8759675246366988E-3},{"$f":"MAX(IF($K$3:$K$8786=$K8809,H$3:H$8786))","v":8.457058678136788E-3},{"$f":"MAX(IF($K$3:$K$8786=$K8809,I$3:I$8786))","v":0},{"$f":"MAX(IF($K$3:$K$8786=$K8809,J$3:J$8786))","v":0},{"$f":"MAX(IF($B$3:$B$8786=$B8809,K$3:K$8786))","v":1.5046609185950254E-2},null,{"$f":"MAX(IF($S$3:$S$8786=$S8809,M$3:M$8786))","v":2.1706079969648177E-3},{"$f":"MAX(IF($S$3:$S$8786=$S8809,N$3:N$8786))","v":1.1447464579703811E-3},{"$f":"MAX(IF($S$3:$S$8786=$S8809,O$3:O$8786))","v":2.9002767710376125E-3},{"$f":"MAX(IF($S$3:$S$8786=$S8809,P$3:P$8786))","v":3.0749937485965604E-3},{"$f":"MAX(IF($S$3:$S$8786=$S8809,Q$3:Q$8786))","v":0},{"$f":"MAX(IF($S$3:$S$8786=$S8809,R$3:R$8786))","v":0},9.2906249745693704E-3]
[null,9,null,null,{"$f":"MAX(IF($K$3:$K$8786=$K8810,E$3:E$8786))","v":2.6669675775229996E-3},{"$f":"MAX(IF($K$3:$K$8786=$K8810,F$3:F$8786))","v":1.3568320148507251E-3},{"$f":"MAX(IF($K$3:$K$8786=$K8810,G$3:G$8786))","v":3.2086265327731312E-3},{"$f":"MAX(IF($K$3:$K$8786=$K8810,H$3:H$8786))","v":8.6827854777715967E-3},{"$f":"MAX(IF($K$3:$K$8786=$K8810,I$3:I$8786))","v":0},{"$f":"MAX(IF($K$3:$K$8786=$K8810,J$3:J$8786))","v":0},{"$f":"MAX(IF($B$3:$B$8786=$B8810,K$3:K$8786))","v":1.5915211602918453E-2},null,{"$f":"MAX(IF($S$3:$S$8786=$S8810,M$3:M$8786))","v":2.4193175018139006E-3},{"$f":"MAX(IF($S$3:$S$8786=$S8810,N$3:N$8786))","v":1.0982206123433304E-3},{"$f":"MAX(IF($S$3:$S$8786=$S8810,O$3:O$8786))","v":3.2526057769133847E-3},{"$f":"MAX(IF($S$3:$S$8786=$S8810,P$3:P$8786))","v":3.0903833803329482E-3},{"$f":"MAX(IF($S$3:$S$8786=$S8810,Q$3:Q$8786))","v":0},{"$f":"MAX(IF($S$3:$S$8786=$S8810,R$3:R$8786))","v":0},9.8605272714035637E-3]
[null,10,null,null,{"$f":"MAX(IF($K$3:$K$8786=$K8811,E$3:E$8786))","v":3.1579849691897484E-3},{"$f":"MAX(IF($K$3:$K$8786=$K8811,F$3:F$8786))","v":1.4468038797591436E-3},{"$f":"MAX(IF($K$3:$K$8786=$K8811,G$3:G$8786))","v":3.1822330411491189E-3},{"$f":"MAX(IF($K$3:$K$8786=$K8811,H$3:H$8786))","v":8.7157561136344194E-3},{"$f":"MAX(IF($K$3:$K$8786=$K8811,I$3:I$8786))","v":0},{"$f":"MAX(IF($K$3:$K$8786=$K8811,J$3:J$8786))","v":0},{"$f":"MAX(IF($B$3:$B$8786=$B8811,K$3:K$8786))","v":1.650277800373243E-2},null,{"$f":"MAX(IF($S$3:$S$8786=$S8811,M$3:M$8786))","v":3.6592655060277268E-3},{"$f":"MAX(IF($S$3:$S$8786=$S8811,N$3:N$8786))","v":1.1096229148471631E-3},{"$f":"MAX(IF($S$3:$S$8786=$S8811,O$3:O$8786))","v":2.598273239099854E-3},{"$f":"MAX(IF($S$3:$S$8786=$S8811,P$3:P$8786))","v":2.995974197407963E-3},{"$f":"MAX(IF($S$3:$S$8786=$S8811,Q$3:Q$8786))","v":1.1259662473759574E-6},{"$f":"MAX(IF($S$3:$S$8786=$S8811,R$3:R$8786))","v":5.3068106262621682E-5},1.0417329929892706E-2]
[null,11,null,null,{"$f":"MAX(IF($K$3:$K$8786=$K8812,E$3:E$8786))","v":4.5571302920910609E-3},{"$f":"MAX(IF($K$3:$K$8786=$K8812,F$3:F$8786))","v":1.4860378633653356E-3},{"$f":"MAX(IF($K$3:$K$8786=$K8812,G$3:G$8786))","v":2.6750196962436815E-3},{"$f":"MAX(IF($K$3:$K$8786=$K8812,H$3:H$8786))","v":8.3565693884963439E-3},{"$f":"MAX(IF($K$3:$K$8786=$K8812,I$3:I$8786))","v":1.554403721631171E-5},{"$f":"MAX(IF($K$3:$K$8786=$K8812,J$3:J$8786))","v":2.6518398312492451E-4},{"$f":"MAX(IF($B$3:$B$8786=$B8812,K$3:K$8786))","v":1.7355485260537658E-2},null,{"$f":"MAX(IF($S$3:$S$8786=$S8812,M$3:M$8786))","v":4.2026893686707336E-3},{"$f":"MAX(IF($S$3:$S$8786=$S8812,N$3:N$8786))","v":1.2678468554912783E-3},{"$f":"MAX(IF($S$3:$S$8786=$S8812,O$3:O$8786))","v":2.820962999033361E-3},{"$f":"MAX(IF($S$3:$S$8786=$S8812,P$3:P$8786))","v":2.8798763190390417E-3},{"$f":"MAX(IF($S$3:$S$8786=$S8812,Q$3:Q$8786))","v":7.507155039416823E-7},{"$f":"MAX(IF($S$3:$S$8786=$S8812,R$3:R$8786))","v":3.5409028708321832E-5},1.1207535286446678E-2]
[null,12,null,null,{"$f":"MAX(IF($K$3:$K$8786=$K8813,E$3:E$8786))","v":5.0800901525950223E-3},{"$f":"MAX(IF($K$3:$K$8786=$K8813,F$3:F$8786))","v":2.1047109064947834E-3},{"$f":"MAX(IF($K$3:$K$8786=$K8813,G$3:G$8786))","v":3.5404239093710568E-3},{"$f":"MAX(IF($K$3:$K$8786=$K8813,H$3:H$8786))","v":8.0902036947925176E-3},{"$f":"MAX(IF($K$3:$K$8786=$K8813,I$3:I$8786))","v":3.5236966666006355E-6},{"$f":"MAX(IF($K$3:$K$8786=$K8813,J$3:J$8786))","v":6.0114504904411202E-5},{"$f":"MAX(IF($B$3:$B$8786=$B8813,K$3:K$8786))","v":1.8879066864824389E-2},null,{"$f":"MAX(IF($S$3:$S$8786=$S8813,M$3:M$8786))","v":6.4502146388498447E-3},{"$f":"MAX(IF($S$3:$S$8786=$S8813,N$3:N$8786))","v":1.6744588525975043E-3},{"$f":"MAX(IF($S$3:$S$8786=$S8813,O$3:O$8786))","v":3.1543299357276629E-3},{"$f":"MAX(IF($S$3:$S$8786=$S8813,P$3:P$8786))","v":1.5440491972717469E-3},{"$f":"MAX(IF($S$3:$S$8786=$S8813,Q$3:Q$8786))","v":2.0442113965322214E-6},{"$f":"MAX(IF($S$3:$S$8786=$S8813,R$3:R$8786))","v":9.64188019682188E-5},1.2921515637811508E-2]
[]
["4CP",{"$f":"SUMIF($K$8802:$K$8813,$K8815,B$8802:B$8813)","v":1},null,null,{"$f":"SUMIF($K$8802:$K$8813,$K8815,E$8802:E$8813)","v":5.6021256841321532E-3},1.9961333842516832E-3,4.1897877464117392E-3,8.7840095040301533E-3,5.2040631344716196E-6,8.8251643192443688E-5,{"$f":"LARGE(K$8802:K$8813,1)","v":2.0665512025152644E-2},null,{"$f":"SUMIF($S$8802:$S$8813,$S8815,M$8802:M$8813)","v":4.6845622898171058E-3},1.6156715080260153E-3,4.2331933133108726E-3,3.3281248096304252E-3,7.5476170158134809E-7,3.5387123797628309E-5,{"$f":"LARGE(S$8802:S$8813,1)","v":1.3897693806283628E-2}]
[null,{"$f":"SUMIF($K$8802:$K$8813,$K8816,B$8802:B$8813)","v":2},null,null,5.4352437547067478E-3,2.0991303997086896E-3,3.3895977696304013E-3,8.3779260723628578E-3,1.5642010860590053E-5,2.6526072469491103E-4,{"$f":"LARGE(K$8802:K$8813,2)","v":1.9582800731964198E-2},null,4.2297807111370163E-3,1.6711401534254932E-3,4.2312335530005967E-3,2.9669664747803319E-3,0,0,{"$f":"LARGE(S$8802:S$8813,2)","v":1.3099120892343438E-2}]
[null,{"$f":"SUMIF($K$8802:$K$8813,$K8817,B$8802:B$8813)","v":12},null,null,5.0800901525950223E-3,2.1047109064947834E-3,3.5404239093710568E-3,8.0902036947925176E-3,3.5236966666006355E-6,6.0114504904411202E-5,{"$f":"LARGE(K$8802:K$8813,3)","v":1.8879066864824389E-2},null,6.4502146388498447E-3,1.6744588525975043E-3,3.1543299357276629E-3,1.5440491972717469E-3,2.0442113965322214E-6,9.64188019682188E-5,{"$f":"LARGE(S$8802:S$8813,3)","v":1.2921515637811508E-2}]
[null,{"$f":"SUMIF($K$8802:$K$8813,$K8818,B$8802:B$8813)","v":3},null,null,4.1603047294471816E-3,1.6840275703468362E-3,3.8297308786530838E-3,9.1050405115962411E-3,0,0,{"$f":"LARGE(K$8802:K$8813,4)","v":1.877910369004334E-2},null,3.6968718965481764E-3,1.2980473416470699E-3,3.9173254727729347E-3,3.280573425708198E-3,0,0,{"$f":"LARGE(S$8802:S$8813,4)","v":1.2192818136676378E-2}]

{"sheet":"2006 Input to CA model","index":2,"n_rows":33,"n_cols":23,"rows_kept":33,"cut":false,"hidden":false,"merged":[]}
[]
[" Feed into OEB Cost Allocation Model (version 50) sheet \"I6 Customer Data\", row 27"]
[null,null,null,1,2,3,4,5,6,7,8,9,10,11,12,13,14,15,16,17,18,19,20]
[null,"ID","Total","Residential","GS>50kW","Street Lighting","Sentinel Lighting","GS<50 kW","Intermediate Use"]
[]
["kWh - 30 year weather normalized amount",null,117394248.5599993,27252917.784579217,23215769.788801715,1125333.4197785456,66176.723736146203,13029066.168827049,52704984.674276628]
[]
[]
[" Feed into OEB Cost Allocation Model sheet (version 50) \"I8 Demand Data\", row 40, 45, 50, 55, 61 and 67"]
[null,null,null,1,2,3,4,5,6,7,8,9,10,11,12,13,14,15,16,17,18,19,20]
["Customer Classes",null,"Total","Residential","GS>50kW","Street Lighting","Sentinel Lighting","GS<50 kW","Intermediate Use"]
[]
["CO-INCIDENT PEAK (kW)"]
[]
["1 CP"]
["Total Sytem CP ","DCP1",20665.512025152646,5602.1256841321529,4189.7877464117391,88.251643192443694,5.2040631344716193,1996.1333842516831,8784.009504030153]
[]
["4 CP"]
["Total Sytem CP ","DCP4",77906.483311984572,20277.764320881102,14949.540304066282,413.62687279176595,24.369770661662308,7884.0022608019917,34357.179782781772]
[]
["12 CP"]
["Total Sytem CP ","DCP12",207861.30993133865,45434.765689877546,39616.170266053094,678.81085591669057,39.913807877974023,19540.402239073126,102551.24707254022]
[]
["NON CO_INCIDENT PEAK (kW)"]
[]
["1 NCP"]
["Classification NCP from \n Load Data Provider","DNCP1",23822.059988363984,7713.6156722716323,4242.6110315959131,269.19509946941503,15.874064092104081,2460.7012378860186,9120.0628830489022]
[]
["4 NCP"]
["Classification NCP from \n Load Data Provider","DNCP4",88383.421344097995,25897.207861828771,16100.924044653364,1064.6597408750838,62.741492773824774,9088.1621205642368,36169.726083402711]
[]
["12 NCP"]
["Classification NCP from \n Load Data Provider","DNCP12",230746.26075442176,57815.054195720149,42285.092050463514,3151.1776304861446,185.3457729666826,22440.967934046836,104868.62317073841]

{"sheet":"Revised Inputs to CA model","index":3,"n_rows":33,"n_cols":16,"rows_kept":33,"cut":false,"hidden":false,"merged":[[8,10,8,15]]}
[]
[" Feed into OEB Cost Allocation Model (version 50) sheet \"I6 Customer Data\", row 27"]
[]
[null,"ID","Total",{"$f":"'Hourly load shapes by class'!E2","v":"Residential"},{"$f":"'Hourly load shapes by class'!F2","v":"GS<50 kW"},{"$f":"'Hourly load shapes by class'!G2","v":"GS>50kW"},{"$f":"'Hourly load shapes by class'!H2","v":"Intermediate Use"},{"$f":"'Hourly load shapes by class'!I2","v":"Sentinel Lighting"},{"$f":"'Hourly load shapes by class'!J2","v":"Street Lighting"}]
[]
["kWh - 30 year weather normalized amount",null,{"$f":"SUM(D6:I6)","v":134812056.87588817},{"$f":"'Hourly load shapes by class'!V4","v":22904676.650518578},{"$f":"'Hourly load shapes by class'!X4","v":23474939.811665572},{"$f":"'Hourly load shapes by class'!W4","v":10581028.053156942},{"$f":"'Hourly load shapes by class'!Z4","v":9597.8191120162519},{"$f":"'Hourly load shapes by class'!AA4","v":451235.93849097955},{"$f":"'Hourly load shapes by class'!AB4","v":77390578.602944091}]
[]
[]
[" Feed into OEB Cost Allocation Model sheet (version 50) \"I8 Demand Data\", row 40, 45, 50, 55, 61 and 67",null,null,null,null,null,null,null,null,null,"2021 Demand Data"]
[]
["Customer Classes",null,"Total",{"$f":"'Hourly load shapes by class'!E2","v":"Residential"},{"$f":"'Hourly load shapes by class'!F2","v":"GS<50 kW"},{"$f":"'Hourly load shapes by class'!G2","v":"GS>50kW"},{"$f":"'Hourly load shapes by class'!H2","v":"Intermediate Use"},{"$f":"'Hourly load shapes by class'!I2","v":"Sentinel Lighting"},{"$f":"'Hourly load shapes by class'!J2","v":"Street Lighting"},null,{"$f":"D11","v":"Residential"},{"$f":"E11","v":"GS<50 kW"},{"$f":"F11","v":"GS>50kW"},{"$f":"G11","v":"Intermediate Use"},"Sentinel Lighting","Street Lighting"]
[]
["CO-INCIDENT PEAK (kW)"]
[]
["1 CP"]
["Total Sytem CP ","DCP1",{"$f":"SUM(D16:I16)","v":20665.512025152646},{"$f":"'Hourly load shapes by class'!E8802*1000000","v":5602.1256841321529},{"$f":"'Hourly load shapes by class'!F8802*1000000","v":1996.1333842516831},{"$f":"'Hourly load shapes by class'!G8802*1000000","v":4189.7877464117391},{"$f":"'Hourly load shapes by class'!H8802*1000000","v":8784.009504030153},{"$f":"'Hourly load shapes by class'!I8802*1000000","v":5.2040631344716193},{"$f":"'Hourly load shapes by class'!J8802*1000000","v":88.251643192443694},null,{"$f":"'Hourly load shapes by class'!M8815*1000000","v":4684.5622898171059},{"$f":"'Hourly load shapes by class'!N8815*1000000","v":1615.6715080260153},{"$f":"'Hourly load shapes by class'!O8815*1000000","v":4233.1933133108723},{"$f":"'Hourly load shapes by class'!P8815*1000000","v":3328.1248096304253},{"$f":"'Hourly load shapes by class'!Q8815*1000000","v":0.75476170158134803},{"$f":"'Hourly load shapes by class'!R8815*1000000","v":35.387123797628306}]
[]
["4 CP"]
["Total Sytem CP ","DCP4",{"$f":"SUM(D19:I19)","v":77906.483311984572},{"$f":"SUM('Hourly load shapes by class'!E8815:E8818)*1000000","v":20277.764320881102},{"$f":"SUM('Hourly load shapes by class'!F8815:F8818)*1000000","v":7884.0022608019917},{"$f":"SUM('Hourly load shapes by class'!G8815:G8818)*1000000","v":14949.540304066282},{"$f":"SUM('Hourly load shapes by class'!H8815:H8818)*1000000","v":34357.179782781772},{"$f":"SUM('Hourly load shapes by class'!I8815:I8818)*1000000","v":24.369770661662308},{"$f":"SUM('Hourly load shapes by class'!J8815:J8818)*1000000","v":413.62687279176595},null,{"$f":"SUM('Hourly load shapes by class'!M8815:M8818)*1000000","v":19061.429536352145},{"$f":"SUM('Hourly load shapes by class'!N8815:N8818)*1000000","v":6259.3178556960829},{"$f":"SUM('Hourly load shapes by class'!O8815:O8818)*1000000","v":15536.082274812066},{"$f":"SUM('Hourly load shapes by class'!P8815:P8818)*1000000","v":11119.713907390702},{"$f":"SUM('Hourly load shapes by class'!Q8815:Q8818)*1000000","v":2.7989730981135694},{"$f":"SUM('Hourly load shapes by class'!R8815:R8818)*1000000","v":131.80592576584709}]
[]
["12 CP"]
["Total Sytem CP ","DCP12",{"$f":"SUM(D22:I22)","v":207861.30993133868},{"$f":"SUM('Hourly load shapes by class'!E8802:E8813)*1000000","v":45434.765689877546},{"$f":"SUM('Hourly load shapes by class'!F8802:F8813)*1000000","v":19540.402239073126},{"$f":"SUM('Hourly load shapes by class'!G8802:G8813)*1000000","v":39616.170266053094},{"$f":"SUM('Hourly load shapes by class'!H8802:H8813)*1000000","v":102551.24707254022},{"$f":"SUM('Hourly load shapes by class'!I8802:I8813)*1000000","v":39.913807877974023},{"$f":"SUM('Hourly load shapes by class'!J8802:J8813)*1000000","v":678.81085591669057},null,{"$f":"SUM('Hourly load shapes by class'!M8802:M8813)*1000000","v":41980.007496939383},{"$f":"SUM('Hourly load shapes by class'!N8802:N8813)*1000000","v":15721.025774388019},{"$f":"SUM('Hourly load shapes by class'!O8802:O8813)*1000000","v":40088.977745873599},{"$f":"SUM('Hourly load shapes by class'!P8802:P8813)*1000000","v":35892.695071238915},{"$f":"SUM('Hourly load shapes by class'!Q8802:Q8813)*1000000","v":4.6756548494312096},{"$f":"SUM('Hourly load shapes by class'!R8802:R8813)*1000000","v":220.28306073679062}]
[]
["NON CO_INCIDENT PEAK (kW)"]
[]
["1 NCP"]
["Classification NCP from \n Load Data Provider","DNCP1",{"$f":"SUM(D27:I27)","v":22570.275481129785},{"$f":"'Hourly load shapes by class'!E8788*1000000","v":6662.0028077144752},{"$f":"'Hourly load shapes by class'!F8788*1000000","v":2265.8325662127722},{"$f":"'Hourly load shapes by class'!G8788*1000000","v":4241.7294742871809},{"$f":"'Hourly load shapes by class'!H8788*1000000","v":9120.0628830489022},{"$f":"'Hourly load shapes by class'!I8788*1000000","v":15.6278162806179},{"$f":"'Hourly load shapes by class'!J8788*1000000","v":265.0199335858332},null,{"$f":"'Hourly load shapes by class'!M8788*1000000","v":5570.8437988230453},{"$f":"'Hourly load shapes by class'!N8788*1000000","v":1833.9661808521043},{"$f":"'Hourly load shapes by class'!O8788*1000000","v":4285.6731496253597},{"$f":"'Hourly load shapes by class'!P8788*1000000","v":3455.4502169582856},{"$f":"'Hourly load shapes by class'!Q8788*1000000","v":2.2665515200667259},{"$f":"'Hourly load shapes by class'!R8788*1000000","v":106.26763263988839}]
[]
["4 NCP"]
["Classification NCP from \n Load Data Provider","DNCP4",{"$f":"SUM(D30:I30)","v":88383.421344097995},{"$f":"(LARGE('Hourly load shapes by class'!E8788:E8799,1)+LARGE('Hourly load shapes by class'!E8788:E8799,2)+LARGE('Hourly load shapes by class'!E8788:E8799,3)+LARGE('Hourly load shapes by class'!E8788:E8799,4))*1000000","v":25897.207861828771},{"$f":"(LARGE('Hourly load shapes by class'!F8788:F8799,1)+LARGE('Hourly load shapes by class'!F8788:F8799,2)+LARGE('Hourly load shapes by class'!F8788:F8799,3)+LARGE('Hourly load shapes by class'!F8788:F8799,4))*1000000","v":9088.1621205642368},{"$f":"(LARGE('Hourly load shapes by class'!G8788:G8799,1)+LARGE('Hourly load shapes by class'!G8788:G8799,2)+LARGE('Hourly load shapes by class'!G8788:G8799,3)+LARGE('Hourly load shapes by class'!G8788:G8799,4))*1000000","v":16100.924044653364},{"$f":"(LARGE('Hourly load shapes by class'!H8788:H8799,1)+LARGE('Hourly load shapes by class'!H8788:H8799,2)+LARGE('Hourly load shapes by class'!H8788:H8799,3)+LARGE('Hourly load shapes by class'!H8788:H8799,4))*1000000","v":36169.726083402711},{"$f":"(LARGE('Hourly load shapes by class'!I8788:I8799,1)+LARGE('Hourly load shapes by class'!I8788:I8799,2)+LARGE('Hourly load shapes by class'!I8788:I8799,3)+LARGE('Hourly load shapes by class'!I8788:I8799,4))*1000000","v":62.741492773824781},{"$f":"(LARGE('Hourly load shapes by class'!J8788:J8799,1)+LARGE('Hourly load shapes by class'!J8788:J8799,2)+LARGE('Hourly load shapes by class'!J8788:J8799,3)+LARGE('Hourly load shapes by class'!J8788:J8799,4))*1000000","v":1064.6597408750838},null,{"$f":"(LARGE('Hourly load shapes by class'!M8788:M8799,1)+LARGE('Hourly load shapes by class'!M8788:M8799,2)+LARGE('Hourly load shapes by class'!M8788:M8799,3)+LARGE('Hourly load shapes by class'!M8788:M8799,4))*1000000","v":21655.544734511226},{"$f":"(LARGE('Hourly load shapes by class'!N8788:N8799,1)+LARGE('Hourly load shapes by class'!N8788:N8799,2)+LARGE('Hourly load shapes by class'!N8788:N8799,3)+LARGE('Hourly load shapes by class'!N8788:N8799,4))*1000000","v":7355.9636416889653},{"$f":"(LARGE('Hourly load shapes by class'!O8788:O8799,1)+LARGE('Hourly load shapes by class'!O8788:O8799,2)+LARGE('Hourly load shapes by class'!O8788:O8799,3)+LARGE('Hourly load shapes by class'!O8788:O8799,4))*1000000","v":16267.727180768456},{"$f":"(LARGE('Hourly load shapes by class'!P8788:P8799,1)+LARGE('Hourly load shapes by class'!P8788:P8799,2)+LARGE('Hourly load shapes by class'!P8788:P8799,3)+LARGE('Hourly load shapes by class'!P8788:P8799,4))*1000000","v":13704.14759688949},{"$f":"(LARGE('Hourly load shapes by class'!Q8788:Q8799,1)+LARGE('Hourly load shapes by class'!Q8788:Q8799,2)+LARGE('Hourly load shapes by class'!Q8788:Q8799,3)+LARGE('Hourly load shapes by class'!Q8788:Q8799,4))*1000000","v":9.0995967231926951},{"$f":"(LARGE('Hourly load shapes by class'!R8788:R8799,1)+LARGE('Hourly load shapes by class'!R8788:R8799,2)+LARGE('Hourly load shapes by class'!R8788:R8799,3)+LARGE('Hourly load shapes by class'!R8788:R8799,4))*1000000","v":426.9070205360585}]
[]
["12 NCP"]
["Classification NCP from \n Load Data Provider","DNCP12",{"$f":"SUM(D33:I33)","v":230746.26075442176},{"$f":"SUM('Hourly load shapes by class'!E8788:E8799)*1000000","v":57815.054195720149},{"$f":"SUM('Hourly load shapes by class'!F8788:F8799)*1000000","v":22440.967934046836},{"$f":"SUM('Hourly load shapes by class'!G8788:G8799)*1000000","v":42285.092050463514},{"$f":"SUM('Hourly load shapes by class'!H8788:H8799)*1000000","v":104868.62317073841},{"$f":"SUM('Hourly load shapes by class'!I8788:I8799)*1000000","v":185.3457729666826},{"$f":"SUM('Hourly load shapes by class'!J8788:J8799)*1000000","v":3151.1776304861446},null,{"$f":"SUM('Hourly load shapes by class'!M8788:M8799)*1000000","v":48345.616992518357},{"$f":"SUM('Hourly load shapes by class'!N8788:N8799)*1000000","v":18163.732338536647},{"$f":"SUM('Hourly load shapes by class'!O8788:O8799)*1000000","v":42723.159203961746},{"$f":"SUM('Hourly load shapes by class'!P8788:P8799)*1000000","v":39733.092998839325},{"$f":"SUM('Hourly load shapes by class'!Q8788:Q8799)*1000000","v":26.881282446133724},{"$f":"SUM('Hourly load shapes by class'!R8788:R8799)*1000000","v":1263.5584889356267}]