{"text_format":"1","workbook":"xlsx","n_sheets":4,"sheets":["Data summary","Hourly load shapes by class","2006 Input to CA model","Revised Inputs to CA model"],"not_rendered":{"charts":0,"images":0,"macros":1,"external_links":0,"defined_names":3,"comments":0,"pivot_tables":0},"unopened":[],"bounds":{"document_bytes":16777216,"sheet_cells":100000,"rows_first":2000,"rows_last":500,"rows_between":2000,"halvings":0,"cell_chars":16384,"cell_head_chars":4096},"cells_cut":0,"cells_raw":0,"read":"whole","date_system":"1900"}

{"sheet":"Data summary","index":0,"n_rows":44,"n_cols":15,"rows_kept":44,"cut":false,"hidden":false,"merged":[[34,0,34,1],[40,0,40,1]]}
["RUN # 1 and 'RUN # 2","Rate classes","Weather station used for normalization",null,null,null,null,"Test Year"]
[1,"Residential class","North Bay",null,null,null,null,2004]
[2,"Streetlights"]
[3,"Sentinellights"]
[4,"General service >50kW"]
[5,"General service <50kW "]
[6,"Intermediate"]
[]
[]
["Monthly kWh by class (with actual weather)",null,"Jan","Feb","Mar","Apr","May","Jun","Jul","Aug","Sep","Oct","Nov","Dec","TOTAL"]
[1,"Residential class",3754748.7853982737,2727866.4391902364,2358962.4236877118,2166392.3165576132,1905828.0757104089,1593379.7562810639,1599552.4550179197,1593350.9798228936,1582450.0823180128,1991761.3430262862,2384692.8284349828,3732021.2751076329,27391006.760553032]
[2,"Streetlights",125269.62245153608,106372.99917804137,100747.07378279834,79802.607359941161,70356.153008883935,61353.304704267524,67633.234720292035,79020.92020718049,90277.760344360475,108590.23424296176,118404.64868703492,117504.86109129185,1125333.4197785901]
[3,"Sentinellights",7386.9562139216396,6272.649712203629,5940.9161216985012,4702.2516089599367,4145.6269205017807,3615.1744066641086,3983.908201513289,4635.3855907463549,5295.7539594302762,6369.9748644206038,6940.412630081647,6887.713506002322,66176.723736144108]
[4,"General service >50kW",2491538.573378962,2194842.19822904,2278232.5847715847,1950481.1657709219,1803087.3981595158,1722155.157544289,1595399.8487508146,1645065.5915873931,1716972.2795028759,1816229.459534996,1813884.7169292166,2206347.6626132871,23234236.636772893]
[5,"General service <50kW ",1526793.7561633219,1223166.0998221145,1211406.7827350944,1017376.9617504892,940608.37291032192,860587.59371456993,869932.01801709167,875491.9970074665,863031.88147826865,995187.77012232284,1110975.0303970301,1578113.5207643583,13072671.784882449]
[6,"Intermediate",4782635.3063938171,4686471.6138684405,4944033.2189010289,4605870.6969519695,4678218.3732904876,4534933.0133490972,3246471.5352923498,4589960.1257842248,4500405.2423970001,4276484.218209086,4402615.3629216682,3456885.9669175521,52704984.674276724]
[]
[]
["Monthly kWh by class (with normalized weather)",null,"Jan","Feb","Mar","Apr","May","Jun","Jul","Aug","Sep","Oct","Nov","Dec","TOTAL"]
[1,"Residential class",3409639.9857546045,2823511.3615409345,2467268.463708078,2113546.6763339289,1833181.9514738421,1583958.514662751,1604012.3020863049,1582473.9286872828,1692660.7696736564,2084392.9990956909,2483977.038806648,3574293.7927555353,27252917.784579255]
[2,"Streetlights",125269.62245153608,106372.99917804137,100747.07378279834,79802.607359941161,70356.153008883935,61353.304704267524,67633.234720292035,79020.92020718049,90277.760344360475,108590.23424296176,118404.64868703492,117504.86109129185,1125333.4197785901]
[3,"Sentinellights",7386.9562139216396,6272.649712203629,5940.9161216985012,4702.2516089599367,4145.6269205017807,3615.1744066641086,3983.908201513289,4635.3855907463549,5295.7539594302762,6369.9748644206038,6940.412630081647,6887.713506002322,66176.723736144108]
[4,"General service >50kW",2366576.2176979557,2229474.7976243924,2317449.7183520687,1931345.9953648325,1762515.2085855736,1710132.8661592044,1601090.986199707,1631185.5656353366,1817157.132853945,1849770.9686620231,1849835.0862700802,2149235.2453967356,23215769.788801853]
[5,"General service <50kW ",1414244.463487983,1254358.4900760548,1246728.305134218,1000142.5723802561,916270.01472082606,857124.8867179451,871571.20149979764,871494.21809511934,901705.94077154237,1025397.4529258769,1143354.2906844856,1526674.3323329939,13029066.168827102]
[6,"Intermediate",4782635.3063938171,4686471.6138684405,4944033.2189010289,4605870.6969519695,4678218.3732904876,4534933.0133490972,3246471.5352923498,4589960.1257842248,4500405.2423970001,4276484.218209086,4402615.3629216682,3456885.9669175521,52704984.674276724]
[]
[]
["Residential class information",null,"Equipment saturation"]
[null,"Electric space heating",0.32160790958923513]
[null,"Electric water heating",0.44902912621359226]
[null,"Air conditioning",0.13450146936870028]
[null,"Baseload",1]
[]
[]
["General service >50kW",null,"2004 kWh (Actual)","2004 kWh (Weather Corrected)"]
[null,"Weather sensitive load",13131546.926795885,13113080.078824844]
[null,"Non-weather sensitive load",10102689.709977012,10102689.709977012]
[null,"TOTAL",23234236.636772897,23215769.788801856]
[]
[]
["Intermediate",null,"2004 kWh (Actual)","2004 kWh (Weather Corrected)"]
[null,"Weather sensitive load",0,0]
[null,"Non-weather sensitive load",52704984.674276724,52704984.674276724]
[null,"TOTAL",52704984.674276724,52704984.674276724]

{"sheet":"Hourly load shapes by class","index":1,"n_rows":8818,"n_cols":28,"rows_kept":4500,"cut":true,"hidden":false,"merged":[],"bounds":{"rows_first":2000,"rows_last":500,"rows_between":2000,"halvings":0}}
["ALL UNITS IN GWh",null,null,null,"2004 Load Shape",null,null,null,null,null,null,null,"2021 Load Shape"]
["Year","Month","Day","Hour (EST)","Residential","GS<50 kW","GS>50kW","Intermediate Use","Sentinel Lighting","Street Lighting","TOTAL LDC sales",null,{"$f":"E2","v":"Residential"},"GS<50 kW","GS>50kW","Intermediate Use","Sentinel Lighting","Street Lighting","TOTAL LDC sales",null,null,"Residential","GS<50 kW","GS>50 kW",{"$f":"P2","v":"Intermediate Use"},"Sentinel ","Street Lighting"]
[2004,1,1,1,3.8469245523226271E-3,1.936830607950105E-3,2.4479772894686609E-3,2.5482518814589606E-3,1.5627816280617882E-5,2.6501993358583322E-4,{"$f":"SUM(E3:J3)","v":1.1060632081066807E-2},null,{"$f":"E3*V$5","v":3.2901731511946501E-3},1.6034080631962856E-3,2.5297195603768649E-3,9.6549307055962205E-4,2.2665515200667233E-6,1.0626763263988838E-4,{"$f":"SUM(M3:R3)","v":8.497328029487378E-3},null,2004,{"$f":"'Data summary'!O11","v":27391006.760553032},{"$f":"'Data summary'!O15","v":13072671.784882449},{"$f":"'Data summary'!O14","v":23234236.636772893},{"$f":"'Data summary'!O16","v":52704984.674276724},{"$f":"'Data summary'!O13","v":66176.723736144108},{"$f":"'Data summary'!O12","v":1125333.4197785901},{"$f":"SUM(V3:AA3)","v":117594409.99999982}]
[2004,1,1,2,3.6646183815771949E-3,1.9301859747436047E-3,2.4358795367285554E-3,2.5393339693248551E-3,1.5627816280617882E-5,2.6501993358583322E-4,1.0850665612240663E-2,null,{"$f":"E4*V$5","v":3.1342514895853573E-3},{"$f":"F4*W$5","v":1.5979072938380604E-3},{"$f":"G4*X$5","v":2.517217842376903E-3},{"$f":"H4*Y$5","v":9.621142121225948E-4},{"$f":"I4*Z$5","v":2.2665515200667233E-6},{"$f":"J4*AA$5","v":1.0626763263988838E-4},8.3200250220828702E-3,null,"2021 Forecast",23426805.959412694,10822230.535474412,24010068.697666168,19969100.330000002,9597.8191120162519,451235.93849097955,{"$f":"SUM(V4:AA4)","v":78689039.280156285}]
[2004,1,1,3,3.2703210308390575E-3,1.9696697624897886E-3,2.434443018098901E-3,2.5336271097547085E-3,1.5627816280617882E-5,2.6501993358583322E-4,1.0488708671048909E-2,null,2.7970193605584091E-3,1.6305940055091272E-3,2.5157333558614783E-3,9.5995197164325924E-4,2.2665515200667233E-6,1.0626763263988838E-4,8.0118328777322289E-3,null,"Scaling Factor",{"$f":"V4/V3","v":0.85527363649702159},{"$f":"W4/W3","v":0.82785146858727832},1.0333917603156957,0.37888447275739656,0.14503315622399357,0.40097977235916482]
[2004,1,1,4,3.3659325036617723E-3,1.8791170239779898E-3,2.4388784341164782E-3,2.5470865984864957E-3,1.5627816280617882E-5,2.6501993358583322E-4,1.0511662310109188E-2,null,2.8787933326103283E-3,1.5556297879475347E-3,2.5203168782276151E-3,9.6505156293498658E-4,2.2665515200667233E-6,1.0626763263988838E-4,8.0283257458804193E-3]
[2004,1,1,5,3.4019684754372495E-3,1.8607730827162748E-3,2.4917426491612412E-3,2.5502493675619636E-3,1.5627816280617882E-5,2.6501993358583322E-4,1.0585381324743182E-2,null,2.9096139492354447E-3,1.5404437292343453E-3,2.57494632247043E-3,9.6624988702859866E-4,2.2665515200667233E-6,1.0626763263988838E-4,8.0997880721287736E-3]
[2004,1,1,6,3.6210386691468872E-3,1.8009248573667156E-3,2.5670671835922947E-3,2.5595818316561879E-3,1.5627816280617882E-5,2.6501993358583322E-4,1.0829260291628538E-2,null,3.0969789104575937E-3,1.4908982879863703E-3,2.6527860757010967E-3,9.6978581276646614E-4,2.2665515200667233E-6,1.0626763263988838E-4,8.3189832710714815E-3]
[2004,1,1,7,3.6721749822625502E-3,1.7279029568250217E-3,2.7526017333822051E-3,2.5559775204115013E-3,1.5627816280617882E-5,2.6501993358583322E-4,1.0989304942747731E-2,null,3.1407144509330771E-3,1.4304470003838948E-3,2.8445159507078724E-3,9.6842019520086947E-4,2.2665515200667233E-6,1.0626763263988838E-4,8.4926317813856685E-3]
[2004,1,1,8,3.8555049240727828E-3,1.6494283756185669E-3,3.0080533950044819E-3,2.5273167667607416E-3,1.5627816280617882E-5,2.6501993358583322E-4,1.1320951211323026E-2,null,3.2975117169439022E-3,1.3654817030853597E-3,3.1084975929872864E-3,9.5756108066507174E-4,2.2665515200667233E-6,1.0626763263988838E-4,8.8375862778415741E-3]
[2004,1,1,9,4.5630432561028986E-3,1.6906769575158415E-3,3.0605056193667647E-3,2.5052697477191883E-3,6.5167997020435214E-6,1.1051331761365367E-4,1.193652569802039E-2,null,3.9026505991403364E-3,1.399629402186161E-3,3.1627012894534993E-3,9.4920780747964053E-4,9.4515202926695283E-7,4.4313604939378932E-5,9.4594478552282833E-3]
[2004,1,1,10,5.3791551186908922E-3,1.6240270485970698E-3,3.0977035886122395E-3,2.4876318516510445E-3,0,0,1.2588517607551246E-2,null,4.6006495596443275E-3,1.3444531772065474E-3,3.2011413643722496E-3,9.4252508252731218E-4,0,0,1.0088769183750438E-2]
[2004,1,1,11,5.0390351774723553E-3,1.7062734549514412E-3,3.0443711025406085E-3,2.4278653182530593E-3,0,0,1.2217545053217463E-2,null,4.309753940673196E-3,1.4125409854930399E-3,3.1460280127086748E-3,9.1988047103227914E-4,0,0,9.7882034099071886E-3]
[2004,1,1,12,5.0708496570263583E-3,1.8173127176186793E-3,3.0129928682494835E-3,2.4288503656036534E-3,0,0,1.2330005608498175E-2,null,4.3369640262946084E-3,1.5044650021629614E-3,3.1136020039389707E-3,9.2025369017835013E-4,0,0,9.8752847225748903E-3]
[2004,1,1,13,4.4792689781758457E-3,1.775113948524079E-3,3.0860866857239733E-3,2.4328091502678353E-3,0,0,1.1773278762691733E-2,null,3.8310006678127537E-3,1.4695306891954211E-3,3.1891365526471277E-3,9.2175361221859872E-4,0,0,9.4114215218739014E-3]
[2004,1,1,14,4.63593770809033E-3,1.7791715185711699E-3,3.1155644297076535E-3,2.4725292499375713E-3,0,0,1.2003202906306725E-2,null,3.964995302172084E-3,1.4728897545178011E-3,3.2195986103925587E-3,9.3680294123983784E-4,0,0,9.5942866083222819E-3]
[2004,1,1,15,4.8701268222384221E-3,1.7687102501280209E-3,3.0962412020783736E-3,2.4727546698376322E-3,0,0,1.2207832944282447E-2,null,4.1652910774575393E-3,1.4642293780738544E-3,3.1996301461777563E-3,9.3688834933982148E-4,0,0,9.7660389510489717E-3]
[2004,1,1,16,4.9129621866715201E-3,1.6528587616958723E-3,3.0724342200039263E-3,2.4469891802943893E-3,0,0,1.2085244348665708E-2,null,4.2019270353669102E-3,1.3683215532372781E-3,3.175028207064039E-3,9.2712620541889371E-4,0,0,9.6724030010871213E-3]
[2004,1,1,17,4.8404228061001836E-3,1.7038923499475569E-3,2.9639636934048596E-3,2.445349166523004E-3,5.2040631344716196E-6,8.8251643192443688E-5,1.2047083722302518E-2,null,4.1398860155564213E-3,1.4105697842187138E-3,3.0629356586394586E-3,9.265048296658075E-4,7.5476170158134809E-7,3.5387123797628309E-5,9.576038173579611E-3]
[2004,1,1,18,5.2713516564722729E-3,1.7146672281246839E-3,2.9360178567224204E-3,2.5010222651058421E-3,1.5627816280617882E-5,2.6501993358583322E-4,1.270370675629167E-2,null,4.5084481004856397E-3,1.4194897829414973E-3,3.0340566612766981E-3,9.4759850226913667E-4,2.2665515200667233E-6,1.0626763263988838E-4,1.0018127231132927E-2]
[2004,1,1,19,5.7823164450431942E-3,1.6982710537690646E-3,2.8431157966897613E-3,2.5120277310047966E-3,1.5627816280617882E-5,2.6501993358583322E-4,1.3116378776373269E-2,null,4.9454628133286226E-3,1.4059161859219849E-3,2.938052437922594E-3,9.5176830241371156E-4,2.2665515200667233E-6,1.0626763263988838E-4,1.0349733923746867E-2]
[2004,1,1,20,6.212100791095191E-3,1.7516318234617068E-3,2.783970999001583E-3,2.5247151954448468E-3,1.5627816280617882E-5,2.6501993358583322E-4,1.3553066558869779E-2,null,5.3130460338860087E-3,1.4500909774769863E-3,2.8769326913260919E-3,9.5657538568870817E-4,2.2665515200667233E-6,1.0626763263988838E-4,1.070517927253775E-2]
[2004,1,1,21,5.7082604182281255E-3,1.8682529715301488E-3,2.7211025607080559E-3,2.5164190611018313E-3,1.5627816280617882E-5,2.6501993358583322E-4,1.3094682761434613E-2,null,4.8821246459699779E-3,1.5466359661737803E-3,2.811964965209645E-3,9.534321092022302E-4,2.2665515200667233E-6,1.0626763263988838E-4,1.0302691870715587E-2]
[2004,1,1,22,5.3291730218009738E-3,1.6723899162373944E-3,2.6103700739348425E-3,2.486679992930152E-3,1.5627816280617882E-5,2.6501993358583322E-4,1.2379260754769814E-2,null,4.5579011898775404E-3,1.3844904482076823E-3,2.6975349257789397E-3,9.4216443803770724E-4,2.2665515200667233E-6,1.0626763263988838E-4,9.6906251860618253E-3]
[2004,1,1,23,5.0099598701613245E-3,1.6640086346567057E-3,2.580015804503919E-3,2.4808858640139255E-3,1.5627816280617882E-5,2.6501993358583322E-4,1.2015517923202327E-2,null,4.284886596857022E-3,1.3775519919424657E-3,2.6661670738586207E-3,9.3996913255819437E-4,2.2665515200667233E-6,1.0626763263988838E-4,9.3771089793762575E-3]
[2004,1,1,24,4.4551437319463776E-3,1.8187150728075539E-3,2.5725202400027885E-3,2.4716106801445587E-3,1.5627816280617882E-5,2.6501993358583322E-4,1.1598637474767731E-2,null,3.8103669807386903E-3,1.5056259439655522E-3,2.6584212192642376E-3,9.3645490940812148E-4,2.2665515200667233E-6,1.0626763263988838E-4,9.0194032375365569E-3]
[2004,1,2,1,3.8927826080023824E-3,1.8535058010994707E-3,2.4258395826719029E-3,2.5087807917935495E-3,1.5627816280617882E-5,2.6501993358583322E-4,1.0961556533433758E-2,null,3.3293943372385572E-3,1.5344274994752367E-3,2.5068426365808102E-3,9.5053808756258285E-4,2.2665515200667233E-6,1.0626763263988838E-4,8.4297367450171419E-3]
[2004,1,2,2,3.6002602635394863E-3,1.7994804153092512E-3,2.3893225143457567E-3,2.5217384592191375E-3,1.5627816280617899E-5,2.6501993358583322E-4,1.0591449402280084E-2,null,3.0792076879331419E-3,1.4897025045078091E-3,2.4691061990616855E-3,9.5544754655329243E-4,2.2665515200667258E-6,1.0626763263988838E-4,8.1019981222158841E-3]
[2004,1,2,3,3.2289077493431145E-3,1.8184665836449446E-3,2.3683685418330611E-3,2.5222640712259576E-3,1.5627816280617882E-5,2.6501993358583322E-4,1.0218654695913531E-2,null,2.7615996726940992E-3,1.5054202318473581E-3,2.4474525365211844E-3,9.5564669278137143E-4,2.2665515200667233E-6,1.0626763263988838E-4,7.7786533180039686E-3]
[2004,1,2,4,3.2584964076720216E-3,1.7884336493437776E-3,2.3764538031747951E-3,2.5139739347071854E-3,1.5627816280617882E-5,2.6501993358583322E-4,1.0218005544764232E-2,null,2.7869060721021311E-3,1.4805574230801518E-3,2.4558077789717313E-3,9.5250568877736964E-4,2.2665515200667233E-6,1.0626763263988838E-4,7.7843111470913395E-3]
[2004,1,2,5,3.2558697760366518E-3,1.8182382563106728E-3,2.4377128698129143E-3,2.5088767569814607E-3,1.5627816280617882E-5,2.6501993358583322E-4,1.0301345409008152E-2,null,2.7846595833116105E-3,1.5052312107283626E-3,2.5191123936801939E-3,9.5057444728220773E-4,2.2665515200667233E-6,1.0626763263988838E-4,7.8681118191623288E-3]
[2004,1,2,6,3.3958288508645585E-3,1.7729693748910964E-3,2.5555739015494039E-3,2.5006798876330144E-3,1.5627816280617882E-5,2.6501993358583322E-4,1.0505699764804526E-2,null,2.9043628902004331E-3,1.4677553007638629E-3,2.640909012738989E-3,9.4746878076086029E-4,2.2665515200667233E-6,1.0626763263988838E-4,8.0690301686241004E-3]
[2004,1,2,7,3.4984622955105708E-3,1.7534527034629873E-3,2.772249484454575E-3,2.517539360392462E-3,1.5627816280617882E-5,2.6501993358583322E-4,1.0822351593687047E-2,null,2.9921425696290437E-3,1.4515983956601675E-3,2.8648197747747932E-3,9.5385657320829138E-4,2.2665515200667233E-6,1.0626763263988838E-4,8.3709514974322514E-3]
[2004,1,2,8,3.6695488324413458E-3,1.8586511640627712E-3,3.19521797655939E-3,2.5094113657246481E-3,1.5627816280617882E-5,2.6501993358583322E-4,1.1513477088654607E-2,null,3.1384683742255097E-3,1.5386870957608196E-3,3.3019119293890634E-3,9.507770022340017E-4,2.2665515200667233E-6,1.0626763263988838E-4,9.0383785857693494E-3]
[2004,1,2,9,4.3362081739821683E-3,1.9961333842516832E-3,3.2695065736131953E-3,2.4792815362934708E-3,6.5167997020435214E-6,1.1051331761365367E-4,1.2198159785456216E-2,null,3.708644533569839E-3,1.6525019536488498E-3,3.3786811534698784E-3,9.3936127769569987E-4,9.4515202926695283E-7,4.4313604939378932E-5,9.7244476753529114E-3]
[2004,1,2,10,4.9977781879649557E-3,1.9981550971564814E-3,3.2846059434172804E-3,2.4082658227292013E-3,0,0,1.2688805051267918E-2,null,4.2744679252262824E-3,1.6541756316461489E-3,3.3942847178113798E-3,9.1245452650441129E-4,0,0,1.0235382801188223E-2]
[2004,1,2,11,4.8407879292624995E-3,2.0655653012101906E-3,3.2348812641791961E-3,2.4004743080081495E-3,0,0,1.2541708802660036E-2,null,4.1401982957712247E-3,1.7099812680697801E-3,3.3428996440024025E-3,9.0950244255734404E-4,0,0,1.0102581650400752E-2]
[2004,1,2,12,5.1939617339028434E-3,2.0334517058621772E-3,3.1712021640313529E-3,2.389522922825574E-3,0,0,1.2788138526621948E-2,null,4.4422585399814607E-3,1.6833959809993096E-3,3.2770941866053032E-3,9.0535313275648085E-4,0,0,1.0308101840342554E-2]
[2004,1,2,13,4.2105097399661338E-3,2.0613113316058818E-3,3.2171644258802631E-3,2.3849782470175915E-3,0,0,1.1873963744469871E-2,null,3.6011379768069642E-3,1.7064596130855275E-3,3.3245912092854397E-3,9.0363122565912009E-4,0,0,9.5358200248370512E-3]
[2004,1,2,14,4.6178457570930451E-3,2.0443065086866237E-3,3.4002204565242119E-3,2.3794786132784154E-3,0,0,1.2441851335582295E-2,null,3.9495217334513102E-3,1.692382145458753E-3,3.5137598030289935E-3,9.015474998294936E-4,0,0,1.005721118176855E-2]
[2004,1,2,15,4.5851880900277149E-3,2.0642855410882002E-3,3.3710735413828466E-3,2.3761985857356448E-3,0,0,1.2396745758234406E-2,null,3.9215904917808365E-3,1.708921816773351E-3,3.4836396210832861E-3,9.0030474832332116E-4,0,0,1.0014456677960795E-2]
[2004,1,2,16,4.8482210027202448E-3,2.0994488001220696E-3,3.3240847150130576E-3,2.376003355553164E-3,0,0,1.2647757873408536E-2,null,4.1465556075377802E-3,1.7380317724048546E-3,3.4350817550858411E-3,9.0023077863856554E-4,0,0,1.0219899913667041E-2]
[2004,1,2,17,4.2682975193729395E-3,2.2658325662127722E-3,3.1561401843587661E-3,2.388144215601538E-3,5.2040631344716196E-6,8.8251643192443688E-5,1.217187019187293E-2,null,3.6505623410453105E-3,1.875772817512125E-3,3.2615292609176096E-3,9.0483076199681506E-4,7.5476170158134809E-7,3.5387123797628309E-5,9.7288370669710682E-3]
[2004,1,2,18,4.9676741543879278E-3,2.0828932470469395E-3,3.0823451187286391E-3,2.4413662902636655E-3,1.5627816280617882E-5,2.6501993358583322E-4,1.2854926560293625E-2,null,4.2487207389556294E-3,1.7243262334783337E-3,3.1852700481434806E-3,9.2499577969423004E-4,2.2665515200667233E-6,1.0626763263988838E-4,1.0191846984431629E-2]
[2004,1,2,19,5.3503816187716532E-3,1.957897892840062E-3,3.0317994571538633E-3,2.4462082595644646E-3,1.5627816280617882E-5,2.6501993358583322E-4,1.3066934978196495E-2,null,4.5760403437336526E-3,1.620848645931583E-3,3.1330365779524013E-3,9.2683032667987089E-4,2.2665515200667233E-6,1.0626763263988838E-4,1.0365290078457462E-2]
[2004,1,2,20,5.6354744073947773E-3,1.8088410458242065E-3,2.9615627089573664E-3,2.4349624795030169E-3,1.5627816280617882E-5,2.6501993358583322E-4,1.3121488391545821E-2,null,4.8198726897984287E-3,1.4974517162265177E-3,3.0604545010947731E-3,9.2256947523054354E-4,2.2665515200667233E-6,1.0626763263988838E-4,1.0408882566510218E-2]
[2004,1,2,21,5.2204554873149641E-3,2.0975234523271827E-3,2.9401938017235437E-3,2.4462743359293321E-3,1.5627816280617882E-5,2.6501993358583322E-4,1.2985094827161474E-2,null,4.4649179488067004E-3,1.7364378704053161E-3,3.0383720484323902E-3,9.2685536198853537E-4,2.2665515200667233E-6,1.0626763263988838E-4,1.0275117413792898E-2]
[2004,1,2,22,4.7940913686583429E-3,2.1097206068520663E-3,2.7229251104600198E-3,2.4455954785097419E-3,1.5627816280617882E-5,2.6501993358583322E-4,1.2352980314346623E-2,null,4.1002599585714039E-3,1.7465353026913271E-3,2.8138483731060902E-3,9.2659815345303646E-4,2.2665515200667233E-6,1.0626763263988838E-4,9.6957759719818112E-3]
[2004,1,2,23,4.7563141113022463E-3,2.039837485402794E-3,2.5513250826265802E-3,2.4534200815623168E-3,1.5627816280617882E-5,2.6501993358583322E-4,1.2081544510760388E-2,null,4.0679500662955713E-3,1.6886824579700839E-3,2.6365183182730694E-3,9.2956277405514722E-4,2.2665515200667233E-6,1.0626763263988838E-4,9.4312478007538263E-3]
[2004,1,2,24,4.2714284012493279E-3,1.6035519165104753E-3,2.4778134271442502E-3,2.4458507872328465E-3,1.5627816280617882E-5,2.6501993358583322E-4,1.107929228200335E-2,null,3.6532401017731718E-3,1.3275028090391416E-3,2.5605519792104635E-3,9.2669488596398039E-4,2.2665515200667233E-6,1.0626763263988838E-4,8.5765239601467112E-3]
[2004,1,3,1,3.9516881152270545E-3,1.4751907442292463E-3,2.5597250089393351E-3,2.4547776961033182E-3,1.5627816280617882E-5,2.6501993358583322E-4,1.0722029314365406E-2,null,3.3797746646123043E-3,1.2212388240565417E-3,2.6451987329119291E-3,9.3007715312472239E-4,2.2665515200667233E-6,1.0626763263988838E-4,8.2848235588654524E-3]
[2004,1,3,2,3.4333931625297105E-3,1.5645205994591171E-3,2.5017056528935109E-3,2.4439223764068331E-3,1.5627816280617882E-5,2.6501993358583322E-4,1.0224189541155624E-2,null,2.9364906556407951E-3,1.2951906758972792E-3,2.585242008435352E-3,9.2596424104490662E-4,2.2665515200667233E-6,1.0626763263988838E-4,7.8514217651782878E-3]
[2004,1,3,3,3.3818067129715674E-3,1.5205692690073718E-3,2.4811400971154729E-3,2.439972588479018E-3,1.5627816280617882E-5,2.6501993358583322E-4,1.0104136417439883E-2,null,2.8923701253332317E-3,1.2588055024364371E-3,2.5639897325480149E-3,9.2446772772837289E-4,2.2665515200667233E-6,1.0626763263988838E-4,7.7481672722060123E-3]
[2004,1,3,4,3.201827264039581E-3,1.5275742355775369E-3,2.4705702567206882E-3,2.4518010601757875E-3,1.5627816280617882E-5,2.6501993358583322E-4,9.9324205663800461E-3,null,2.7384384475504417E-3,1.2646045742989529E-3,2.5530669465761921E-3,9.2894935199072919E-4,2.2665515200667233E-6,1.0626763263988838E-4,7.5935935045762714E-3]
[2004,1,3,5,3.3415371524455439E-3,1.5112286848505694E-3,2.5217906719830706E-3,2.4498636526134074E-3,1.5627816280617882E-5,2.6501993358583322E-4,1.0105067911759044E-2,null,2.8579286318620029E-3,1.2510728861247651E-3,2.6059977016682865E-3,9.2821529834794057E-4,2.2665515200667233E-6,1.0626763263988838E-4,7.7517487021629503E-3]
[2004,1,3,6,3.500267891298692E-3,1.4816640468577852E-3,2.5828898434195123E-3,2.4430873749605297E-3,1.5627816280617882E-5,2.6501993358583322E-4,1.0288556906402971E-2,null,2.9936868481047936E-3,1.2265977571441875E-3,2.6691370819928212E-3,9.2564787196217232E-4,2.2665515200667233E-6,1.0626763263988838E-4,7.923603743363929E-3]
[2004,1,3,7,3.6311683462616822E-3,1.5209712517858425E-3,2.8481033065598134E-3,2.4475898654024442E-3,1.5627816280617882E-5,2.6501993358583322E-4,1.0728480519876234E-2,null,3.1056425562401052E-3,1.2591382844699408E-3,2.9432064895267992E-3,9.2735379567935228E-4,2.2665515200667233E-6,1.0626763263988838E-4,8.3438753100761529E-3]
[2004,1,3,8,3.7806074865937528E-3,1.5552007744881727E-3,3.316360200818878E-3,2.4997458217884982E-3,1.5627816280617882E-5,2.6501993358583322E-4,1.1432562033555754E-2,null,3.2334539132269037E-3,1.2874752451081063E-3,3.4270993057651344E-3,9.471148777158401E-4,2.2665515200667233E-6,1.0626763263988838E-4,9.0036775259759397E-3]
[2004,1,3,9,4.0768393260174948E-3,1.7818536563730142E-3,3.4051219542556308E-3,2.4733617539626457E-3,6.5167997020435214E-6,1.1051331761365367E-4,1.1854206807924483E-2,null,3.4868131957770492E-3,1.4751101662360115E-3,3.5188249703978483E-3,9.3711836408844659E-4,9.4515202926695283E-7,4.4313604939378932E-5,9.4631254534679986E-3]
[2004,1,3,10,4.7848292366840838E-3,1.8226917619904408E-3,3.391108897757318E-3,2.4149010512141554E-3,0,0,1.2413530947645997E-2,null,4.092338301276064E-3,1.5089180519457204E-3,3.5043439932756532E-3,9.1496851155055804E-4,0,0,1.0020568858047994E-2]
[2004,1,3,11,5.0376315697215311E-3,1.9233675367896826E-3,3.3537468626039634E-3,2.3867597111496149E-3,0,0,1.2701505680264792E-2,null,4.3085534719679332E-3,1.5922626399644348E-3,3.4657343739995512E-3,9.0430619475751796E-4,0,0,1.0270856680689437E-2]
[2004,1,3,12,4.649161639653141E-3,1.933617058049366E-3,3.2993231692815934E-3,2.387237240264301E-3,0,0,1.2269339107248402E-2,null,3.9763053822085975E-3,1.6007477211915802E-3,3.4094933777542658E-3,9.0448712312436209E-4,0,0,9.8910336042788063E-3]
[2004,1,3,13,4.333635203443543E-3,1.9194859131063109E-3,3.328602178451579E-3,2.3901452021075562E-3,0,0,1.1971868497108989E-2,null,3.7064439397006691E-3,1.5890492320976524E-3,3.4397500645807367E-3,9.055889047141425E-4,0,0,9.6408321410932016E-3]
[2004,1,3,14,4.3129982109452779E-3,1.8366190730686736E-3,3.2661217926371238E-3,2.4589806965257233E-3,0,0,1.1874719773176799E-2,null,3.688793664080316E-3,1.5204477968753071E-3,3.375183348698733E-3,9.3166960472376443E-4,0,0,9.5160944143781196E-3]
[2004,1,3,15,4.360125152475627E-3,1.8017288977030474E-3,3.2386819988370823E-3,2.4224798437708856E-3,0,0,1.1823015892786642E-2,null,3.7291000947399602E-3,1.4915639139596059E-3,3.3468272918810082E-3,9.1783999837255243E-4,0,0,9.4853312989531275E-3]
[2004,1,3,16,4.219712446093777E-3,1.8683994355841497E-3,3.2001696991875244E-3,2.4029047407367189E-3,0,0,1.1691186321602171E-2,null,3.6090088087423668E-3,1.5467572166559802E-3,3.3070289987523461E-3,9.1042329578028042E-4,0,0,9.3732183199309749E-3]
[2004,1,3,17,4.5680168252950982E-3,1.9090311552512743E-3,3.1370915272656394E-3,2.397792367854026E-3,5.2040631344716196E-6,8.8251643192443688E-5,{"$f":"SUM(E67:J67)","v":1.2105387581992953E-2},null,3.906904361749718E-3,1.5803942454536359E-3,3.2418445356324935E-3,9.0848629707608217E-4,7.5476170158134809E-7,3.5387123797628309E-5,{"$f":"SUM(M67:R67)","v":9.6737713254111384E-3}]
[2004,1,3,18,5.3059769510857705E-3,1.9367089016275078E-3,3.0701429620055704E-3,2.4899506225438419E-3,1.5627816280617882E-5,2.6501993358583322E-4,1.3083427187129142E-2,null,{"$f":"E68*V$5","v":4.5380622021245062E-3},{"$f":"F68*W$5","v":1.603307308438387E-3},{"$f":"G68*X$5","v":3.1726604399277803E-3},{"$f":"H68*Y$5","v":9.4340362881447488E-4},{"$f":"I68*Z$5","v":2.2665515200667233E-6},{"$f":"J68*AA$5","v":1.0626763263988838E-4},1.0365967763465104E-2]
[2004,1,3,19,5.4355280161845305E-3,1.807442334258533E-3,2.9681182689071314E-3,2.5231474564589313E-3,1.5627816280617882E-5,2.6501993358583322E-4,1.3014883825675578E-2,null,4.648863812683585E-3,1.496293790802745E-3,3.0672289627311162E-3,9.5598139372960844E-4,2.2665515200667233E-6,1.0626763263988838E-4,1.027690214410701E-2]
[2004,1,3,20,5.2871514127821907E-3,1.7926754392121869E-3,2.9482740277325466E-3,2.4992291062198662E-3,1.5627816280617882E-5,2.6501993358583322E-4,1.2807977735813244E-2,null,4.5219612155205898E-3,1.4840689950521532E-3,3.0467220874115827E-3,9.4691910221005341E-4,2.2665515200667233E-6,1.0626763263988838E-4,1.0108205584354334E-2]
[2004,1,3,21,5.0775869308914865E-3,1.8120670605728344E-3,2.8165331764991065E-3,2.4178918793168695E-3,1.5627816280617882E-5,2.6501993358583322E-4,1.2404726797146749E-2,null,4.3427262390133125E-3,1.5001223772738537E-3,2.9105821772499696E-3,9.1610168987936284E-4,2.2665515200667233E-6,1.0626763263988838E-4,9.7780666675764544E-3]
[2004,1,3,22,4.6730631549369303E-3,1.8506209477886163E-3,2.5882630832840367E-3,2.3427093528720199E-3,1.5627816280617882E-5,2.6501993358583322E-4,1.1735304288748055E-2,null,3.9967477181031535E-3,1.532039269425187E-3,2.6746897437950209E-3,8.8761619798673696E-4,2.2665515200667233E-6,1.0626763263988838E-4,9.1996271134700529E-3]
[2004,1,3,23,4.9552264394965642E-3,1.698242922685597E-3,2.4597669221043342E-3,2.3071634580483749E-3,1.5627816280617882E-5,2.6501993358583322E-4,1.1701047492201322E-2,null,4.2380745365744148E-3,1.4058928975632231E-3,2.5419028695997186E-3,8.7414841036779036E-4,2.2665515200667233E-6,1.0626763263988838E-4,9.1685528982651011E-3]
[2004,1,3,24,4.7629340497449737E-3,1.6421633467485985E-3,2.4375987747799715E-3,2.3077852358394644E-3,1.5627816280617882E-5,2.6501993358583322E-4,1.1431129156979461E-2,null,4.0736119251208692E-3,1.3594673382660272E-3,2.5189944888132578E-3,8.7438399231833954E-4,2.2665515200667233E-6,1.0626763263988838E-4,8.9349919286784481E-3]
[2004,1,4,1,3.4316431344930398E-3,1.936830607950105E-3,2.4144081178656619E-3,2.3094883270635947E-3,1.5627816280617882E-5,2.6501993358583322E-4,1.0373017937238854E-2,null,2.9349939027979001E-3,1.6034080631962856E-3,2.495029455041702E-3,8.7502926713885188E-4,2.2665515200667233E-6,1.0626763263988838E-4,8.0169948723346953E-3]
[2004,1,4,2,3.2616784480131739E-3,1.9301859747436047E-3,2.3951920551234839E-3,2.312957586964602E-3,1.5627816280617882E-5,2.6501993358583322E-4,1.0180661814711316E-2,null,2.789627587316189E-3,1.5979072938380604E-3,2.4751717341382259E-3,8.7634371584730344E-4,2.2665515200667233E-6,1.0626763263988838E-4,7.8475845152997329E-3]
[2004,1,4,3,2.9665422163352674E-3,1.9696697624897886E-3,2.3943251516775899E-3,2.3094733325029837E-3,1.5627816280617882E-5,2.6501993358583322E-4,9.9206582128720817E-3,null,2.5372053491869982E-3,1.6305940055091272E-3,2.4742758832602498E-3,8.7502358593266063E-4,2.2665515200667233E-6,1.0626763263988838E-4,7.6256330080489917E-3]
[2004,1,4,4,3.0975826856568947E-3,1.8791170239779898E-3,2.4024182076351217E-3,2.319628802395023E-3,1.5627816280617882E-5,2.6501993358583322E-4,9.9793944695314822E-3,null,2.6492808079119829E-3,1.5556297879475347E-3,2.4826391806025369E-3,8.7887133578830952E-4,2.2665515200667233E-6,1.0626763263988838E-4,7.674955296410318E-3]
[2004,1,4,5,2.9807391584391846E-3,1.8607730827162748E-3,2.4465451196526464E-3,2.2920459620724685E-3,1.5627816280617882E-5,2.6501993358583322E-4,9.8607510727470263E-3,null,2.5493476194873533E-3,1.5404437292343453E-3,2.5282395678896227E-3,8.6842062587554698E-4,2.2665515200667233E-6,1.0626763263988838E-4,7.5949857266468237E-3]
[2004,1,4,6,3.1427623874016016E-3,1.8009248573667156E-3,2.4997611187868138E-3,2.2492313662188274E-3,1.5627816280617882E-5,2.6501993358583322E-4,9.9733274796404096E-3,null,2.687921815719029E-3,1.4908982879863703E-3,2.5832325429118383E-3,8.5219884029921918E-4,2.2665515200667233E-6,1.0626763263988838E-4,7.7227856710764117E-3]
[2004,1,4,7,3.2655540035603412E-3,1.7279029568250217E-3,2.6672976922593621E-3,2.2841011016404688E-3,1.5627816280617882E-5,2.6501993358583322E-4,1.0225503504151646E-2,null,2.7929422478024609E-3,1.4304470003838948E-3,2.7563634574898949E-3,8.6541044161963772E-4,2.2665515200667233E-6,1.0626763263988838E-4,7.9536973314558428E-3]
[2004,1,4,8,3.6161964085814251E-3,1.6494283756185669E-3,2.8983042502736464E-3,2.3058115404370819E-3,1.5627816280617882E-5,2.6501993358583322E-4,1.0750388324777174E-2,null,3.0928374526549046E-3,1.3654817030853597E-3,2.9950837311207459E-3,8.7363618977642418E-4,2.2665515200667233E-6,1.0626763263988838E-4,8.4355732607973889E-3]
[2004,1,4,9,3.7340433609014912E-3,1.6906769575158415E-3,3.1061112094982867E-3,2.3449124600351361E-3,6.5167997020435214E-6,1.1051331761365367E-4,1.0992774105266454E-2,null,3.193628844115779E-3,1.399629402186161E-3,3.2098297305197493E-3,8.8845092108266223E-4,9.4515202926695283E-7,4.4313604939378932E-5,8.7367976548729971E-3]
[2004,1,4,10,4.0213934591261484E-3,1.6240270485970698E-3,3.2032723473524975E-3,2.2940542402458183E-3,0,0,1.1142747095321535E-2,null,3.4393918075721576E-3,1.3444531772065474E-3,3.3102352498011879E-3,8.6918153129240678E-4,0,0,8.9632617658722998E-3]
[2004,1,4,11,3.9917803132443735E-3,1.7062734549514412E-3,3.205490865210053E-3,2.2997192153444315E-3,0,0,1.1203263848750301E-2,null,3.4140644646057355E-3,1.4125409854930399E-3,3.3125278478752991E-3,8.7132790239582861E-4,0,0,9.0104612003699021E-3]
[2004,1,4,12,3.6870715768090815E-3,1.8173127176186793E-3,3.1588257032872558E-3,2.3213725745125442E-3,0,0,1.098458257222756E-2,null,3.1534551155223108E-3,1.5044650021629614E-3,3.2643044540504825E-3,8.7953202396766556E-4,0,0,8.8017565957034197E-3]
[2004,1,4,13,3.7316021016432404E-3,1.775113948524079E-3,3.1633056762547787E-3,2.3684670392238043E-3,0,0,1.1038488765645902E-2,null,3.1915408994323425E-3,1.4695306891954211E-3,3.2689340212015577E-3,8.9737538539958318E-4,0,0,8.8273809952289038E-3]
[2004,1,4,14,3.3503342092473017E-3,1.7791715185711699E-3,3.1389199098280484E-3,2.7425792108615133E-3,0,0,1.1011004848508033E-2,null,2.8654525226233132E-3,1.4728897545178011E-3,3.2437339711071916E-3,1.0391206783026611E-3,0,0,8.6211969265509673E-3]
[2004,1,4,15,3.2064626146079103E-3,1.7687102501280209E-3,3.1686075276441917E-3,2.7511908327664363E-3,0,0,1.0894971225146559E-2,null,2.7424029406874551E-3,1.4642293780738544E-3,3.2744129107417958E-3,1.0423834881276939E-3,0,0,8.5234287176307981E-3]
[2004,1,4,16,3.5754863188159382E-3,1.6528587616958723E-3,3.1273446799104381E-3,2.8456932538205265E-3,0,0,1.1201383014242776E-2,null,3.0580191861390564E-3,1.3683215532372781E-3,3.2317722238865733E-3,1.0781889881030704E-3,0,0,8.7363019513659775E-3]
[2004,1,4,17,4.3106365657657819E-3,1.7038923499475569E-3,3.0835255018802372E-3,2.9010512660341721E-3,3.9069540701544705E-6,6.6254983396458306E-5,1.206926762109436E-2,null,3.6867738112195329E-3,1.4105697842187138E-3,3.1864898463663575E-3,1.0991632793735352E-3,5.6663788001668081E-7,2.6566908159972096E-5,9.410130267218127E-3]
[2004,1,4,18,4.5510975788808907E-3,1.7146672281246839E-3,3.0201417813262919E-3,2.9695022979116209E-3,1.5627816280617882E-5,2.6501993358583322E-4,1.2536056636109939E-2,null,3.8924337763422499E-3,1.4194897829414973E-3,3.1209896318077578E-3,1.125098312496122E-3,2.2665515200667233E-6,1.0626763263988838E-4,9.6665456877475832E-3]
[2004,1,4,19,5.0103276853037775E-3,1.6982710537690646E-3,2.8798858865422259E-3,3.0026415507073173E-3,1.5627816280617882E-5,2.6501993358583322E-4,1.2871773926188837E-2,null,4.2852011794514665E-3,1.4059161859219849E-3,2.9760503458021986E-3,1.1376542608191936E-3,2.2665515200667233E-6,1.0626763263988838E-4,9.9133561561547991E-3]
[2004,1,4,20,4.7622476198957179E-3,1.7516318234617068E-3,2.8262070814227629E-3,3.1472264662596159E-3,1.5627816280617882E-5,2.6501993358583322E-4,1.2767960740906255E-2,null,4.0730248397674966E-3,1.4500909774769863E-3,2.9205791108881537E-3,1.1924352403168989E-3,2.2665515200667233E-6,1.0626763263988838E-4,9.7446643526094903E-3]
[2004,1,4,21,4.5869406983979222E-3,1.8682529715301488E-3,2.6749319612173715E-3,3.3179664290365137E-3,1.5627816280617882E-5,2.6501993358583322E-4,1.2728739810048408E-2,null,3.9230894515149793E-3,1.5466359661737803E-3,2.7642526481271358E-3,1.2571259610922414E-3,2.2665515200667233E-6,1.0626763263988838E-4,9.5996382110680924E-3]
[2004,1,4,22,4.7586409077616477E-3,1.6723899162373944E-3,2.5370180829767451E-3,3.6115447813254518E-3,1.5627816280617882E-5,2.6501993358583322E-4,1.2860241438167691E-2,null,4.0699401139647927E-3,1.3844904482076823E-3,2.6217335827200903E-3,1.3683582403122209E-3,2.2665515200667233E-6,1.0626763263988838E-4,9.5530565693647419E-3]
[2004,1,4,23,4.4982931913480663E-3,1.6640086346567057E-3,2.5149773383911496E-3,4.0252601953583086E-3,1.5627816280617882E-5,2.6501993358583322E-4,1.2983187109620683E-2,null,3.8472715757940533E-3,1.3775519919424657E-3,2.5989568588741132E-3,1.5251085868296678E-3,2.2665515200667233E-6,1.0626763263988838E-4,9.4574231976002551E-3]
[2004,1,4,24,3.8997814069747314E-3,1.8187150728075539E-3,2.5055427683950788E-3,5.3035501707190706E-3,1.5627816280617882E-5,2.6501993358583322E-4,1.3808237168762887E-2,null,3.3353802254867497E-3,1.5056259439655522E-3,2.5892072519780518E-3,2.0094328101752956E-3,2.2665515200667233E-6,1.0626763263988838E-4,9.5481804157656041E-3]
[2004,1,5,1,3.8172767880865939E-3,1.8710934749822529E-3,2.4889915235822907E-3,5.3980869739477721E-3,1.5627816280617882E-5,2.6501993358583322E-4,1.3856096510465363E-2,null,3.2648162000624916E-3,1.5489874811281318E-3,2.5721033319655489E-3,2.0452513370227718E-3,2.2665515200667233E-6,1.0626763263988838E-4,9.5396925343388984E-3]
[2004,1,5,2,3.5880946147840891E-3,1.9483690552491407E-3,2.4716234665647162E-3,4.8875589635116803E-3,1.5627816280617882E-5,2.6501993358583322E-4,1.3176293849976078E-2,null,3.0688027292817676E-3,1.6129601837380091E-3,2.5541553249508941E-3,1.8518202009608106E-3,2.2665515200667233E-6,1.0626763263988838E-4,9.1962726230914362E-3]
[2004,1,5,3,3.2586616865356932E-3,2.0043158053417434E-3,2.4759664663855049E-3,5.6744257940231652E-3,1.5627816280617882E-5,2.6501993358583322E-4,1.3694017502152558E-2,null,2.7870474307568997E-3,1.6592757829648557E-3,2.5586433451807496E-3,2.1499518251694382E-3,2.2665515200667233E-6,1.0626763263988838E-4,9.2634525682318992E-3]
[2004,1,5,4,3.381667591581935E-3,1.9452649649872075E-3,2.4923427853297906E-3,5.5342193102358057E-3,1.5627816280617882E-5,2.6501993358583322E-4,1.3634142402001191E-2,null,2.8922511384764063E-3,1.6103904580560403E-3,2.5755664982420766E-3,2.0968297654824961E-3,2.2665515200667233E-6,1.0626763263988838E-4,9.2835720444169739E-3]
[2004,1,5,5,3.468535265839995E-3,1.9788193703889228E-3,2.5836168311024294E-3,6.2729646439157226E-3,1.5627816280617882E-5,2.6501993358583322E-4,1.4584583861113522E-2,null,2.9665467701331361E-3,1.6381685218454232E-3,2.6698883450741989E-3,2.3767289017357983E-3,2.2665515200667233E-6,1.0626763263988838E-4,9.7598667229485108E-3]
[2004,1,5,6,3.6763627212757222E-3,1.9665716633387297E-3,2.683759811462458E-3,5.869490765542845E-3,1.5627816280617882E-5,2.6501993358583322E-4,1.4476832711486209E-2,null,3.1442961137075733E-3,1.6280292395770941E-3,2.7733752758317088E-3,2.2238589140571086E-3,2.2665515200667233E-6,1.0626763263988838E-4,9.8780937273334393E-3]
[2004,1,5,7,4.1583762351284585E-3,1.9065669037822708E-3,3.0325628512228018E-3,6.53618765660848E-3,1.5627816280617882E-5,2.6501993358583322E-4,1.591434139660846E-2,null,3.5565495645411105E-3,1.5783542112560529E-3,3.1338254630931162E-3,2.4764600141175073E-3,2.2665515200667233E-6,1.0626763263988838E-4,1.0853723437167742E-2]
[2004,1,5,8,4.3419313803441505E-3,2.0041419204153864E-3,3.8138745318671259E-3,6.2031779828306795E-3,1.5627816280617882E-5,2.6501993358583322E-4,1.6643773565323792E-2,null,3.7135394410874743E-3,1.6591318320732058E-3,3.9412265161093687E-3,2.3502878194450929E-3,2.2665515200667233E-6,1.0626763263988838E-4,1.1772719792875098E-2]
[2004,1,5,9,4.838322092834209E-3,2.0545504193530554E-3,4.0770197964615975E-3,7.3804660420168609E-3,6.5167997020435214E-6,1.1051331761365367E-4,1.8467388467981419E-2,null,4.1380893308821942E-3,1.7008625819480354E-3,4.2131586643073893E-3,2.7963439850334278E-3,9.4515202926695283E-7,4.4313604939378932E-5,1.2893713319139691E-2]
[2004,1,5,10,4.6405724541415151E-3,2.1729351755796398E-3,4.1096680412985673E-3,7.2937792373122118E-3,0,0,1.8216954908331934E-2,null,3.9689592782815213E-3,1.7988675762485602E-3,4.2468970915106839E-3,2.7634997007378835E-3,0,0,1.277822364677865E-2]
[2004,1,5,11,4.6222819220972777E-3,2.1145503545625262E-3,4.1246759039370497E-3,7.5876077028854379E-3,0,0,1.8449115883482293E-2,null,3.9533158684265813E-3,1.7505336164263374E-3,4.262406093101241E-3,2.8748267439977098E-3,0,0,1.284108232195187E-2]
[2004,1,5,12,4.4046223688402053E-3,2.1172521484105322E-3,4.0880594521696782E-3,8.1736445093653996E-3,0,0,1.8783578478785815E-2,null,3.7671573907940878E-3,1.7527703004312292E-3,4.2245669535528425E-3,3.0968669904372988E-3,0,0,1.2841361635215459E-2]
[2004,1,5,13,3.8968048471698102E-3,2.1169398306579656E-3,4.0004345002316597E-3,7.424166319928348E-3,0,0,1.7438345497987784E-2,null,3.3328344523581442E-3,1.752511747721101E-3,4.1340160502220348E-3,2.8129013417892731E-3,0,0,1.2032263592090553E-2]
[2004,1,5,14,3.8330357022023829E-3,2.1695159674071781E-3,4.06026740940008E-3,8.3412047025426487E-3,0,0,1.8404023781552287E-2,null,3.2782943838455467E-3,1.7960369797415823E-3,4.1958468855523984E-3,3.1603529458843881E-3,0,0,1.2430531195023915E-2]
[2004,1,5,15,3.7869529295975453E-3,2.1480985614019143E-3,3.9808819527276992E-3,8.023464376012257E-3,0,0,1.7939397819739418E-2,null,3.2388810033399419E-3,1.7783065487267946E-3,4.1138106087382611E-3,3.0399660697931576E-3,0,0,1.2170964230598155E-2]
[2004,1,5,16,4.3551931560338155E-3,2.1064952236830442E-3,3.831947115208548E-3,8.28584858596116E-3,0,0,1.8579484080886569E-2,null,3.7248818882079818E-3,1.7438651644980955E-3,3.9599025748220133E-3,3.1393793728395139E-3,0,0,1.2568029000367603E-2]
[2004,1,5,17,4.8672054043566639E-3,2.2212927999415606E-3,3.6519798730629293E-3,7.0685253507692843E-3,3.9069540701544705E-6,6.6254983396458306E-5,1.7879165365597052E-2,null,4.1627924657620802E-3,1.8389005065939685E-3,3.7739259096619916E-3,2.678154500698512E-3,5.6663788001668081E-7,2.6566908159972096E-5,1.248090692875654E-2]
[2004,1,5,18,5.0018825187809427E-3,2.1781388283112616E-3,3.4572191814001788E-3,6.8540970856629212E-3,1.5627816280617882E-5,2.6501993358583322E-4,1.7771985364021754E-2,null,4.2779782511686588E-3,1.8031754278044515E-3,3.5726618156643191E-3,2.5969109605294043E-3,2.2665515200667233E-6,1.0626763263988838E-4,1.235926063932679E-2]
[2004,1,5,19,5.5397561868288005E-3,2.0197937216277924E-3,3.3808609398427729E-3,6.6699706009937208E-3,1.5627816280617882E-5,2.6501993358583322E-4,1.7891029199159535E-2,null,4.7380074192159422E-3,1.6720891986929324E-3,3.4937538380067005E-3,2.5271482944648413E-3,2.2665515200667233E-6,1.0626763263988838E-4,1.2539532934540371E-2]
[2004,1,5,20,5.3716301430390629E-3,2.1061143755398428E-3,3.3558659725059742E-3,8.505001752464143E-3,1.5627816280617882E-5,2.6501993358583322E-4,1.9619259993415471E-2,null,4.5942136463540352E-3,1.7435498788034374E-3,3.4679242447114927E-3,3.2224131047831105E-3,2.2665515200667233E-6,1.0626763263988838E-4,1.3136635058812032E-2]
[2004,1,5,21,5.3308466990595015E-3,2.0722846977366846E-3,3.3035554208250282E-3,8.4330981603153322E-3,1.5627816280617882E-5,2.6501993358583322E-4,1.9420432727802993E-2,null,4.5593326419127635E-3,1.7155439303522585E-3,3.4138669516268348E-3,3.1951699501824456E-3,2.2665515200667233E-6,1.0626763263988838E-4,1.2992447658234258E-2]
[2004,1,5,22,5.0012899638589396E-3,1.9990676883215185E-3,3.0100977563896681E-3,8.0542542770380976E-3,1.5627816280617882E-5,2.6501993358583322E-4,1.834535743547467E-2,null,4.277471454565693E-3,1.6549311215823446E-3,3.1106102191978454E-3,3.0516318852095857E-3,2.2665515200667233E-6,1.0626763263988838E-4,1.2203178864715423E-2]
[2004,1,5,23,4.7351229319866229E-3,1.936097408622489E-3,2.8190576533953311E-3,8.2110963081242893E-3,1.5627816280617882E-5,2.6501993358583322E-4,1.7982022051995179E-2,null,4.0498258093006377E-3,1.6028010830561514E-3,2.9131909508736354E-3,3.1110568954638767E-3,2.2665515200667233E-6,1.0626763263988838E-4,1.1785408922854256E-2]
[2004,1,5,24,4.3390076607284743E-3,1.9482351632281419E-3,2.6860583101812187E-3,7.8674154518676032E-3,1.5627816280617882E-5,2.6501993358583322E-4,1.7121364335871886E-2,null,3.711038860779677E-3,1.6128493410317933E-3,2.7757505254687727E-3,2.9808415554442515E-3,2.2665515200667233E-6,1.0626763263988838E-4,1.1189014466884448E-2]
[2004,1,6,1,4.1676950154288604E-3,1.8007554334152206E-3,2.6572714040446798E-3,8.136625235972892E-3,1.5627816280617882E-5,2.6501993358583322E-4,1.70429948387281E-2,null,3.564519671656352E-3,1.4907580301193114E-3,2.7460023738622918E-3,3.0828409625561167E-3,2.2665515200667233E-6,1.0626763263988838E-4,1.0992655222354026E-2]
[2004,1,6,2,3.7735651679188728E-3,1.7900317789785187E-3,2.6261589018261927E-3,7.9932833745118802E-3,1.5627816280617882E-5,2.6501993358583322E-4,1.6463686973101913E-2,null,3.2274308037244684E-3,1.4818804370452651E-3,2.7138509704269036E-3,3.0285309569523973E-3,2.2665515200667233E-6,1.0626763263988838E-4,1.0560227352308989E-2]
[2004,1,6,3,3.7648561130631253E-3,1.8294017511052178E-3,2.6014930682006594E-3,8.42928811767912E-3,1.5627816280617882E-5,2.6501993358583322E-4,1.6905686799914572E-2,null,3.2199821787075411E-3,1.5144729262885931E-3,2.6883615011969596E-3,3.1937263841870412E-3,2.2665515200667233E-6,1.0626763263988838E-4,1.072507717454009E-2]
[2004,1,6,4,3.9128757217957487E-3,1.7187510218067709E-3,2.5824641204457849E-3,8.0335791650109085E-3,1.5627816280617882E-5,2.6501993358583322E-4,1.6528317778925661E-2,null,3.3465794477411581E-3,1.4228705575386204E-3,2.6686971433795945E-3,3.0437984062899642E-3,2.2665515200667233E-6,1.0626763263988838E-4,1.0590479739109291E-2]
[2004,1,6,5,4.002146040814945E-3,1.8654506334827498E-3,2.5861855649828985E-3,6.9007878005176429E-3,1.5627816280617882E-5,2.6501993358583322E-4,1.5635217789664688E-2,null,3.4229299981199555E-3,1.544316046505763E-3,2.6725428535007193E-3,2.6146013474098013E-3,2.2665515200667233E-6,1.0626763263988838E-4,1.0362924429696194E-2]
[2004,1,6,6,4.2593288576686303E-3,1.7212237721674251E-3,2.6572669778732738E-3,6.8766670186937084E-3,1.5627816280617882E-5,2.6501993358583322E-4,1.579513437626949E-2,null,3.6428916811349545E-3,1.4249176275561379E-3,2.7459977998932311E-3,2.6054623577059437E-3,2.2665515200667233E-6,1.0626763263988838E-4,1.0527803650450222E-2]
[2004,1,6,7,4.8862682236802697E-3,1.722425040963626E-3,3.0364572991634447E-3,6.4643710128447461E-3,1.5627816280617882E-5,2.6501993358583322E-4,1.6390169326518537E-2,null,4.1790963925668664E-3,1.4259120996932407E-3,3.137849953505955E-3,2.4492498029098793E-3,2.2665515200667233E-6,1.0626763263988838E-4,1.1300642432835897E-2]
[2004,1,6,8,4.7462663604697589E-3,1.9044692988673055E-3,3.8021813241983066E-3,6.8751306629702812E-3,1.5627816280617882E-5,2.6501993358583322E-4,1.7608695396372102E-2,null,4.0593564899024546E-3,1.576617705946683E-3,3.929142851652751E-3,2.6048802563777055E-3,2.2665515200667233E-6,1.0626763263988838E-4,1.227853148803955E-2]
[2004,1,6,9,4.9055489829128189E-3,2.0554554874122354E-3,4.1205725296600297E-3,8.6788331021814095E-3,6.5167997020435214E-6,1.1051331761365367E-4,{"$f":"SUM(E131:J131)","v":1.9877440219482189E-2},null,4.1955867176301119E-3,1.7016118438699991E-3,4.2581656999338769E-3,3.2882751040694438E-3,9.4515202926695283E-7,4.4313604939378932E-5,{"$f":"SUM(M131:R131)","v":1.3488898122472079E-2}]
[2004,1,6,10,4.8212007330320833E-3,2.0673676789240369E-3,4.1182624923831995E-3,8.5936164665039103E-3,0,0,1.9600447370843231E-2,null,{"$f":"E132*V$5","v":4.123445883222456E-3},{"$f":"F132*W$5","v":1.7114733691071368E-3},{"$f":"G132*X$5","v":4.2557785264459788E-3},{"$f":"H132*Y$5","v":3.2559878439906154E-3},{"$f":"I132*Z$5","v":0},{"$f":"J132*AA$5","v":0},1.3346685622766186E-2]
[2004,1,6,11,4.5030071642552811E-3,2.0850049600294241E-3,4.1382050792401386E-3,8.1816421366042238E-3,0,0,1.8907859340129066E-2,null,3.8513033125447552E-3,1.7260744181721182E-3,4.27638703138332E-3,3.099897167216991E-3,0,0,1.2953661929317184E-2]
[2004,1,6,12,4.1862876631789453E-3,2.1552722242807127E-3,4.0580957473982399E-3,8.1809502805543586E-3,0,0,1.8580605915412256E-2,null,3.580421473109675E-3,1.7842452760761579E-3,4.1936027079335055E-3,3.0996350337023138E-3,0,0,1.2657904490821652E-2]
[2004,1,6,13,4.0419651375618645E-3,2.0271741026099597E-3,3.9457029563826646E-3,7.4048167170259549E-3,0,0,1.7419658913580445E-2,null,3.4569862217967199E-3,1.6781990579277531E-3,4.0774569237791262E-3,2.8055700776955352E-3,0,0,1.2018212281199134E-2]
[2004,1,6,14,3.9952677688931413E-3,2.093365220179126E-3,4.0312584856146954E-3,7.7027504124664598E-3,0,0,1.782264188715342E-2,null,3.4170471934805791E-3,1.7329954718148207E-3,4.1658693027369553E-3,2.9184525288091737E-3,0,0,1.2234364496841529E-2]
[2004,1,6,15,3.7542973690811274E-3,2.0743999763973872E-3,3.9380796816740581E-3,7.841361374706611E-3,0,0,1.7608138401859184E-2,null,3.2109515633452165E-3,1.7172950668979925E-3,4.0695790945086295E-3,2.9709700701559287E-3,0,0,1.1968795794907769E-2]
[2004,1,6,16,4.0059738650512627E-3,2.1138677518926924E-3,3.8182371182824719E-3,8.454270580230688E-3,0,0,1.8392349315457114E-2,null,3.4262038352744222E-3,1.7499685228036539E-3,3.9457347769646526E-3,3.2031918513390732E-3,0,0,1.2325098986381802E-2]
[2004,1,6,17,4.7136529012566705E-3,2.2375863626022878E-3,3.63551921325665E-3,7.032378660506172E-3,3.9069540701544705E-6,6.6254983396458306E-5,1.7689299075088396E-2,null,4.031463058042529E-3,1.8523891563711702E-3,3.7569155994488226E-3,2.6644590810162476E-3,5.6663788001668081E-7,2.6566908159972096E-5,1.2332360440918755E-2]
[2004,1,6,18,5.2258595117813285E-3,2.1627110338737362E-3,3.4322199622915175E-3,6.6353906668012086E-3,1.5627816280617882E-5,2.6501993358583322E-4,1.7736828924614239E-2,null,4.4695398684637669E-3,1.7904035055222834E-3,3.5468278286231018E-3,2.5140464943303261E-3,2.2665515200667233E-6,1.0626763263988838E-4,1.2429351881099433E-2]
[2004,1,6,19,5.29259330997945E-3,2.132052690819231E-3,3.3855366553082735E-3,6.6128028405958647E-3,1.5627816280617882E-5,2.6501993358583322E-4,1.7703633246569268E-2,null,4.5266155267259323E-3,1.7650229512001588E-3,3.4985856838423294E-3,2.5054883177077786E-3,2.2665515200667233E-6,1.0626763263988838E-4,1.2404246663636155E-2]
[2004,1,6,20,6.0611863352535659E-3,1.9522034633005273E-3,3.3536269404674762E-3,8.3402957312750728E-3,1.5627816280617882E-5,2.6501993358583322E-4,1.9987960220163092E-2,null,5.1839728784383726E-3,1.6161345040745124E-3,3.4656104474518261E-3,3.1600085507849213E-3,2.2665515200667233E-6,1.0626763263988838E-4,1.3534260564909587E-2]
[2004,1,6,21,5.3219232124431751E-3,2.0006892537292554E-3,3.2616300729180129E-3,8.6645532154044514E-3,1.5627816280617882E-5,2.6501993358583322E-4,1.9529443504361345E-2,null,4.5517006190641859E-3,1.65627353688655E-3,3.3705416425513562E-3,3.2828646766969206E-3,2.2665515200667233E-6,1.0626763263988838E-4,1.2969914659358968E-2]
[2004,1,6,22,5.5672672579366519E-3,1.9009261029423019E-3,2.9494728263411603E-3,8.4041118090531011E-3,1.5627816280617882E-5,2.6501993358583322E-4,1.9102425746139663E-2,null,4.7615369130462821E-3,1.5736844659966765E-3,3.0479609160160019E-3,3.1841874717672943E-3,2.2665515200667233E-6,1.0626763263988838E-4,1.2675903950986209E-2]
[2004,1,6,23,5.3515926210914999E-3,1.7885519653008594E-3,2.8164579075740945E-3,8.4757202139708453E-3,1.5627816280617882E-5,2.6501993358583322E-4,1.8712970457803749E-2,null,4.5770760820915543E-3,1.4806553711189793E-3,2.9105043949630544E-3,3.2113187845095523E-3,2.2665515200667233E-6,1.0626763263988838E-4,1.2288088816843096E-2]
[2004,1,6,24,4.9417290429810369E-3,1.8080684329545118E-3,2.7186197834400258E-3,7.5844950828309202E-3,1.5627816280617882E-5,2.6501993358583322E-4,1.7333560092072944E-2,null,4.2265305691733378E-3,1.4968121075276915E-3,2.8093992836381635E-3,2.87364742058946E-3,2.2665515200667233E-6,1.0626763263988838E-4,1.1514923565088608E-2]
[2004,1,7,1,4.2059824850522107E-3,1.8007554334152206E-3,2.6612049793755255E-3,7.8993180596222054E-3,1.5627816280617882E-5,2.6501993358583322E-4,1.6847908707331612E-2,null,3.5972659350333842E-3,1.4907580301193114E-3,2.7500672981977687E-3,2.9929289581629402E-3,2.2665515200667233E-6,1.0626763263988838E-4,1.093955440567336E-2]
[2004,1,7,2,3.8079824275311586E-3,1.7900317789785187E-3,2.6340210024197144E-3,7.6459815073808618E-3,1.5627816280617882E-5,2.6501993358583322E-4,1.6158664466176701E-2,null,3.2568669785113299E-3,1.4818804370452651E-3,2.7219756003990219E-3,2.8969436721368019E-3,2.2665515200667233E-6,1.0626763263988838E-4,1.0466200872252373E-2]
[2004,1,7,3,3.8017186408402306E-3,1.8294017511052178E-3,2.6102772479672538E-3,7.8421063084910692E-3,1.5627816280617882E-5,2.6501993358583322E-4,1.636415169827022E-2,null,3.2515097268899385E-3,1.5144729262885931E-3,2.69743900018889E-3,2.9712523140000922E-3,2.2665515200667233E-6,1.0626763263988838E-4,1.0543208151527469E-2]
[2004,1,7,4,3.9516893255098252E-3,1.7187510218067709E-3,2.588817272869361E-3,7.3979143847657637E-3,1.5627816280617882E-5,2.6501993358583322E-4,1.5937819754818169E-2,null,3.3797756997352509E-3,1.4228705575386204E-3,2.6752624387461478E-3,2.8029548911763361E-3,2.2665515200667233E-6,1.0626763263988838E-4,1.038939777135631E-2]
[2004,1,7,5,4.042141939804688E-3,1.8654506334827498E-3,2.5949659674549073E-3,6.3032045103453482E-3,1.5627816280617882E-5,2.6501993358583322E-4,1.5086410800954145E-2,null,3.4571374360938805E-3,1.544316046505763E-3,2.6816164490675487E-3,2.3881863175842411E-3,2.2665515200667233E-6,1.0626763263988838E-4,1.0179790433411388E-2]
[2004,1,7,6,4.3027810057059022E-3,1.7212237721674251E-3,2.664277658932335E-3,6.1932809008055784E-3,1.5627816280617882E-5,2.6501993358583322E-4,1.5162211087477694E-2,null,3.6800551578003988E-3,1.4249176275561379E-3,2.7532425799338665E-3,2.3465379687401754E-3,2.2665515200667233E-6,1.0626763263988838E-4,1.0313287518190535E-2]
[2004,1,7,7,4.9389242312023116E-3,1.722425040963626E-3,3.0490978043701323E-3,6.6567026514782772E-3,1.5627816280617882E-5,2.6501993358583322E-4,1.6647797477880796E-2,null,4.2241316876036579E-3,1.4259120996932407E-3,3.1509125474327737E-3,2.5221212744081108E-3,2.2665515200667233E-6,1.0626763263988838E-4,1.1431611793297738E-2]
[2004,1,7,8,4.7950511118498565E-3,1.9044692988673055E-3,3.8121306108404281E-3,7.2109766055284694E-3,1.5627816280617882E-5,2.6501993358583322E-4,1.8003275376952507E-2,null,4.1010808016209137E-3,1.576617705946683E-3,3.9394243624897383E-3,2.7321270692515754E-3,2.2665515200667233E-6,1.0626763263988838E-4,1.2457784123468865E-2]
[2004,1,7,9,4.9526987293659081E-3,2.0554554874122354E-3,4.1317680213128864E-3,9.0186564346988202E-3,6.5167997020435214E-6,1.1051331761365367E-4,2.0275608790105544E-2,null,4.235912652738958E-3,1.7016118438699991E-3,4.2697350287606226E-3,3.4170288882409642E-3,9.4515202926695283E-7,4.4313604939378932E-5,1.3669547170579189E-2]
[2004,1,7,10,4.8632496429517717E-3,2.0673676789240369E-3,4.117594838585893E-3,8.7810415739776864E-3,0,0,1.9829253734439389E-2,null,4.1594092073202037E-3,1.7114733691071368E-3,4.2550885785130992E-3,3.3270003070173153E-3,0,0,1.3452971461957754E-2]
[2004,1,7,11,4.543436830953226E-3,2.0850049600294241E-3,4.1539706679352018E-3,7.9482977468116247E-3,0,0,1.8730710205729476E-2,null,3.8858817406038693E-3,1.7260744181721182E-3,4.2926790608373245E-3,3.0114866011195255E-3,0,0,1.2916121820732838E-2]
[2004,1,7,12,4.2236527103857047E-3,2.1552722242807127E-3,4.0655134072827403E-3,9.1200628830489031E-3,0,0,1.956450122499806E-2,null,3.6123788129120834E-3,1.7842452760761579E-3,4.2012680565389725E-3,3.4554502169582856E-3,0,0,1.3053342362485499E-2]
[2004,1,7,13,4.0775089406481025E-3,2.0271741026099597E-3,3.9510802915848353E-3,7.9259684288378682E-3,0,0,1.7981731763680765E-2,null,3.4873858995172207E-3,1.6781990579277531E-3,4.0830138176695049E-3,3.0030263692520064E-3,0,0,1.2251625144366486E-2]
[2004,1,7,14,4.0269862758541084E-3,2.093365220179126E-3,4.0300466294305361E-3,9.0650514507983494E-3,0,0,1.921544957626212E-2,null,3.4441751962733416E-3,1.7329954718148207E-3,4.164616980541558E-3,3.4346072394544052E-3,0,0,1.2776394888084125E-2]
[2004,1,7,15,3.7841835568826533E-3,2.0743999763973872E-3,3.9504177056923192E-3,8.5353068126414969E-3,0,0,1.8344308051613856E-2,null,3.2365124318672607E-3,1.7172950668979925E-3,4.0823291068676779E-3,3.2338952215302886E-3,0,0,1.2270031827163221E-2]
[2004,1,7,16,4.0391898874447439E-3,2.1138677518926924E-3,3.8397796449714076E-3,8.8644878384880436E-3,0,0,1.8857325122796888E-2,null,3.4546126235368616E-3,1.7499685228036539E-3,3.96799664654138E-3,3.3586168009498963E-3,0,0,1.2531194593831793E-2]
[2004,1,7,17,4.7529856090619584E-3,2.2375863626022878E-3,3.6441239306807391E-3,7.2148139493015528E-3,2.60984563188905E-6,4.4258334217195357E-5,1.789637803149562E-2,null,4.0651032860804324E-3,1.8523891563711702E-3,3.7658076435347211E-3,2.733580979223829E-3,3.785141492502718E-7,1.7746696779406829E-5,1.2435006276138812E-2]
[2004,1,7,18,5.2666658971834718E-3,2.1627110338737362E-3,3.4413324992697454E-3,6.5229981401661707E-3,1.5627816280617882E-5,2.6501993358583322E-4,1.7674355320359575E-2,null,4.5044404940989564E-3,1.7904035055222834E-3,3.5562446492519747E-3,2.4714627111343378E-3,2.2665515200667233E-6,1.0626763263988838E-4,1.2431085544167508E-2]
[2004,1,7,19,5.3352673179711402E-3,2.132052690819231E-3,3.3884835549671233E-3,6.7555592121057908E-3,1.5627816280617882E-5,2.6501993358583322E-4,1.7892010525729734E-2,null,4.5631134807248884E-3,1.7650229512001588E-3,3.5016309856682618E-3,2.5595764902600761E-3,2.2665515200667233E-6,1.0626763263988838E-4,1.2497878092013342E-2]
[2004,1,7,20,6.1119532256835724E-3,1.9522034633005273E-3,3.3570842168634237E-3,8.5246978149649839E-3,1.5627816280617882E-5,2.6501993358583322E-4,2.0226586470678959E-2,null,5.2273924614300903E-3,1.6161345040745124E-3,3.4691831683925319E-3,3.2298756370391386E-3,2.2665515200667233E-6,1.0626763263988838E-4,1.3651119955096228E-2]
[2004,1,7,21,5.3672261891822637E-3,2.0006892537292554E-3,3.2542269408216331E-3,8.475940047272609E-3,1.5627816280617882E-5,2.6501993358583322E-4,1.937873018087221E-2,null,4.5904470607239659E-3,1.65627353688655E-3,3.3628913068424289E-3,3.2114020759341855E-3,2.2665515200667233E-6,1.0626763263988838E-4,1.2929548164547083E-2]
[2004,1,7,22,5.6132591746282622E-3,1.9009261029423019E-3,2.9587554805563378E-3,8.0083462882805153E-3,1.5627816280617882E-5,2.6501993358583322E-4,1.8761934796273867E-2,null,4.8008725868845838E-3,1.5736844659966765E-3,3.0575535343958259E-3,3.0342380610938169E-3,2.2665515200667233E-6,1.0626763263988838E-4,1.2574882832530859E-2]
[2004,1,7,23,5.3960359432668158E-3,1.7885519653008594E-3,2.8216012408025584E-3,8.6456105919667774E-3,1.5627816280617882E-5,2.6501993358583322E-4,1.8932447491203458E-2,null,4.6150872838664455E-3,1.4806553711189793E-3,2.9158194731419068E-3,3.2756876108030958E-3,2.2665515200667233E-6,1.0626763263988838E-4,1.2395783923090382E-2]
[2004,1,7,24,4.9831096565975761E-3,1.8080684329545118E-3,2.7207792618711177E-3,8.1286825620343547E-3,1.5627816280617882E-5,2.6501993358583322E-4,1.7921287663324008E-2,null,4.2619223170616335E-3,1.4968121075276915E-3,2.8116308708554336E-3,3.0798316067286299E-3,2.2665515200667233E-6,1.0626763263988838E-4,1.1758731086333345E-2]
[2004,1,8,1,4.1905742325426308E-3,1.8007554334152206E-3,2.6572899829203694E-3,8.6968962620483075E-3,1.5627816280617882E-5,2.6501993358583322E-4,1.7626163660792976E-2,null,3.5840876628774514E-3,1.4907580301193114E-3,2.7460215731193453E-3,3.2951189548719459E-3,2.2665515200667233E-6,1.0626763263988838E-4,1.1224520405148011E-2]
[2004,1,8,2,3.7941317104697981E-3,1.7900317789785187E-3,2.6288589049008717E-3,8.4506314856186773E-3,1.5627816280617882E-5,2.6501993358583322E-4,1.6944301629834315E-2,null,3.2450208253621687E-3,1.4818804370452651E-3,2.7166411313571037E-3,3.2018130548956874E-3,2.2665515200667233E-6,1.0626763263988838E-4,1.0753889632820181E-2]
[2004,1,8,3,3.7868837796403423E-3,1.8294017511052178E-3,2.6059228425056474E-3,8.7052037902507432E-3,1.5627816280617882E-5,2.6501993358583322E-4,1.72080599133684E-2,null,3.2388218612045814E-3,1.5144729262885931E-3,2.6929391934637924E-3,3.298266548314843E-3,2.2665515200667233E-6,1.0626763263988838E-4,1.0853034713431764E-2]
[2004,1,8,4,3.9360692942648403E-3,1.7187510218067709E-3,2.589114927374177E-3,8.3278257832454447E-3,1.5627816280617882E-5,2.6501993358583322E-4,1.6852408776557682E-2,null,3.3664162988101556E-3,1.4228705575386204E-3,2.6755700324588455E-3,3.1552838811004032E-3,2.2665515200667233E-6,1.0626763263988838E-4,1.072867495406798E-2]
[2004,1,8,5,4.02604622587423E-3,1.8654506334827498E-3,2.5955493650375605E-3,6.8432971505591363E-3,1.5627816280617882E-5,2.6501993358583322E-4,1.5610991124820129E-2,null,3.443371196308562E-3,1.544316046505763E-3,2.6822193273224508E-3,2.5928190328117925E-3,2.2665515200667233E-6,1.0626763263988838E-4,1.0371259787108523E-2]
[2004,1,8,6,4.285294202724485E-3,1.7212237721674251E-3,2.6616248323452071E-3,6.9212878723617782E-3,1.5627816280617882E-5,2.6501993358583322E-4,1.5870078429465348E-2,null,3.665099156223775E-3,1.4249176275561379E-3,2.7505011707971818E-3,2.6223685063219552E-3,2.2665515200667233E-6,1.0626763263988838E-4,1.0571420645059004E-2]
[2004,1,8,7,4.9177334414325022E-3,1.722425040963626E-3,3.0554247517457526E-3,6.723299051787859E-3,1.5627816280617882E-5,2.6501993358583322E-4,1.669953003579619E-2,null,4.206007763776989E-3,1.4259120996932407E-3,3.1574507627186907E-3,2.5473536164269473E-3,2.2665515200667233E-6,1.0626763263988838E-4,1.1445258426775823E-2]
[2004,1,8,8,4.7754182759806169E-3,1.9044692988673055E-3,3.806681554924874E-3,6.9345468351740911E-3,1.5627816280617882E-5,2.6501993358583322E-4,1.7701763714813336E-2,null,4.0842893546922795E-3,1.576617705946683E-3,3.9337933530051048E-3,2.6273921214564084E-3,2.2665515200667233E-6,1.0626763263988838E-4,1.2330626719260432E-2]
[2004,1,8,9,4.9337239795624287E-3,2.0554554874122354E-3,4.1231711527912321E-3,8.7819766428039875E-3,5.2040631344716196E-6,8.8251643192443688E-5,1.9987782968896799E-2,null,4.2196840494729158E-3,1.7016118438699991E-3,4.2608510956658272E-3,3.3273545900765603E-3,7.5476170158134809E-7,3.5387123797628309E-5,1.3545643464584511E-2]
[2004,1,8,10,4.8463277088004759E-3,2.0673676789240369E-3,4.1345701921797024E-3,8.6987995682641459E-3,0,0,1.9747065148168361E-2,null,4.1449363231620615E-3,1.7114733691071368E-3,4.2726307690453868E-3,3.2958400880440299E-3,0,0,1.3424880549358616E-2]
[2004,1,8,11,4.5271663713205255E-3,2.0850049600294241E-3,4.143698880196482E-3,8.409895938251177E-3,0,0,1.9165766149797606E-2,null,3.8719660454263317E-3,1.7260744181721182E-3,4.2820642800244198E-3,3.1863789885088682E-3,0,0,1.3066483732131737E-2]
[2004,1,8,12,4.2086156390608639E-3,2.1552722242807127E-3,4.0876463365418329E-3,8.4718582871449472E-3,0,0,1.8923392487028359E-2,null,3.5995180022378214E-3,1.7842452760761579E-3,4.2241400432669694E-3,3.2098555604002941E-3,0,0,1.2817758881981244E-2]
[2004,1,8,13,4.0632048723084607E-3,2.0271741026099597E-3,3.9536019953558205E-3,7.4817329256052284E-3,0,0,1.752571389587947E-2,null,3.4751520069716733E-3,1.6781990579277531E-3,4.0856197255683983E-3,2.8347124348295908E-3,0,0,1.2073683225297416E-2]
[2004,1,8,14,4.0142216658210737E-3,2.093365220179126E-3,4.0339423338177638E-3,8.5992030686946313E-3,0,0,1.8740732288512595E-2,null,3.4332579618319217E-3,1.7329954718148207E-3,4.1686427693559446E-3,3.2581045208161519E-3,0,0,1.2593000723818838E-2]
[2004,1,8,15,3.7721564272749867E-3,2.0743999763973872E-3,3.9412538485204263E-3,7.8045635193202565E-3,0,0,1.7592373771513056E-2,null,3.2262259449910907E-3,1.7172950668979925E-3,4.0728592523735334E-3,2.9570279341192668E-3,0,0,1.1973408198381883E-2]
[2004,1,8,16,4.0258225107468997E-3,2.1138677518926924E-3,3.8390808613572788E-3,8.0473607308846826E-3,0,0,1.8026131854881555E-2,null,3.4431798586580706E-3,1.7499685228036539E-3,3.9672745293122952E-3,3.0490200276098202E-3,0,0,1.220944293838384E-2]
[2004,1,8,17,4.7371565887639154E-3,2.2375863626022878E-3,3.6468213487228784E-3,7.2216818893538976E-3,2.60984563188905E-6,4.4258334217195357E-5,1.7890114369292061E-2,null,4.0515651423279394E-3,1.8523891563711702E-3,3.7685951331135948E-3,2.7361831350694909E-3,3.785141492502718E-7,1.7746696779406829E-5,1.2426857777810853E-2]
[2004,1,8,18,5.2502439020056576E-3,2.1627110338737362E-3,3.4501374130188143E-3,6.6498477902879154E-3,1.5627816280617882E-5,2.6501993358583322E-4,1.7793587889052574E-2,null,4.4903951945646911E-3,1.7904035055222834E-3,3.5653435745705529E-3,2.5195240739401756E-3,2.2665515200667233E-6,1.0626763263988838E-4,1.2474200532757659E-2]
[2004,1,8,19,5.318093601039576E-3,2.132052690819231E-3,3.3998089620772406E-3,6.3368466776939749E-3,1.5627816280617882E-5,2.6501993358583322E-4,1.746744968149647E-2,null,4.5484252533926593E-3,1.7650229512001588E-3,3.5133345680580779E-3,2.4009328124225417E-3,2.2665515200667233E-6,1.0626763263988838E-4,1.2336249769233393E-2]
[2004,1,8,20,6.0915229033216729E-3,1.9522034633005273E-3,3.3839631489843967E-3,7.8864347632106035E-3,1.5627816280617882E-5,2.6501993358583322E-4,1.9594772028683649E-2,null,5.2099189453288222E-3,1.6161345040745124E-3,3.4969596353724305E-3,2.988047677194653E-3,2.2665515200667233E-6,1.0626763263988838E-4,1.3419594946130374E-2]
[2004,1,8,21,5.3489946665497877E-3,2.0006892537292554E-3,3.3031620118294789E-3,7.9728333714569818E-3,1.5627816280617882E-5,2.6501993358583322E-4,1.8906327053431954E-2,null,4.57485412006321E-3,1.65627353688655E-3,3.4134604060124E-3,3.0207827683270548E-3,2.2665515200667233E-6,1.0626763263988838E-4,1.2773905015449168E-2]
[2004,1,8,22,5.5947503296736277E-3,1.9009261029423019E-3,3.0356838306660949E-3,7.9215456051469329E-3,1.5627816280617882E-5,2.6501993358583322E-4,1.8733553618295408E-2,null,4.7850424597528736E-3,1.5736844659966765E-3,3.1370506575339303E-3,3.0013506300297674E-3,2.2665515200667233E-6,1.0626763263988838E-4,1.2605662397473204E-2]
[2004,1,8,23,5.3781504946779505E-3,1.7885519653008594E-3,2.9040041524731057E-3,8.1980272797574655E-3,1.5627816280617882E-5,2.6501993358583322E-4,1.854938164207583E-2,null,4.5997903312114665E-3,1.4806553711189793E-3,3.0009739630882729E-3,3.1061052435416613E-3,2.2665515200667233E-6,1.0626763263988838E-4,1.2296059093120336E-2]
[2004,1,8,24,4.9664565222888651E-3,1.8080684329545118E-3,2.7572133509898384E-3,7.5980806261700213E-3,1.5627816280617882E-5,2.6501993358583322E-4,1.7410466682269685E-2,null,4.2476793303223492E-3,1.4968121075276915E-3,2.8492815583453274E-3,2.8787947720146181E-3,2.2665515200667233E-6,1.0626763263988838E-4,1.1581101952369941E-2]
[2004,1,9,1,3.88728298905927E-3,1.8535058010994707E-3,2.6776066722481074E-3,7.7488837408923924E-3,1.5627816280617882E-5,2.6501993358583322E-4,{"$f":"SUM(E195:J195)","v":1.6447926953165687E-2},null,3.3246906581457336E-3,1.5344274994752367E-3,2.7670166724675237E-3,2.9359317306263768E-3,2.2665515200667233E-6,1.0626763263988838E-4,{"$f":"SUM(M195:R195)","v":1.0670600744874826E-2}]
[2004,1,9,2,3.5499332961723864E-3,1.7994804153092512E-3,2.6311395903809861E-3,7.7391559118556909E-3,1.5627816280617882E-5,2.6501993358583322E-4,1.6000356963584761E-2,null,{"$f":"E196*V$5","v":3.0361643595392153E-3},{"$f":"F196*W$5","v":1.4897025045078091E-3},{"$f":"G196*X$5","v":2.7189979729401255E-3},{"$f":"H196*Y$5","v":2.932246007250732E-3},{"$f":"I196*Z$5","v":2.2665515200667233E-6},{"$f":"J196*AA$5","v":1.0626763263988838E-4},1.0285645028397837E-2]
[2004,1,9,3,3.5172758575351929E-3,1.8184665836449446E-3,2.5785666054622459E-3,8.2765117388467809E-3,1.5627816280617882E-5,2.6501993358583322E-4,1.6471468535355614E-2,null,3.0082333132373045E-3,1.5054202318473581E-3,2.6646694835098981E-3,3.135841786443366E-3,2.2665515200667233E-6,1.0626763263988838E-4,1.0422698999197882E-2]
[2004,1,9,4,3.5131734640071561E-3,1.7884336493437776E-3,2.5671662159511433E-3,7.585324698275284E-3,1.5627816280617882E-5,2.6501993358583322E-4,1.5734745777443812E-2,null,3.0047246442062386E-3,1.4805574230801518E-3,2.6528884149247356E-3,2.8739617489996891E-3,2.2665515200667233E-6,1.0626763263988838E-4,1.0120666415370769E-2]
[2004,1,9,5,3.6965871947413163E-3,1.8182382563106728E-3,2.5842091184149862E-3,6.4077528356842207E-3,1.5627816280617882E-5,2.6501993358583322E-4,1.4787435155017648E-2,null,3.1615935726747291E-3,1.5052312107283626E-3,2.6705004099027347E-3,2.4277980547079288E-3,2.2665515200667233E-6,1.0626763263988838E-4,9.873657432173711E-3]
[2004,1,9,6,4.1009745897056015E-3,1.7729693748910964E-3,2.686371248113838E-3,6.6493485767343576E-3,1.5627816280617882E-5,2.6501993358583322E-4,1.5490311539311345E-2,null,3.5074554505193909E-3,1.4677553007638629E-3,2.7760739129498316E-3,2.5193349296761423E-3,2.2665515200667233E-6,1.0626763263988838E-4,1.0379153778069182E-2]
[2004,1,9,7,4.451227002239171E-3,1.7534527034629873E-3,3.0304928304840202E-3,6.7285258747888585E-3,1.5627816280617882E-5,2.6501993358583322E-4,1.6244346160841486E-2,null,3.8070171050788317E-3,1.4515983956601675E-3,3.1316863207179768E-3,2.5493339785038773E-3,2.2665515200667233E-6,1.0626763263988838E-4,1.1048169984120809E-2]
[2004,1,9,8,4.4305462846613262E-3,1.8586511640627712E-3,3.7854793993170079E-3,6.8829076846216143E-3,1.5627816280617882E-5,2.6501993358583322E-4,1.7238232282529169E-2,null,3.7893294325506608E-3,1.5386870957608196E-3,3.9118832200990047E-3,2.6078268491256935E-3,2.2665515200667233E-6,1.0626763263988838E-4,1.1956260781696135E-2]
[2004,1,9,9,4.5371205244508338E-3,1.9961333842516832E-3,4.0802113056000369E-3,8.5155575721078836E-3,5.2040631344716196E-6,8.8251643192443688E-5,1.9222478492737356E-2,null,3.8804795701723386E-3,1.6525019536488498E-3,4.2164567435540251E-3,3.2264125409433514E-3,7.5476170158134809E-7,3.5387123797628309E-5,1.3011992693817774E-2]
[2004,1,9,10,4.4913237778973839E-3,1.9981550971564814E-3,4.1182455036777145E-3,8.9107170217704763E-3,0,0,1.9518441400502056E-2,null,3.8413108202078367E-3,1.6541756316461489E-3,4.2557609704577124E-3,3.3761323206838658E-3,0,0,1.3127379742995562E-2]
[2004,1,9,11,4.3202261786933456E-3,2.0655653012101906E-3,4.044398312133617E-3,8.3675364849861E-3,0,0,1.8797726277023252E-2,null,3.6949755543406893E-3,1.7099812680697801E-3,4.179447891193587E-3,3.1703296493922378E-3,0,0,1.2754734362996293E-2]
[2004,1,9,12,4.2748982459309337E-3,2.0334517058621772E-3,3.9728292903651232E-3,8.5215460285229874E-3,0,0,1.880272527068122E-2,null,3.6562077684520887E-3,1.6833959809993096E-3,4.1054890538041707E-3,3.2286814740948187E-3,0,0,1.2673774277350388E-2]
[2004,1,9,13,3.9926481699579337E-3,2.0613113316058818E-3,3.9465412455909777E-3,7.642763564342285E-3,0,0,1.7643264311497077E-2,null,3.4148067195731002E-3,1.7064596130855275E-3,4.0783232049397588E-3,2.8957244434852677E-3,0,0,1.2095313981083655E-2]
[2004,1,9,14,3.7699537571451412E-3,2.0443065086866237E-3,3.9413512771024522E-3,8.6872628937268419E-3,0,0,1.8442874436661059E-2,null,3.2243420592991344E-3,1.692382145458753E-3,4.0729599342674179E-3,3.2914690211945895E-3,0,0,1.2281153160219896E-2]
[2004,1,9,15,3.706170778002445E-3,2.0642855410882002E-3,3.8829068150175519E-3,7.9295833315565431E-3,0,0,1.7582946465664738E-2,null,3.1697901587811467E-3,1.708921816773351E-3,4.0125639087127997E-3,3.0043959997626407E-3,0,0,1.1895671884029938E-2]
[2004,1,9,16,3.8300224356066269E-3,2.0994488001220696E-3,3.7287351387460957E-3,7.9366598113494152E-3,0,0,1.7594866185824207E-2,null,3.2757172163664595E-3,1.7380317724048546E-3,3.8532441687798178E-3,3.0070771680779417E-3,0,0,1.1874070325629073E-2]
[2004,1,9,17,4.3492865502590397E-3,2.2658325662127722E-3,3.5047274025127237E-3,7.0868926845703804E-3,2.60984563188905E-6,4.4258334217195357E-5,1.7253607383403997E-2,null,3.7198301240076348E-3,1.875772817512125E-3,3.6217564199092791E-3,2.6851135982816992E-3,3.785141492502718E-7,1.7746696779406829E-5,1.1920598170639396E-2]
[2004,1,9,18,4.696820902474824E-3,2.0828932470469395E-3,3.3653460013578951E-3,6.997997647462278E-3,1.5627816280617882E-5,2.6501993358583322E-4,1.7423705548208386E-2,null,4.0170670932348652E-3,1.7243262334783337E-3,3.4777208284146226E-3,2.6514326490162466E-3,2.2665515200667233E-6,1.0626763263988838E-4,1.1979080988304022E-2]
[2004,1,9,19,5.1336595244339932E-3,1.957897892840062E-3,3.3230180141070285E-3,7.2463311617321285E-3,1.5627816280617882E-5,2.6501993358583322E-4,1.794155434297966E-2,null,4.3906836500002318E-3,1.620848645931583E-3,3.4339794351588293E-3,2.7455223616383705E-3,2.2665515200667233E-6,1.0626763263988838E-4,1.2299568276888969E-2]
[2004,1,9,20,5.7227873891021498E-3,1.8088410458242065E-3,3.2580024590420187E-3,7.4118254053516892E-3,1.5627816280617882E-5,2.6501993358583322E-4,1.8482104049186512E-2,null,4.8945491811766915E-3,1.4974517162265177E-3,3.366792896262297E-3,2.8082255608765519E-3,2.2665515200667233E-6,1.0626763263988838E-4,1.2675553538702013E-2]
[2004,1,9,21,5.0521540334163683E-3,2.0975234523271827E-3,3.1607915711976257E-3,7.0903084354443802E-3,1.5627816280617882E-5,2.6501993358583322E-4,1.7681425242252004E-2,null,4.3209741523031128E-3,1.7364378704053161E-3,3.266335965750928E-3,2.6864077732506654E-3,2.2665515200667233E-6,1.0626763263988838E-4,1.2118689945869976E-2]
[2004,1,9,22,4.7628283946031759E-3,2.1097206068520663E-3,2.9973288218397062E-3,7.1918231455253981E-3,1.5627816280617882E-5,2.6501993358583322E-4,1.7342348718686795E-2,null,4.0735215610635299E-3,1.7465353026913271E-3,3.0974149074459042E-3,2.7248701206568316E-3,2.2665515200667233E-6,1.0626763263988838E-4,1.1750876076017547E-2]
[2004,1,9,23,4.7004633337387859E-3,2.039837485402794E-3,2.8402496287258535E-3,6.8593593941184911E-3,1.5627816280617882E-5,2.6501993358583322E-4,1.6720557591852373E-2,null,4.0201823686676847E-3,1.6886824579700839E-3,2.9350905635650106E-3,2.5989047674940795E-3,2.2665515200667233E-6,1.0626763263988838E-4,1.1351394341856814E-2]
[2004,1,9,24,4.7290940352129858E-3,1.6035519165104753E-3,2.6353710645987335E-3,6.8928630097204232E-3,1.5627816280617882E-5,2.6501993358583322E-4,1.6141527775909069E-2,null,4.0446694528329845E-3,1.3275028090391416E-3,2.7233707435307341E-3,2.6115987672268842E-3,2.2665515200667233E-6,1.0626763263988838E-4,1.08156759567897E-2]
[2004,1,10,1,4.6493347360976427E-3,1.4751907442292463E-3,2.5359412747431322E-3,6.6422555979081957E-3,1.5627816280617882E-5,2.6501993358583322E-4,1.5583370102844669E-2,null,3.9764534270341507E-3,1.2212388240565417E-3,2.6206208179640348E-3,2.5166475101333127E-3,2.2665515200667233E-6,1.0626763263988838E-4,1.0443494763347995E-2]
[2004,1,10,2,4.0538891234591472E-3,1.5645205994591171E-3,2.4836827727890121E-3,6.7715815771571862E-3,1.5627816280617882E-5,2.6501993358583322E-4,1.5154321822730916E-2,null,3.4671844925766282E-3,1.2951906758972792E-3,2.5666173126382055E-3,2.5656471155949003E-3,2.2665515200667233E-6,1.0626763263988838E-4,1.0003173780866969E-2]
[2004,1,10,3,4.0423677430645507E-3,1.5205692690073718E-3,2.4644282362149732E-3,6.6295161690467508E-3,1.5627816280617882E-5,2.6501993358583322E-4,1.4937529167200099E-2,null,3.4573305596690761E-3,1.2588055024364371E-3,2.5467198331938961E-3,2.5118207383459136E-3,2.2665515200667233E-6,1.0626763263988838E-4,9.8832108178052783E-3]
[2004,1,10,4,3.804337738371172E-3,1.5275742355775369E-3,2.462623078367916E-3,6.6920052332273064E-3,1.5627816280617882E-5,2.6501993358583322E-4,1.4767188035410383E-2,null,3.2537497719595668E-3,1.2646045742989529E-3,2.544854397948678E-3,2.5354968744810665E-3,2.2665515200667233E-6,1.0626763263988838E-4,9.7072398028482179E-3]
[2004,1,10,5,3.9818279042528994E-3,1.5112286848505694E-3,2.5161779191328259E-3,6.6175285544111456E-3,1.5627816280617882E-5,2.6501993358583322E-4,1.4907410812513892E-2,null,3.4055524315756915E-3,1.2510728861247651E-3,2.6001975291201551E-3,2.5072788172950835E-3,2.2665515200667233E-6,1.0626763263988838E-4,9.8726358482756505E-3]
[2004,1,10,6,4.1874231863843472E-3,1.4816640468577852E-3,2.5818756052638442E-3,6.711237758192286E-3,1.5627816280617882E-5,2.6501993358583322E-4,1.5242848346564714E-2,null,3.5813926561708859E-3,1.2265977571441875E-3,2.6680889766397564E-3,2.5427837795622163E-3,2.2665515200667233E-6,1.0626763263988838E-4,1.0127397353677001E-2]
[2004,1,10,7,4.3415182738957211E-3,1.5209712517858425E-3,2.8252458636710922E-3,6.4507742662093517E-3,1.5627816280617882E-5,2.6501993358583322E-4,1.5419157405428461E-2,null,3.7131861220330658E-3,1.2591382844699408E-3,2.9195857963837078E-3,2.4440982067297119E-3,2.2665515200667233E-6,1.0626763263988838E-4,1.0444542593776382E-2]
[2004,1,10,8,4.5197085779210278E-3,1.5552007744881727E-3,3.2920877210583471E-3,5.7240726338449871E-3,1.5627816280617882E-5,2.6501993358583322E-4,1.5371717457178987E-2,null,3.8655875913452993E-3,1.2874752451081063E-3,3.4020163251781725E-3,2.1687622418994001E-3,2.2665515200667233E-6,1.0626763263988838E-4,1.0832375587690932E-2]
[2004,1,10,9,4.8698598301567305E-3,1.7818536563730142E-3,3.3773244253496159E-3,5.1982370726228588E-3,5.2040631344716196E-6,8.8251643192443688E-5,1.5320730690829135E-2,null,4.1650627261689147E-3,1.4751101662360115E-3,3.4900992330692349E-3,1.9695313125286645E-3,7.5476170158134809E-7,3.5387123797628309E-5,1.1135945323502034E-2]
[2004,1,10,10,5.7251874974751978E-3,1.8226917619904408E-3,3.3764647714608423E-3,4.6067036112493777E-3,0,0,1.5531047642175859E-2,null,4.8966019305928948E-3,1.5089180519457204E-3,3.4892108738238531E-3,1.7454084688978153E-3,0,0,1.1640139325260283E-2]
[2004,1,10,11,5.934672440870847E-3,1.9233675367896826E-3,3.3402507011791082E-3,4.4567585163882038E-3,0,0,1.5655049195227842E-2,null,5.0757688799222649E-3,1.5922626399644348E-3,3.4517875519872155E-3,1.6885966006887816E-3,0,0,1.1808415672562697E-2]
[2004,1,10,12,5.4302835487988685E-3,1.933617058049366E-3,3.2912744328642213E-3,4.5028495390834217E-3,0,0,1.5158024578795877E-2,null,4.6443783579911595E-3,1.6007477211915802E-3,3.4011758798596007E-3,1.7060597735215084E-3,0,0,1.1352361732563848E-2]
[2004,1,10,13,5.0998786068090557E-3,1.9194859131063109E-3,3.3215156134428795E-3,4.208828350782178E-3,0,0,1.4549708484140424E-2,null,4.3617917217389449E-3,1.5890492320976524E-3,3.4324268666918053E-3,1.5946597106124883E-3,0,0,1.0977927531140892E-2]
[2004,1,10,14,4.9842882896044324E-3,1.8366190730686736E-3,3.267728964711651E-3,4.4387840400751197E-3,0,0,1.4527420367459876E-2,null,4.2629303707995029E-3,1.5204477968753071E-3,3.376844187077959E-3,1.6817863507078083E-3,0,0,1.0842008705460577E-2]
[2004,1,10,15,5.0818620334122429E-3,1.8017288977030474E-3,3.2279434394359399E-3,4.348978446995052E-3,0,0,1.4460512817546282E-2,null,4.3463826214926379E-3,1.4915639139596059E-3,3.3357301530782071E-3,1.6477604059230017E-3,0,0,1.0821437094453452E-2]
[2004,1,10,16,4.8999039687228282E-3,1.8683994355841497E-3,3.194194173469759E-3,4.4288975796237095E-3,0,0,1.4391395157400446E-2,null,4.190758685815762E-3,1.5467572166559802E-3,3.3008539397120528E-3,1.6780405243522389E-3,0,0,1.0716410366536033E-2]
[2004,1,10,17,5.3265470638350146E-3,1.9090311552512743E-3,3.1340364399410074E-3,4.1293796561972327E-3,2.60984563188905E-6,4.4258334217195357E-5,1.4545862495073614E-2,null,4.555655277258706E-3,1.5803942454536359E-3,3.2386874335641738E-3,1.564557833853408E-3,3.785141492502718E-7,1.7746696779406829E-5,1.0957420001058579E-2]
[2004,1,10,18,6.1260120695537899E-3,1.9367089016275078E-3,3.046338299737091E-3,4.4109869931820336E-3,1.5627816280617882E-5,2.6501993358583322E-4,1.5800694013966873E-2,null,5.2394166199519147E-3,1.603307308438387E-3,3.1480608980824359E-3,1.6712544812515088E-3,2.2665515200667233E-6,1.0626763263988838E-4,1.1770573491884199E-2]
[2004,1,10,19,6.3094099738782404E-3,1.807442334258533E-3,2.9647827634052323E-3,4.3330293597109125E-3,1.5627816280617882E-5,2.6501993358583322E-4,1.5695312181119369E-2,null,5.3962720125094203E-3,1.496293790802745E-3,3.0637820788289656E-3,1.6417175443963886E-3,2.2665515200667233E-6,1.0626763263988838E-4,1.1706599610697473E-2]
[2004,1,10,20,6.1852879288837809E-3,1.7926754392121869E-3,2.9475403244349201E-3,4.3762885969440739E-3,1.5627816280617882E-5,2.6501993358583322E-4,1.5582440039341415E-2,null,5.2901136997175625E-3,1.4840689950521532E-3,3.0459638844692991E-3,1.6581077976873622E-3,2.2665515200667233E-6,1.0626763263988838E-4,1.1586788561086331E-2]
[2004,1,10,21,5.9314910527000497E-3,1.8120670605728344E-3,2.7692390992120346E-3,4.4456411078254076E-3,1.5627816280617882E-5,2.6501993358583322E-4,1.523908607017678E-2,null,5.0730479224923184E-3,1.5001223772738537E-3,2.8617088674697758E-3,1.6843843872070378E-3,2.2665515200667233E-6,1.0626763263988838E-4,1.122779773860294E-2]
[2004,1,10,22,5.4053828771878885E-3,1.8506209477886163E-3,2.5881247603284476E-3,4.5778227535020199E-3,1.5627816280617882E-5,2.6501993358583322E-4,1.4702599088673425E-2,null,4.623081470031219E-3,1.532039269425187E-3,2.6745468019924524E-3,1.7344659603374263E-3,2.2665515200667233E-6,1.0626763263988838E-4,1.0672667685946239E-2]
[2004,1,10,23,5.7670367235512334E-3,1.698242922685597E-3,2.4488964493453902E-3,4.5598665715562044E-3,1.5627816280617882E-5,2.6501993358583322E-4,1.4754690417004878E-2,null,4.9323944703635316E-3,1.4058928975632231E-3,2.5306694126198898E-3,1.7276626418081501E-3,2.2665515200667233E-6,1.0626763263988838E-4,1.070515360651475E-2]
[2004,1,10,24,5.5928026032099317E-3,1.6421633467485985E-3,2.4323003099202293E-3,4.2844443353767213E-3,1.5627816280617882E-5,2.6501993358583322E-4,1.4232358345121932E-2,null,4.7833766206573673E-3,1.3594673382660272E-3,2.5135190988848778E-3,1.6233094330676233E-3,2.2665515200667233E-6,1.0626763263988838E-4,1.0388206675035851E-2]
[2004,1,11,1,4.2383380198724539E-3,1.936830607950105E-3,2.4362660024427303E-3,4.2306970499004877E-3,1.5627816280617882E-5,2.6501993358583322E-4,1.312277943003223E-2,null,3.6249387709598995E-3,1.6034080631962856E-3,2.5176172128615762E-3,1.6029454211478192E-3,2.2665515200667233E-6,1.0626763263988838E-4,9.457443652325535E-3]
[2004,1,11,2,4.0422509292205736E-3,1.9301859747436047E-3,2.4128413306774058E-3,4.1479676256855214E-3,1.5627816280617882E-5,2.6501993358583322E-4,1.2813893610193557E-2,null,3.4572306518679445E-3,1.5979072938380604E-3,2.4934103500711901E-3,1.5716005268726089E-3,2.2665515200667233E-6,1.0626763263988838E-4,9.228683006809759E-3]
[2004,1,11,3,3.7019229314903587E-3,1.9696697624897886E-3,2.4123387254541065E-3,4.0987298314572318E-3,1.5627816280617882E-5,2.6501993358583322E-4,1.2463309000757938E-2,null,3.1661570876474737E-3,1.6305940055091272E-3,2.492890961974741E-3,1.5529450911666862E-3,2.2665515200667233E-6,1.0626763263988838E-4,8.9511213304579833E-3]
[2004,1,11,4,3.9364819709201398E-3,1.8791170239779898E-3,2.4188227927381101E-3,4.2575582556815443E-3,1.5627816280617882E-5,2.6501993358583322E-4,1.2772627793184235E-2,null,3.3667692502738307E-3,1.5556297879475347E-3,2.4995915436793626E-3,1.613122714937803E-3,2.2665515200667233E-6,1.0626763263988838E-4,9.1436474809984854E-3]
[2004,1,11,5,3.808319628391189E-3,1.8607730827162748E-3,2.4571143569547703E-3,4.4843036045310123E-3,1.5627816280617882E-5,2.6501993358583322E-4,1.2891158422459697E-2,null,3.2571553775171181E-3,1.5404437292343453E-3,2.5391617306304588E-3,1.6990330068868255E-3,2.2665515200667233E-6,1.0626763263988838E-4,9.1443280284287023E-3]
[2004,1,11,6,4.0054193886466492E-3,1.8009248573667156E-3,2.5226018814726104E-3,4.5258479554879097E-3,1.5627816280617882E-5,2.6501993358583322E-4,1.3135441832840336E-2,null,3.4257296062234969E-3,1.4908982879863703E-3,2.6068359988706668E-3,1.7147735163951779E-3,2.2665515200667233E-6,1.0626763263988838E-4,9.3467715936356669E-3]
[2004,1,11,7,4.1888819928861953E-3,1.7279029568250217E-3,2.6770721544455787E-3,4.9263385983199419E-3,1.5627816280617882E-5,2.6501993358583322E-4,1.3800843452343191E-2,null,3.5826403349126673E-3,1.4304470003838948E-3,2.7664643061746483E-3,1.8665132024488632E-3,2.2665515200667233E-6,1.0626763263988838E-4,9.7545990280800288E-3]
[2004,1,11,8,4.6519549430361923E-3,1.6494283756185669E-3,2.8984458565672394E-3,5.1600225672696022E-3,1.5627816280617882E-5,2.6501993358583322E-4,1.4640499492358055E-2,null,3.9786944209508589E-3,1.3654817030853597E-3,2.995230065897754E-3,1.9550524298162109E-3,2.2665515200667233E-6,1.0626763263988838E-4,1.0402992803910138E-2]
[2004,1,11,9,4.7502256900386723E-3,1.6906769575158415E-3,3.0978693154157817E-3,5.1027816394359025E-3,5.2040631344716196E-6,8.8251643192443688E-5,1.4735009308733112E-2,null,4.0627428001009493E-3,1.399629402186161E-3,3.2013126250854938E-3,1.9333647310537955E-3,7.5476170158134809E-7,3.5387123797628309E-5,1.0633191443925608E-2]
[2004,1,11,10,5.0973598805322384E-3,1.6240270485970698E-3,3.2015683401036398E-3,5.1605861822186933E-3,0,0,1.5083541451451642E-2,null,4.3596375215568311E-3,1.3444531772065474E-3,3.3084743427507003E-3,1.9552659747690358E-3,0,0,1.0967831016283115E-2]
[2004,1,11,11,5.1095387566711904E-3,1.7062734549514412E-3,3.216369698189437E-3,5.1241281065857605E-3,0,0,1.515631001639783E-2,null,4.3700537932406395E-3,1.4125409854930399E-3,3.3237699442380452E-3,1.9414525760051025E-3,0,0,1.1047817298976827E-2]
[2004,1,11,12,4.5383669550672651E-3,1.8173127176186793E-3,3.1796273385091682E-3,5.6013749123746239E-3,0,0,1.5136681923569737E-2,null,3.881545609418295E-3,1.5044650021629614E-3,3.2858006924898998E-3,2.1222739803915679E-3,0,0,1.0794085284462723E-2]
[2004,1,11,13,4.521508483378036E-3,1.775113948524079E-3,3.1947690263985484E-3,5.3606817536083371E-3,0,0,1.4852073211909001E-2,null,3.8671270030308656E-3,1.4695306891954211E-3,3.301447987992057E-3,2.0310790798360907E-3,0,0,1.0669184760054434E-2]
[2004,1,11,14,4.0517998494578808E-3,1.7791715185711699E-3,3.1638077555391697E-3,5.1942125626545125E-3,0,0,1.4188991686222733E-2,null,3.4653975916039263E-3,1.4728897545178011E-3,3.2694528657970729E-3,1.9680064881912006E-3,0,0,1.0175746700110001E-2]
[2004,1,11,15,3.8523464981925176E-3,1.7687102501280209E-3,3.1810833539452354E-3,5.2974844446760415E-3,0,0,1.4099624546941816E-2,null,3.2948103985556815E-3,1.4642293780738544E-3,3.2873053268444243E-3,2.0071346007615918E-3,0,0,1.0053479704235552E-2]
[2004,1,11,16,4.3347088030819591E-3,1.6528587616958723E-3,3.1378073984951881E-3,5.3961750621550472E-3,0,0,1.4521550025428067E-2,null,3.707362161167559E-3,1.3683215532372781E-3,3.2425843110625561E-3,2.0445269433312266E-3,0,0,1.0362794968798619E-2]
[2004,1,11,17,5.2057091040031266E-3,1.7038923499475569E-3,3.0767011864944373E-3,5.0368005276355049E-3,1.2971090643171483E-6,2.1996659795985365E-5,{"$f":"SUM(E259:J259)","v":1.5046396936940928E-2},null,4.4523057559264058E-3,1.4105697842187138E-3,3.1794376550768762E-3,1.9083655122973551E-3,1.8812382156466709E-7,8.8202156376562046E-6,{"$f":"SUM(M259:R259)","v":1.0959687046978571E-2}]
[2004,1,11,18,5.428325746601936E-3,1.7146672281246839E-3,3.0155906187910729E-3,5.4052390283327693E-3,1.5627816280617882E-5,2.6501993358583322E-4,1.5844470371716914E-2,null,{"$f":"E260*V$5","v":4.6427039013866474E-3},{"$f":"F260*W$5","v":1.4194897829414973E-3},{"$f":"G260*X$5","v":3.1162864979440048E-3},{"$f":"H260*Y$5","v":2.0479611393775638E-3},{"$f":"I260*Z$5","v":2.2665515200667233E-6},{"$f":"J260*AA$5","v":1.0626763263988838E-4},1.1334975505809669E-2]
[2004,1,11,19,5.9707382804471253E-3,1.6982710537690646E-3,2.8789682058022637E-3,5.5822851416466026E-3,1.5627816280617882E-5,2.6501993358583322E-4,1.6410910431531506E-2,null,5.1066150416899866E-3,1.4059161859219849E-3,2.9751020220869211E-3,2.115041162674222E-3,2.2665515200667233E-6,1.0626763263988838E-4,1.171120859653307E-2]
[2004,1,11,20,5.7029342960411827E-3,1.7516318234617068E-3,2.8154470240317076E-3,5.4072092233321371E-3,1.5627816280617882E-5,2.6501993358583322E-4,1.5957870116733185E-2,null,4.8775693540787238E-3,1.4500909774769863E-3,2.9094597562397133E-3,2.0487076156711285E-3,2.2665515200667233E-6,1.0626763263988838E-4,1.1394361887626507E-2]
[2004,1,11,21,5.4953171759565293E-3,1.8682529715301488E-3,2.6166724610963547E-3,5.0143688454568763E-3,1.5627816280617882E-5,2.6501993358583322E-4,1.5275259203906362E-2,null,4.699999904784884E-3,1.5466359661737803E-3,2.7040477607419657E-3,1.899866496222044E-3,2.2665515200667233E-6,1.0626763263988838E-4,1.095908431208263E-2]
[2004,1,11,22,5.7529875423123506E-3,1.6723899162373944E-3,2.551845520843107E-3,5.4252202783465261E-3,1.5627816280617882E-5,2.6501993358583322E-4,1.5683091007605829E-2,null,4.9203785760355469E-3,1.3844904482076823E-3,2.6370561348377816E-3,2.0555317247540599E-3,2.2665515200667233E-6,1.0626763263988838E-4,1.1105991067995025E-2]
[2004,1,11,23,5.472641346364251E-3,1.6640086346567057E-3,2.5329979177081585E-3,6.0795200979570727E-3,1.5627816280617882E-5,2.6501993358583322E-4,1.6029815746552635E-2,null,4.6806058655489095E-3,1.3775519919424657E-3,2.6175791770564256E-3,2.3034357669324615E-3,2.2665515200667233E-6,1.0626763263988838E-4,1.1087706985640218E-2]
[2004,1,11,24,4.6984306671347953E-3,1.8187150728075539E-3,2.522084547796578E-3,7.0905066244402069E-3,1.5627816280617882E-5,2.6501993358583322E-4,1.6410384662045582E-2,null,4.0184438825095039E-3,1.5056259439655522E-3,2.6063013905125213E-3,2.6864828639838554E-3,2.2665515200667233E-6,1.0626763263988838E-4,1.0925388265131388E-2]
[2004,1,12,1,3.9498748256550434E-3,1.8710934749822529E-3,2.5149267790161101E-3,7.2354074187138944E-3,1.5627816280617882E-5,2.6501993358583322E-4,1.5851950248233753E-2,null,3.378223805846028E-3,1.5489874811281318E-3,2.5989046112325407E-3,2.7413835250243695E-3,2.2665515200667233E-6,1.0626763263988838E-4,1.0376033607391024E-2]
[2004,1,12,2,3.7118482434382355E-3,1.9483690552491407E-3,2.4953354910600294E-3,6.9725382876847956E-3,1.5627816280617882E-5,2.6501993358583322E-4,1.5408738827298655E-2,null,3.1746459452905015E-3,1.6129601837380091E-3,2.5786591356847547E-3,2.6417864929102145E-3,2.2665515200667233E-6,1.0626763263988838E-4,1.0116585941783435E-2]
[2004,1,12,3,3.3734530142995331E-3,2.0043158053417434E-3,2.5010929529597978E-3,7.3702485277535625E-3,1.5627816280617882E-5,2.6501993358583322E-4,1.5529758050221089E-2,null,2.8852254270918007E-3,1.6592757829648557E-3,2.5846088493723068E-3,2.7924727275288868E-3,2.2665515200667233E-6,1.0626763263988838E-4,1.0030116971117805E-2]
[2004,1,12,4,3.5082161750831509E-3,1.9452649649872075E-3,2.4990041033508418E-3,6.523331159842851E-3,1.5627816280617882E-5,2.6501993358583322E-4,1.4756464153130503E-2,null,3.0004848056810383E-3,1.6103904580560403E-3,2.582450249397873E-3,2.4715888871189549E-3,2.2665515200667233E-6,1.0626763263988838E-4,9.7734485844138616E-3]
[2004,1,12,5,3.5994706248325507E-3,1.9788193703889228E-3,2.594421215481237E-3,7.3819142558103025E-3,1.5627816280617882E-5,2.6501993358583322E-4,1.5835273216379463E-2,null,3.0785323307647421E-3,1.6381685218454232E-3,2.6810535068665423E-3,2.7968926907529961E-3,2.2665515200667233E-6,1.0626763263988838E-4,1.0303181234389659E-2]
[2004,1,12,6,3.8174458706205375E-3,1.9665716633387297E-3,2.6890326659922757E-3,6.999760255570895E-3,1.5627816280617882E-5,2.6501993358583322E-4,1.5753458205388888E-2,null,3.2649608118961657E-3,1.6280292395770941E-3,2.7788242002561659E-3,2.6521004738601578E-3,2.2665515200667233E-6,1.0626763263988838E-4,1.0432448909749538E-2]
[2004,1,12,7,4.3260076894492717E-3,1.9065669037822708E-3,3.0923694987624989E-3,7.2423657373558549E-3,1.5627816280617882E-5,2.6501993358583322E-4,1.6847957579216345E-2,null,3.6999203280693566E-3,1.5783542112560529E-3,3.1956291598727441E-3,2.7440199239143065E-3,2.2665515200667233E-6,1.0626763263988838E-4,1.1326457807272415E-2]
[2004,1,12,8,4.5155552257797804E-3,2.0041419204153864E-3,3.8359234676931713E-3,7.0566471011445798E-3,1.5627816280617882E-5,2.6501993358583322E-4,1.7692915464899366E-2,null,3.8620353387558023E-3,1.6591318320732058E-3,3.9640117047157336E-3,2.673654016352175E-3,2.2665515200667233E-6,1.0626763263988838E-4,1.226736707605687E-2]
[2004,1,12,9,5.028157437966127E-3,2.0545504193530554E-3,4.1023170461070161E-3,7.9314112938763115E-3,5.2040631344716196E-6,8.8251643192443688E-5,1.9209891903629425E-2,null,4.3004504968488363E-3,1.7008625819480354E-3,4.2393006336496142E-3,3.0050885863023868E-3,7.5476170158134809E-7,3.5387123797628309E-5,1.3281844184248081E-2]
[2004,1,12,10,4.7881645600814206E-3,2.1729351755796398E-3,4.1670190921652469E-3,8.1614841614048462E-3,0,0,1.9289602989231151E-2,null,4.095190915446998E-3,1.7988675762485602E-3,4.3061631949217567E-3,3.0922596234117181E-3,0,0,1.3292481310029032E-2]
[2004,1,12,11,4.7817379193822902E-3,2.1145503545625262E-3,4.1586831622868713E-3,7.6424471941632394E-3,0,0,1.8697418630394928E-2,null,4.0896943790857936E-3,1.7505336164263374E-3,4.2975489136708742E-3,2.8956045757367837E-3,0,0,1.3033381484919788E-2]
[2004,1,12,12,4.5558177819325849E-3,2.1172521484105322E-3,4.1085251398106076E-3,8.1316119375216458E-3,0,0,1.8913207007675369E-2,null,3.8964708415712766E-3,1.7527703004312292E-3,4.2457160265301731E-3,3.0809415016156408E-3,0,0,1.2975898670148322E-2]
[2004,1,12,13,4.0308878326517977E-3,2.1169398306579656E-3,4.0220268190543917E-3,7.4339413291735768E-3,0,0,1.7603795811537731E-2,null,3.4475120949437007E-3,1.752511747721101E-3,4.156329374579556E-3,2.8166049410133505E-3,0,0,1.2172958158257708E-2]
[2004,1,12,14,3.9615426008662614E-3,2.1695159674071781E-3,4.0889852682812113E-3,8.0420620443241633E-3,0,0,1.8262105880878815E-2,null,3.3882029463807562E-3,1.7960369797415823E-3,4.2255236842940677E-3,3.0470124375460315E-3,0,0,1.2456776047962439E-2]
[2004,1,12,15,3.9058781620963413E-3,2.1480985614019143E-3,3.9960774938251351E-3,7.3527356532112455E-3,0,0,1.7402789870534636E-2,null,3.340594619410441E-3,1.7783065487267946E-3,4.1295135557018895E-3,2.7858373712914544E-3,0,0,1.2034252095130579E-2]
[2004,1,12,16,4.4986192061497107E-3,2.1064952236830442E-3,3.8846760184843678E-3,7.8854175402453264E-3,0,0,1.8375207988562448E-2,null,3.8475504076590076E-3,1.7438651644980955E-3,4.0143921889977292E-3,2.9876622672077775E-3,0,0,1.259347002836261E-2]
[2004,1,12,17,5.0317354153793046E-3,2.2212927999415606E-3,3.6583496659102362E-3,7.1597009552315568E-3,1.2971090643171483E-6,2.1996659795985365E-5,1.8094372605322963E-2,null,4.303510646602309E-3,1.8389005065939685E-3,3.7805084011053162E-3,2.7126995215235369E-3,1.8812382156466709E-7,8.8202156376562046E-6,1.2644627415284351E-2]
[2004,1,12,18,5.1592806092434886E-3,2.1781388283112616E-3,3.4773359919647493E-3,6.4424854235336677E-3,1.5627816280617882E-5,2.6501993358583322E-4,1.7537888602919618E-2,null,4.4125966883762479E-3,1.8031754278044515E-3,3.5934503619455779E-3,2.4409576929427662E-3,2.2665515200667233E-6,1.0626763263988838E-4,1.2358714355228999E-2]
[2004,1,12,19,5.7181405275514435E-3,2.0197937216277924E-3,3.4015543237907596E-3,6.7683162432804912E-3,1.5627816280617882E-5,2.6501993358583322E-4,1.8188452566116935E-2,null,4.8905748429999207E-3,1.6720891986929324E-3,3.515138210471599E-3,2.5644099312906519E-3,2.2665515200667233E-6,1.0626763263988838E-4,1.275074636761506E-2]
[2004,1,12,20,5.5421242299006947E-3,2.1061143755398428E-3,3.3897316171424678E-3,8.18265048319778E-3,1.5627816280617882E-5,2.6501993358583322E-4,1.9501268455647234E-2,null,4.7400327440254228E-3,1.7435498788034374E-3,3.5029207228366244E-3,3.1002792140844473E-3,2.2665515200667233E-6,1.0626763263988838E-4,1.3195316743909887E-2]
[2004,1,12,21,5.4917233699767684E-3,2.0722846977366846E-3,3.3453968250458559E-3,8.1085952367831223E-3,1.5627816280617882E-5,2.6501993358583322E-4,1.9298647879408881E-2,null,4.6969262172757093E-3,1.7155439303522585E-3,3.4571055139886765E-3,3.0722208310917103E-3,2.2665515200667233E-6,1.0626763263988838E-4,1.305033067686831E-2]
[2004,1,12,22,5.1556934558572211E-3,1.9990676883215185E-3,3.1083369277442826E-3,7.9458776046625115E-3,1.5627816280617882E-5,2.6501993358583322E-4,1.8489623426451982E-2,null,4.4095286906549024E-3,1.6549311215823446E-3,3.2121297694159457E-3,3.0105696468373608E-3,2.2665515200667233E-6,1.0626763263988838E-4,1.2395693412650509E-2]
[2004,1,12,23,4.8881093629912905E-3,1.936097408622489E-3,2.9443461147012685E-3,7.9876411770988687E-3,1.5627816280617882E-5,2.6501993358583322E-4,1.8036841813280365E-2,null,4.1806710704807007E-3,1.6028010830561514E-3,3.042663014449823E-3,3.0263932159603755E-3,2.2665515200667233E-6,1.0626763263988838E-4,1.1961062568107006E-2]
[2004,1,12,24,4.4765871085290301E-3,1.9482351632281419E-3,2.7570480366452938E-3,7.4621516241504615E-3,1.5627816280617882E-5,2.6501993358583322E-4,1.6924669682419378E-2,null,3.8287069354073105E-3,1.6128493410317933E-3,2.8491107238638128E-3,2.8272933837519979E-3,2.2665515200667233E-6,1.0626763263988838E-4,1.1226494568214868E-2]
[2004,1,13,1,3.7202690921954405E-3,1.8007554334152206E-3,2.6497265905570996E-3,8.3762920647061229E-3,1.5627816280617882E-5,2.6501993358583322E-4,1.6827690930740331E-2,null,3.1818480752294678E-3,1.4907580301193114E-3,2.7382056257711077E-3,3.1736470025981438E-3,2.2665515200667233E-6,1.0626763263988838E-4,1.0692992917877986E-2]
[2004,1,13,2,3.4535315257674154E-3,1.7900317789785187E-3,2.6091700131690926E-3,8.1377994053503135E-3,1.5627816280617882E-5,2.6501993358583322E-4,1.6271180473131787E-2,null,2.9537144668002049E-3,1.4818804370452651E-3,2.6962947928717354E-3,3.0832858371016088E-3,2.2665515200667233E-6,1.0626763263988838E-4,1.0323709717978769E-2]
[2004,1,13,3,3.0535066980376482E-3,1.8294017511052178E-3,2.5927225098780495E-3,7.8428059576991574E-3,1.5627816280617882E-5,2.6501993358583322E-4,1.5599084666586525E-2,null,2.6115837776986722E-3,1.5144729262885931E-3,2.6792980784930065E-3,2.9715174002214136E-3,2.2665515200667233E-6,1.0626763263988838E-4,9.8854063668616411E-3]
[2004,1,13,4,3.0244349419704291E-3,1.7187510218067709E-3,2.564445174548255E-3,7.1641236485246122E-3,1.5627816280617882E-5,2.6501993358583322E-4,1.475240253671652E-2,null,2.5867194711677072E-3,1.4228705575386204E-3,2.6500765131595126E-3,2.7143752113400438E-3,2.2665515200667233E-6,1.0626763263988838E-4,9.4825759373658395E-3]
[2004,1,13,5,3.1802945741189245E-3,1.8654506334827498E-3,2.5741474121979586E-3,6.4172410426124446E-3,1.5627816280617882E-5,2.6501993358583322E-4,1.4317781412278529E-2,null,2.720022105538439E-3,1.544316046505763E-3,2.660102725603341E-3,2.4313929889873418E-3,2.2665515200667233E-6,1.0626763263988838E-4,9.4643680507948413E-3]
[2004,1,13,6,3.5219015199561676E-3,1.7212237721674251E-3,2.6444598150468682E-3,6.7058172897131972E-3,1.5627816280617882E-5,2.6501993358583322E-4,1.487405014675011E-2,null,3.0121895203572991E-3,1.4249176275561379E-3,2.732762983355402E-3,2.5407300482204187E-3,2.2665515200667233E-6,1.0626763263988838E-4,9.8191343636492116E-3]
[2004,1,13,7,4.0333316474002673E-3,1.722425040963626E-3,2.991727899658402E-3,6.4569020667233417E-3,1.5627816280617882E-5,2.6501993358583322E-4,1.5485034404612089E-2,null,3.4496022252705496E-3,1.4259120996932407E-3,3.0916269606135749E-3,2.4464199351966177E-3,2.2665515200667233E-6,1.0626763263988838E-4,1.0522095404933937E-2]
[2004,1,13,8,3.8915174949495698E-3,1.9044692988673055E-3,3.7359704184804728E-3,6.8856844866836851E-3,1.5627816280617882E-5,2.6501993358583322E-4,1.6698289448847482E-2,null,3.3283123193972985E-3,1.576617705946683E-3,3.8607210472409023E-3,2.6088789363109327E-3,2.2665515200667233E-6,1.0626763263988838E-4,1.148306419305577E-2]
[2004,1,13,9,4.3482740029043314E-3,2.0554554874122354E-3,4.0347210104991083E-3,8.779317390070521E-3,5.2040631344716196E-6,8.8251643192443688E-5,1.9311223597213111E-2,null,3.7189641189494479E-3,1.7016118438699991E-3,4.1694474474223957E-3,3.326347040506712E-3,7.5476170158134809E-7,3.5387123797628309E-5,1.2952512336247765E-2]
[2004,1,13,10,4.3846428542877961E-3,2.0673676789240369E-3,4.0299872623001595E-3,8.214353537914991E-3,0,0,1.8696351333426984E-2,null,3.7500694387274038E-3,1.7114733691071368E-3,4.1645556310381934E-3,3.1122910092557764E-3,0,0,1.2738389448128509E-2]
[2004,1,13,11,3.9362588693440852E-3,2.0850049600294241E-3,4.0367933212071662E-3,7.952712065223853E-3,0,0,1.801076921580453E-2,null,3.3665784373775702E-3,1.7260744181721182E-3,4.171588956232917E-3,3.0131591178237261E-3,0,0,1.2277400929606332E-2]
[2004,1,13,12,3.7118462887120382E-3,2.1552722242807127E-3,3.9729664285111394E-3,8.6943342583126072E-3,0,0,1.85344191998165E-2,null,3.1746442734647182E-3,1.7842452760761579E-3,4.105630771234289E-3,3.2941482514373425E-3,0,0,1.2358668572212506E-2]
[2004,1,13,13,3.4739898427153851E-3,2.0271741026099597E-3,3.8748112674382366E-3,7.6166660882038472E-3,0,0,1.6992641300967427E-2,null,2.9712119259329033E-3,1.6781990579277531E-3,4.0041980365490915E-3,2.8858365149982568E-3,0,0,1.1539445535408005E-2]
[2004,1,13,14,3.5157417380504491E-3,2.093365220179126E-3,3.9287290004055642E-3,8.456457489255052E-3,0,0,1.7994293447890192E-2,null,3.0069212212867668E-3,1.7329954718148207E-3,4.0599161775324291E-3,3.2040204372117379E-3,0,0,1.2003853307845754E-2]
[2004,1,13,15,3.6961310275539054E-3,2.0743999763973872E-3,3.8747893290543229E-3,7.0651082358195632E-3,0,0,1.6710428568825177E-2,null,3.1612034249055019E-3,1.7172950668979925E-3,4.00417536560392E-3,2.6768598089024352E-3,0,0,1.1559533666309848E-2]
[2004,1,13,16,3.8641381291511694E-3,2.1138677518926924E-3,3.7563746787521992E-3,6.6633599555615819E-3,0,0,1.6397740515357643E-2,null,3.3048954696459185E-3,1.7499685228036539E-3,3.881806641681041E-3,2.5246436235556993E-3,0,0,1.1461314257686313E-2]
[2004,1,13,17,4.392974159010782E-3,2.2375863626022878E-3,3.5861280015148378E-3,6.5215903364712856E-3,1.2971090643171483E-6,2.1996659795985365E-5,1.6761572628459495E-2,null,3.7571949840145965E-3,1.8523891563711702E-3,3.7058751282028259E-3,2.4709293161736556E-3,1.8812382156466709E-7,8.8202156376562046E-6,1.1795396924221468E-2]
[2004,1,13,18,4.7760566536521904E-3,2.1627110338737362E-3,3.4096723850565933E-3,5.9902447706988143E-3,1.5627816280617882E-5,2.6501993358583322E-4,1.6619332593147781E-2,null,4.0848353422849046E-3,1.7904035055222834E-3,3.5235273480934493E-3,2.2696107316339722E-3,2.2665515200667233E-6,1.0626763263988838E-4,1.1776911111694564E-2]
[2004,1,13,19,4.913972753790072E-3,2.132052690819231E-3,3.3756131853610784E-3,6.2142443998541626E-3,1.5627816280617882E-5,2.6501993358583322E-4,1.6916530779690991E-2,null,4.2027913467813181E-3,1.7650229512001588E-3,3.4883308517651575E-3,2.3544807130243487E-3,2.2665515200667233E-6,1.0626763263988838E-4,1.1919160046930938E-2]
[2004,1,13,20,5.4656311248474192E-3,1.9522034633005273E-3,3.3326892834236004E-3,7.7826958532834336E-3,1.5627816280617882E-5,2.6501993358583322E-4,1.881386747472143E-2,null,4.6746102078995587E-3,1.6161345040745124E-3,3.4439736451823688E-3,2.9487426150024702E-3,2.2665515200667233E-6,1.0626763263988838E-4,1.2791995156318865E-2]
[2004,1,13,21,5.2812607049081018E-3,2.0006892537292554E-3,3.2116216768629238E-3,8.0122876712278007E-3,1.5627816280617882E-5,2.6501993358583322E-4,1.8786507056594529E-2,null,4.5169230483755761E-3,1.65627353688655E-3,3.3188633781214231E-3,3.0357313898937339E-3,2.2665515200667233E-6,1.0626763263988838E-4,1.2636325537437237E-2]
[2004,1,13,22,5.0200000401749937E-3,1.9009261029423019E-3,3.0031994603985594E-3,8.0290041891539314E-3,1.5627816280617882E-5,2.6501993358583322E-4,1.8233777542536234E-2,null,4.2934736895756612E-3,1.5736844659966765E-3,3.1034815769604147E-3,3.0420650189745156E-3,2.2665515200667233E-6,1.0626763263988838E-4,1.2121238935667224E-2]
[2004,1,13,23,4.7153310632921906E-3,1.7885519653008594E-3,2.8742418751784874E-3,8.3806406979129635E-3,1.5627816280617882E-5,2.6501993358583322E-4,1.8039413351550952E-2,null,4.0328983457892792E-3,1.4806553711189793E-3,2.9702178709637831E-3,3.1752946321979333E-3,2.2665515200667233E-6,1.0626763263988838E-4,1.176760040422993E-2]
[2004,1,13,24,4.3932512007194757E-3,1.8080684329545118E-3,2.7309249964872183E-3,8.1121574629599204E-3,1.5627816280617882E-5,2.6501993358583322E-4,1.7325049842987578E-2,null,3.7574319304842525E-3,1.4968121075276915E-3,2.8221153894100615E-3,3.0735705032785493E-3,2.2665515200667233E-6,1.0626763263988838E-4,1.1258464114860509E-2]
[2004,1,14,1,3.6741899142400027E-3,1.8007554334152206E-3,2.6616958491335278E-3,8.3712164711210926E-3,1.5627816280617882E-5,2.6501993358583322E-4,1.6788505417776295E-2,null,3.1424377691327272E-3,1.4907580301193114E-3,2.7505745589610766E-3,3.171723938998749E-3,2.2665515200667233E-6,1.0626763263988838E-4,1.066402848137182E-2]
[2004,1,14,2,3.4103928961807597E-3,1.7900317789785187E-3,2.6239434187717149E-3,8.2804849965142143E-3,1.5627816280617882E-5,2.6501993358583322E-4,1.6385500840311658E-2,null,2.9168191342001278E-3,1.4818804370452651E-3,2.7115615084932869E-3,3.1373471920798208E-3,2.2665515200667233E-6,1.0626763263988838E-4,1.0356142455978455E-2]
[2004,1,14,3,3.0150076589050678E-3,1.8294017511052178E-3,2.6011453005785777E-3,8.5773079009245808E-3,1.5627816280617882E-5,2.6501993358583322E-4,1.6303510361379892E-2,null,2.5786565644981092E-3,1.5144729262885931E-3,2.6880021210017959E-3,3.2498087817196615E-3,2.2665515200667233E-6,1.0626763263988838E-4,1.0139474577668114E-2]
[2004,1,14,4,2.9868135369043518E-3,1.7187510218067709E-3,2.5676062921759324E-3,7.9081264964140016E-3,1.5627816280617882E-5,2.6501993358583322E-4,1.546194509716751E-2,null,2.5545428752467157E-3,1.4228705575386204E-3,2.6533431860693434E-3,2.9962663380926169E-3,2.2665515200667233E-6,1.0626763263988838E-4,9.7355571411072515E-3]
[2004,1,14,5,3.1395690755564457E-3,1.8654506334827498E-3,2.5833639305277976E-3,6.560864200023879E-3,1.5627816280617882E-5,2.6501993358583322E-4,1.4429895589457325E-2,null,2.6851906602847536E-3,1.544316046505763E-3,2.6696269997041953E-3,2.4858095732589259E-3,2.2665515200667233E-6,1.0626763263988838E-4,9.4934774639135917E-3]
[2004,1,14,6,3.4744071919395234E-3,1.7212237721674251E-3,2.6552223485419297E-3,6.7161707881034823E-3,1.5627816280617882E-5,2.6501993358583322E-4,1.4847671850618813E-2,null,2.9715688737215213E-3,1.4249176275561379E-3,2.7438848967893206E-3,2.5446528279992166E-3,2.2665515200667233E-6,1.0626763263988838E-4,9.7935584102261525E-3]
[2004,1,14,7,3.9749267182902798E-3,1.722425040963626E-3,2.9758235510803847E-3,6.6879804624632002E-3,1.5627816280617882E-5,2.6501993358583322E-4,1.5641803522663943E-2,null,3.3996500291612998E-3,1.4259120996932407E-3,3.0751915378398635E-3,2.5339719513321388E-3,2.2665515200667233E-6,1.0626763263988838E-4,1.0543259802186499E-2]
[2004,1,14,8,3.8387554794983253E-3,1.9044692988673055E-3,3.7334973842464095E-3,6.8523842855819396E-3,1.5627816280617882E-5,2.6501993358583322E-4,1.6609754198060427E-2,null,3.2831863585734006E-3,1.576617705946683E-3,3.8581654340404422E-3,2.5962620071737826E-3,2.2665515200667233E-6,1.0626763263988838E-4,1.1422765689894263E-2]
[2004,1,14,9,4.2916600917066328E-3,2.0554554874122354E-3,4.0269971542232358E-3,8.0288388477944943E-3,5.2040631344716196E-6,8.8251643192443688E-5,{"$f":"SUM(E323:J323)","v":1.8496407287463514E-2},null,3.6705437332430731E-3,1.7016118438699991E-3,4.1614656779890465E-3,3.0420023737007204E-3,7.5476170158134809E-7,3.5387123797628309E-5,{"$f":"SUM(M323:R323)","v":1.2611765514302048E-2}]
[2004,1,14,10,4.3328907456915569E-3,2.0673676789240369E-3,4.0234138431014827E-3,7.7085591347505833E-3,0,0,1.8132231402467659E-2,null,{"$f":"E324*V$5","v":3.7058072246119096E-3},{"$f":"F324*W$5","v":1.7114733691071368E-3},{"$f":"G324*X$5","v":4.1577627138011794E-3},{"$f":"H324*Y$5","v":2.920653363489188E-3},{"$f":"I324*Z$5","v":0},{"$f":"J324*AA$5","v":0},1.2495696671009415E-2]
[2004,1,14,11,3.8895724612320812E-3,2.0850049600294241E-3,4.0375763632696168E-3,6.9107369171626173E-3,0,0,1.6922890701693741E-2,null,3.3266487833366327E-3,1.7260744181721182E-3,4.1723981454482341E-3,2.6183709132242346E-3,0,0,1.1843492260181219E-2]
[2004,1,14,12,3.6676673028875543E-3,2.1552722242807127E-3,3.9663106726957617E-3,7.5410325113292849E-3,0,0,1.7330282711193312E-2,null,3.1368591516018618E-3,1.7842452760761579E-3,4.0987527680160047E-3,2.8571801271013823E-3,0,0,1.1877037322795407E-2]
[2004,1,14,13,3.4344032180228345E-3,2.0271741026099597E-3,3.8532485963205252E-3,7.1671647660793893E-3,0,0,1.6481990683032709E-2,null,2.9373545294754631E-3,1.6781990579277531E-3,3.9819153498856508E-3,2.7155274435613787E-3,0,0,1.1312996380850246E-2]
[2004,1,14,14,3.4798442032425566E-3,2.093365220179126E-3,3.9244183708388404E-3,8.2927891919584561E-3,0,0,1.7790416986218978E-2,null,2.976219006150342E-3,1.7329954718148207E-3,4.055461608456404E-3,3.1420090606834165E-3,0,0,1.1906685147104983E-2]
[2004,1,14,15,3.6540776401940483E-3,2.0743999763973872E-3,3.879123798867434E-3,7.7513806311120771E-3,0,0,1.7358982046570947E-2,null,3.1252362713712189E-3,1.7172950668979925E-3,4.0086545709941265E-3,2.936877763560795E-3,0,0,1.1788063672824135E-2]
[2004,1,14,16,3.8190130923006116E-3,2.1138677518926924E-3,3.7607170451526835E-3,8.2017627507833344E-3,0,0,1.7895360640129324E-2,null,3.2663012152816797E-3,1.7499685228036539E-3,3.8862940073395732E-3,3.1075205555117984E-3,0,0,1.2010084300936705E-2]
[2004,1,14,17,4.3427323425922083E-3,2.2375863626022878E-3,3.5855189194267424E-3,6.9412303371143014E-3,0,0,1.7107067961735542E-2,null,3.7142244829820674E-3,1.8523891563711702E-3,3.7052457077916324E-3,2.6299243965651983E-3,0,0,1.1901783743710068E-2]
[2004,1,14,18,4.7263801105676779E-3,2.1627110338737362E-3,3.407051134898924E-3,6.2412460530140747E-3,1.5627816280617882E-5,2.6501993358583322E-4,1.681803608222086E-2,null,4.0423483046324125E-3,1.7904035055222834E-3,3.5208185697787877E-3,2.3647112201454199E-3,2.2665515200667233E-6,1.0626763263988838E-4,1.1826815784238857E-2]
[2004,1,14,19,4.8601044200618938E-3,2.132052690819231E-3,3.3738233108328913E-3,6.1430367559140693E-3,1.5627816280617882E-5,2.6501993358583322E-4,1.6789664927494532E-2,null,4.1567191811015839E-3,1.7650229512001588E-3,3.4864812101757302E-3,2.3275012423938099E-3,2.2665515200667233E-6,1.0626763263988838E-4,1.1844258769031238E-2]
[2004,1,14,20,5.4045808655030676E-3,1.9522034633005273E-3,3.3322206763001009E-3,6.7160750235119287E-3,1.5627816280617882E-5,2.6501993358583322E-4,1.7685727778482076E-2,null,4.6223955305810293E-3,1.6161345040745124E-3,3.4434893904421193E-3,2.5446165442824368E-3,2.2665515200667233E-6,1.0626763263988838E-4,1.2335170153540052E-2]
[2004,1,14,21,5.2165211464529158E-3,2.0006892537292554E-3,3.2502590928984052E-3,7.1738301943151559E-3,1.5627816280617882E-5,2.6501993358583322E-4,1.7921947437262182E-2,null,4.4615530107903973E-3,1.65627353688655E-3,3.3587909654923791E-3,2.7180528708241895E-3,2.2665515200667233E-6,1.0626763263988838E-4,1.230320456815347E-2]
[2004,1,14,22,4.9648534042531639E-3,1.9009261029423019E-3,2.9998615213042848E-3,7.9613939559506752E-3,1.5627816280617882E-5,2.6501993358583322E-4,1.8107682734316875E-2,null,4.2463082257302208E-3,1.5736844659966765E-3,3.1000321782039559E-3,3.0164485514142954E-3,2.2665515200667233E-6,1.0626763263988838E-4,1.2045007605505104E-2]
[2004,1,14,23,4.6642870597662011E-3,1.7885519653008594E-3,2.8603486952866208E-3,8.4961595051871105E-3,1.5627816280617882E-5,2.6501993358583322E-4,1.8089994975407239E-2,null,3.9892417552722399E-3,1.4806553711189793E-3,2.9558607733389444E-3,3.2190629145855618E-3,2.2665515200667233E-6,1.0626763263988838E-4,1.1753354998475681E-2]
[2004,1,14,24,4.3448061489588258E-3,1.8080684329545118E-3,2.7106523967944983E-3,7.7888066532732442E-3,1.5627816280617882E-5,2.6501993358583322E-4,1.6932981381847529E-2,null,3.7159981548946352E-3,1.4968121075276915E-3,2.8011658519274262E-3,2.9510579022347357E-3,2.2665515200667233E-6,1.0626763263988838E-4,1.1073568200744444E-2]
[2004,1,15,1,4.1392128887012096E-3,1.8007554334152206E-3,2.6539652426013703E-3,8.4354991956785159E-3,1.5627816280617882E-5,2.6501993358583322E-4,1.7310080510262765E-2,null,3.540159659554825E-3,1.4907580301193114E-3,2.7425858138685026E-3,3.1960796652000974E-3,2.2665515200667233E-6,1.0626763263988838E-4,1.1078117352902692E-2]
[2004,1,15,2,3.7479622862904198E-3,1.7900317789785187E-3,2.6274703101744996E-3,8.2011311638372168E-3,1.5627816280617882E-5,2.6501993358583322E-4,1.6647243289147101E-2,null,3.2055333340492986E-3,1.4818804370452651E-3,2.715206169008453E-3,3.1072812570247178E-3,2.2665515200667233E-6,1.0626763263988838E-4,1.061843538128769E-2]
[2004,1,15,3,3.7374339121949707E-3,1.8294017511052178E-3,2.6056803726343253E-3,8.2678838084716925E-3,1.5627816280617882E-5,2.6501993358583322E-4,1.6721047594272655E-2,null,3.1965286932502828E-3,1.5144729262885931E-3,2.6926886270966432E-3,3.1325727975922133E-3,2.2665515200667233E-6,1.0626763263988838E-4,1.0644797228387688E-2]
[2004,1,15,4,3.8840023979125182E-3,1.7187510218067709E-3,2.5873313378140649E-3,7.7350996474976862E-3,1.5627816280617882E-5,2.6501993358583322E-4,1.6205832154897487E-2,null,3.3218848550257913E-3,1.4228705575386204E-3,2.6737268857036406E-3,2.9307091516680849E-3,2.2665515200667233E-6,1.0626763263988838E-4,1.0457725634096091E-2]
[2004,1,15,5,3.9723930742939211E-3,1.8654506334827498E-3,2.5963207469334327E-3,6.8242456535682191E-3,1.5627816280617882E-5,2.6501993358583322E-4,1.5539057858144776E-2,null,3.3974830702469452E-3,1.544316046505763E-3,2.6830164670177017E-3,2.5856007164191497E-3,2.2665515200667233E-6,1.0626763263988838E-4,1.0318950484349516E-2]
[2004,1,15,6,4.227004626979565E-3,1.7212237721674251E-3,2.6664762069886147E-3,6.8653389641286401E-3,1.5627816280617882E-5,2.6501993358583322E-4,1.5760691320130697E-2,null,3.615245618806549E-3,1.4249176275561379E-3,2.7555145413798838E-3,2.601170333724691E-3,2.2665515200667233E-6,1.0626763263988838E-4,1.0505382305627215E-2]
[2004,1,15,7,4.8470974848320745E-3,1.722425040963626E-3,3.0501805182439638E-3,6.7794570614176592E-3,1.5627816280617882E-5,2.6501993358583322E-4,1.6679807855323771E-2,null,4.1455946923078957E-3,1.4259120996932407E-3,3.1520314150287705E-3,2.568631014296639E-3,2.2665515200667233E-6,1.0626763263988838E-4,1.14007034054865E-2]
[2004,1,15,8,4.7099752851731142E-3,1.9044692988673055E-3,3.8142564005624181E-3,7.3782892931740706E-3,1.5627816280617882E-5,2.6501993358583322E-4,1.8087638027643356E-2,null,4.0283176899611056E-3,1.576617705946683E-3,3.9416211360726065E-3,2.795519248695802E-3,2.2665515200667233E-6,1.0626763263988838E-4,1.2450609964836152E-2]
[2004,1,15,9,4.8704740556871256E-3,2.0554554874122354E-3,4.140007684563342E-3,8.812996437014985E-3,5.2040631344716196E-6,8.8251643192443688E-5,1.9972389371004606E-2,null,4.1655880570719249E-3,1.7016118438699991E-3,4.278249828871419E-3,3.3391075084512369E-3,7.5476170158134809E-7,3.5387123797628309E-5,1.3520699123763788E-2]
[2004,1,15,10,4.7899206664972502E-3,2.0673676789240369E-3,4.1451332721399014E-3,8.1373700493927066E-3,0,0,1.9139791666953895E-2,null,4.0966928669673407E-3,1.7114733691071368E-3,4.2835465688398121E-3,3.0831231607959856E-3,0,0,1.3174835965710277E-2]
[2004,1,15,11,4.4729313198993651E-3,2.0850049600294241E-3,4.1443807100190553E-3,7.7979448901667713E-3,0,0,1.8500261880114617E-2,null,3.8255802357717527E-3,1.7260744181721182E-3,4.2827688773450041E-3,2.9545202383020716E-3,0,0,1.2788943769590947E-2]
[2004,1,15,12,4.1584917285667038E-3,2.1552722242807127E-3,4.0700842164307013E-3,8.3483841182297597E-3,0,0,1.8732232287507877E-2,null,3.5566483430340299E-3,1.7842452760761579E-3,4.2059914930504512E-3,3.1630731150117056E-3,0,0,1.2709958227172346E-2]
[2004,1,15,13,4.015524319046713E-3,2.0271741026099597E-3,3.9562345790400315E-3,7.0128521217885653E-3,0,0,1.701178512248527E-2,null,3.4343720867933084E-3,1.6781990579277531E-3,4.0883402158560034E-3,2.6570607786894503E-3,0,0,1.1857972139266515E-2]
[2004,1,15,14,3.9716723705787247E-3,2.093365220179126E-3,4.0400866903542061E-3,7.9170596037050744E-3,0,0,1.8022183884817133E-2,null,3.3968666713596121E-3,1.7329954718148207E-3,4.1749922967731458E-3,2.99965095373868E-3,0,0,1.2304505393686259E-2]
[2004,1,15,15,3.7320649537680205E-3,2.0743999763973872E-3,3.9556261186367179E-3,7.4111657349497408E-3,0,0,1.7173256783751867E-2,null,3.1919367646522636E-3,1.7172950668979925E-3,4.0877114378887408E-3,2.8079756220041161E-3,0,0,1.1804918891443111E-2]
[2004,1,15,16,3.9812644768334581E-3,2.1138677518926924E-3,3.8322793307340314E-3,7.7725459599564577E-3,0,0,1.769995751941664E-2,null,3.4050705469577639E-3,1.7499685228036539E-3,3.9602458836086969E-3,2.9448969780207354E-3,0,0,1.206018193139085E-2]
[2004,1,15,17,4.6843932900587915E-3,2.2375863626022878E-3,3.647044118617633E-3,6.5133816720707059E-3,0,0,1.7082405443349418E-2,null,4.0064380839708296E-3,1.8523891563711702E-3,3.7688253416872804E-3,2.4678191806901994E-3,0,0,1.2095471762719481E-2]
[2004,1,15,18,5.1955033740915552E-3,2.1627110338737362E-3,3.4647782972635297E-3,6.0420344485800064E-3,1.5627816280617882E-5,2.6501993358583322E-4,1.7145674903675277E-2,null,4.4435770641918304E-3,1.7904035055222834E-3,3.5804733437127777E-3,2.2892330364322629E-3,2.2665515200667233E-6,1.0626763263988838E-4,1.2212221134019109E-2]
[2004,1,15,19,5.2608479802227128E-3,2.132052690819231E-3,3.4089413822182956E-3,6.252553506353768E-3,1.5627816280617882E-5,2.6501993358583322E-4,1.7335043309480457E-2,null,4.4994645831030909E-3,1.7650229512001588E-3,3.5227719357835852E-3,2.3689954386422584E-3,2.2665515200667233E-6,1.0626763263988838E-4,1.2264789092889049E-2]
[2004,1,15,20,6.0234207454553605E-3,1.9522034633005273E-3,3.3913368269026531E-3,7.9409713643640561E-3,1.5627816280617882E-5,2.6501993358583322E-4,1.9588580149889047E-2,null,5.151672965117207E-3,1.6161345040745124E-3,3.5045795333763785E-3,3.0087107485686593E-3,2.2665515200667233E-6,1.0626763263988838E-4,1.3389631935296712E-2]
[2004,1,15,21,5.2882223572061227E-3,2.0006892537292554E-3,3.3130173840373671E-3,8.1895360054969127E-3,1.5627816280617882E-5,2.6501993358583322E-4,1.9072112750336108E-2,null,4.5228771660525318E-3,1.65627353688655E-3,3.423644866446876E-3,3.1028880315704132E-3,2.2665515200667233E-6,1.0626763263988838E-4,1.2814217785116325E-2]
[2004,1,15,22,5.5330538822587275E-3,1.9009261029423019E-3,2.9857941493603357E-3,8.2433265796191778E-3,1.5627816280617882E-5,2.6501993358583322E-4,1.8943748464046992E-2,null,4.7322751148133847E-3,1.5736844659966765E-3,3.0854950719477825E-3,3.1232684448860453E-3,2.2665515200667233E-6,1.0626763263988838E-4,1.2623257281803845E-2]
[2004,1,15,23,5.3185313284294196E-3,1.7885519653008594E-3,2.9007453392207029E-3,7.8642202965478643E-3,1.5627816280617882E-5,2.6501993358583322E-4,1.8152696679365296E-2,null,4.5487996300891649E-3,1.4806553711189793E-3,2.997606332324832E-3,2.9796309607055542E-3,2.2665515200667233E-6,1.0626763263988838E-4,1.2115226478398486E-2]
[2004,1,15,24,4.9109459444079875E-3,1.8080684329545118E-3,2.7948918018467208E-3,7.9930228502834936E-3,1.5627816280617882E-5,2.6501993358583322E-4,1.778757677935916E-2,null,4.2002025965141195E-3,1.4968121075276915E-3,2.8882181590022893E-3,3.0284322483674847E-3,2.2665515200667233E-6,1.0626763263988838E-4,1.1722199295571539E-2]
[2004,1,16,1,4.7269549884359314E-3,1.8535058010994707E-3,2.7445664395874692E-3,8.3346623400353051E-3,1.5627816280617882E-5,2.6501993358583322E-4,1.7940337319024627E-2,null,4.042839982517336E-3,1.5344274994752367E-3,2.8362123443086765E-3,3.1578741463152058E-3,2.2665515200667233E-6,1.0626763263988838E-4,1.1679888156776411E-2]
[2004,1,16,2,4.3392104511053064E-3,1.7994804153092512E-3,2.6915720539584286E-3,7.8067472388693758E-3,1.5627816280617882E-5,2.6501993358583322E-4,1.6917657909108812E-2,null,3.711212302042717E-3,1.4897025045078091E-3,2.7814483828566333E-3,2.9578553115492848E-3,2.2665515200667233E-6,1.0626763263988838E-4,1.10487526851164E-2]
[2004,1,16,3,4.3414827646244452E-3,1.8184665836449446E-3,2.6453706556534727E-3,8.3140251105857394E-3,1.5627816280617882E-5,2.6501993358583322E-4,1.739999286437505E-2,null,3.7131557518894922E-3,1.5054202318473581E-3,2.7337042385332283E-3,3.1500550205160334E-3,2.2665515200667233E-6,1.0626763263988838E-4,1.1210869426946067E-2]
[2004,1,16,4,4.3655108862609895E-3,1.7884336493437776E-3,2.6275645399430141E-3,7.7378947539602592E-3,1.5627816280617882E-5,2.6501993358583322E-4,1.6800051579374489E-2,null,3.733706370859772E-3,1.4805574230801518E-3,2.7153035452748124E-3,2.9317681741064575E-3,2.2665515200667233E-6,1.0626763263988838E-4,1.0969869697481149E-2]
[2004,1,16,5,4.6041636332479156E-3,1.8182382563106728E-3,2.6408734417716962E-3,6.7811409656241498E-3,1.5627816280617882E-5,2.6501993358583322E-4,1.6125064046820882E-2,null,3.9378197736352838E-3,1.5052312107283626E-3,2.7290568547634229E-3,2.5692690194540888E-3,2.2665515200667233E-6,1.0626763263988838E-4,1.0849911042741113E-2]
[2004,1,16,6,5.1417377445496038E-3,1.7729693748910964E-3,2.7557572790650395E-3,6.8492166319954273E-3,1.5627816280617882E-5,2.6501993358583322E-4,1.6800328780367614E-2,null,4.3975927386949339E-3,1.4677553007638629E-3,2.8477768656158132E-3,2.5950618324147791E-3,2.2665515200667233E-6,1.0626763263988838E-4,1.1416720921649344E-2]
[2004,1,16,7,5.4076082569161511E-3,1.7534527034629873E-3,3.0912849314866037E-3,6.5896864034715799E-3,1.5627816280617882E-5,2.6501993358583322E-4,1.7122680045203773E-2,null,4.6249847786439969E-3,1.4515983956601675E-3,3.1945083769863263E-3,2.4967298586159145E-3,2.2665515200667233E-6,1.0626763263988838E-4,1.187635559406636E-2]
[2004,1,16,8,5.5223899683422943E-3,1.8586511640627712E-3,3.8827499593523081E-3,7.3351323198476018E-3,1.5627816280617882E-5,2.6501993358583322E-4,1.8879571161471424E-2,null,4.7231545503787862E-3,1.5386870957608196E-3,4.0124018153607777E-3,2.7791677416111977E-3,2.2665515200667233E-6,1.0626763263988838E-4,1.3161945387271536E-2]
[2004,1,16,9,5.6021256841321532E-3,1.9961333842516832E-3,4.1897877464117392E-3,8.7840095040301533E-3,5.2040631344716196E-6,8.8251643192443688E-5,2.0665512025152644E-2,null,4.7913504059810715E-3,1.6525019536488498E-3,4.3296921346135586E-3,3.3281248096304252E-3,7.5476170158134809E-7,3.5387123797628309E-5,1.4137811189373113E-2]
[2004,1,16,10,5.4251418097542928E-3,1.9981550971564814E-3,4.2417294742871812E-3,8.6419283892386223E-3,0,0,2.0306954770436578E-2,null,4.6399807641405869E-3,1.6541756316461489E-3,4.3833682882166002E-3,3.2742924813638527E-3,0,0,1.3951817165367189E-2]
[2004,1,16,11,5.238134945039487E-3,2.0655653012101906E-3,4.1423572256021474E-3,8.4204074763003338E-3,0,0,1.9866464948152158E-2,null,4.4800387229060479E-3,1.7099812680697801E-3,4.2806778252214442E-3,3.1903616470604921E-3,0,0,1.3661059463257765E-2]
[2004,1,16,12,5.1667205671105179E-3,2.0334517058621772E-3,4.0850375864436642E-3,8.4372727563209026E-3,0,0,1.9722482615737259E-2,null,4.4189598881965667E-3,1.6833959809993096E-3,4.2214441824107987E-3,3.1967516397889912E-3,0,0,1.3520551691395665E-2]
[2004,1,16,13,4.8102556928988037E-3,2.0613113316058818E-3,4.0689944739527775E-3,7.0737510704903181E-3,0,0,1.8014312568947782E-2,null,4.1140848789460605E-3,1.7064596130855275E-3,4.2048653621528992E-3,2.6801344447597935E-3,0,0,1.270554429894428E-2]
[2004,1,16,14,4.4745281914668755E-3,2.0443065086866237E-3,4.0543486726292606E-3,7.906738100399581E-3,0,0,1.847992147318234E-2,null,3.8269459979243161E-3,1.692382145458753E-3,4.1897305117419561E-3,2.9957402964007145E-3,0,0,1.270479895152574E-2]
[2004,1,16,15,4.4438752427593022E-3,2.0642855410882002E-3,3.9878809087042803E-3,7.3359781233974866E-3,0,0,1.7832019815949271E-2,null,3.8007293390138332E-3,1.708921816773351E-3,4.1210432721752724E-3,2.7794882034432524E-3,0,0,1.2410182631405708E-2]
[2004,1,16,16,4.5860805692375418E-3,2.0994488001220696E-3,3.8278803790206262E-3,7.8429197157634453E-3,0,0,1.8356329464143683E-2,null,3.9223538057201234E-3,1.7380317724048546E-3,3.9557000431540371E-3,2.9715605013856234E-3,0,0,1.2587646122664638E-2]
[2004,1,16,17,5.2112230881410388E-3,2.2658325662127722E-3,3.6086649336229469E-3,6.6885047906601672E-3,0,0,1.7774225378636925E-2,null,4.4570217211916249E-3,1.875772817512125E-3,3.7291646081461403E-3,2.5341706111445986E-3,0,0,1.2596129757994489E-2]
[2004,1,16,18,5.5703785038019975E-3,2.0828932470469395E-3,3.4628611805630127E-3,6.5767079342242598E-3,1.5627816280617882E-5,2.6501993358583322E-4,1.7973488615502659E-2,null,4.7641978796115723E-3,1.7243262334783337E-3,3.5784922111109E-3,2.4918125181379452E-3,2.2665515200667233E-6,1.0626763263988838E-4,1.2667363026498707E-2]
[2004,1,16,19,6.125983151088395E-3,1.957897892840062E-3,3.4111590900355831E-3,7.0307672116150417E-3,1.5627816280617882E-5,2.6501993358583322E-4,1.8806455095445533E-2,null,5.2393918867508545E-3,1.620848645931583E-3,3.5250636967687579E-3,2.6638485280527564E-3,2.2665515200667233E-6,1.0626763263988838E-4,1.3157686941663907E-2]
[2004,1,16,20,6.5369630803876564E-3,1.8088410458242065E-3,3.3527491491578982E-3,7.0141475515271955E-3,1.5627816280617882E-5,2.6501993358583322E-4,1.8993348576763405E-2,null,5.5908921854099227E-3,1.4974517162265177E-3,3.4647033451452314E-3,2.6575515969029656E-3,2.2665515200667233E-6,1.0626763263988838E-4,1.3319133027844592E-2]
[2004,1,16,21,6.0548987556026069E-3,2.0975234523271827E-3,3.2490123057347881E-3,6.8258148769603458E-3,1.5627816280617882E-5,2.6501993358583322E-4,1.8507897140491371E-2,null,5.1785952773255326E-3,1.7364378704053161E-3,3.3575025459106301E-3,2.5861952707967144E-3,2.2665515200667233E-6,1.0626763263988838E-4,1.2967265148598148E-2]
[2004,1,16,22,5.7300876180642387E-3,2.1097206068520663E-3,3.0822279332054841E-3,6.9466066944954639E-3,1.5627816280617882E-5,2.6501993358583322E-4,1.81492906024837E-2,null,4.9007928745483584E-3,1.7465353026913271E-3,3.1851489495894236E-3,2.6319614148969154E-3,2.2665515200667233E-6,1.0626763263988838E-4,1.257297272588598E-2]
[2004,1,16,23,5.6810769479263652E-3,2.039837485402794E-3,2.9192529538430941E-3,6.9682685589422828E-3,1.5627816280617882E-5,2.6501993358583322E-4,1.7889083695980985E-2,null,4.8588753404723833E-3,1.6886824579700839E-3,3.0167319487787092E-3,2.6401687589867905E-3,2.2665515200667233E-6,1.0626763263988838E-4,1.2312992690367923E-2]
[2004,1,16,24,5.7454593954089812E-3,1.6035519165104753E-3,2.6888544456498457E-3,7.083730276554694E-3,1.5627816280617882E-5,2.6501993358583322E-4,1.7402243783990447E-2,null,4.9139399504574185E-3,1.3275028090391416E-3,2.7786400288227781E-3,2.6839154109880321E-3,2.2665515200667233E-6,1.0626763263988838E-4,1.1812532383467326E-2]
[2004,1,17,1,5.0650681103643382E-3,1.4751907442292463E-3,2.5609606694504674E-3,6.9112393402578874E-3,1.5627816280617882E-5,2.6501993358583322E-4,{"$f":"SUM(E387:J387)","v":1.6293106614168388E-2},null,4.3320192218564051E-3,1.2212388240565417E-3,2.6464756543026812E-3,2.6185612735337869E-3,2.2665515200667233E-6,1.0626763263988838E-4,{"$f":"SUM(M387:R387)","v":1.0926829157909372E-2}]
[2004,1,17,2,4.4236476120449626E-3,1.5645205994591171E-3,2.5066371095697712E-3,6.4681695412568954E-3,1.5627816280617882E-5,2.6501993358583322E-4,1.5243622612197198E-2,null,{"$f":"E388*V$5","v":3.7834291797350611E-3},{"$f":"F388*W$5","v":1.2951906758972792E-3},{"$f":"G388*X$5","v":2.5903381351309531E-3},{"$f":"H388*Y$5","v":2.4506890063445705E-3},{"$f":"I388*Z$5","v":2.2665515200667233E-6},{"$f":"J388*AA$5","v":1.0626763263988838E-4},1.022818118126782E-2]
[2004,1,17,3,4.4360013095685238E-3,1.5205692690073718E-3,2.4913458972683888E-3,6.4767531699709332E-3,1.5627816280617882E-5,2.6501993358583322E-4,1.5205317395681669E-2,null,3.7939949715402213E-3,1.2588055024364371E-3,2.5745363223334664E-3,2.4539412099842338E-3,2.2665515200667233E-6,1.0626763263988838E-4,1.0189812190454313E-2]
[2004,1,17,4,4.1633786579336769E-3,1.5275742355775369E-3,2.4938877281086326E-3,6.2740610321410876E-3,1.5627816280617882E-5,2.6501993358583322E-4,1.4739549403627386E-2,null,3.5608280048850249E-3,1.2646045742989529E-3,2.5771630293798908E-3,2.3771443062105034E-3,2.2665515200667233E-6,1.0626763263988838E-4,9.8882740989343285E-3]
[2004,1,17,5,4.363382397263897E-3,1.5112286848505694E-3,2.53135492725215E-3,6.0918483649300033E-3,1.5627816280617882E-5,2.6501993358583322E-4,1.4778462124163071E-2,null,3.7318859303349847E-3,1.2510728861247651E-3,2.6158813242569091E-3,2.3081067558645128E-3,2.2665515200667233E-6,1.0626763263988838E-4,1.0015481080741127E-2]
[2004,1,17,6,4.5969042966771505E-3,1.4816640468577852E-3,2.6011425538179501E-3,6.3338628604305237E-3,1.5627816280617882E-5,2.6501993358583322E-4,1.5294221507649863E-2,null,3.9316110544478497E-3,1.2265977571441875E-3,2.6879992825219958E-3,2.3998022903918745E-3,2.2665515200667233E-6,1.0626763263988838E-4,1.0354544568665863E-2]
[2004,1,17,7,4.7648213814701183E-3,1.5209712517858425E-3,2.8498418089927921E-3,6.0500622053711673E-3,1.5627816280617882E-5,2.6501993358583322E-4,1.5466344397486374E-2,null,4.0752261101887101E-3,1.2591382844699408E-3,2.9450030436163279E-3,2.2922746288315068E-3,2.2665515200667233E-6,1.0626763263988838E-4,1.068017625126644E-2]
[2004,1,17,8,4.9601445335806004E-3,1.5552007744881727E-3,3.2887467801720081E-3,5.7451422783295252E-3,1.5627816280617882E-5,2.6501993358583322E-4,1.582988211643676E-2,null,4.2422808527863027E-3,1.2874752451081063E-3,3.3985638243945277E-3,2.1767452030411103E-3,2.2665515200667233E-6,1.0626763263988838E-4,1.1213599309490003E-2]
[2004,1,17,9,5.3424271936615125E-3,1.7818536563730142E-3,3.3630533650293578E-3,5.0088002768376647E-3,5.2040631344716196E-6,8.8251643192443688E-5,1.5589590198228464E-2,null,4.5692371336434594E-3,1.4751101662360115E-3,3.4753516369233121E-3,1.8977566520367406E-3,7.5476170158134809E-7,3.5387123797628309E-5,1.1453597474338733E-2]
[2004,1,17,10,5.8181159835562152E-3,1.8226917619904408E-3,3.3613716075226096E-3,4.9606204967994564E-3,0,0,1.5962799849868724E-2,null,4.9760812148175694E-3,1.5089180519457204E-3,3.4736137225729893E-3,1.8795020814793967E-3,0,0,1.1838115070815676E-2]
[2004,1,17,11,5.934672440870847E-3,1.9233675367896826E-3,3.3309239772703883E-3,4.8415073779987773E-3,0,0,1.6030471332929695E-2,null,5.0757688799222649E-3,1.5922626399644348E-3,3.442149392349205E-3,1.8343719702641121E-3,0,0,1.1944552882500016E-2]
[2004,1,17,12,5.8957598605899435E-3,1.933617058049366E-3,3.2765122444691807E-3,4.8002334306237729E-3,0,0,1.5906122593732263E-2,null,5.0424879758799342E-3,1.6007477211915802E-3,3.3859207560079378E-3,1.8187339124743171E-3,0,0,1.1847890365553769E-2]
[2004,1,17,13,5.5564890291317538E-3,1.9194859131063109E-3,3.3117887579456593E-3,4.6612196312439246E-3,0,0,1.5448983331427649E-2,null,4.7523185781013205E-3,1.5890492320976524E-3,3.4223752143671964E-3,1.7660637423902808E-3,0,0,1.152980676695645E-2]
[2004,1,17,14,5.3843154453900189E-3,1.8366190730686736E-3,3.2532074189357022E-3,4.7971731260513534E-3,0,0,1.5271315063445748E-2,null,4.605063051025802E-3,1.5204477968753071E-3,3.361837741326046E-3,1.817574410589919E-3,0,0,1.1304922999817075E-2]
[2004,1,17,15,5.5119507503801268E-3,1.8017288977030474E-3,3.2209585862968044E-3,4.4280240837774746E-3,0,0,1.4962662318157453E-2,null,4.7142261624700983E-3,1.4915639139596059E-3,3.3285120633972094E-3,1.6777095703390825E-3,0,0,1.1212011710165996E-2]
[2004,1,17,16,5.3052354265238251E-3,1.8683994355841497E-3,3.1644625286303251E-3,4.3470514303103058E-3,0,0,1.4685148821048606E-2,null,4.5374279957158597E-3,1.5467572166559802E-3,3.2701295029143491E-3,1.6470302892224067E-3,0,0,1.1001345004508596E-2]
[2004,1,17,17,5.7785610799863767E-3,1.9090311552512743E-3,3.1161685788563477E-3,3.935011034078984E-3,0,0,1.4738771848172981E-2,null,4.9422509486001052E-3,1.5803942454536359E-3,3.220222933144821E-3,1.4909145809415536E-3,0,0,1.1233782708140115E-2]
[2004,1,17,18,6.6146774763737905E-3,1.9367089016275078E-3,3.0593816305472953E-3,3.9548899299211024E-3,1.5627816280617882E-5,2.6501993358583322E-4,1.5846305688336147E-2,null,5.6573592594731537E-3,1.603307308438387E-3,3.1615397686687728E-3,1.4984463859116939E-3,2.2665515200667233E-6,1.0626763263988838E-4,1.2029186906651963E-2]
[2004,1,17,19,6.6620028077144754E-3,1.807442334258533E-3,2.9437016111085266E-3,4.152588859000949E-3,1.5627816280617882E-5,2.6501993358583322E-4,1.5846383361948935E-2,null,5.6978353677073273E-3,1.496293790802745E-3,3.0419969897475898E-3,1.5733514404208135E-3,2.2665515200667233E-6,1.0626763263988838E-4,1.191801177283843E-2]
[2004,1,17,20,6.4431395222192787E-3,1.7926754392121869E-3,2.9260785560921137E-3,4.2422550076839502E-3,1.5627816280617882E-5,2.6501993358583322E-4,1.5684796275073982E-2,null,5.5106473696261652E-3,1.4840689950521532E-3,3.0237854699020385E-3,1.6073245518887587E-3,2.2665515200667233E-6,1.0626763263988838E-4,1.1734360570629071E-2]
[2004,1,17,21,6.3621191366168735E-3,1.8120670605728344E-3,2.8171331839431145E-3,4.227609143296663E-3,1.5627816280617882E-5,2.6501993358583322E-4,1.5499576274295938E-2,null,5.4413527698016044E-3,1.5001223772738537E-3,2.9112022199987357E-3,1.601775461282305E-3,2.2665515200667233E-6,1.0626763263988838E-4,1.1562987012516455E-2]
[2004,1,17,22,5.8417779221735557E-3,1.8506209477886163E-3,2.6085343834812988E-3,4.2407349503974538E-3,1.5627816280617882E-5,2.6501993358583322E-4,1.4822315953707376E-2,null,4.9963186471053914E-3,1.532039269425187E-3,2.6956379383897573E-3,1.6067486257852035E-3,2.2665515200667233E-6,1.0626763263988838E-4,1.0939278664865493E-2]
[2004,1,17,23,6.2508005329510868E-3,1.698242922685597E-3,2.4855179397814758E-3,4.2206464316013135E-3,1.5627816280617882E-5,2.6501993358583322E-4,1.4935855576885926E-2,null,5.3461449028345967E-3,1.4058928975632231E-3,2.5685137590870204E-3,1.5991373979326508E-3,2.2665515200667233E-6,1.0626763263988838E-4,1.1028223141577446E-2]
[2004,1,17,24,6.0873278214911876E-3,1.6421633467485985E-3,2.473800622716319E-3,4.237977435651203E-3,1.5627816280617882E-5,2.6501993358583322E-4,1.4721916976473761E-2,null,5.2063310024362602E-3,1.3594673382660272E-3,2.5564051801788812E-3,1.6057038462644496E-3,2.2665515200667233E-6,1.0626763263988838E-4,1.0836441551305573E-2]
[2004,1,18,1,4.1561614542657528E-3,1.936830607950105E-3,2.4312768735951546E-3,4.2905955253986173E-3,1.5627816280617882E-5,2.6501993358583322E-4,1.309551221107608E-2,null,3.5546553208586199E-3,1.6034080631962856E-3,2.5124614882193379E-3,1.6256400234559E-3,2.2665515200667233E-6,1.0626763263988838E-4,9.4046990798900987E-3]
[2004,1,18,2,3.9627352323789132E-3,1.9301859747436047E-3,2.411919421198597E-3,4.2474538475272949E-3,1.5627816280617882E-5,2.6501993358583322E-4,1.2832942225714862E-2,null,3.3892229726715829E-3,1.5979072938380604E-3,2.4924576564120319E-3,1.6092943115817546E-3,2.2665515200667233E-6,1.0626763263988838E-4,9.1974164186633851E-3]
[2004,1,18,3,3.6270108660973149E-3,1.9696697624897886E-3,2.4084957895436731E-3,4.2221063100490071E-3,1.5627816280617882E-5,2.6501993358583322E-4,1.2507930478046237E-2,null,3.1020867730612626E-3,1.6305940055091272E-3,2.4889197036694777E-3,1.5996905232085951E-3,2.2665515200667233E-6,1.0626763263988838E-4,8.9298251896084181E-3]
[2004,1,18,4,3.8510247528212686E-3,1.8791170239779898E-3,2.4130302776425821E-3,4.2542182298298623E-3,1.5627816280617882E-5,2.6501993358583322E-4,1.2678038034138155E-2,null,3.29367994458549E-3,1.5556297879475347E-3,2.4936056063081398E-3,1.6118572310039924E-3,2.2665515200667233E-6,1.0626763263988838E-4,9.063306754005112E-3]
[2004,1,18,5,3.7240153441612761E-3,1.8607730827162748E-3,2.4573123686658523E-3,4.2705073074970129E-3,1.5627816280617882E-5,2.6501993358583322E-4,1.2593255852906868E-2,null,3.1850521457715219E-3,1.5404437292343453E-3,2.539366354301137E-3,1.618028909607615E-3,2.2665515200667233E-6,1.0626763263988838E-4,8.9914253230745748E-3]
[2004,1,18,6,3.9175417863494977E-3,1.8009248573667156E-3,2.5155764065611227E-3,4.9930534305752698E-3,1.5627816280617882E-5,2.6501993358583322E-4,1.3507744230719057E-2,null,3.3505702097401729E-3,1.4908982879863703E-3,2.5995759309848307E-3,1.8917904164930212E-3,2.2665515200667233E-6,1.0626763263988838E-4,9.4413690293643493E-3]
[2004,1,18,7,4.0948240725228926E-3,1.7279029568250217E-3,2.6753636308376196E-3,5.6046103273285743E-3,1.5627816280617882E-5,2.6501993358583322E-4,1.438334873738056E-2,null,3.5021950753221982E-3,1.4304470003838948E-3,2.7646987319558786E-3,2.1234998288805467E-3,2.2665515200667233E-6,1.0626763263988838E-4,9.9293748207024742E-3]
[2004,1,18,8,4.5464438981050303E-3,1.6494283756185669E-3,2.9126576957038213E-3,5.4956621766471935E-3,1.5627816280617882E-5,2.6501993358583322E-4,1.4884839895941065E-2,null,3.8884536058619835E-3,1.3654817030853597E-3,3.00991646336043E-3,2.0822210662517385E-3,2.2665515200667233E-6,1.0626763263988838E-4,1.0454607022719466E-2]
[2004,1,18,9,4.6467089192756316E-3,1.6906769575158415E-3,3.0989548233301962E-3,5.5922391628690921E-3,3.9069540701544705E-6,6.6254983396458306E-5,1.5098741800457373E-2,null,3.9742076351320143E-3,1.399629402186161E-3,3.2024343800200073E-3,2.1188125867569207E-3,5.6663788001668081E-7,2.6566908159972096E-5,1.0722217550135091E-2]
[2004,1,18,10,4.9877530239785745E-3,1.6240270485970698E-3,3.2015729102727025E-3,5.8174471630465805E-3,0,0,1.5630800145894928E-2,null,4.2658936667671716E-3,1.3444531772065474E-3,3.3084790655257528E-3,2.2041404011649162E-3,0,0,1.1122966310664388E-2]
[2004,1,18,11,4.9956745519386964E-3,1.7062734549514412E-3,3.2121710866585412E-3,5.829695983931355E-3,0,0,1.5743815077480034E-2,null,4.2726687407922377E-3,1.4125409854930399E-3,3.319431133677251E-3,2.2087812892077436E-3,0,0,1.1213422149170274E-2]
[2004,1,18,12,4.4516469872538282E-3,1.8173127176186793E-3,3.1754063217886569E-3,5.9560640127795618E-3,0,0,1.5400430039440728E-2,null,3.8073763071895918E-3,1.5044650021629614E-3,3.2814387285907687E-3,2.2566601731912879E-3,0,0,1.084994021113461E-2]
[2004,1,18,13,4.4410420627923703E-3,1.775113948524079E-3,3.1834581888630386E-3,5.9491244899957628E-3,0,0,1.5348738690175251E-2,null,3.7983061948806645E-3,1.4695306891954211E-3,3.2897594616805919E-3,2.2540308957601602E-3,0,0,1.0811627241516839E-2]
[2004,1,18,14,3.9803427498584865E-3,1.7791715185711699E-3,3.1561211771408307E-3,6.2438489282062894E-3,0,0,1.5159484373776776E-2,null,3.4042822181760226E-3,1.4728897545178011E-3,3.2615096190152086E-3,2.3656974091402754E-3,0,0,1.0504379000849308E-2]
[2004,1,18,15,3.7865514773695918E-3,1.7687102501280209E-3,3.1748072606472052E-3,6.220616737087379E-3,0,0,1.4950685725232197E-2,null,3.2385376518330603E-3,1.4642293780738544E-3,3.2808196637432669E-3,2.3568950926571883E-3,0,0,1.034048178630737E-2]
[2004,1,18,16,4.2573680820824755E-3,1.6528587616958723E-3,3.1329338908512353E-3,6.234535560864762E-3,0,0,1.5277696295494345E-2,null,3.641214681469029E-3,1.3683215532372781E-3,3.2375480684194596E-3,2.3621687188654849E-3,0,0,1.0609253021991252E-2]
[2004,1,18,17,5.1145295778859054E-3,1.7038923499475569E-3,3.0660270642620014E-3,6.1169307042984464E-3,0,0,1.6001379696393911E-2,null,4.3743223110500554E-3,1.4105697842187138E-3,3.1684071051132742E-3,2.3176100647916472E-3,0,0,1.1270909265173691E-2]
[2004,1,18,18,5.3389638380181847E-3,1.7146672281246839E-3,3.0117388087148754E-3,5.8057627293966229E-3,1.4330707842352461E-5,2.4302328440657027E-4,1.6128486596503289E-2,null,4.566275016867908E-3,1.4194897829414973E-3,3.1123060691489613E-3,2.1997133506819829E-3,2.0784277893003145E-6,9.744742125932311E-5,1.1397310068688972E-2]
[2004,1,18,19,5.8729027396298688E-3,1.6982710537690646E-3,2.8773056538732062E-3,6.0982909609518842E-3,1.5627816280617882E-5,2.6501993358583322E-4,1.6827418158090472E-2,null,5.0229388829165587E-3,1.4059161859219849E-3,2.9733839546223365E-3,2.3105477554614517E-3,2.2665515200667233E-6,1.0626763263988838E-4,1.1821320963082286E-2]
[2004,1,18,20,5.6071079262957832E-3,1.7516318234617068E-3,2.8186701290711575E-3,6.1215769419258716E-3,1.5627816280617882E-5,2.6501993358583322E-4,1.6579634570620966E-2,null,4.7956115863542681E-3,1.4500909774769863E-3,2.9127904864301125E-3,2.3193704520854197E-3,2.2665515200667233E-6,1.0626763263988838E-4,1.1586397686506742E-2]
[2004,1,18,21,5.4027823105676307E-3,1.8682529715301488E-3,2.6273047147431171E-3,6.4073658757222741E-3,1.5627816280617882E-5,2.6501993358583322E-4,1.658635362242962E-2,null,4.620857273960958E-3,1.5466359661737803E-3,2.7150350440541164E-3,2.4276514415867683E-3,2.2665515200667233E-6,1.0626763263988838E-4,1.1418713909935577E-2]
[2004,1,18,22,5.6516951247690354E-3,1.6723899162373944E-3,2.5657352497686402E-3,6.4497574243703214E-3,1.5627816280617882E-5,2.6501993358583322E-4,1.662022546501184E-2,null,4.8337458417337014E-3,1.3844904482076823E-3,2.6514096662624462E-3,2.4437129411456534E-3,2.2665515200667233E-6,1.0626763263988838E-4,1.1421893081509439E-2]
[2004,1,18,23,5.3733861780456207E-3,1.6640086346567057E-3,2.5451025899593527E-3,7.0668708338949464E-3,1.5627816280617882E-5,2.6501993358583322E-4,1.6930015986423075E-2,null,4.5957155367999103E-3,1.3775519919424657E-3,2.6300880456221316E-3,2.6775276299449103E-3,2.2665515200667233E-6,1.0626763263988838E-4,1.1389417388469374E-2]
[2004,1,18,24,4.6170735149240055E-3,1.8187150728075539E-3,2.5316513884935639E-3,7.754805238325487E-3,1.5627816280617882E-5,2.6501993358583322E-4,1.7002892964417059E-2,null,3.9488612550831401E-3,1.5056259439655522E-3,2.6161876848610393E-3,2.9381752940592491E-3,2.2665515200667233E-6,1.0626763263988838E-4,1.1117384362128935E-2]
[2004,1,19,1,3.7422595935142867E-3,1.8710934749822529E-3,2.4880673827564065E-3,7.4732582807758444E-3,1.5627816280617882E-5,2.6501993358583322E-4,1.5855326481895242E-2,null,3.2006559712608297E-3,1.5489874811281318E-3,2.5711483324507086E-3,2.8315015234916035E-3,2.2665515200667233E-6,1.0626763263988838E-4,1.0260827492491228E-2]
[2004,1,19,2,3.5180813989740796E-3,1.9483690552491407E-3,2.4684246663140507E-3,7.2501308435904098E-3,1.5627816280617882E-5,2.6501993358583322E-4,1.5465653713994132E-2,null,3.0089222715930903E-3,1.6129601837380091E-3,2.5508497111289604E-3,2.7469620020958911E-3,2.2665515200667233E-6,1.0626763263988838E-4,1.0028228352715905E-2]
[2004,1,19,3,3.1937186486500858E-3,2.0043158053417434E-3,2.4734599237843553E-3,7.6541439343894534E-3,1.5627816280617882E-5,2.6501993358583322E-4,1.560628606203209E-2,null,2.7315033625793126E-3,1.6592757829648557E-3,2.5560531047098415E-3,2.9000362889903728E-3,2.2665515200667233E-6,1.0626763263988838E-4,9.9554027234043368E-3]
[2004,1,19,4,3.3100730024880473E-3,1.9452649649872075E-3,2.4871207373638529E-3,6.9936351330080254E-3,1.5627816280617882E-5,2.6501993358583322E-4,1.5016741587713586E-2,null,2.8310181739085671E-3,1.6103904580560403E-3,2.5701700769021028E-3,2.6497797600273506E-3,2.2665515200667233E-6,1.0626763263988838E-4,9.7698926530540159E-3]
[2004,1,19,5,3.3944590171750659E-3,1.9788193703889228E-3,2.5814363341946488E-3,7.3485122822595245E-3,1.5627816280617882E-5,2.6501993358583322E-4,1.5583874753884614E-2,null,2.9031913075594244E-3,1.6381685218454232E-3,2.6676350375363046E-3,2.7842372016151527E-3,2.2665515200667233E-6,1.0626763263988838E-4,1.0101766252716259E-2]
[2004,1,19,6,3.5965452226493048E-3,1.9665716633387297E-3,2.6716771701375303E-3,6.9520374034219975E-3,1.5627816280617882E-5,2.6501993358583322E-4,1.5467479209414013E-2,null,3.0760303114012611E-3,1.6280292395770941E-3,2.7608891738436789E-3,2.6340190261852437E-3,2.2665515200667233E-6,1.0626763263988838E-4,1.0207501935167233E-2]
[2004,1,19,7,4.0635393378148704E-3,1.9065669037822708E-3,3.0419401541060881E-3,7.0493744082539096E-3,1.5627816280617882E-5,2.6501993358583322E-4,1.6342068553823589E-2,null,3.4754380665016232E-3,1.5783542112560529E-3,3.1435158906266891E-3,2.6708985059407668E-3,2.2665515200667233E-6,1.0626763263988838E-4,1.0976740858485087E-2]
[2004,1,19,8,4.2437042239189624E-3,2.0041419204153864E-3,3.7864800206374285E-3,7.2041327771377468E-3,1.5627816280617882E-5,2.6501993358583322E-4,1.7519106691975973E-2,null,3.6295283438089417E-3,1.6591318320732058E-3,3.9129172539267235E-3,2.7295340489401142E-3,2.2665515200667233E-6,1.0626763263988838E-4,1.2039645662908941E-2]
[2004,1,19,9,4.7309232001164804E-3,2.0545504193530554E-3,4.0960454142964708E-3,7.9637370391014515E-3,3.9069540701544705E-6,6.6254983396458306E-5,1.8915418010334074E-2,null,4.0462338893517491E-3,1.7008625819480354E-3,4.2328195810128633E-3,3.017336309238504E-3,5.6663788001668081E-7,2.6566908159972096E-5,1.3024385907591139E-2]
[2004,1,19,10,4.557072686403779E-3,2.1729351755796398E-3,4.118850795244538E-3,8.1159838240995302E-3,0,0,1.8964842481327487E-2,null,3.8975441282818111E-3,1.7988675762485602E-3,4.2563864737754564E-3,3.0750202521015097E-3,0,0,1.3027818430407337E-2]
[2004,1,19,11,4.5320699554570291E-3,2.1145503545625262E-3,4.1333947954628478E-3,7.8333665558167828E-3,0,0,1.8613381661299187E-2,null,3.8761599516626282E-3,1.7505336164263374E-3,4.2714161237630876E-3,2.9679409574160653E-3,0,0,1.2866050649268119E-2]
[2004,1,19,12,4.3190840546754932E-3,2.1172521484105322E-3,4.0984252761068641E-3,8.3011382335394096E-3,0,0,1.88358997127323E-2,null,3.6939987257786099E-3,1.7527703004312292E-3,4.2352789105984138E-3,3.1451723829008455E-3,0,0,1.2827220319709096E-2]
[2004,1,19,13,3.8209478047783966E-3,2.1169398306579656E-3,4.0453437839071604E-3,7.0274608257519444E-3,0,0,1.7010692245095469E-2,null,3.267955923858131E-3,1.752511747721101E-3,4.1804249339339773E-3,2.6625957897882841E-3,0,0,1.1863488395301493E-2]
[2004,1,19,14,3.7603330931253302E-3,2.1695159674071781E-3,4.0626878206769506E-3,7.505304806212614E-3,0,0,1.7497841687422074E-2,null,3.2161137589973945E-3,1.7960369797415823E-3,4.1983481186224914E-3,2.8436434543854206E-3,0,0,1.2054142311746889E-2]
[2004,1,19,15,3.7196712452064375E-3,2.1480985614019143E-3,3.9833290807642667E-3,7.4896769936850351E-3,0,0,1.7340775881057653E-2,null,3.1813367524611141E-3,1.7783065487267946E-3,4.1163394506876878E-3,2.8377223188755575E-3,0,0,1.1913705070751153E-2]
[2004,1,19,16,4.2740503351177787E-3,2.1064952236830442E-3,3.836500622665719E-3,7.6525486936703116E-3,0,0,1.7869594875136854E-2,null,3.6554825726874962E-3,1.7438651644980955E-3,3.96460813190879E-3,2.8994318770515799E-3,0,0,1.2263387746145962E-2]
[2004,1,19,17,4.7741231335491404E-3,2.2212927999415606E-3,3.6545026522965332E-3,7.1520647821517909E-3,0,0,{"$f":"SUM(E451:J451)","v":1.7801983367939027E-2},null,4.0831816535151291E-3,1.8389005065939685E-3,3.7765329289350933E-3,2.7098062941123256E-3,0,0,{"$f":"SUM(M451:R451)","v":1.2408421383156516E-2}]
[2004,1,19,18,4.912835174778688E-3,2.1781388283112616E-3,3.4604330260734973E-3,6.949815570599197E-3,1.4330707842352461E-5,2.4302328440657027E-4,1.775857659201157E-2,null,{"$f":"E452*V$5","v":4.2018184054434492E-3},{"$f":"F452*W$5","v":1.8031754278044515E-3},{"$f":"G452*X$5","v":3.5759829762686611E-3},{"$f":"H452*Y$5","v":2.6331772082276218E-3},{"$f":"I452*Z$5","v":2.0784277893003145E-6},{"$f":"J452*AA$5","v":9.744742125932311E-5},1.2313679866792805E-2]
[2004,1,19,19,5.4388355920971642E-3,2.0197937216277924E-3,3.3798478288683646E-3,7.0177982706946815E-3,1.5627816280617882E-5,2.6501993358583322E-4,1.8136923163154451E-2,null,4.6516926951623737E-3,1.6720891986929324E-3,3.4927068974734614E-3,2.6589347977099237E-3,2.2665515200667233E-6,1.0626763263988838E-4,1.2583957773198647E-2]
[2004,1,19,20,5.275173556154554E-3,2.1061143755398428E-3,3.3725416669904708E-3,8.3789209170924209E-3,1.5627816280617882E-5,2.6501993358583322E-4,1.9413398265643738E-2,null,4.5117168705252307E-3,1.7435498788034374E-3,3.4851567699893133E-3,3.1746430339484833E-3,2.2665515200667233E-6,1.0626763263988838E-4,1.3023600737426422E-2]
[2004,1,19,21,5.2398310528317801E-3,2.0722846977366846E-3,3.3286511253331043E-3,8.3397522060272289E-3,1.5627816280617882E-5,2.6501993358583322E-4,1.9261166831795247E-2,null,4.4814893591854539E-3,1.7155439303522585E-3,3.4398006458847981E-3,3.1598026175079616E-3,2.2665515200667233E-6,1.0626763263988838E-4,1.2905170737090427E-2]
[2004,1,19,22,4.9139365986685182E-3,1.9990676883215185E-3,3.051249264941784E-3,8.2797968414637206E-3,1.5627816280617882E-5,2.6501993358583322E-4,1.8524698143261992E-2,null,4.2027604242590288E-3,1.6549311215823446E-3,3.1531358490601625E-3,3.1370864608163389E-3,2.2665515200667233E-6,1.0626763263988838E-4,1.225644803987783E-2]
[2004,1,19,23,4.6485713075544418E-3,1.936097408622489E-3,2.8265576543454358E-3,8.3736139057830842E-3,1.5627816280617882E-5,2.6501993358583322E-4,1.8065488026171899E-2,null,3.975800486727802E-3,1.6028010830561514E-3,2.9209413900578335E-3,3.1726322897666281E-3,2.2665515200667233E-6,1.0626763263988838E-4,1.1780709433768369E-2]
[2004,1,19,24,4.2611723011519668E-3,1.9482351632281419E-3,2.6875090336662267E-3,7.7537713658625742E-3,1.5627816280617882E-5,2.6501993358583322E-4,1.6931335613775359E-2,null,3.6444683297466242E-3,1.6128493410317933E-3,2.7772496911646761E-3,2.93778357583624E-3,2.2665515200667233E-6,1.0626763263988838E-4,1.1080885121939287E-2]
[2004,1,20,1,4.0715097948946979E-3,1.8007554334152206E-3,2.6889915126379407E-3,8.5178591519133751E-3,1.5627816280617882E-5,2.6501993358583322E-4,1.7359763642727684E-2,null,3.4822549883128306E-3,1.4907580301193114E-3,2.7787816727188868E-3,3.2272845737944642E-3,2.2665515200667233E-6,1.0626763263988838E-4,1.1087613449105449E-2]
[2004,1,20,2,3.6871031480836909E-3,1.7900317789785187E-3,2.647788366084561E-3,8.1950118485354644E-3,1.5627816280617882E-5,2.6501993358583322E-4,1.6600582891548685E-2,null,3.1534821176011545E-3,1.4818804370452651E-3,2.7362026805715441E-3,3.1049627434729774E-3,2.2665515200667233E-6,1.0626763263988838E-4,1.0585062162850895E-2]
[2004,1,20,3,3.6722503757941902E-3,1.8294017511052178E-3,2.6262957625046938E-3,8.4579797531014744E-3,1.5627816280617882E-5,2.6501993358583322E-4,1.6866575392372025E-2,null,3.1407789330330513E-3,1.5144729262885931E-3,2.7139924011243778E-3,3.2045971993465874E-3,2.2665515200667233E-6,1.0626763263988838E-4,1.0682375643952564E-2]
[2004,1,20,4,3.8153692240113718E-3,1.7187510218067709E-3,2.5955982544099507E-3,7.8317451974724492E-3,1.5627816280617882E-5,2.6501993358583322E-4,1.624211144756699E-2,null,3.2631847107990252E-3,1.4228705575386204E-3,2.6822698491970457E-3,2.9673266499146214E-3,2.2665515200667233E-6,1.0626763263988838E-4,1.0444185951609267E-2]
[2004,1,20,5,3.9016687824019623E-3,1.8654506334827498E-3,2.6075328837910977E-3,6.5204735375836691E-3,1.5627816280617882E-5,2.6501993358583322E-4,1.5175773587125931E-2,null,3.3369944479318329E-3,1.544316046505763E-3,2.6946029968619449E-3,2.4705061784159447E-3,2.2665515200667233E-6,1.0626763263988838E-4,1.015495385387544E-2]
[2004,1,20,6,4.1501689640206724E-3,1.7212237721674251E-3,2.6878548650630463E-3,6.7176587600402396E-3,1.5627816280617882E-5,2.6501993358583322E-4,1.5557554111157838E-2,null,3.5495301019350372E-3,1.4249176275561379E-3,2.777607070480608E-3,2.5452165974619526E-3,2.2665515200667233E-6,1.0626763263988838E-4,1.040580558159369E-2]
[2004,1,20,7,4.7539864663479611E-3,1.722425040963626E-3,3.0120870635918316E-3,6.6674944925293016E-3,1.5627816280617882E-5,2.6501993358583322E-4,1.643664081329917E-2,null,4.0659592929310467E-3,1.4259120996932407E-3,3.1126659528692975E-3,2.5262101354148097E-3,2.2665515200667233E-6,1.0626763263988838E-4,1.1239281665068351E-2]
[2004,1,20,8,4.6237101471696025E-3,1.9044692988673055E-3,3.7796260198172515E-3,6.9862892225153435E-3,1.5627816280617882E-5,2.6501993358583322E-4,1.7574742438235952E-2,null,3.9545373916779246E-3,1.576617705946683E-3,3.9058343859539558E-3,2.6469965086034081E-3,2.2665515200667233E-6,1.0626763263988838E-4,1.2192520176341926E-2]
[2004,1,20,9,4.7870998515518477E-3,2.0554554874122354E-3,4.1062445395400483E-3,8.5608620774416475E-3,3.9069540701544705E-6,6.6254983396458306E-5,1.9579823893412392E-2,null,4.0942802983111011E-3,1.7016118438699991E-3,4.2433592730020042E-3,3.2435777145602691E-3,5.6663788001668081E-7,2.6566908159972096E-5,1.3309962675783363E-2]
[2004,1,20,10,4.7155662446570473E-3,2.0673676789240369E-3,4.1036024125209554E-3,8.8400559621555942E-3,0,0,1.9726592298257635E-2,null,4.0330994902104365E-3,1.7114733691071368E-3,4.2406289207107661E-3,3.3493599423672022E-3,0,0,1.3334561722395541E-2]
[2004,1,20,11,4.4014401861753325E-3,2.0850049600294241E-3,4.1106784120101547E-3,8.4435740925452706E-3,0,0,1.9040697650760184E-2,null,3.7644357538543045E-3,1.7260744181721182E-3,4.2479412002789027E-3,3.1991391182420279E-3,0,0,1.2937590490547353E-2]
[2004,1,20,12,4.0924198038739725E-3,2.1552722242807127E-3,4.0446160545715582E-3,8.6365361145467751E-3,0,0,1.8928844197273018E-2,null,3.5001387677317205E-3,1.7842452760761579E-3,4.1796729044348262E-3,3.272249432210269E-3,0,0,1.2736306380452974E-2]
[2004,1,20,13,3.952673040778858E-3,2.0271741026099597E-3,3.9171727739141142E-3,7.701418293695114E-3,0,0,1.7598438210998046E-2,null,3.3806170454706739E-3,1.6781990579277531E-3,4.0479740682958232E-3,2.9179478096908419E-3,0,0,1.2024737981385092E-2]
[2004,1,20,14,3.9155852211502805E-3,2.093365220179126E-3,3.9883628561981277E-3,8.7802459495484528E-3,0,0,1.8777559247075987E-2,null,3.3488968111071949E-3,1.7329954718148207E-3,4.1215413127443194E-3,3.3266988572749324E-3,0,0,1.2530132452941269E-2]
[2004,1,20,15,3.6792173787591801E-3,2.0743999763973872E-3,3.9369251966721195E-3,7.9617863320142618E-3,0,0,1.7652328883842949E-2,null,3.1467376269944036E-3,1.7172950668979925E-3,4.0683860592202184E-3,3.01659721661227E-3,0,0,1.1949015969724884E-2]
[2004,1,20,16,3.922529221436712E-3,2.1138677518926924E-3,3.7930785494247349E-3,7.939504695739924E-3,0,0,1.7768980218494063E-2,null,3.3548358314840075E-3,1.7499685228036539E-3,3.9197361192057321E-3,3.0081550506002954E-3,0,0,1.2032695524093688E-2]
[2004,1,20,17,4.6148421432843992E-3,2.2375863626022878E-3,3.6334637999262663E-3,7.568306383471537E-3,0,0,1.8054198689284491E-2,null,3.9469528217465572E-3,1.8523891563711702E-3,3.7547915522491608E-3,2.8675137737680522E-3,0,0,1.242164730413494E-2]
[2004,1,20,18,5.1233458410483669E-3,2.1627110338737362E-3,3.4501839159475586E-3,7.011148739703133E-3,1.4330707842352461E-5,2.4302328440657027E-4,1.8004743522821717E-2,null,4.3818626285053279E-3,1.7904035055222834E-3,3.565391630313948E-3,2.6564153936661067E-3,2.0784277893003145E-6,9.744742125932311E-5,1.2493599007056289E-2]
[2004,1,20,19,5.1853883001848683E-3,2.132052690819231E-3,3.4043415131537152E-3,6.7885910958209242E-3,1.5627816280617882E-5,2.6501993358583322E-4,1.7791021349845188E-2,null,4.4349259081482217E-3,1.7650229512001588E-3,3.5180184689937171E-3,2.572091758105668E-3,2.2665515200667233E-6,1.0626763263988838E-4,1.239859327060772E-2]
[2004,1,20,20,5.9336501902529457E-3,1.9522034633005273E-3,3.3844731276359372E-3,8.1175220654218835E-3,1.5627816280617882E-5,2.6501993358583322E-4,1.9668496596477743E-2,null,5.0748945759188811E-3,1.6161345040745124E-3,3.4974866431088693E-3,3.0756030678539032E-3,2.2665515200667233E-6,1.0626763263988838E-4,1.337265297511612E-2]
[2004,1,20,21,5.2081136994331029E-3,2.0006892537292554E-3,3.2817868659046987E-3,8.1872206447421852E-3,1.5627816280617882E-5,2.6501993358583322E-4,1.8958458213675693E-2,null,4.4543623430041059E-3,1.65627353688655E-3,3.3913715063381865E-3,3.1020107773316154E-3,2.2665515200667233E-6,1.0626763263988838E-4,1.2712552347720413E-2]
[2004,1,20,22,5.4517271794307601E-3,1.9009261029423019E-3,3.0450270764151828E-3,7.8639008171252824E-3,1.5627816280617882E-5,2.6501993358583322E-4,1.8542228925779974E-2,null,4.6627185299413969E-3,1.5736844659966765E-3,3.1467058907056421E-3,2.9795099149129726E-3,2.2665515200667233E-6,1.0626763263988838E-4,1.2471152985716643E-2]
[2004,1,20,23,5.239942754619106E-3,1.7885519653008594E-3,2.9001854013947451E-3,8.1533155560421181E-3,1.5627816280617882E-5,2.6501993358583322E-4,1.8362643427223276E-2,null,4.481584894779303E-3,1.4806553711189793E-3,2.9970276971891981E-3,3.0891646656756974E-3,2.2665515200667233E-6,1.0626763263988838E-4,1.2156966812923133E-2]
[2004,1,20,24,4.8377731901649221E-3,1.8080684329545118E-3,2.7483403444421685E-3,7.6500979305112026E-3,1.5627816280617882E-5,2.6501993358583322E-4,1.7324927647939255E-2,null,4.1376198689001501E-3,1.4968121075276915E-3,2.8401122664897379E-3,2.8985033209441876E-3,2.2665515200667233E-6,1.0626763263988838E-4,1.1481581748021722E-2]
[2004,1,21,1,3.4276421263298752E-3,1.8007554334152206E-3,2.6010809693116786E-3,8.3427340574600464E-3,1.5627816280617882E-5,2.6501993358583322E-4,1.6452860336383268E-2,null,2.9315719459965359E-3,1.4907580301193114E-3,2.6879356416006518E-3,3.1609323947159253E-3,2.2665515200667233E-6,1.0626763263988838E-4,1.0379732196592379E-2]
[2004,1,21,2,3.1795777031983371E-3,1.7900317789785187E-3,2.5682132254702156E-3,8.1698574450111451E-3,1.5627816280617882E-5,2.6501993358583322E-4,1.5988327902524663E-2,null,2.7194089847392892E-3,1.4818804370452651E-3,2.6539703859347168E-3,3.0954321305561388E-3,2.2665515200667233E-6,1.0626763263988838E-4,1.0059226122435365E-2]
[2004,1,21,3,2.8090180862554558E-3,1.8294017511052178E-3,2.5463094407526437E-3,8.5157516087454553E-3,1.5627816280617882E-5,2.6501993358583322E-4,1.5981128636725222E-2,null,2.4024791136176078E-3,1.5144729262885931E-3,2.6313351952878491E-3,3.2264860584124734E-3,2.2665515200667233E-6,1.0626763263988838E-4,9.8833074777664783E-3]
[2004,1,21,4,2.785519432046234E-3,1.7187510218067709E-3,2.5223929421264728E-3,8.0293892534837215E-3,1.5627816280617882E-5,2.6501993358583322E-4,1.5336700399329651E-2,null,2.3823813341793008E-3,1.4228705575386204E-3,2.6066200826719626E-3,3.042210913870086E-3,2.2665515200667233E-6,1.0626763263988838E-4,9.5626170724199249E-3]
[2004,1,21,5,2.9216667502754111E-3,1.8654506334827498E-3,2.5268059187948783E-3,6.7579976385889421E-3,1.5627816280617882E-5,2.6501993358583322E-4,1.4352568691008434E-2,null,2.4988245461404863E-3,1.544316046505763E-3,2.6111804163995579E-3,2.5605003721925024E-3,2.2665515200667233E-6,1.0626763263988838E-4,9.3233555653982648E-3]
[2004,1,21,6,3.220288178241638E-3,1.7212237721674251E-3,2.5928892974454313E-3,6.625401430918978E-3,1.5627816280617882E-5,2.6501993358583322E-4,1.4440450428639924E-2,null,2.7542275807730947E-3,1.4249176275561379E-3,2.6794704353908616E-3,2.5102617279598376E-3,2.2665515200667233E-6,1.0626763263988838E-4,9.4774115558398878E-3]
[2004,1,21,7,3.6624298075043559E-3,1.722425040963626E-3,2.9400437672507285E-3,6.7519988815611517E-3,1.5627816280617882E-5,2.6501993358583322E-4,1.5357545247146314E-2,null,3.1323796598793372E-3,1.4259120996932407E-3,3.0382170040444199E-3,2.5582275362988284E-3,2.2665515200667233E-6,1.0626763263988838E-4,1.0263270484075781E-2]
[2004,1,21,8,3.5564506172864989E-3,1.9044692988673055E-3,3.6779218123078254E-3,6.7759293277468869E-3,1.5627816280617882E-5,2.6501993358583322E-4,1.6195418806074967E-2,null,3.041738452468701E-3,1.576617705946683E-3,3.8007340959242773E-3,2.5672944107847599E-3,2.2665515200667233E-6,1.0626763263988838E-4,1.1094918849284376E-2]
[2004,1,21,9,3.9887469672443745E-3,2.0554554874122354E-3,4.0158163861110045E-3,8.3966531735776197E-3,3.9069540701544705E-6,6.6254983396458306E-5,1.8526833951811848E-2,null,3.4114701237415623E-3,1.7016118438699991E-3,4.1499115643478662E-3,3.1813615105976772E-3,5.6663788001668081E-7,2.6566908159972096E-5,1.2471488588597094E-2]
[2004,1,21,10,4.0559893587025914E-3,2.0673676789240369E-3,4.0319722481296054E-3,8.3172330639393974E-3,0,0,1.8472562349695631E-2,null,3.4689807684107877E-3,1.7114733691071368E-3,4.1666068990386862E-3,3.1512704642310645E-3,0,0,1.2498331500787675E-2]
[2004,1,21,11,3.6397763671966021E-3,2.0850049600294241E-3,4.0457876972553094E-3,7.6703428039636467E-3,0,0,1.7440911828444983E-2,null,3.1130047696081562E-3,1.7260744181721182E-3,4.1808836703302495E-3,2.9061737891482569E-3,0,0,1.192613664725878E-2]
[2004,1,21,12,3.4312868888997654E-3,2.1552722242807127E-3,3.9789963994826304E-3,8.4296461817665747E-3,0,0,1.7995201694429683E-2,null,2.9346892153338539E-3,1.7842452760761579E-3,4.1118620935511703E-3,3.1938620491100298E-3,0,0,1.2024658634071213E-2]
[2004,1,21,13,3.2225938519052418E-3,2.0271741026099597E-3,3.8604592864911625E-3,7.6220122859671302E-3,0,0,1.6732239526973496E-2,null,2.7561995626719403E-3,1.6781990579277531E-3,3.9893668176941774E-3,2.8878621063190548E-3,0,0,1.1311627544612925E-2]
[2004,1,21,14,3.2877735553876997E-3,2.093365220179126E-3,3.9271150402888175E-3,8.5026380881544558E-3,0,0,1.7810891904010098E-2,null,2.8119460446951799E-3,1.7329954718148207E-3,4.0582483244463053E-3,3.2215175490773592E-3,0,0,1.1824707390033665E-2]
[2004,1,21,15,3.4290697847479245E-3,2.0743999763973872E-3,3.8685379403779925E-3,8.0347753297549673E-3,0,0,1.7406783031278274E-2,null,2.9327929846034166E-3,1.7172950668979925E-3,3.9977152320552697E-3,3.0442516145383477E-3,0,0,1.1692054898095026E-2]
[2004,1,21,16,3.5775707996934048E-3,2.1138677518926924E-3,3.743260708104591E-3,8.2928737833534161E-3,0,0,1.7727573043044106E-2,null,3.0598019876793359E-3,1.7499685228036539E-3,3.868254772468781E-3,3.1420411110494955E-3,0,0,1.1820066394001266E-2]
[2004,1,21,17,4.0739116889749374E-3,2.2375863626022878E-3,3.5614776403983142E-3,7.6922385835559992E-3,0,0,1.7565214275531538E-2,null,3.484309264997318E-3,1.8523891563711702E-3,3.6804016481362042E-3,2.9144697600547178E-3,0,0,1.193156982955941E-2]
[2004,1,21,18,4.4605842955713166E-3,2.1627110338737362E-3,3.4022788346085705E-3,6.8094438457505756E-3,1.301797127478056E-5,2.207616099853603E-4,1.706879759106434E-2,null,3.8150201513747852E-3,1.7904035055222834E-3,3.5158869139809844E-3,2.5799925412683055E-3,1.8880374616147096E-6,8.8520940117572507E-5,1.1791712089725546E-2]
[2004,1,21,19,4.5718803819484594E-3,2.132052690819231E-3,3.349347146333486E-3,6.7301157997045388E-3,1.5627816280617882E-5,2.6501993358583322E-4,1.7064043768672162E-2,null,3.9102087598984507E-3,1.7650229512001588E-3,3.461187743457913E-3,2.5499363763672785E-3,2.2665515200667233E-6,1.0626763263988838E-4,1.1794890015083756E-2]
[2004,1,21,20,5.0779290925378525E-3,1.9522034633005273E-3,3.3008574722435684E-3,8.4303228526927051E-3,1.5627816280617882E-5,2.6501993358583322E-4,1.9041960630641102E-2,null,4.3430188808488701E-3,1.6161345040745124E-3,3.4110789137929988E-3,3.1941184292171069E-3,2.2665515200667233E-6,1.0626763263988838E-4,1.2672884912093443E-2]
[2004,1,21,21,4.8701305575860835E-3,2.0006892537292554E-3,3.2305853573676505E-3,8.2628681128973942E-3,1.5627816280617882E-5,2.6501993358583322E-4,1.8644921031446833E-2,null,4.1652942722019172E-3,1.65627353688655E-3,3.338460289300267E-3,3.1306724284190335E-3,2.2665515200667233E-6,1.0626763263988838E-4,1.2399234710967722E-2]
[2004,1,21,22,4.6697911572855817E-3,1.9009261029423019E-3,3.0598611787512569E-3,7.6311819061231469E-3,1.5627816280617882E-5,2.6501993358583322E-4,1.7542408094968737E-2,null,3.9939492647732746E-3,1.5736844659966765E-3,3.162035329831421E-3,2.8913363330172531E-3,2.2665515200667233E-6,1.0626763263988838E-4,1.1729539577778579E-2]
[2004,1,21,23,4.3911745774962846E-3,1.7885519653008594E-3,2.9280043755481478E-3,8.1034783805820979E-3,1.5627816280617882E-5,2.6501993358583322E-4,1.7491857048793837E-2,null,3.7556558493885197E-3,1.4806553711189793E-3,3.0257755958597596E-3,3.0702821337278098E-3,2.2665515200667233E-6,1.0626763263988838E-4,1.1440903134255023E-2]
[2004,1,21,24,4.085600358726571E-3,1.8080684329545118E-3,2.7110056578191176E-3,7.5319960569180224E-3,1.5627816280617882E-5,2.6501993358583322E-4,1.6417318256284671E-2,null,3.4943062760816102E-3,1.4968121075276915E-3,2.8015309089595083E-3,2.8537563548361746E-3,2.2665515200667233E-6,1.0626763263988838E-4,1.075493983156494E-2]
[2004,1,22,1,4.428702452263145E-3,1.8007554334152206E-3,2.6822500217996187E-3,8.0926227700243106E-3,1.5627816280617882E-5,2.6501993358583322E-4,1.7284978427368744E-2,null,3.7877524513103772E-3,1.4907580301193114E-3,2.7718150716343213E-3,3.0661691114451631E-3,2.2665515200667233E-6,1.0626763263988838E-4,1.1225028848669128E-2]
[2004,1,22,2,4.0081884167896594E-3,1.7900317789785187E-3,2.6541913083745813E-3,8.0177718189487057E-3,1.5627816280617882E-5,2.6501993358583322E-4,1.6750831072957911E-2,null,3.4280978829929316E-3,1.4818804370452651E-3,2.7428194283758279E-3,3.0378092483114927E-3,2.2665515200667233E-6,1.0626763263988838E-4,1.0799141180885471E-2]
[2004,1,22,3,4.0161499317572938E-3,1.8294017511052178E-3,2.6274724960305708E-3,8.2699085957115646E-3,1.5627816280617882E-5,2.6501993358583322E-4,1.7023580524471095E-2,null,3.4349071568513258E-3,1.5144729262885931E-3,2.7152084278541065E-3,3.133339958038038E-3,2.2665515200667233E-6,1.0626763263988838E-4,1.0906462653192018E-2]
[2004,1,22,4,4.1774690163194255E-3,1.7187510218067709E-3,2.6051335589884627E-3,7.6361816242215162E-3,1.5627816280617882E-5,2.6501993358583322E-4,1.6418182971202625E-2,null,3.5728791169411505E-3,1.4228705575386204E-3,2.6921235543805808E-3,2.8932306485728891E-3,2.2665515200667233E-6,1.0626763263988838E-4,1.0689638061593197E-2]
[2004,1,22,5,4.2748002898624713E-3,1.8654506334827498E-3,2.6099343274534831E-3,6.6211917506515472E-3,1.5627816280617882E-5,2.6501993358583322E-4,1.5652024751316704E-2,null,3.6561239892091979E-3,1.544316046505763E-3,2.6970846289555163E-3,2.5086667454712352E-3,2.2665515200667233E-6,1.0626763263988838E-4,1.0514725594301668E-2]
[2004,1,22,6,4.5555444569575229E-3,1.7212237721674251E-3,2.6873344830146712E-3,6.6612477284789737E-3,1.5627816280617882E-5,2.6501993358583322E-4,1.5905998190485042E-2,null,3.89623707392591E-3,1.4249176275561379E-3,2.777069311959601E-3,2.5238433335111614E-3,2.2665515200667233E-6,1.0626763263988838E-4,1.0730601531112764E-2]
[2004,1,22,7,5.2452269870976427E-3,1.722425040963626E-3,3.0824012694790608E-3,6.4472739139071582E-3,1.5627816280617882E-5,2.6501993358583322E-4,1.6777974961313936E-2,null,4.4861043595073175E-3,1.4259120996932407E-3,3.1853280738663018E-3,2.4427719775932302E-3,2.2665515200667233E-6,1.0626763263988838E-4,1.1648650694820045E-2]
[2004,1,22,8,5.0788341151502946E-3,1.9044692988673055E-3,3.8476467818254817E-3,6.9216663270450186E-3,1.5627816280617882E-5,2.6501993358583322E-4,1.8033264272754548E-2,null,4.3437929228297258E-3,1.576617705946683E-3,3.9761264809436564E-3,2.6225118969250773E-3,2.2665515200667233E-6,1.0626763263988838E-4,1.2627583190805097E-2]
[2004,1,22,9,5.2269713707820634E-3,2.0554554874122354E-3,4.1768329627011802E-3,8.6491052272727933E-3,2.60984563188905E-6,4.4258334217195357E-5,{"$f":"SUM(E515:J515)","v":2.0155233228017353E-2},null,4.4704908121545976E-3,1.7016118438699991E-3,4.3163047678703948E-3,3.2770116738584949E-3,3.785141492502718E-7,1.7746696779406829E-5,{"$f":"SUM(M515:R515)","v":1.3783544308682142E-2}]
[2004,1,22,10,5.1078499954603914E-3,2.0673676789240369E-3,4.1633311128861554E-3,8.4432674211898408E-3,0,0,1.9781816208460423E-2,null,{"$f":"E516*V$5","v":4.3686094402987045E-3},{"$f":"F516*W$5","v":1.7114733691071368E-3},{"$f":"G516*X$5","v":4.3023520675225281E-3},{"$f":"H516*Y$5","v":3.1990229252272162E-3},{"$f":"I516*Z$5","v":0},{"$f":"J516*AA$5","v":0},1.3581457802155587E-2]
[2004,1,22,11,4.7786183371069709E-3,2.0850049600294241E-3,4.1887904898313746E-3,8.1286398852106253E-3,0,0,1.9181053672178393E-2,null,4.0870262826088292E-3,1.7260744181721182E-3,4.3286615778804893E-3,3.0798154371427721E-3,0,0,1.3221577715804209E-2]
[2004,1,22,12,4.4410068630854685E-3,2.1552722242807127E-3,4.1087968630368491E-3,8.3938061929585937E-3,0,0,1.9098882143361626E-2,null,3.7982760894993391E-3,1.7842452760761579E-3,4.2459968230732581E-3,3.1802828338468869E-3,0,0,1.3008801022495641E-2]
[2004,1,22,13,4.2842681308637252E-3,2.0271741026099597E-3,3.9817650635670361E-3,7.6477484784431672E-3,0,0,1.7940955775483887E-2,null,3.6642215840121156E-3,1.6781990579277531E-3,4.114723208203077E-3,2.8976131500361214E-3,0,0,1.2354757000179068E-2]
[2004,1,22,14,4.2114941227618958E-3,2.093365220179126E-3,4.0637827757696319E-3,8.3249941883465125E-3,0,0,1.8693636307057164E-2,null,3.6019798934604007E-3,1.7329954718148207E-3,4.199479636193184E-3,3.1542110337600591E-3,0,0,1.2688666035228465E-2]
[2004,1,22,15,3.9580338687312472E-3,2.0743999763973872E-3,3.9958351284377323E-3,7.691409870795243E-3,0,0,1.7719678844361611E-2,null,3.3852020202881487E-3,1.7172950668979925E-3,4.1292630973075624E-3,2.9141557736572913E-3,0,0,1.2145915958150994E-2]
[2004,1,22,16,4.2324086709149226E-3,2.1138677518926924E-3,3.8668570784305654E-3,8.0894713847750269E-3,0,0,1.8302604886013207E-2,null,3.6198675551149316E-3,1.7499685228036539E-3,3.9959782431685702E-3,3.0649751005065329E-3,0,0,1.243078942159369E-2]
[2004,1,22,17,4.9817850333737732E-3,2.2375863626022878E-3,3.6838896623742935E-3,7.2503959213356083E-3,0,0,1.8153656979685961E-2,null,4.2607894017400233E-3,1.8523891563711702E-3,3.8069012230097649E-3,2.7470624359376204E-3,0,0,1.2667142217058579E-2]
[2004,1,22,18,5.5040393962417118E-3,2.1627110338737362E-3,3.4927040992380424E-3,6.9904165480474435E-3,1.301797127478056E-5,2.207616099853603E-4,1.8383650658661075E-2,null,4.7074597898465204E-3,1.7904035055222834E-3,3.6093316373734469E-3,2.6485602881615358E-3,1.8880374616147096E-6,8.8520940117572507E-5,1.2846164198482973E-2]
[2004,1,22,19,5.5835039656259924E-3,2.132052690819231E-3,3.4377534825219356E-3,6.723990496611776E-3,1.5627816280617882E-5,2.6501993358583322E-4,1.8157948385445384E-2,null,4.775423741076484E-3,1.7650229512001588E-3,3.552546122834756E-3,2.5476155941344977E-3,2.2665515200667233E-6,1.0626763263988838E-4,1.2749142593405852E-2]
[2004,1,22,20,6.4072674646575983E-3,1.9522034633005273E-3,3.425656438413264E-3,8.1445554127720504E-3,1.5627816280617882E-5,2.6501993358583322E-4,2.021033052900989E-2,null,5.479966944506756E-3,1.6161345040745124E-3,3.5400451371286794E-3,3.0858455834115385E-3,2.2665515200667233E-6,1.0626763263988838E-4,1.3830526353281442E-2]
[2004,1,22,21,5.6307557359816292E-3,2.0006892537292554E-3,3.3440653515256751E-3,8.7555691754369943E-3,1.5627816280617882E-5,2.6501993358583322E-4,2.0011727266540005E-2,null,4.8158369345394714E-3,1.65627353688655E-3,3.4557295802238432E-3,3.3173492107263589E-3,2.2665515200667233E-6,1.0626763263988838E-4,1.3353723446536179E-2]
[2004,1,22,22,5.880795988532422E-3,1.9009261029423019E-3,3.0826869763386547E-3,8.2279319801498822E-3,1.5627816280617882E-5,2.6501993358583322E-4,1.9372988797829709E-2,null,5.0296897706092218E-3,1.5736844659966765E-3,3.1856233209808719E-3,3.1174356701828099E-3,2.2665515200667233E-6,1.0626763263988838E-4,1.3014967411929536E-2]
[2004,1,22,23,5.6545649147163469E-3,1.7885519653008594E-3,2.9133673533067979E-3,8.5142966248420437E-3,1.5627816280617882E-5,2.6501993358583322E-4,1.9151428608032497E-2,null,4.8362002974179207E-3,1.4806553711189793E-3,3.0106498176799912E-3,3.225934787603359E-3,2.2665515200667233E-6,1.0626763263988838E-4,1.2661974457980205E-2]
[2004,1,22,24,5.2238225588582222E-3,1.8080684329545118E-3,2.7562875178190047E-3,7.920945822722486E-3,1.5627816280617882E-5,2.6501993358583322E-4,1.7989772082220676E-2,null,4.4677977163298487E-3,1.4968121075276915E-3,2.8483248099751609E-3,3.0011233817821121E-3,2.2665515200667233E-6,1.0626763263988838E-4,1.1922592199774769E-2]
[2004,1,23,1,4.2408289039210945E-3,1.8535058010994707E-3,2.7061570812394243E-3,8.3554810989498254E-3,1.5627816280617882E-5,2.6501993358583322E-4,1.7436620635076262E-2,null,3.6270691584182726E-3,1.5344274994752367E-3,2.7965204298727939E-3,3.1657620508099972E-3,2.2665515200667233E-6,1.0626763263988838E-4,1.1232313322736255E-2]
[2004,1,23,2,3.8822603431115728E-3,1.7994804153092512E-3,2.6620303893566534E-3,8.2182728352306906E-3,1.5627816280617882E-5,2.6501993358583322E-4,1.6842691732874615E-2,null,3.3203949214812099E-3,1.4897025045078091E-3,2.7509202700711486E-3,3.1137759701528149E-3,2.2665515200667233E-6,1.0626763263988838E-4,1.0783327850372938E-2]
[2004,1,23,3,3.8643100679648136E-3,1.8184665836449446E-3,2.6147160223375528E-3,8.5131170493962169E-3,1.5627816280617882E-5,2.6501993358583322E-4,1.7091257473209977E-2,null,3.3050425243803189E-3,1.5054202318473581E-3,2.7020259930490577E-3,3.2254878647824891E-3,2.2665515200667233E-6,1.0626763263988838E-4,1.084651079821918E-2]
[2004,1,23,4,3.8720521914379809E-3,1.7884336493437776E-3,2.5963932442447045E-3,7.5808647843589178E-3,1.5627816280617882E-5,2.6501993358583322E-4,1.611839161925183E-2,null,3.3116641584774236E-3,1.4805574230801518E-3,2.6830913851418154E-3,2.8722719568669433E-3,2.2665515200667233E-6,1.0626763263988838E-4,1.045611910772629E-2]
[2004,1,23,5,4.0787244384462799E-3,1.8182382563106728E-3,2.6087788873530799E-3,6.460785978882647E-3,1.5627816280617882E-5,2.6501993358583322E-4,1.5247175310859132E-2,null,3.4884254827392222E-3,1.5052312107283626E-3,2.6958906066762212E-3,2.447891489207332E-3,2.2665515200667233E-6,1.0626763263988838E-4,1.0245972973511092E-2]
[2004,1,23,6,4.539190237184851E-3,1.7729693748910964E-3,2.7162528153137659E-3,6.4502692353614393E-3,1.5627816280617882E-5,2.6501993358583322E-4,1.5759329412617606E-2,null,3.8822497409088655E-3,1.4677553007638629E-3,2.8069532782795566E-3,2.4439068583831745E-3,2.2665515200667233E-6,1.0626763263988838E-4,1.0709399362495415E-2]
[2004,1,23,7,4.9346123912285961E-3,1.7534527034629873E-3,3.0599726695456171E-3,6.4877898285692522E-3,1.5627816280617882E-5,2.6501993358583322E-4,1.65164753426729E-2,null,4.2204438845493452E-3,1.4515983956601675E-3,3.162150543499664E-3,2.4581228285582611E-3,2.2665515200667233E-6,1.0626763263988838E-4,1.1400849836427394E-2]
[2004,1,23,8,4.8906263604552337E-3,1.8586511640627712E-3,3.817514892582669E-3,6.8252820735843723E-3,1.5627816280617882E-5,2.6501993358583322E-4,1.7672722240551494E-2,null,4.1828237920547417E-3,1.5386870957608196E-3,3.9449884348773884E-3,2.5859933998705251E-3,2.2665515200667233E-6,1.0626763263988838E-4,1.2361026906723431E-2]
[2004,1,23,9,4.9855435638456961E-3,1.9961333842516832E-3,4.1248995260008857E-3,8.4055283988547624E-3,2.60984563188905E-6,4.4258334217195357E-5,1.9558973052802107E-2,null,4.2640039737646294E-3,1.6525019536488498E-3,4.2626371822994339E-3,3.1847241956474105E-3,3.785141492502718E-7,1.7746696779406829E-5,1.3381992516288983E-2]
[2004,1,23,10,4.8845099630433E-3,1.9981550971564814E-3,4.1670313937424092E-3,8.1621971803362229E-3,0,0,1.9211893634278415E-2,null,4.1775925985979758E-3,1.6541756316461489E-3,4.3061759072702353E-3,3.0925297752135987E-3,0,0,1.3230473912727959E-2]
[2004,1,23,11,4.7067137785866044E-3,2.0655653012101906E-3,4.0825085219536959E-3,8.0992162945676197E-3,0,0,1.8954003896318111E-2,null,4.0255282093624029E-3,1.7099812680697801E-3,4.2188306680055587E-3,3.0686672955153676E-3,0,0,1.3023007440953109E-2]
[2004,1,23,12,4.6504022387438178E-3,2.0334517058621772E-3,4.0149557314981864E-3,8.6263214788309533E-3,0,0,1.9325131154935137E-2,null,3.9773664339043157E-3,1.6833959809993096E-3,4.1490221709625024E-3,3.2683792653426711E-3,0,0,1.30781638512088E-2]
[2004,1,23,13,4.3369038149242752E-3,2.0613113316058818E-3,3.9944448923102706E-3,7.8017524353817553E-3,0,0,1.8194412474222182E-2,null,3.7092394969280907E-3,1.7064596130855275E-3,4.1278264387485499E-3,2.9559628580633508E-3,0,0,1.2499488406825519E-2]
[2004,1,23,14,4.0666165285659153E-3,2.0443065086866237E-3,4.0023076886629106E-3,8.8269460623322527E-3,0,0,1.8940176788247703E-2,null,3.4780699066254647E-3,1.692382145458753E-3,4.1359517877124089E-3,3.3443928048847334E-3,0,0,1.2650796644681359E-2]
[2004,1,23,15,4.0167830212396788E-3,2.0642855410882002E-3,3.9322717787598519E-3,8.2246116729064352E-3,0,0,1.8237952013994165E-2,null,3.4354486215951532E-3,1.708921816773351E-3,4.0635772554923752E-3,3.1161776573234842E-3,0,0,1.2324125351184365E-2]
[2004,1,23,16,4.1483625313470159E-3,2.0994488001220696E-3,3.7636603532246555E-3,8.7664308941504381E-3,0,0,1.877790257884418E-2,null,3.5479851076931522E-3,1.7380317724048546E-3,3.8893355976492199E-3,3.3214645472943415E-3,0,0,1.2496817025041568E-2]
[2004,1,23,17,4.7122068299907099E-3,2.2658325662127722E-3,3.5359889760369235E-3,7.1174284603847922E-3,0,0,1.7631456832625198E-2,null,4.0302262714122569E-3,1.875772817512125E-3,3.6540618724036906E-3,2.6966831296013809E-3,0,0,1.2256744090929455E-2]
[2004,1,23,18,5.0646342850438914E-3,2.0828932470469395E-3,3.4048743985994885E-3,6.8044272374594384E-3,1.301797127478056E-5,2.207616099853603E-4,1.7590608749409899E-2,null,4.3316481824969824E-3,1.7243262334783337E-3,3.5185691484225711E-3,2.5780918262808877E-3,1.8880374616147096E-6,8.8520940117572507E-5,1.2243044368257962E-2]
[2004,1,23,19,5.5514797484775107E-3,1.957897892840062E-3,3.3587230163593306E-3,6.9177265288021227E-3,1.5627816280617882E-5,2.6501993358583322E-4,1.8066474936345476E-2,null,4.7480342724199312E-3,1.620848645931583E-3,3.4708766902884118E-3,2.6210191685450473E-3,2.2665515200667233E-6,1.0626763263988838E-4,1.256931296134493E-2]
[2004,1,23,20,6.2306382504333322E-3,1.8088410458242065E-3,3.3010479280572904E-3,6.1890153244213214E-3,1.5627816280617882E-5,2.6501993358583322E-4,1.7810190298602598E-2,null,5.3289006341455565E-3,1.4974517162265177E-3,3.4112757292616034E-3,2.34492180808082E-3,2.2665515200667233E-6,1.0626763263988838E-4,1.2691084071874453E-2]
[2004,1,23,21,5.4743618838043392E-3,2.0975234523271827E-3,3.2035253671232875E-3,2.5727702548176083E-3,1.5627816280617882E-5,2.6501993358583322E-4,1.362882870793887E-2,null,4.6820773958620226E-3,1.7364378704053161E-3,3.3104967183475195E-3,9.7478270152248235E-4,2.2665515200667233E-6,1.0626763263988838E-4,1.0812328870297296E-2]
[2004,1,23,22,5.1700951526874699E-3,2.1097206068520663E-3,3.0192949088605368E-3,2.8231947329903774E-3,1.5627816280617882E-5,2.6501993358583322E-4,1.3402953151256902E-2,null,4.4218460822746369E-3,1.7465353026913271E-3,3.1201144807796082E-3,1.0696646479005181E-3,2.2665515200667233E-6,1.0626763263988838E-4,1.0466694697806046E-2]
[2004,1,23,23,5.1133530034593883E-3,2.039837485402794E-3,2.8748860148946134E-3,2.6820711838826824E-3,1.5627816280617882E-5,2.6501993358583322E-4,1.299079543750593E-2,null,4.3733160179616785E-3,1.6886824579700839E-3,2.9708835196389197E-3,1.0161951264031964E-3,2.2665515200667233E-6,1.0626763263988838E-4,1.0157611306133834E-2]
[2004,1,23,24,5.1570369564160473E-3,1.6035519165104753E-3,2.6480149358187829E-3,4.6293388182596061E-3,1.5627816280617882E-5,2.6501993358583322E-4,1.4318590376871363E-2,null,4.4106777512634854E-3,1.3275028090391416E-3,2.736436815868026E-3,1.7539845973716401E-3,2.2665515200667233E-6,1.0626763263988838E-4,1.0337136157702249E-2]
[2004,1,24,1,4.4298703002893401E-3,1.4751907442292463E-3,2.5443841463367919E-3,5.5558525395697335E-3,1.5627816280617882E-5,2.6501993358583322E-4,1.4285945480291565E-2,null,3.7887512809386169E-3,1.2212388240565417E-3,2.6293456119023261E-3,2.1050262601727213E-3,2.2665515200667233E-6,1.0626763263988838E-4,9.852896161230161E-3]
[2004,1,24,2,3.8586945753632217E-3,1.5645205994591171E-3,2.4882608231637116E-3,5.673957622704626E-3,1.5627816280617882E-5,2.6501993358583322E-4,1.3866081370557129E-2,null,3.3002397416022331E-3,1.2951906758972792E-3,2.5713482321737301E-3,2.1497744423262534E-3,2.2665515200667233E-6,1.0626763263988838E-4,9.4250872761594516E-3]
[2004,1,24,3,3.834569703039567E-3,1.5205692690073718E-3,2.467894329331454E-3,5.7928647292857108E-3,1.5627816280617882E-5,2.6501993358583322E-4,1.3896545780530557E-2,null,3.2796063743199548E-3,1.2588055024364371E-3,2.5503016652609544E-3,2.1948264987103352E-3,2.2665515200667233E-6,1.0626763263988838E-4,9.3920742248876365E-3]
[2004,1,24,4,3.6148012240123121E-3,1.5275742355775369E-3,2.4695639736135753E-3,5.9877269883924535E-3,1.5627816280617882E-5,2.6501993358583322E-4,1.388031417146233E-2,null,3.0916441880748948E-3,1.2646045742989529E-3,2.552027061904757E-3,2.2686567830123086E-3,2.2665515200667233E-6,1.0626763263988838E-4,9.2854667914508693E-3]
[2004,1,24,5,3.7804064224987981E-3,1.5112286848505694E-3,2.5159213458312169E-3,6.1332852565413936E-3,1.5627816280617882E-5,2.6501993358583322E-4,1.422148945958843E-2,null,3.2332819484072431E-3,1.2510728861247651E-3,2.5999323883843556E-3,2.3238065506953997E-3,2.2665515200667233E-6,1.0626763263988838E-4,9.5166279577717193E-3]
[2004,1,24,6,3.9712589866382928E-3,1.4816640468577852E-3,2.5810683830856714E-3,6.2446013642876701E-3,1.5627816280617882E-5,2.6501993358583322E-4,1.4559240530735871E-2,null,3.3965131149736095E-3,1.2265977571441875E-3,2.6672547998920883E-3,2.3659824954882533E-3,2.2665515200667233E-6,1.0626763263988838E-4,9.764882351658094E-3]
[2004,1,24,7,4.1180578552477186E-3,1.5209712517858425E-3,2.8409153220338985E-3,5.7638302148996347E-3,1.5627816280617882E-5,2.6501993358583322E-4,1.4524422393833548E-2,null,3.5220663171628415E-3,1.2591382844699408E-3,2.9357784855444419E-3,2.1838257720353999E-3,2.2665515200667233E-6,1.0626763263988838E-4,1.0009343043372579E-2]
[2004,1,24,8,4.2872034790630009E-3,1.5552007744881727E-3,3.305595165678586E-3,5.6373987976709138E-3,1.5627816280617882E-5,2.6501993358583322E-4,1.5066045966767125E-2,null,3.6667321099408952E-3,1.2874752451081063E-3,3.4159748071516476E-3,2.1359228711787252E-3,2.2665515200667233E-6,1.0626763263988838E-4,1.0614639217539329E-2]
[2004,1,24,9,4.6203929883803074E-3,1.7818536563730142E-3,3.3778696958448352E-3,5.0581035556749847E-3,2.60984563188905E-6,4.4258334217195357E-5,1.4885088076122226E-2,null,3.9517003132173659E-3,1.4751101662360115E-3,3.4906627111061378E-3,1.9164368988442294E-3,3.785141492502718E-7,1.7746696779406829E-5,1.0852035300332401E-2]
[2004,1,24,10,5.4293711714722814E-3,1.8226917619904408E-3,3.3824004500579434E-3,4.7639041176489733E-3,0,0,1.5398367501169638E-2,null,4.6435980257171919E-3,1.5089180519457204E-3,3.4953447551779797E-3,1.8049692998822217E-3,0,0,1.1452830132723114E-2]
[2004,1,24,11,5.7143078973150505E-3,1.9233675367896826E-3,3.3523576281388277E-3,4.6229477052346949E-3,0,0,1.5612980767478257E-2,null,4.8872968954002923E-3,1.5922626399644348E-3,3.4642987505501335E-3,1.7515631038828637E-3,0,0,1.1695421389797725E-2]
[2004,1,24,12,5.1845596377764081E-3,1.933617058049366E-3,3.2875603093929918E-3,4.6880067468390652E-3,0,0,1.5093743752057832E-2,null,4.4342171750367098E-3,1.6007477211915802E-3,3.397337735267637E-3,1.7762129645592371E-3,0,0,1.1208515596055164E-2]
[2004,1,24,13,4.8588351690354737E-3,1.9194859131063109E-3,3.3270295253202999E-3,4.4470723812599124E-3,0,0,1.4552422988721997E-2,null,4.1556336241605901E-3,1.5890492320976524E-3,3.4381248977930381E-3,1.684926674487642E-3,0,0,1.0867734428538924E-2]
[2004,1,24,14,4.7731150965977598E-3,1.8366190730686736E-3,3.2660379803237448E-3,4.5861315655143075E-3,0,0,1.4461903715504485E-2,null,4.0823195060859987E-3,1.5204477968753071E-3,3.3750967377446741E-3,1.737614040195942E-3,0,0,1.0715478080901923E-2]
[2004,1,24,15,4.8548193557650787E-3,1.8017288977030474E-3,3.2356534283282477E-3,4.3742858953357867E-3,0,0,1.4266487577132159E-2,null,4.1521990049413265E-3,1.4915639139596059E-3,3.3436975920716435E-3,1.6573490051444159E-3,0,0,1.0644809516116991E-2]
[2004,1,24,16,4.6859304925758018E-3,1.8683994355841497E-3,3.2087543796926019E-3,4.3707407599481163E-3,0,0,1.4133825067800669E-2,null,4.0077528127575859E-3,1.5467572166559802E-3,3.3159003368512358E-3,1.6560058083922048E-3,0,0,1.0526416174657006E-2]
[2004,1,24,17,5.0879299522831132E-3,1.9090311552512743E-3,3.1473815581817182E-3,3.926676315071093E-3,0,0,1.4071018980787197E-2,null,4.3515723525312956E-3,1.5803942454536359E-3,3.252478168794563E-3,1.4877566853246679E-3,0,0,1.0672201452104162E-2]
[2004,1,24,18,5.8680469068550858E-3,1.9367089016275078E-3,3.0528994883373302E-3,3.5951740209105173E-3,1.1720862210463411E-5,1.9876495018937492E-4,1.4663315130130281E-2,null,5.0187858171610485E-3,1.603307308438387E-3,3.1548411763198001E-3,1.3621556133837707E-3,1.6999136400500424E-6,7.9700724479916284E-5,1.1220490553422972E-2]
[2004,1,24,19,6.0345056367913322E-3,1.807442334258533E-3,2.948014246878385E-3,3.6892325929372819E-3,1.5627816280617882E-5,2.6501993358583322E-4,1.4759842560731984E-2,null,5.1611535804402973E-3,1.496293790802745E-3,3.0464536320174043E-3,1.397792945854445E-3,2.2665515200667233E-6,1.0626763263988838E-4,1.1210228133274847E-2]
[2004,1,24,20,5.9027538384734644E-3,1.7926754392121869E-3,2.8614682421238733E-3,3.8090389619290913E-3,1.5627816280617882E-5,2.6501993358583322E-4,1.4646584231605067E-2,null,5.0484697407779527E-3,1.4840689950521532E-3,2.9570177038158486E-3,1.4431857188028849E-3,2.2665515200667233E-6,1.0626763263988838E-4,1.1041276342608795E-2]
[2004,1,24,21,5.6628715351800286E-3,1.8120670605728344E-3,2.7326619643630373E-3,3.762593867007091E-3,1.5627816280617882E-5,2.6501993358583322E-4,1.4250842176989444E-2,null,4.8433047309088947E-3,1.5001223772738537E-3,2.8239103577008661E-3,1.4255883935011956E-3,2.2665515200667233E-6,1.0626763263988838E-4,1.0701460043544764E-2]
[2004,1,24,22,5.1750110205241199E-3,1.8506209477886163E-3,2.5828950170340469E-3,4.0207904622536804E-3,1.5627816280617882E-5,2.6501993358583322E-4,1.3909965197466914E-2,null,4.4260504944358273E-3,1.532039269425187E-3,2.6691424283634526E-3,1.5234150743589545E-3,2.2665515200667233E-6,1.0626763263988838E-4,1.0259181450743378E-2]
[2004,1,24,23,5.51165879595201E-3,1.698242922685597E-3,2.4455707218399309E-3,4.413306757023382E-3,1.5627816280617882E-5,2.6501993358583322E-4,1.4349426947367372E-2,null,4.7139764615446713E-3,1.4058928975632231E-3,2.5272326332186927E-3,1.6721334037514597E-3,2.2665515200667233E-6,1.0626763263988838E-4,1.0427769580238002E-2]
[2004,1,24,24,5.3317440872918641E-3,1.6421633467485985E-3,2.4269703814934398E-3,4.4635345031797799E-3,1.5627816280617882E-5,2.6501993358583322E-4,1.4145060068580136E-2,null,4.5601001544096059E-3,1.3594673382660272E-3,2.5080111947655614E-3,1.6911639168717188E-3,2.2665515200667233E-6,1.0626763263988838E-4,1.0227276788472869E-2]
[2004,1,25,1,4.6803430044715169E-3,1.936830607950105E-3,2.4533203272491242E-3,4.5409348404870566E-3,1.5627816280617882E-5,2.6501993358583322E-4,{"$f":"SUM(E579:J579)","v":1.3892076530024255E-2},null,4.0029739814877504E-3,1.6034080631962856E-3,2.5352410115942509E-3,1.7204897028636312E-3,2.2665515200667233E-6,1.0626763263988838E-4,{"$f":"SUM(M579:R579)","v":9.9706469433018721E-3}]
[2004,1,25,2,4.4699426953218949E-3,1.9301859747436047E-3,2.4292313535165437E-3,4.6644619868386594E-3,1.5627816280617882E-5,2.6501993358583322E-4,1.3774469760287155E-2,null,{"$f":"E580*V$5","v":3.8230241439612552E-3},{"$f":"F580*W$5","v":1.5979072938380604E-3},{"$f":"G580*X$5","v":2.5103476646245412E-3},{"$f":"H580*Y$5","v":1.7672922205802838E-3},{"$f":"I580*Z$5","v":2.2665515200667233E-6},{"$f":"J580*AA$5","v":1.0626763263988838E-4},9.8071055071640954E-3]
[2004,1,25,3,4.1048531562623905E-3,1.9696697624897886E-3,2.4300534164825457E-3,4.8420945930853655E-3,1.5627816280617882E-5,2.6501993358583322E-4,1.3627318678186543E-2,null,3.5107726862428114E-3,1.6305940055091272E-3,2.5111971777200684E-3,1.8345944569425894E-3,2.2665515200667233E-6,1.0626763263988838E-4,9.5956925105745508E-3]
[2004,1,25,4,4.3961323240452486E-3,1.8791170239779898E-3,2.4338067659627452E-3,4.8938904894536266E-3,1.5627816280617882E-5,2.6501993358583322E-4,1.3883594353306062E-2,null,3.7598960793082826E-3,1.5556297879475347E-3,2.5150758581464917E-3,1.8542191178290747E-3,2.2665515200667233E-6,1.0626763263988838E-4,9.7933550273913393E-3]
[2004,1,25,5,4.2617679457730706E-3,1.8607730827162748E-3,2.4780851743926692E-3,5.3206297475751167E-3,1.5627816280617882E-5,2.6501993358583322E-4,1.4201903700323582E-2,null,3.6449777688877757E-3,1.5404437292343453E-3,2.5608328005778682E-3,2.0159039966473179E-3,2.2665515200667233E-6,1.0626763263988838E-4,9.8706924795072624E-3]
[2004,1,25,6,4.4780867762119992E-3,1.8009248573667156E-3,2.5425349906906345E-3,5.6751305183054251E-3,1.5627816280617882E-5,2.6501993358583322E-4,1.4777324892441226E-2,null,3.8299895616400606E-3,1.4908982879863703E-3,2.6274347096940458E-3,2.1502188342575617E-3,2.2665515200667233E-6,1.0626763263988838E-4,1.0207075577737992E-2]
[2004,1,25,7,4.6947922256407966E-3,1.7279029568250217E-3,2.6960114114453369E-3,5.7007941451346893E-3,1.5627816280617882E-5,2.6501993358583322E-4,1.5100148488912297E-2,null,4.0153320194217497E-3,1.4304470003838948E-3,2.7860359783046999E-3,2.1599423839778098E-3,2.2665515200667233E-6,1.0626763263988838E-4,1.0500291566248109E-2]
[2004,1,25,8,5.2194683920216423E-3,1.6494283756185669E-3,2.9186395044599957E-3,5.6079284480785602E-3,1.5627816280617882E-5,2.6501993358583322E-4,1.5676112470045217E-2,null,4.4640737122256116E-3,1.3654817030853597E-3,3.0160980152408447E-3,2.1247570133114506E-3,2.2665515200667233E-6,1.0626763263988838E-4,1.1078944628023222E-2]
[2004,1,25,9,5.3070128382950634E-3,1.6906769575158415E-3,3.1271719978642528E-3,6.0151143979361704E-3,2.60984563188905E-6,4.4258334217195357E-5,1.618684437146041E-2,null,4.5389481691449993E-3,1.399629402186161E-3,3.2315937756828912E-3,2.2790334472374708E-3,3.785141492502718E-7,1.7746696779406829E-5,1.1467330005180179E-2]
[2004,1,25,10,5.6869039671066058E-3,1.6240270485970698E-3,3.2293362214665458E-3,6.0761502835805252E-3,0,0,1.6616417520750746E-2,null,4.8638590363566051E-3,1.3444531772065474E-3,3.3371694425525511E-3,2.3021589965891128E-3,0,0,1.1847640652704817E-2]
[2004,1,25,11,5.7070232925584656E-3,1.7062734549514412E-3,3.2352527576547459E-3,6.0201239151563331E-3,0,0,1.6668673420320988E-2,null,4.8810665649996841E-3,1.4125409854930399E-3,3.3432835422990467E-3,2.2809314755282014E-3,0,0,1.1917822568319972E-2]
[2004,1,25,12,5.0048093338552584E-3,1.8173127176186793E-3,3.2043165044002746E-3,6.208032639833984E-3,0,0,1.6234471195708196E-2,null,4.2804814789406233E-3,1.5044650021629614E-3,3.3113142730908365E-3,2.3521271736042077E-3,0,0,1.1448387927798629E-2]
[2004,1,25,13,4.9543144904364367E-3,1.775113948524079E-3,3.2165697269555169E-3,6.1495782358042738E-3,0,0,1.6095576401720307E-2,null,4.2372945705854599E-3,1.4695306891954211E-3,3.3239766523167381E-3,2.3299797075530633E-3,0,0,1.1360781619650682E-2]
[2004,1,25,14,4.4361473724351293E-3,1.7791715185711699E-3,3.179026454234876E-3,6.1069438755725017E-3,0,0,1.5501289220813676E-2,null,3.7941198952593002E-3,1.4728897545178011E-3,3.285179743631943E-3,2.3138262104552992E-3,0,0,1.0866015603864344E-2]
[2004,1,25,15,4.2062397703518323E-3,1.7687102501280209E-3,3.2070141268401979E-3,6.083671394719682E-3,0,0,1.5265635542039732E-2,null,3.5974859843672085E-3,1.4642293780738544E-3,3.3141019738926959E-3,2.305008628817622E-3,0,0,1.068082596515138E-2]
[2004,1,25,16,4.7507024826084938E-3,1.6528587616958723E-3,3.1589457050770794E-3,6.1059856178346519E-3,0,0,1.5668492567216096E-2,null,4.0631505882159948E-3,1.3683215532372781E-3,3.2644284629113098E-3,2.3134631414775285E-3,0,0,1.1009363745842111E-2]
[2004,1,25,17,5.6961376598087636E-3,1.7038923499475569E-3,3.1048026663233674E-3,6.0605277667899402E-3,0,0,1.6565360442869628E-2,null,4.8717563702922757E-3,1.4105697842187138E-3,3.20847749278477E-3,2.2962398675517685E-3,0,0,1.1787043514847528E-2]
[2004,1,25,18,5.9089770376646996E-3,1.7146672281246839E-3,3.0273918622830067E-3,6.0583149608032074E-3,1.1720862210463411E-5,1.9876495018937492E-4,1.6919836901275437E-2,null,5.0537922789808858E-3,1.4194897829414973E-3,3.1284818057300484E-3,2.2954014697221707E-3,1.6999136400500424E-6,7.9700724479916284E-5,1.1978565975494567E-2]
[2004,1,25,19,6.4969668856110253E-3,1.6982710537690646E-3,2.8315299073473302E-3,6.0522215424638265E-3,1.5627816280617882E-5,2.6501993358583322E-4,1.7359637139057697E-2,null,5.5566844944572704E-3,1.4059161859219849E-3,2.9260796753401964E-3,2.2930927681273643E-3,2.2665515200667233E-6,1.0626763263988838E-4,1.2290307308006771E-2]
[2004,1,25,20,6.218355727584772E-3,1.7516318234617068E-3,2.8256264446250077E-3,5.9280260399016769E-3,1.5627816280617882E-5,2.6501993358583322E-4,1.7004287785439613E-2,null,5.3183957161635105E-3,1.4500909774769863E-3,2.9199790856056173E-3,2.2460370206202644E-3,2.2665515200667233E-6,1.0626763263988838E-4,1.2043036984026333E-2]
[2004,1,25,21,5.9930353530653633E-3,1.8682529715301488E-3,2.7068260563006112E-3,6.2153574275439294E-3,1.5627816280617882E-5,2.6501993358583322E-4,1.7064119558306501E-2,null,5.1256851400714246E-3,1.5466359661737803E-3,2.7972117431888811E-3,2.3549024219337504E-3,2.2665515200667233E-6,1.0626763263988838E-4,1.1932969455527791E-2]
[2004,1,25,22,6.2978107751630666E-3,1.6723899162373944E-3,2.581262087260059E-3,6.3504632332025499E-3,1.5627816280617882E-5,2.6501993358583322E-4,1.7182573761729519E-2,null,5.386351523643842E-3,1.3844904482076823E-3,2.6674549721898391E-3,2.4060919138771801E-3,2.2665515200667233E-6,1.0626763263988838E-4,1.1952923042078498E-2]
[2004,1,25,23,6.0065067069542495E-3,1.6640086346567057E-3,2.5634553777265901E-3,6.9091052381732836E-3,1.5627816280617882E-5,2.6501993358583322E-4,1.7423723707377277E-2,null,5.1372068339005112E-3,1.3775519919424657E-3,2.6490536652796176E-3,2.6177526953906514E-3,2.2665515200667233E-6,1.0626763263988838E-4,1.1890099370673202E-2]
[2004,1,25,24,5.1360269632876798E-3,1.8187150728075539E-3,2.550772975357574E-3,7.808737864597461E-3,1.5627816280617882E-5,2.6501993358583322E-4,1.7594900625916718E-2,null,4.3927084580378086E-3,1.5056259439655522E-3,2.6359477751704682E-3,2.9586095287287275E-3,2.2665515200667233E-6,1.0626763263988838E-4,1.1601425890062512E-2]
[2004,1,26,1,4.2402116854879535E-3,1.8710934749822529E-3,2.5371323936138192E-3,7.642234381733972E-3,1.5627816280617882E-5,2.6501993358583322E-4,1.6571319685684448E-2,null,3.6265412677644474E-3,1.5489874811281318E-3,2.621851710390559E-3,2.8955239444117243E-3,2.2665515200667233E-6,1.0626763263988838E-4,1.0801438587854819E-2]
[2004,1,26,2,3.9828189610343206E-3,1.9483690552491407E-3,2.5247832313951158E-3,7.6391646792324727E-3,1.5627816280617882E-5,2.6501993358583322E-4,1.63757836767775E-2,null,3.4064000563131126E-3,1.6129601837380091E-3,2.6090901879069492E-3,2.8943608817979219E-3,2.2665515200667233E-6,1.0626763263988838E-4,1.0631345493915948E-2]
[2004,1,26,3,3.6248002554106554E-3,2.0043158053417434E-3,2.5194893327084703E-3,7.7961181815913135E-3,1.5627816280617882E-5,2.6501993358583322E-4,1.6225371324918633E-2,null,3.1001960960204038E-3,1.6592757829648557E-3,2.6036195166242236E-3,2.9538281267865781E-3,2.2665515200667233E-6,1.0626763263988838E-4,1.0425453706556016E-2]
[2004,1,26,4,3.7853069954519192E-3,1.9452649649872075E-3,2.521428550991855E-3,7.1624251008182158E-3,1.5627816280617882E-5,2.6501993358583322E-4,1.569507336211565E-2,null,3.2374732792577778E-3,1.6103904580560403E-3,2.6056234888197269E-3,2.7137316579878526E-3,2.2665515200667233E-6,1.0626763263988838E-4,1.0275753068281353E-2]
[2004,1,26,5,3.8861667120790601E-3,1.9788193703889228E-3,2.6147829712280068E-3,7.8020516646396644E-3,1.5627816280617882E-5,2.6501993358583322E-4,1.6562468468202102E-2,null,3.3237359358735319E-3,1.6381685218454232E-3,2.702095177480815E-3,2.9560762313829672E-3,2.2665515200667233E-6,1.0626763263988838E-4,1.0728610050742693E-2]
[2004,1,26,6,4.1263616103834151E-3,1.9665716633387297E-3,2.7147890751313365E-3,7.4653743113031303E-3,1.5627816280617882E-5,2.6501993358583322E-4,1.6553744410023059E-2,null,3.5291683000143294E-3,1.6280292395770941E-3,2.8054406612357911E-3,2.8285144098746991E-3,2.2665515200667233E-6,1.0626763263988838E-4,1.0899686794861868E-2]
[2004,1,26,7,4.6930529329839736E-3,1.9065669037822708E-3,3.0888423590280244E-3,7.7075886306358782E-3,1.5627816280617882E-5,2.6501993358583322E-4,1.7676698576296595E-2,null,4.0138444482662157E-3,1.5783542112560529E-3,3.1919842427336562E-3,2.920285654549379E-3,2.2665515200667233E-6,1.0626763263988838E-4,1.1813002740965257E-2]
[2004,1,26,8,4.8957220192038711E-3,2.0041419204153864E-3,3.858572187066896E-3,7.3096860489653389E-3,1.5627816280617882E-5,2.6501993358583322E-4,1.8348769925517941E-2,null,4.1871819746430363E-3,1.6591318320732058E-3,3.9874167046982439E-3,2.7695265446843298E-3,2.2665515200667233E-6,1.0626763263988838E-4,1.2711791240258771E-2]
[2004,1,26,9,5.443821209658254E-3,2.0545504193530554E-3,4.1658229890646466E-3,8.1164543524081863E-3,1.2971090643171483E-6,2.1996659795985365E-5,1.9803942739344445E-2,null,4.6559567624240303E-3,1.7008625819480354E-3,4.3049271518331086E-3,3.0751985279716524E-3,1.8812382156466709E-7,8.8202156376562046E-6,1.3745953363636047E-2]
[2004,1,26,10,5.111331991897867E-3,2.1729351755796398E-3,4.2091672239650008E-3,8.0671065913799269E-3,0,0,1.9560540982822436E-2,null,4.3715875000540534E-3,1.7988675762485602E-3,4.3497187270363225E-3,3.0565014275527021E-3,0,0,1.3576675230891639E-2]
[2004,1,26,11,5.1308828313728029E-3,2.1145503545625262E-3,4.2211154112479551E-3,7.7629237247328073E-3,0,0,1.9229472321916092E-2,null,4.3883088176283518E-3,1.7505336164263374E-3,4.3620658853252359E-3,2.9412512625012748E-3,0,0,1.34421595818812E-2]
[2004,1,26,12,4.8868750491576889E-3,2.1172521484105322E-3,4.1663004811095345E-3,8.3092849237672069E-3,0,0,1.9479712602444965E-2,null,4.1796153943996581E-3,1.7527703004312292E-3,4.3054205881779117E-3,3.1482590373325221E-3,0,0,1.3386065320341322E-2]
[2004,1,26,13,4.3244757603955845E-3,2.1169398306579656E-3,4.0715790525685455E-3,7.1544127498136146E-3,0,0,1.7667407393435711E-2,null,3.6986101095367544E-3,1.752511747721101E-3,4.2075362443983215E-3,2.7106959026019272E-3,0,0,1.2369354004258103E-2]
[2004,1,26,14,4.2429216233006231E-3,2.1695159674071781E-3,4.1508904831398232E-3,7.7839133213401185E-3,0,0,1.8347241395187744E-2,null,3.6288590061321698E-3,1.7960369797415823E-3,4.2894960232495302E-3,2.9492038947452263E-3,0,0,1.2663595903868509E-2]
[2004,1,26,15,4.1662770994685934E-3,2.1480985614019143E-3,4.0428916504523212E-3,7.397042313160497E-3,0,0,1.7754309624483326E-2,null,3.5633069655167673E-3,1.7783065487267946E-3,4.1778909194265523E-3,2.802624476785968E-3,0,0,1.2322128910456084E-2]
[2004,1,26,16,4.8126649206781079E-3,2.1064952236830442E-3,3.9199857294289755E-3,8.0848864392996014E-3,0,0,1.8924032313089728E-2,null,4.1161454279500156E-3,1.7438651644980955E-3,4.0508809533470157E-3,3.0632379358574548E-3,0,0,1.297412948165258E-2]
[2004,1,26,17,5.3919901396795901E-3,2.2212927999415606E-3,3.6961869415343927E-3,7.5664698456745835E-3,0,0,1.8875939726830125E-2,null,4.6116270147198461E-3,1.8389005065939685E-3,3.8196091299681134E-3,2.8668179381131542E-3,0,0,1.3136954589395081E-2]
[2004,1,26,18,5.5039193473381907E-3,2.1781388283112616E-3,3.5077672629100546E-3,7.085200676277899E-3,1.1720862210463411E-5,1.9876495018937492E-4,1.8485511927237245E-2,null,4.7073571151842481E-3,1.8031754278044515E-3,3.6248977865963911E-3,2.6844725226119015E-3,1.6999136400500424E-6,7.9700724479916284E-5,1.2901303490316958E-2]
[2004,1,26,19,6.1087311782928953E-3,2.0197937216277924E-3,3.4360058983572287E-3,7.0504232050447981E-3,1.5627816280617882E-5,2.6501993358583322E-4,1.8895601753189162E-2,null,5.2246367292413005E-3,1.6720891986929324E-3,3.5507401837584899E-3,2.6712958787599122E-3,2.2665515200667233E-6,1.0626763263988838E-4,1.3227296174612591E-2]
[2004,1,26,20,5.9154379315153145E-3,2.1061143755398428E-3,3.4125613065908436E-3,8.5890375088194942E-3,1.5627816280617882E-5,2.6501993358583322E-4,2.0303798872331944E-2,null,5.0593181111595227E-3,1.7435498788034374E-3,3.5265127358031422E-3,3.2542529480225767E-3,2.2665515200667233E-6,1.0626763263988838E-4,1.3692167857948634E-2]
[2004,1,26,21,5.8439790846497273E-3,2.0722846977366846E-3,3.3537783312836398E-3,8.456419506379249E-3,1.5627816280617882E-5,2.6501993358583322E-4,2.0007109369915749E-2,null,4.998201243340908E-3,1.7155439303522585E-3,3.4657668934738369E-3,3.2040060460898656E-3,2.2665515200667233E-6,1.0626763263988838E-4,1.3492052297416823E-2]
[2004,1,26,22,5.4937753664077525E-3,1.9990676883215185E-3,3.0378020841004905E-3,8.21196468876342E-3,1.5627816280617882E-5,2.6501993358583322E-4,1.902325757745963E-2,null,4.6986812357253157E-3,1.6549311215823446E-3,3.1392396431792948E-3,3.1113859114044865E-3,2.2665515200667233E-6,1.0626763263988838E-4,1.2712772096051397E-2]
[2004,1,26,23,5.2230883377635939E-3,1.936097408622489E-3,2.8679971260928967E-3,8.3058160449924444E-3,1.5627816280617882E-5,2.6501993358583322E-4,1.8613646667337874E-2,null,4.467169756384253E-3,1.6028010830561514E-3,2.9637645987134948E-3,3.1469447330268871E-3,2.2665515200667233E-6,1.0626763263988838E-4,1.2289214355340743E-2]
[2004,1,26,24,4.7778311660428181E-3,1.9482351632281419E-3,2.7293016139954894E-3,7.9300203703409622E-3,1.5627816280617882E-5,2.6501993358583322E-4,1.7666036063473861E-2,null,4.0863530359502463E-3,1.6128493410317933E-3,2.8204377993192682E-3,3.0045615869720502E-3,2.2665515200667233E-6,1.0626763263988838E-4,1.1632735947433314E-2]
[2004,1,27,1,4.321311217223461E-3,1.8007554334152206E-3,2.6780399805430683E-3,7.9034832677319315E-3,1.5627816280617882E-5,2.6501993358583322E-4,1.698423764878013E-2,null,3.6959035591900805E-3,1.4907580301193114E-3,2.7674644496892128E-3,2.9945070908415188E-3,2.2665515200667233E-6,1.0626763263988838E-4,1.1057167314000079E-2]
[2004,1,27,2,3.9116528679463075E-3,1.7900317789785187E-3,2.6480627577392048E-3,7.8774515670638236E-3,1.5627816280617882E-5,2.6501993358583322E-4,1.6507846721594305E-2,null,3.3455335730824421E-3,1.4818804370452651E-3,2.7364862346465524E-3,2.9846440836589043E-3,2.2665515200667233E-6,1.0626763263988838E-4,1.0657078512593119E-2]
[2004,1,27,3,3.9127553351326599E-3,1.8294017511052178E-3,2.6250299665551498E-3,8.3892367335014362E-3,1.5627816280617882E-5,2.6501993358583322E-4,1.7037071536160912E-2,null,3.3464764842020323E-3,1.5144729262885931E-3,2.7126843380198781E-3,3.1785515366096755E-3,2.2665515200667233E-6,1.0626763263988838E-4,1.0860719469280133E-2]
[2004,1,27,4,4.0686024019766526E-3,1.7187510218067709E-3,2.6041764223476193E-3,7.991380339090878E-3,1.5627816280617882E-5,2.6501993358583322E-4,1.666355793508837E-2,null,3.4797683717990887E-3,1.4228705575386204E-3,2.6911344572624367E-3,3.0278099263802722E-3,2.2665515200667233E-6,1.0626763263988838E-4,1.0730117497140373E-2]
[2004,1,27,5,4.1626170500736592E-3,1.8654506334827498E-3,2.6084393243100334E-3,6.6568322967535494E-3,1.5627816280617882E-5,2.6501993358583322E-4,1.5573987054486444E-2,null,3.5601766217610029E-3,1.544316046505763E-3,2.6955397050254294E-3,2.5221703949898778E-3,2.2665515200667233E-6,1.0626763263988838E-4,1.0430736952442029E-2]
[2004,1,27,6,4.4336669733724965E-3,1.7212237721674251E-3,2.680323762519741E-3,6.5245318981701893E-3,1.5627816280617882E-5,2.6501993358583322E-4,1.5640394156096301E-2,null,3.7919984753330385E-3,1.4249176275561379E-3,2.7698244911662636E-3,2.4720438282270279E-3,2.2665515200667233E-6,1.0626763263988838E-4,1.0567318606442423E-2]
[2004,1,27,7,5.0975337830694665E-3,1.722425040963626E-3,3.0796522356553151E-3,6.6268285219296848E-3,1.5627816280617882E-5,2.6501993358583322E-4,1.680708733148454E-2,null,4.3597862558122421E-3,1.4259120996932407E-3,3.1824872449640138E-3,2.5108024305850064E-3,2.2665515200667233E-6,1.0626763263988838E-4,1.1587522215214459E-2]
[2004,1,27,8,4.9419993870007976E-3,1.9044692988673055E-3,3.8294305149230365E-3,7.2849568590736035E-3,1.5627816280617882E-5,2.6501993358583322E-4,1.8241503809731191E-2,null,4.2267617872862239E-3,1.576617705946683E-3,3.9573019408229576E-3,2.7601570386104821E-3,2.2665515200667233E-6,1.0626763263988838E-4,1.2629372656826302E-2]
[2004,1,27,9,5.0947226153919244E-3,2.0554554874122354E-3,4.1656826383741968E-3,8.7658437994284945E-3,1.2971090643171483E-6,2.1996659795985365E-5,2.0104998309467152E-2,null,4.3573819382098679E-3,1.7016118438699991E-3,4.304782114586043E-3,3.3212421062201588E-3,1.8812382156466709E-7,8.8202156376562046E-6,1.3694026342345291E-2]
[2004,1,27,10,4.989908488647771E-3,2.0673676789240369E-3,4.1611086604988433E-3,8.7874720640196639E-3,0,0,2.0005856892090314E-2,null,4.2677371788731365E-3,1.7114733691071368E-3,4.3000554035377862E-3,3.3294367198464419E-3,0,0,1.3608702671364502E-2]
[2004,1,27,11,4.6652183215686776E-3,2.0850049600294241E-3,4.1771146255967784E-3,8.4148993473156866E-3,0,0,1.9342237254510567E-2,null,3.9900382389405744E-3,1.7260744181721182E-3,4.3165958359858928E-3,3.1882747025142643E-3,0,0,1.3220983195612851E-2]
[2004,1,27,12,4.3362028631452635E-3,2.1552722242807127E-3,4.1064185123153183E-3,8.7364713006229805E-3,0,0,1.9334364900364276E-2,null,3.7086399913510465E-3,1.7842452760761579E-3,4.2435390550344867E-3,3.3101133224966647E-3,0,0,1.3046537644958356E-2]
[2004,1,27,13,4.1845728343611402E-3,2.0271741026099597E-3,3.9873145277878955E-3,7.7776305502778578E-3,0,0,1.7976692015036853E-2,null,3.5789548252307011E-3,1.6781990579277531E-3,4.1204579788030804E-3,2.9468234503438463E-3,0,0,1.2324435312305381E-2]
[2004,1,27,14,4.1225280840516583E-3,2.093365220179126E-3,4.0684934087447736E-3,8.4889161895953542E-3,0,0,1.8773302902570912E-2,null,3.5258895860079608E-3,1.7329954718148207E-3,4.2043475654955668E-3,3.2163185347765634E-3,0,0,1.2679551158094913E-2]
[2004,1,27,15,3.8742067596668622E-3,2.0743999763973872E-3,3.9785134488125743E-3,8.6043052412628166E-3,0,0,1.8531425426139642E-2,null,3.3135069038816196E-3,1.7172950668979925E-3,4.1113630163080953E-3,3.260037654779566E-3,0,0,1.2402202641867274E-2]
[2004,1,27,16,4.1392423330298593E-3,2.1138677518926924E-3,3.8475478497485343E-3,8.6615915640042961E-3,0,0,1.876224949867538E-2,null,3.5401848425128633E-3,1.7499685228036539E-3,3.976024245350508E-3,3.2817425529676814E-3,0,0,1.2547920163634705E-2]
[2004,1,27,17,4.8714624001234049E-3,2.2375863626022878E-3,3.6604059039315453E-3,7.6980186205952228E-3,0,0,{"$f":"SUM(E643:J643)","v":1.846747328725246E-2},null,4.1664333620120538E-3,1.8523891563711702E-3,3.782633300533785E-3,2.9166597263408423E-3,0,0,{"$f":"SUM(M643:R643)","v":1.271811554525785E-2}]
[2004,1,27,18,5.3895826490302102E-3,2.1627110338737362E-3,3.4771643955283579E-3,6.8276387471212603E-3,1.0423753772197991E-5,1.7676830101011196E-4,1.8044288880335876E-2,null,{"$f":"E644*V$5","v":4.6095679514373189E-3},{"$f":"F644*W$5","v":1.7904035055222834E-3},{"$f":"G644*X$5","v":3.5932730356021117E-3},{"$f":"H644*Y$5","v":2.5868863068810102E-3},{"$f":"I644*Z$5","v":1.5117899092836334E-6},{"$f":"J644*AA$5","v":7.0880513099351024E-5},1.2652523102451359E-2]
[2004,1,27,19,5.4638091155611865E-3,2.132052690819231E-3,3.4195348296751464E-3,7.0402526402939683E-3,1.5627816280617882E-5,2.6501993358583322E-4,1.8336297026215982E-2,null,4.6730518913915909E-3,1.7650229512001588E-3,3.5337191170988322E-3,2.6674424096966493E-3,2.2665515200667233E-6,1.0626763263988838E-4,1.2747770553547186E-2]
[2004,1,27,20,6.2648726066730186E-3,1.9522034633005273E-3,3.3740755568377702E-3,8.5503537389009683E-3,1.5627816280617882E-5,2.6501993358583322E-4,2.0422153115578733E-2,null,5.3581803764998076E-3,1.6161345040745124E-3,3.4867418791187446E-3,3.2395962682527277E-3,2.2665515200667233E-6,1.0626763263988838E-4,1.3809187212105748E-2]
[2004,1,27,21,5.5036869604130874E-3,2.0006892537292554E-3,3.3117103045379372E-3,8.6182068739528959E-3,1.5627816280617882E-5,2.6501993358583322E-4,1.9714941142499623E-2,null,4.7071583607737402E-3,1.65627353688655E-3,3.4222941412620877E-3,3.2653047675518139E-3,2.2665515200667233E-6,1.0626763263988838E-4,1.3159564990634146E-2]
[2004,1,27,22,5.75179510686687E-3,1.9009261029423019E-3,3.0073811503084366E-3,7.8272229182238199E-3,1.5627816280617882E-5,2.6501993358583322E-4,1.8767973028207877E-2,null,4.919358717435803E-3,1.5736844659966765E-3,3.1078029008574769E-3,2.965613228525843E-3,2.2665515200667233E-6,1.0626763263988838E-4,1.2674993496975755E-2]
[2004,1,27,23,5.5299073592395744E-3,1.7885519653008594E-3,2.8498556475522649E-3,8.363186036378813E-3,1.5627816280617882E-5,2.6501993358583322E-4,1.8812148758337963E-2,null,4.7295839766284724E-3,1.4806553711189793E-3,2.9450173442696617E-3,3.1686813319654079E-3,2.2665515200667233E-6,1.0626763263988838E-4,1.2432472208142477E-2]
[2004,1,27,24,5.1077554954084888E-3,1.8080684329545118E-3,2.7438879959927383E-3,7.933415760718876E-3,1.5627816280617882E-5,2.6501993358583322E-4,1.7873775434941064E-2,null,4.3685286168956639E-3,1.4968121075276915E-3,2.8355112462880422E-3,3.0058480476651914E-3,2.2665515200667233E-6,1.0626763263988838E-4,1.1815234202536544E-2]
[2004,1,28,1,4.4978064269056558E-3,1.8007554334152206E-3,2.6959866983197792E-3,8.2395508389258645E-3,1.5627816280617882E-5,2.6501993358583322E-4,1.7514747147432969E-2,null,3.8468552589992753E-3,1.4907580301193114E-3,2.7860104399643772E-3,3.1218378753641906E-3,2.2665515200667233E-6,1.0626763263988838E-4,1.1353995788607109E-2]
[2004,1,28,2,4.0703069012984917E-3,1.7900317789785187E-3,2.6673694168127962E-3,8.3217925337116336E-3,1.5627816280617882E-5,2.6501993358583322E-4,1.7130148380667891E-2,null,3.4812261851324845E-3,1.4818804370452651E-3,2.7564375770524263E-3,3.1529979765317715E-3,2.2665515200667233E-6,1.0626763263988838E-4,1.0981076359921902E-2]
[2004,1,28,3,4.0826822237794115E-3,1.8294017511052178E-3,2.6456757217190891E-3,8.5618967121570532E-3,1.5627816280617882E-5,2.6501993358583322E-4,1.7400304158627221E-2,null,3.4918104721935643E-3,1.5144729262885931E-3,2.7340194912917879E-3,3.2439697215889121E-3,2.2665515200667233E-6,1.0626763263988838E-4,1.1092806795522811E-2]
[2004,1,28,4,4.2475222501227091E-3,1.7187510218067709E-3,2.6176969989791998E-3,7.8231388813377531E-3,1.5627816280617882E-5,2.6501993358583322E-4,1.6687756902112882E-2,null,3.632793800964461E-3,1.4228705575386204E-3,2.705106509748229E-3,2.9640658503635436E-3,2.2665515200667233E-6,1.0626763263988838E-4,1.0833370902774808E-2]
[2004,1,28,5,4.3469880351654829E-3,1.8654506334827498E-3,2.6266659866119231E-3,6.7226857592090116E-3,1.5627816280617882E-5,2.6501993358583322E-4,1.5842438164335618E-2,null,3.7178642646450255E-3,1.544316046505763E-3,2.7143749876662585E-3,2.5471212493915645E-3,2.2665515200667233E-6,1.0626763263988838E-4,1.0632210732368566E-2]
[2004,1,28,6,4.6339702249060411E-3,1.7212237721674251E-3,2.6950826181844374E-3,6.8131334304110079E-3,1.5627816280617882E-5,2.6501993358583322E-4,1.614405779553536E-2,null,3.9633125656743104E-3,1.4249176275561379E-3,2.7850761710018499E-3,2.5813904676070675E-3,2.2665515200667233E-6,1.0626763263988838E-4,1.0863231015999321E-2]
[2004,1,28,7,5.3402645881077179E-3,1.722425040963626E-3,3.0825828965688525E-3,6.7521522272721013E-3,1.5627816280617882E-5,2.6501993358583322E-4,1.7178072502778745E-2,null,4.5673875141271567E-3,1.4259120996932407E-3,3.1855157658043426E-3,2.5582856366076711E-3,2.2665515200667233E-6,1.0626763263988838E-4,1.1845635200392368E-2]
[2004,1,28,8,5.1668843150942823E-3,1.9044692988673055E-3,3.8363649138078277E-3,7.3524105470574343E-3,1.5627816280617882E-5,2.6501993358583322E-4,1.8540776824693298E-2,null,4.4190999375301092E-3,1.576617705946683E-3,3.9644678914932431E-3,2.7857141936177775E-3,2.2665515200667233E-6,1.0626763263988838E-4,1.2854433912747768E-2]
[2004,1,28,9,5.3120708121198769E-3,2.0554554874122354E-3,4.1764736637360036E-3,8.962968241257193E-3,1.2971090643171483E-6,2.1996659795985365E-5,2.0530261973385609E-2,null,4.5432741208114536E-3,1.7016118438699991E-3,4.3159334712802918E-3,3.3959294964300214E-3,1.8812382156466709E-7,8.8202156376562046E-6,1.3965757271850987E-2]
[2004,1,28,10,5.1837430108056751E-3,2.0673676789240369E-3,4.1566196352812498E-3,8.5977061000215085E-3,0,0,2.0005436425032469E-2,null,4.433518735517789E-3,1.7114733691071368E-3,4.2954164818660755E-3,3.2575373426297015E-3,0,0,1.3697945929120704E-2]
[2004,1,28,11,4.8515886859473176E-3,2.0850049600294241E-3,4.1806728076395003E-3,8.1911026512360968E-3,0,0,1.9308369104852341E-2,null,4.1494358982179687E-3,1.7260744181721182E-3,4.320272831990545E-3,3.1034816093153017E-3,0,0,1.3299264757695932E-2]
[2004,1,28,12,4.5084458297673258E-3,2.1552722242807127E-3,4.1089859153583532E-3,8.6291750590632953E-3,0,0,1.9401879028469689E-2,null,3.8559548597749327E-3,1.7842452760761579E-3,4.2461921881845688E-3,3.2694604425844731E-3,0,0,1.3155852766620133E-2]
[2004,1,28,13,4.3484198474546595E-3,2.0271741026099597E-3,3.9958543444224021E-3,7.6860485982396375E-3,0,0,1.8057496892726659E-2,null,3.7190888559483705E-3,1.6781990579277531E-3,4.1292829549477864E-3,2.9121244707317521E-3,0,0,1.2438695339555663E-2]
[2004,1,28,14,4.2687418637373433E-3,2.093365220179126E-3,4.0689370542190684E-3,8.7368418718830488E-3,0,0,1.9167886010018585E-2,null,3.650942377065711E-3,1.7329954718148207E-3,4.2048060250732041E-3,3.3102537261931546E-3,0,0,1.2898997600146891E-2]
[2004,1,28,15,4.0119747760456927E-3,2.0743999763973872E-3,3.9932595034936772E-3,8.1391913017677467E-3,0,0,1.8218825557704505E-2,null,3.4313362562429233E-3,1.7172950668979925E-3,4.126601467712712E-3,3.083813205041861E-3,0,0,1.2359045995895488E-2]
[2004,1,28,16,4.2923592235295047E-3,2.1138677518926924E-3,3.8675459821010407E-3,8.3486982116503985E-3,0,0,1.8622471169173635E-2,null,3.6711416822596114E-3,1.7499685228036539E-3,3.9966901505452904E-3,3.1631921201317808E-3,0,0,1.2580992475740335E-2]
[2004,1,28,17,5.0527753633227944E-3,2.2375863626022878E-3,3.680212601648501E-3,7.41441939413895E-3,0,0,1.8384993721712532E-2,null,4.3215055593916456E-3,1.8523891563711702E-3,3.8031013787535504E-3,2.8092083829505516E-3,0,0,1.2786204477466919E-2]
[2004,1,28,18,5.5776901904518329E-3,2.1627110338737362E-3,3.4834088601638311E-3,6.5335617630013698E-3,1.0423753772197991E-5,1.7676830101011196E-4,1.7944563902273079E-2,null,4.7704513724415041E-3,1.7904035055222834E-3,3.5997260139039927E-3,2.4754651038026605E-3,1.5117899092836334E-6,7.0880513099351024E-5,1.2708438298679075E-2]
[2004,1,28,19,5.6605250169252845E-3,2.132052690819231E-3,3.4325841240202787E-3,6.1691983024538067E-3,1.5627816280617882E-5,2.6501993358583322E-4,1.7675007884085051E-2,null,4.8412978157080528E-3,1.7650229512001588E-3,3.547204150353026E-3,2.3374134461610365E-3,2.2665515200667233E-6,1.0626763263988838E-4,1.2599472547582228E-2]
[2004,1,28,20,6.49889544616058E-3,1.9522034633005273E-3,3.3938934001985551E-3,8.0362523090250198E-3,1.5627816280617882E-5,2.6501993358583322E-4,2.0161892368551131E-2,null,5.558333941451693E-3,1.6161345040745124E-3,3.5072214751550065E-3,3.0448112190503552E-3,2.2665515200667233E-6,1.0626763263988838E-4,1.3835035323891522E-2]
[2004,1,28,21,5.7125219532634351E-3,2.0006892537292554E-3,3.2798258230318273E-3,8.5416529419845722E-3,1.5627816280617882E-5,2.6501993358583322E-4,1.9815337721875541E-2,null,4.8857694245366869E-3,1.65627353688655E-3,3.3893449807917355E-3,3.2362996714004897E-3,2.2665515200667233E-6,1.0626763263988838E-4,1.3276221797775416E-2]
[2004,1,28,22,5.963805595133302E-3,1.9009261029423019E-3,2.9961696728078033E-3,8.2407518982142037E-3,1.5627816280617882E-5,2.6501993358583322E-4,1.9382301018964057E-2,null,5.100685698710943E-3,1.5736844659966765E-3,3.096217052387358E-3,3.1222929380794033E-3,2.2665515200667233E-6,1.0626763263988838E-4,1.3001414339334336E-2]
[2004,1,28,23,5.734779552521746E-3,1.7885519653008594E-3,2.8533857933500202E-3,8.2042036646544809E-3,1.5627816280617882E-5,2.6501993358583322E-4,1.8861568725693556E-2,null,4.9048057623940359E-3,1.4806553711189793E-3,2.9486653678497754E-3,3.1084453798769138E-3,2.2665515200667233E-6,1.0626763263988838E-4,1.2551106065399659E-2]
[2004,1,28,24,5.2985092179175918E-3,1.8080684329545118E-3,2.752935636547168E-3,7.8201450442896836E-3,1.5627816280617882E-5,2.6501993358583322E-4,1.7960306081575405E-2,null,4.5316752468213687E-3,1.4968121075276915E-3,2.8448610034872883E-3,2.9629315319920644E-3,2.2665515200667233E-6,1.0626763263988838E-4,1.1944814073988369E-2]
[2004,1,29,1,4.3703375271980215E-3,1.8007554334152206E-3,2.6806613454837982E-3,8.332907866112382E-3,1.5627816280617882E-5,2.6501993358583322E-4,1.7465309922075872E-2,null,3.737834469606053E-3,1.4907580301193114E-3,2.7701733466197437E-3,3.1572094033879522E-3,2.2665515200667233E-6,1.0626763263988838E-4,1.1264509433893016E-2]
[2004,1,29,2,3.9557233072306528E-3,1.7900317789785187E-3,2.6523877919650139E-3,7.9965025110953648E-3,1.5627816280617882E-5,2.6501993358583322E-4,1.6675293139135999E-2,null,3.3832258579511855E-3,1.4818804370452651E-3,2.740955689378587E-3,3.0297506378195648E-3,2.2665515200667233E-6,1.0626763263988838E-4,1.0744346806354558E-2]
[2004,1,29,3,3.9599572207488229E-3,1.8294017511052178E-3,2.6307121408362523E-3,8.000530671931072E-3,1.5627816280617882E-5,2.6501993358583322E-4,1.6701249534487813E-2,null,3.3868470125624846E-3,1.5144729262885931E-3,2.7185562501026469E-3,3.0312768454139839E-3,2.2665515200667233E-6,1.0626763263988838E-4,1.0759687218527665E-2]
[2004,1,29,4,4.1183023504960609E-3,1.7187510218067709E-3,2.6081851637003877E-3,7.7431564706599938E-3,1.5627816280617882E-5,2.6501993358583322E-4,1.6469042756529662E-2,null,3.5222754275029975E-3,1.4228705575386204E-3,2.6952770575456248E-3,2.9337617568640354E-3,2.2665515200667233E-6,1.0626763263988838E-4,1.0682718983611233E-2]
[2004,1,29,5,4.2138311126355479E-3,1.8654506334827498E-3,2.6141951723849138E-3,6.5767756153599834E-3,1.5627816280617882E-5,2.6501993358583322E-4,1.5550900283729647E-2,null,3.6039786592880958E-3,1.544316046505763E-3,2.7014877509996395E-3,2.4918381614693697E-3,2.2665515200667233E-6,1.0626763263988838E-4,1.0450154802422822E-2]
[2004,1,29,6,4.4893065322167075E-3,1.7212237721674251E-3,2.6902712551724575E-3,6.5696747531106539E-3,1.5627816280617882E-5,2.6501993358583322E-4,1.5751124062533695E-2,null,3.839585523158817E-3,1.4249176275561379E-3,2.7801041481093822E-3,2.4891477550199096E-3,2.2665515200667233E-6,1.0626763263988838E-4,1.0642289238004202E-2]
[2004,1,29,7,5.1649589129268798E-3,1.722425040963626E-3,3.0718371724145154E-3,6.4076167813587569E-3,1.5627816280617882E-5,2.6501993358583322E-4,1.6647485657530228E-2,null,4.4174531918166763E-3,1.4259120996932407E-3,3.1744112230046254E-3,2.427746505836559E-3,2.2665515200667233E-6,1.0626763263988838E-4,1.1554057204511057E-2]
[2004,1,29,8,5.0044675581918802E-3,1.9044692988673055E-3,3.8301568041956544E-3,6.7405763462143843E-3,1.5627816280617882E-5,2.6501993358583322E-4,1.7760317757335674E-2,null,4.2801891672261394E-3,1.576617705946683E-3,3.9580524821728868E-3,2.5538997150164155E-3,2.2665515200667233E-6,1.0626763263988838E-4,1.2477293254522081E-2]
[2004,1,29,9,5.1550969068066702E-3,2.0554554874122354E-3,4.1672759589000486E-3,7.8641107409738401E-3,1.2971090643171483E-6,2.1996659795985365E-5,1.9265232862953098E-2,null,4.4090184779790884E-3,1.7016118438699991E-3,4.306428638889E-3,2.9795894517996527E-3,1.8812382156466709E-7,8.8202156376562046E-6,1.3405656751996961E-2]
[2004,1,29,10,5.0437512828340574E-3,2.0673676789240369E-3,4.165442030538191E-3,8.4921905202084182E-3,0,0,1.9768751512504703E-2,null,4.3137875012560023E-3,1.7114733691071368E-3,4.3045334724308472E-3,3.2175591278045279E-3,0,0,1.3547353470598515E-2]
[2004,1,29,11,4.7169878796279995E-3,2.0850049600294241E-3,4.1759797735592729E-3,8.0609930532395974E-3,0,0,1.9038965666456291E-2,null,4.0343153771218139E-3,1.7260744181721182E-3,4.3154230892411575E-3,3.0541851028777212E-3,0,0,1.3129997987412812E-2]
[2004,1,29,12,4.3840481610980392E-3,2.1552722242807127E-3,4.1007207119170604E-3,8.0367615122634954E-3,0,0,1.8676802609559309E-2,null,3.7495608133204005E-3,1.7842452760761579E-3,4.2376509950510042E-3,3.0450041482508916E-3,0,0,1.2816461232698454E-2]
[2004,1,29,13,4.2300858741809904E-3,2.0271741026099597E-3,3.9793693134301507E-3,7.8211564900935414E-3,0,0,1.8057785780314643E-2,null,3.6178809283054581E-3,1.6781990579277531E-3,4.1122474597518445E-3,2.9633147531021816E-3,0,0,1.2371642199087237E-2]
[2004,1,29,14,4.1631429159154137E-3,2.093365220179126E-3,4.0515908962807838E-3,8.8736307693294963E-3,0,0,1.9181729801704819E-2,null,3.56062638095179E-3,1.7329954718148207E-3,4.1868806483866461E-3,3.3620809154812172E-3,0,0,1.2842583416634473E-2]
[2004,1,29,15,3.9124754965732507E-3,2.0743999763973872E-3,3.9891569488691271E-3,8.2630053407012991E-3,0,0,1.8239037762541065E-2,null,3.3462371456596945E-3,1.7172950668979925E-3,4.1223619215674566E-3,3.1307244219031635E-3,0,0,1.2316618556028308E-2]
[2004,1,29,16,4.1817748064876528E-3,2.1138677518926924E-3,3.8601425141414182E-3,8.8399803975966994E-3,0,0,1.8995765470118463E-2,null,3.5765617457563237E-3,1.7499685228036539E-3,3.9890394677580552E-3,3.3493313121291464E-3,0,0,1.266490104844718E-2]
[2004,1,29,17,4.9218270323073236E-3,2.2375863626022878E-3,3.6800802227011996E-3,7.7075232162253232E-3,0,0,1.8547016833836135E-2,null,4.2095089041308282E-3,1.8523891563711702E-3,3.8029645794401701E-3,2.920260870044925E-3,0,0,1.2785123509987093E-2]
[2004,1,29,18,5.4418347105483437E-3,2.1627110338737362E-3,3.4761096385154326E-3,6.863068667287457E-3,1.0423753772197991E-5,1.7676830101011196E-4,1.8130916105007281E-2,null,4.654257762106399E-3,1.7904035055222834E-3,3.5921830583958195E-3,2.6003101535030165E-3,1.5117899092836334E-6,7.0880513099351024E-5,1.2709546782536154E-2]
[2004,1,29,19,5.5184521719740705E-3,2.132052690819231E-3,3.4342683480881159E-3,6.8396461405303473E-3,1.5627816280617882E-5,2.6501993358583322E-4,1.8205067101278213E-2,null,4.7197866569591504E-3,1.7650229512001588E-3,3.5489446136272545E-3,2.5914357218020027E-3,2.2665515200667233E-6,1.0626763263988838E-4,1.2733724127748522E-2]
[2004,1,29,20,6.3298790679867968E-3,1.9522034633005273E-3,3.4177817488566385E-3,8.4001753106168631E-3,1.5627816280617882E-5,2.6501993358583322E-4,2.0380687340627274E-2,null,5.4137786890634454E-3,1.6161345040745124E-3,3.5319074978258187E-3,3.18269599363277E-3,2.2665515200667233E-6,1.0626763263988838E-4,1.3853050868756499E-2]
[2004,1,29,21,5.5616966612765002E-3,2.0006892537292554E-3,3.3438696103675631E-3,7.7390379412679046E-3,1.5627816280617882E-5,2.6501993358583322E-4,1.8925941216507671E-2,null,4.7567725285832963E-3,1.65627353688655E-3,3.4555273029238955E-3,2.9322013100267779E-3,2.2665515200667233E-6,1.0626763263988838E-4,1.2909308862580474E-2]
[2004,1,29,22,5.8106867937012486E-3,1.9009261029423019E-3,2.9986629740298859E-3,8.1402766170946949E-3,1.5627816280617882E-5,2.6501993358583322E-4,1.913120023763458E-2,null,4.9697272245940857E-3,1.5736844659966765E-3,3.098793609326243E-3,3.0842244141672873E-3,2.2665515200667233E-6,1.0626763263988838E-4,1.2834963898244248E-2]
[2004,1,29,23,5.5868162653971033E-3,1.7885519653008594E-3,2.9204365210484281E-3,8.4639333258510734E-3,1.5627816280617882E-5,2.6501993358583322E-4,1.9040385827463913E-2,null,4.7782566637468897E-3,1.4806553711189793E-3,3.0179550373764814E-3,3.2068529156188421E-3,2.2665515200667233E-6,1.0626763263988838E-4,1.2592254172021148E-2]
[2004,1,29,24,5.1607424708442311E-3,1.8080684329545118E-3,2.8252649561056886E-3,7.8984700495123954E-3,1.5627816280617882E-5,2.6501993358583322E-4,1.7973193659283276E-2,null,4.4138469800635701E-3,1.4968121075276915E-3,2.9196055263483044E-3,2.9926076602995919E-3,2.2665515200667233E-6,1.0626763263988838E-4,1.1931406458399114E-2]
[2004,1,30,1,3.9604304129866206E-3,1.8535058010994707E-3,2.6860730795170932E-3,8.0871906970562107E-3,1.5627816280617882E-5,2.6501993358583322E-4,1.6867847740525844E-2,null,3.3872517214084681E-3,1.5344274994752367E-3,2.7757657879787707E-3,3.0641109833426648E-3,2.2665515200667233E-6,1.0626763263988838E-4,1.0870090176365095E-2]
[2004,1,30,2,3.618690778318934E-3,1.7994804153092512E-3,2.6394585016483226E-3,8.1596313953694374E-3,1.5627816280617882E-5,2.6501993358583322E-4,1.6497908840512394E-2,null,3.094970821331072E-3,1.4897025045078091E-3,2.7275946672985886E-3,3.0915576391292491E-3,2.2665515200667233E-6,1.0626763263988838E-4,1.0512359816426673E-2]
[2004,1,30,3,3.5890762414958503E-3,1.8184665836449446E-3,2.583717641153701E-3,8.0322240478911348E-3,1.5627816280617882E-5,2.6501993358583322E-4,1.6304132264052078E-2,null,3.0696422887292185E-3,1.5054202318473581E-3,2.6699925213505399E-3,3.0432849734545143E-3,2.2665515200667233E-6,1.0626763263988838E-4,1.0396874199541585E-2]
[2004,1,30,4,3.5874244444259159E-3,1.7884336493437776E-3,2.5715356814904056E-3,7.4708896918221765E-3,1.5627816280617882E-5,2.6501993358583322E-4,1.5698931216948729E-2,null,3.0682295502424605E-3,1.4805574230801518E-3,2.6574037846099925E-3,2.8306041019147141E-3,2.2665515200667233E-6,1.0626763263988838E-4,1.0145329044007275E-2]
[2004,1,30,5,3.7756501958800463E-3,1.8182382563106728E-3,2.5860748884326198E-3,6.690783061189462E-3,1.5627816280617882E-5,2.6501993358583322E-4,1.5151394151679253E-2,null,3.2292140731710189E-3,1.5052312107283626E-3,2.6724284812656013E-3,2.5350338124728892E-3,2.2665515200667233E-6,1.0626763263988838E-4,1.0050441761797826E-2]
[2004,1,30,6,4.191640116850308E-3,1.7729693748910964E-3,2.6918195723251038E-3,6.433787826125751E-3,1.5627816280617882E-5,2.6501993358583322E-4,1.5370864640058712E-2,null,3.5849992856253634E-3,1.4677553007638629E-3,2.7817041662972822E-3,2.4376623083346119E-3,2.2665515200667233E-6,1.0626763263988838E-4,1.0380655245181076E-2]
[2004,1,30,7,4.5512379512993688E-3,1.7534527034629873E-3,3.028274514388318E-3,6.507254964803446E-3,1.5627816280617882E-5,2.6501993358583322E-4,1.6120867883820569E-2,null,3.8925538331710655E-3,1.4515983956601675E-3,3.1293939311429026E-3,2.4654978664375047E-3,2.2665515200667233E-6,1.0626763263988838E-4,1.1047578210571597E-2]
[2004,1,30,8,4.5257354212165134E-3,1.8586511640627712E-3,3.7778799833903267E-3,7.2228503517683743E-3,1.5627816280617882E-5,2.6501993358583322E-4,1.7665764670304434E-2,null,3.8707421915272272E-3,1.5386870957608196E-3,3.9040300462971607E-3,2.7366258473353368E-3,2.2665515200667233E-6,1.0626763263988838E-4,1.21586193650805E-2]
[2004,1,30,9,4.6298977992873126E-3,1.9961333842516832E-3,4.0808019680562014E-3,8.8453658720788735E-3,0,0,{"$f":"SUM(E707:J707)","v":1.9552199023674069E-2},null,3.9598295274060171E-3,1.6525019536488498E-3,4.2170671292693536E-3,3.3513717847888733E-3,0,0,{"$f":"SUM(M707:R707)","v":1.3180770395113095E-2}]
[2004,1,30,10,4.5726726308031908E-3,1.9981550971564814E-3,4.1162376831523585E-3,8.3651817171146031E-3,0,0,1.9052247128226632E-2,null,{"$f":"E708*V$5","v":3.9108863494574479E-3},{"$f":"F708*W$5","v":1.6541756316461489E-3},{"$f":"G708*X$5","v":4.2536861052706165E-3},{"$f":"H708*Y$5","v":3.1694374644087794E-3},{"$f":"I708*Z$5","v":0},{"$f":"J708*AA$5","v":0},1.2988185550782993E-2]
[2004,1,30,11,4.4001892568930646E-3,2.0655653012101906E-3,4.0342253104470004E-3,7.6870826110995065E-3,0,0,1.8187062479649761E-2,null,3.7633658670180583E-3,1.7099812680697801E-3,4.1689351950729599E-3,2.9125162421489879E-3,0,0,1.2554798572309785E-2]
[2004,1,30,12,4.3525888767872566E-3,2.0334517058621772E-3,3.9649493948239961E-3,8.7745109964892393E-3,0,0,1.9125500973962671E-2,null,3.7226545168263236E-3,1.6833959809993096E-3,4.0973460346798215E-3,3.3245259726088039E-3,0,0,1.2827922505114258E-2]
[2004,1,30,13,4.0638734887994913E-3,2.0613113316058818E-3,3.9549838847173597E-3,7.841633673920663E-3,0,0,1.7921802379043394E-2,null,3.4757238570293789E-3,1.7064596130855275E-3,4.0870477586482804E-3,2.9710732401000768E-3,0,0,1.2240304468863263E-2]
[2004,1,30,14,3.8313324318438443E-3,2.0443065086866237E-3,3.941748402925588E-3,8.8619464460109529E-3,0,0,1.8679333789467008E-2,null,3.2768376216120621E-3,1.692382145458753E-3,4.0733703208208558E-3,3.3576539068011441E-3,0,0,1.2400243994692816E-2]
[2004,1,30,15,3.7704355046252747E-3,2.0642855410882002E-3,3.8740205227156457E-3,8.2859778300437194E-3,0,0,1.7994719398472837E-2,null,3.2247540852183413E-3,1.708921816773351E-3,4.0033808874682525E-3,3.1394283414155916E-3,0,0,1.2076485130875536E-2]
[2004,1,30,16,3.8958859849764168E-3,2.0994488001220696E-3,3.735592491235199E-3,8.548076140359219E-3,0,0,1.8279003416692904E-2,null,3.332048573748561E-3,1.7380317724048546E-3,3.8603305003396373E-3,3.238733321530084E-3,0,0,1.2169144168023137E-2]
[2004,1,30,17,4.4243735566320917E-3,2.2658325662127722E-3,3.5050967931309056E-3,7.3157746529921505E-3,0,0,1.7511077568967921E-2,null,3.7840500610019901E-3,1.875772817512125E-3,3.6221381451304463E-3,2.7718334222108566E-3,0,0,1.2053794445855416E-2]
[2004,1,30,18,4.7729203682622288E-3,2.0828932470469395E-3,3.3753405509056623E-3,6.5595578678834896E-3,1.0423753772197991E-5,1.7676830101011196E-4,1.6977904088880631E-2,null,4.0821529600743398E-3,1.7243262334783337E-3,3.4880491135653524E-3,2.4853146242946682E-3,1.5117899092836334E-6,7.0880513099351024E-5,1.1852235234421329E-2]
[2004,1,30,19,5.2201051548853841E-3,1.957897892840062E-3,3.3291122432845669E-3,6.903512698323561E-3,1.5627816280617882E-5,2.6501993358583322E-4,1.769127573920002E-2,null,4.4646183187156702E-3,1.620848645931583E-3,3.440277161376373E-3,2.6156337688783143E-3,2.2665515200667233E-6,1.0626763263988838E-4,1.2249912079061896E-2]
[2004,1,30,20,5.8278599796587659E-3,1.8088410458242065E-3,3.2796916088921563E-3,6.8087741655972426E-3,1.5627816280617882E-5,2.6501993358583322E-4,1.8005814549838822E-2,null,4.9844149977982108E-3,1.4974517162265177E-3,3.3892062850056815E-3,2.5797388098564938E-3,2.2665515200667233E-6,1.0626763263988838E-4,1.255934599304686E-2]
[2004,1,30,21,5.1395074125552016E-3,2.0975234523271827E-3,3.1767578615977516E-3,6.7239305986010424E-3,1.5627816280617882E-5,2.6501993358583322E-4,1.7418367074947629E-2,null,4.3956851945394851E-3,1.7364378704053161E-3,3.2828353986932256E-3,2.5475928997082818E-3,2.2665515200667233E-6,1.0626763263988838E-4,1.2071085547506263E-2]
[2004,1,30,22,4.8470905406812308E-3,2.1097206068520663E-3,3.0127225817924486E-3,6.9585879101141104E-3,1.5627816280617882E-5,2.6501993358583322E-4,1.7208769389306305E-2,null,4.145588753158751E-3,1.7465353026913271E-3,3.1133226921413459E-3,2.6365009114595788E-3,2.2665515200667233E-6,1.0626763263988838E-4,1.1750481843610959E-2]
[2004,1,30,23,4.7858890423755429E-3,2.039837485402794E-3,2.8559922311431852E-3,6.8223014357629338E-3,1.5627816280617882E-5,2.6501993358583322E-4,1.6784667944550906E-2,null,4.0932447251437786E-3,1.6886824579700839E-3,2.9513588391890076E-3,2.5848640824810689E-3,2.2665515200667233E-6,1.0626763263988838E-4,1.1426684288943896E-2]
[2004,1,30,24,4.8176339778414779E-3,1.6035519165104753E-3,2.6599244605948662E-3,6.9716874290930517E-3,1.5627816280617882E-5,2.6501993358583322E-4,1.6333445533906317E-2,null,4.120395331540092E-3,1.3275028090391416E-3,2.7487440206409061E-3,2.6414641158012905E-3,2.2665515200667233E-6,1.0626763263988838E-4,1.0946640461181385E-2]
[2004,1,31,1,4.0539857529590315E-3,1.4751907442292463E-3,2.5606544892649847E-3,6.9054546092707416E-3,1.5627816280617882E-5,2.6501993358583322E-4,1.5275933345590456E-2,null,3.467267137240387E-3,1.2212388240565417E-3,2.6461592502218315E-3,2.6163695287836786E-3,2.2665515200667233E-6,1.0626763263988838E-4,1.0059568924462393E-2]
[2004,1,31,2,3.5243779548706691E-3,1.5645205994591171E-3,2.5047917655571287E-3,6.4426856284921395E-3,1.5627816280617882E-5,2.6501993358583322E-4,1.4317023698245508E-2,null,3.0143075498521728E-3,1.2951906758972792E-3,2.5884311718333405E-3,2.4410335474929004E-3,2.2665515200667233E-6,1.0626763263988838E-4,9.4474971292356491E-3]
[2004,1,31,3,3.4786664089552803E-3,1.5205692690073718E-3,2.4839954465497383E-3,6.6393673346067097E-3,1.5627816280617882E-5,2.6501993358583322E-4,1.4403246208985553E-2,null,2.9752116697472179E-3,1.2588055024364371E-3,2.5669404271262066E-3,2.5155531920151445E-3,2.2665515200667233E-6,1.0626763263988838E-4,9.4250449754849606E-3]
[2004,1,31,4,3.2901748022765697E-3,1.5275742355775369E-3,2.4866809711418395E-3,6.4597293588338333E-3,1.5627816280617882E-5,2.6501993358583322E-4,1.4044807117696231E-2,null,2.8139997678539507E-3,1.2646045742989529E-3,2.5697156261118093E-3,2.4474911522772325E-3,2.2665515200667233E-6,1.0626763263988838E-4,9.2043453047019001E-3]
[2004,1,31,5,3.4354243721460074E-3,1.5112286848505694E-3,2.5327593207103488E-3,6.5326540855768821E-3,1.5627816280617882E-5,2.6501993358583322E-4,1.4292714213150259E-2,null,2.9382278956758129E-3,1.2510728861247651E-3,2.6173326128848531E-3,2.4751211989202495E-3,2.2665515200667233E-6,1.0626763263988838E-4,9.3902887777656367E-3]
[2004,1,31,6,3.6010271587001764E-3,1.4816640468577852E-3,2.595290962165678E-3,6.4938225665789372E-3,1.5627816280617882E-5,2.6501993358583322E-4,1.4452452484169029E-2,null,3.079863593146037E-3,1.2265977571441875E-3,2.6819522959238055E-3,2.4604085393183442E-3,2.2665515200667233E-6,1.0626763263988838E-4,9.5573563696923301E-3]
[2004,1,31,7,3.7353287246390992E-3,1.5209712517858425E-3,2.8538881650412868E-3,6.2920140045451892E-3,1.5627816280617882E-5,2.6501993358583322E-4,1.468284989587787E-2,null,3.1947281818338643E-3,1.2591382844699408E-3,2.9491845146161458E-3,2.3839464086942595E-3,2.2665515200667233E-6,1.0626763263988838E-4,9.8955315737741661E-3]
[2004,1,31,8,3.8889837305734927E-3,1.5552007744881727E-3,3.3254275285309106E-3,5.9829766614246565E-3,1.5627816280617882E-5,2.6501993358583322E-4,1.5033236444883684E-2,null,3.3261452575253443E-3,1.2874752451081063E-3,3.4364694075108312E-3,2.2668569578836897E-3,2.2665515200667233E-6,1.0626763263988838E-4,1.0425481052187928E-2]
[2004,1,31,9,4.1931217808412738E-3,1.7818536563730142E-3,3.3937058427083197E-3,4.6348239689622964E-3,0,0,1.4003505248884905E-2,null,3.5862665137749833E-3,1.4751101662360115E-3,3.5070276547900119E-3,1.7560628358036239E-3,0,0,1.032446717060463E-2]
[2004,1,31,10,4.9227160237888569E-3,1.8226917619904408E-3,3.3937625636824668E-3,4.6755698971741953E-3,0,0,1.481474024663596E-2,null,4.2102692351080545E-3,1.5089180519457204E-3,3.5070862697773328E-3,1.7715008353311999E-3,0,0,1.099777439216231E-2]
[2004,1,31,11,5.1823931663128485E-3,1.9233675367896826E-3,3.3565245401174322E-3,4.5797919354863686E-3,0,0,1.5042077178706332E-2,null,4.4323642491097036E-3,1.5922626399644348E-3,3.4686048030547843E-3,1.7352120528153294E-3,0,0,1.1228443744944253E-2]
[2004,1,31,12,4.7636994829304818E-3,1.933617058049366E-3,3.2961907901205229E-3,4.3935996918226033E-3,0,0,1.4387107022922976E-2,null,4.074266579944935E-3,1.6007477211915802E-3,3.406256402939031E-3,1.664666702743267E-3,0,0,1.0745937406818814E-2]
[2004,1,31,13,4.4459912640537787E-3,1.9194859131063109E-3,3.3261216030079479E-3,4.2169427450306452E-3,0,0,1.3908541525198683E-2,null,3.8025391162412651E-3,1.5890492320976524E-3,3.4371866583564467E-3,1.5977341285990645E-3,0,0,1.0426509135294429E-2]
[2004,1,31,14,4.4114309669594735E-3,1.8366190730686736E-3,3.2819496506105196E-3,4.235215106592383E-3,0,0,1.376521479723105E-2,null,3.772980605267001E-3,1.5204477968753071E-3,3.3915397267118871E-3,1.604657242675416E-3,0,0,1.0289625371529613E-2]
[2004,1,31,15,4.4659550302022771E-3,1.8017288977030474E-3,3.2534566525054542E-3,4.1658933872176984E-3,0,0,1.3687033967628479E-2,null,3.8196135991132676E-3,1.4915639139596059E-3,3.362095297243422E-3,1.5783923195795025E-3,0,0,1.0251665129895799E-2]
[2004,1,31,16,4.3194505363235722E-3,1.8683994355841497E-3,3.2078079990756742E-3,4.1246694284002208E-3,0,0,1.3520327399383617E-2,null,3.6943121678704718E-3,1.5467572166559802E-3,3.3149223549195804E-3,1.5627732016779698E-3,0,0,1.0118764941124E-2]
[2004,1,31,17,4.6792418649912147E-3,1.9090311552512743E-3,3.1485419216622282E-3,3.8923123928163239E-3,0,0,1.362912733472104E-2,null,4.0020322059201412E-3,1.5803942454536359E-3,3.2536772788542933E-3,1.4747367287592935E-3,0,0,1.0310840458987364E-2]
[2004,1,31,18,5.4262206990492584E-3,1.9367089016275078E-3,3.0541134520970831E-3,3.6415382354701613E-3,9.3298066325547383E-6,1.5821690565910362E-4,1.4226128000535668E-2,null,4.6409035097112698E-3,1.603307308438387E-3,3.1560956764664508E-3,1.3797222943720123E-3,1.3531313028789628E-6,6.3441778814558828E-5,1.0844823699105558E-2]
[2004,1,31,19,5.5636675555284891E-3,1.807442334258533E-3,2.9762613634095559E-3,3.8558329336390558E-3,1.5627816280617882E-5,2.6501993358583322E-4,1.4483851936702086E-2,null,4.7584581824773459E-3,1.496293790802745E-3,3.0756439694933934E-3,1.4609152281024394E-3,2.2665515200667233E-6,1.0626763263988838E-4,1.0899845355035879E-2]
[2004,1,31,20,5.4188474344604208E-3,1.7926754392121869E-3,2.9553339645477573E-3,4.2064751977147702E-3,1.5627816280617882E-5,2.6501993358583322E-4,1.4653979785801588E-2,null,4.6345973508935198E-3,1.4840689950521532E-3,3.0540177679447707E-3,1.5937681374532263E-3,2.2665515200667233E-6,1.0626763263988838E-4,1.0874986435503626E-2]
[2004,1,31,21,5.2027969969055798E-3,1.8120670605728344E-3,2.8293699670332499E-3,4.2614791377016343E-3,1.5627816280617882E-5,2.6501993358583322E-4,1.4386360912079749E-2,null,4.4498151074992181E-3,1.5001223772738537E-3,2.9238476108168518E-3,1.6146082762547287E-3,2.2665515200667233E-6,1.0626763263988838E-4,1.0596927556004608E-2]
[2004,1,31,22,4.7804448213661635E-3,1.8506209477886163E-3,2.6822807270685273E-3,4.3200800872326191E-3,1.5627816280617882E-5,2.6501993358583322E-4,1.3914074333322379E-2,null,4.088588426443193E-3,1.532039269425187E-3,2.7718468022062096E-3,1.6368112661208586E-3,2.2665515200667233E-6,1.0626763263988838E-4,1.0137819948355402E-2]
[2004,1,31,23,5.0742640543487271E-3,1.698242922685597E-3,2.4672330288852983E-3,4.308582197956547E-3,1.5627816280617882E-5,2.6501993358583322E-4,1.3828969953742621E-2,null,4.3398842703089562E-3,1.4058928975632231E-3,2.5496182828288042E-3,1.6324548944046712E-3,2.2665515200667233E-6,1.0626763263988838E-4,1.0036384529265609E-2]
[2004,1,31,24,4.8846197566170257E-3,1.6421633467485985E-3,2.4451053747853542E-3,4.3117239746471589E-3,1.5627816280617882E-5,2.6501993358583322E-4,1.3564260202664588E-2,null,4.17768650214704E-3,1.3594673382660272E-3,2.526751747406806E-3,1.6336452648096152E-3,2.2665515200667233E-6,1.0626763263988838E-4,9.8060850367894421E-3]
[2004,2,1,1,3.6834612531715417E-3,1.7008924673407419E-3,2.436353001066273E-3,4.2524350152649774E-3,1.5642010860590053E-5,2.6526072469491103E-4,1.2354044472399035E-2,null,3.1503673008959009E-3,1.4080863269970724E-3,2.5177071165223036E-3,1.6111815986937625E-3,2.2686102048013613E-6,1.0636418500399251E-4,8.7959751383178339E-3]
[2004,2,1,2,3.5100606784014068E-3,1.689375794293224E-3,2.4159788775196538E-3,4.2147593643331663E-3,1.5642010860590053E-5,2.6526072469491103E-4,1.2111077450102953E-2,null,3.002062360741574E-3,1.3985522323014452E-3,2.4966526651255734E-3,1.5969068795546717E-3,2.2686102048013613E-6,1.0636418500399251E-4,8.6028069329320573E-3]
[2004,2,1,3,3.2120865890053552E-3,1.7164580580633919E-3,2.4187258681092811E-3,4.4043444428702649E-3,1.5642010860590053E-5,2.6526072469491103E-4,1.2032517693603795E-2,null,2.747212977721924E-3,1.4209723241362469E-3,2.4994913825665591E-3,1.6687377220788698E-3,2.2686102048013613E-6,1.0636418500399251E-4,8.4450472017123922E-3]
[2004,2,1,4,3.3935537094118102E-3,1.6072719906972453E-3,2.4202849967194543E-3,5.0557474187064482E-3,1.5642010860590053E-5,2.6526072469491103E-4,1.2757760851090458E-2,null,2.9024170216965959E-3,1.3305824779179128E-3,2.5011025732255849E-3,1.9155441951311612E-3,2.2686102048013613E-6,1.0636418500399251E-4,8.7582790631800488E-3]
[2004,2,1,5,3.2784222057860631E-3,1.6127667527872206E-3,2.4635125918487078E-3,4.9910356952033424E-3,1.5642010860590053E-5,2.6526072469491103E-4,1.2626639981180835E-2,null,2.803948081915233E-3,1.3351313247836367E-3,2.5457736138504183E-3,1.8910259278904645E-3,2.2686102048013613E-6,1.0636418500399251E-4,8.6845117436485462E-3]
[2004,2,1,6,3.449112563312943E-3,1.5758613467998916E-3,2.5256351090578019E-3,4.9789225574984079E-3,1.5642010860590053E-5,2.6526072469491103E-4,1.2810434312224546E-2,null,2.9499350447122243E-3,1.3045791302382164E-3,2.609970511264366E-3,1.8864364480976926E-3,2.2686102048013613E-6,1.0636418500399251E-4,8.8595539295212924E-3]
[2004,2,1,7,3.598883104925519E-3,1.5324177054357963E-3,2.6917637987208826E-3,5.0109838210930001E-3,1.5642010860590053E-5,2.6526072469491103E-4,1.31149511657307E-2,null,3.0780298404773409E-3,1.2686142479341712E-3,2.781646530314237E-3,1.8985839630506658E-3,2.2686102048013613E-6,1.0636418500399251E-4,9.135507376985208E-3]
[2004,2,1,8,3.9894854050142271E-3,1.44556970108998E-3,3.025205584263245E-3,5.0723966209671135E-3,1.5642010860590053E-5,2.6526072469491103E-4,1.3813560046890067E-2,null,3.4121016900983112E-3,1.1967169999926128E-3,3.1262225240386672E-3,1.9218523193515248E-3,2.2686102048013613E-6,1.0636418500399251E-4,9.7655263286899104E-3]
[2004,2,1,9,4.0896367794554574E-3,1.5458623566707518E-3,3.1317728705298632E-3,5.2006258962367961E-3,0,0,1.3967897902892868E-2,null,3.497758520316837E-3,1.2797444222036728E-3,3.2363482795857946E-3,1.9704364007041416E-3,0,0,9.984287622810447E-3]
[2004,2,1,10,4.3919198150457412E-3,1.5036437330578144E-3,3.2351231221089895E-3,5.6057111682482376E-3,0,0,1.4736397838460782E-2,null,3.7562932314174975E-3,1.2447936726439691E-3,3.3431495779942181E-3,2.1239169204119832E-3,0,0,1.0468153402467668E-2]
[2004,2,1,11,4.3846892514455152E-3,1.5281428434710193E-3,3.232428888223816E-3,5.6092403844555019E-3,0,0,1.4754501367595853E-2,null,3.7501091209932091E-3,1.2650752971786227E-3,3.3403653788969161E-3,2.1252540856339193E-3,0,0,1.0480803882702668E-2]
[2004,2,1,12,3.9505075522556343E-3,1.69441210625201E-3,3.1900545696591917E-3,5.3946745799177825E-3,0,0,1.4229648808084618E-2,null,3.3787649602266237E-3,1.40272155055279E-3,3.296576107243241E-3,2.0439584339098787E-3,0,0,1.0122021051932533E-2]
[2004,2,1,13,3.9613342656645992E-3,1.6191163714303607E-3,3.199380570784143E-3,5.3596411056054038E-3,0,0,1.4139472313484506E-2,null,3.3880247627752205E-3,1.3403878659023294E-3,3.3062135199624608E-3,2.0306847944661735E-3,0,0,1.0065310943106183E-2]
[2004,2,1,14,3.5563126067699189E-3,1.6822012925544073E-3,3.1682366259876268E-3,5.675593762300331E-3,0,0,1.4082344287612285E-2,null,3.041620415712311E-3,1.3926128105005839E-3,3.2740296240260139E-3,2.1503943502143297E-3,0,0,9.8586572004532389E-3]
[2004,2,1,15,3.3876888197146991E-3,1.6752551923760327E-3,3.208885984340716E-3,5.4366717819357372E-3,0,0,1.3708501778367185E-2,null,2.8974009361576935E-3,1.3868624712669621E-3,3.3160363360102162E-3,2.0598705216537372E-3,0,0,9.66017026508861E-3]
[2004,2,1,16,3.7976920498925416E-3,1.5564277270748721E-3,3.1615464249460396E-3,5.4651376959819788E-3,0,0,1.3980803897895432E-2,null,3.2480658898074223E-3,1.2884909796088925E-3,3.2671160253947822E-3,2.070655814488705E-3,0,0,9.8743287092998011E-3]
[2004,2,1,17,4.5589155934059062E-3,1.5558807377462011E-3,3.109287366229117E-3,5.7118878760279686E-3,0,0,1.4935971573409191E-2,null,3.8991203180552465E-3,1.2880381536898506E-3,3.2131119447148604E-3,2.1641456263582228E-3,0,0,1.0564416042818181E-2]
[2004,2,1,18,4.7752518021850522E-3,1.6253714112714193E-3,3.0614020198411148E-3,5.5734011564093546E-3,9.338280797082444E-6,1.5836065795604614E-4,1.520312532846007E-2,null,4.0841469740437652E-3,1.3455661098208216E-3,3.1636276223176358E-3,2.1116751586116225E-3,1.3543603377067773E-6,6.3499420577862951E-5,1.0769869645709413E-2]
[2004,2,1,19,5.2513374387357353E-3,1.6153103912269434E-3,2.9229330686496697E-3,5.5473592920677467E-3,1.5642010860590053E-5,2.6526072469491103E-4,1.5617842926235597E-2,null,4.4913304677004677E-3,1.3372370796015162E-3,3.0205349490968402E-3,2.1018083005709329E-3,2.2686102048013613E-6,1.0636418500399251E-4,1.1059543592178551E-2]
[2004,2,1,20,5.005082984851218E-3,1.6884015964544372E-3,2.8721764442964509E-3,5.8776722027099829E-3,1.5642010860590053E-5,2.6526072469491103E-4,1.572423596386759E-2,null,4.2807155254230688E-3,1.397745741189911E-3,2.9680834717087851E-3,2.2269587335645774E-3,2.2686102048013613E-6,1.0636418500399251E-4,1.0982136267095136E-2]
[2004,2,1,21,4.8203864924303546E-3,1.8018847298102553E-3,2.6652478325108362E-3,6.1118628695082267E-3,1.5642010860590053E-5,2.6526072469491103E-4,1.5680284659815174E-2,null,4.1227494847020322E-3,1.491692919798411E-3,2.7542451493159656E-3,2.3156899408791334E-3,2.2686102048013613E-6,1.0636418500399251E-4,1.0793010289904337E-2]
[2004,2,1,22,5.0255395041613358E-3,1.5966415354793659E-3,2.5576806038654617E-3,5.7431211345803168E-3,1.5642010860590053E-5,2.6526072469491103E-4,1.520388551364198E-2,null,4.2982114470835045E-3,1.3217820399540402E-3,2.6430860615538408E-3,2.1759794230573246E-3,2.2686102048013613E-6,1.0636418500399251E-4,1.0547691766857504E-2]
[2004,2,1,23,4.7709202742245785E-3,1.6215033817444709E-3,2.534012388420364E-3,6.1373019785633627E-3,1.5642010860590053E-5,2.6526072469491103E-4,1.5344640758508277E-2,null,4.0804423323734232E-3,1.3423639558963983E-3,2.6186275227315006E-3,2.3253284243009062E-3,2.2686102048013613E-6,1.0636418500399251E-4,1.0475395030511023E-2]
[2004,2,1,24,4.1188202060112719E-3,1.7697980904500643E-3,2.5354982308123911E-3,7.3324374737874674E-3,1.5642010860590053E-5,2.6526072469491103E-4,1.6037456736616697E-2,null,3.5227183356726722E-3,1.4651299482820465E-3,2.6201629800165489E-3,2.7781467062825416E-3,2.2686102048013613E-6,1.0636418500399251E-4,1.0494790765462603E-2]
[2004,2,2,1,3.4788541941590933E-3,1.8070312066473535E-3,2.4950924898338384E-3,7.4435533481947312E-3,1.5642010860590053E-5,2.6526072469491103E-4,{"$f":"SUM(E771:J771)","v":1.5505433974390519E-2},null,2.9753722774813634E-3,1.4959534382060532E-3,2.5784080202198622E-3,2.8202467857723146E-3,2.2686102048013613E-6,1.0636418500399251E-4,{"$f":"SUM(M771:R771)","v":9.9786133168883861E-3}]
[2004,2,2,2,3.2719370902528546E-3,1.9309327489276228E-3,2.4808235687938528E-3,7.1818543444832185E-3,1.5642010860590053E-5,2.6526072469491103E-4,1.5146450488013049E-2,null,{"$f":"E772*V$5","v":2.7984015335700426E-3},{"$f":"F772*W$5","v":1.5985255119430029E-3},{"$f":"G772*X$5","v":2.5636626347885459E-3},{"$f":"H772*Y$5","v":2.7210930967299421E-3},{"$f":"I772*Z$5","v":2.2686102048013613E-6},{"$f":"J772*AA$5","v":1.0636418500399251E-4},9.7903155722403271E-3]
[2004,2,2,3,2.9739034107248274E-3,1.9358811514713233E-3,2.4871941871521773E-3,7.4433790973011749E-3,1.5642010860590053E-5,2.6526072469491103E-4,1.5121260582205004E-2,null,2.5435011846815189E-3,1.6026220542559664E-3,2.5702459793081542E-3,2.8201807648143822E-3,2.2686102048013613E-6,1.0636418500399251E-4,9.6451827782688144E-3]
[2004,2,2,4,3.0791591393607345E-3,1.9402567316231846E-3,2.4965415920028206E-3,6.6614590169670716E-3,1.5642010860590053E-5,2.6526072469491103E-4,1.4458319215509313E-2,null,2.6335236344740948E-3,1.606244384710606E-3,2.5799055104611442E-3,2.5239233874385742E-3,2.2686102048013613E-6,1.0636418500399251E-4,9.4522297122932118E-3]
[2004,2,2,5,3.1582676210684633E-3,1.9541305605597688E-3,2.5956036714217291E-3,7.016857936453293E-3,1.5642010860590053E-5,2.6526072469491103E-4,1.5005762525058756E-2,null,2.701183033302022E-3,1.617729854370686E-3,2.6822754470923831E-3,2.6585785196666595E-3,2.2686102048013613E-6,1.0636418500399251E-4,9.768399649640545E-3]
[2004,2,2,6,3.3432798861968531E-3,1.9400614136689804E-3,2.6901832948722183E-3,6.8014852711194215E-3,1.5642010860590053E-5,2.6526072469491103E-4,1.5055912601412976E-2,null,2.8594191460949311E-3,1.6060826904553767E-3,2.78001325065988E-3,2.5769771609152805E-3,2.2686102048013613E-6,1.0636418500399251E-4,9.9311250433342622E-3]
[2004,2,2,7,3.7718740487534988E-3,1.8592728651729323E-3,3.057232974915264E-3,7.359907433923194E-3,1.5642010860590053E-5,2.6526072469491103E-4,1.6329190058320391E-2,null,3.2259844340861489E-3,1.5392017719378889E-3,3.1593193656428756E-3,2.788554647645233E-3,2.2686102048013613E-6,1.0636418500399251E-4,1.082169301452094E-2]
[2004,2,2,8,3.9389854097407334E-3,2.0297504152020462E-3,3.8193920476416064E-3,6.9454357898333565E-3,1.5642010860590053E-5,2.6526072469491103E-4,1.7014466397973247E-2,null,3.3689103754976678E-3,1.6803318620906519E-3,3.9469282714481293E-3,2.6315177773013633E-3,2.2686102048013613E-6,1.0636418500399251E-4,1.1736321081546607E-2]
[2004,2,2,9,4.3909987482410517E-3,2.0646639081305096E-3,4.1236304119230145E-3,8.1759713945080675E-3,0,0,1.8755264462802644E-2,null,3.755505467261994E-3,1.7092350484849918E-3,4.2613256902684611E-3,3.0977486110877455E-3,0,0,1.2823814817103192E-2]
[2004,2,2,10,4.2454146661611309E-3,2.1580207072971849E-3,4.1570019358835135E-3,7.9749146326449534E-3,0,0,1.8535351941986782E-2,null,3.6309912399654191E-3,1.7865206117777315E-3,4.2958115481584189E-3,3.0215713258749301E-3,0,0,1.27348947257765E-2]
[2004,2,2,11,4.2115348972281506E-3,2.152886156911222E-3,4.1599978325228089E-3,7.7369799198663191E-3,0,0,1.8261398806528502E-2,null,3.6020147667864305E-3,1.7822699667001769E-3,4.298907483060224E-3,2.9314215576731147E-3,0,0,1.2614613774219947E-2]
[2004,2,2,12,4.0117351217131749E-3,2.158894356372963E-3,4.1150534540553146E-3,8.0244857628108367E-3,0,0,1.8310168694952288E-2,null,3.4311312862104486E-3,1.7872438634481444E-3,4.2524623326794051E-3,3.0403530573918191E-3,0,0,1.2511190539729818E-2]
[2004,2,2,13,3.5570445617045267E-3,2.1160018372508834E-3,4.0206597641090965E-3,7.1873441845181022E-3,0,0,1.688105034758261E-2,null,3.042246437470985E-3,1.751735228501523E-3,4.1549166712631889E-3,2.7231731118770816E-3,0,0,1.1672071449112779E-2]
[2004,2,2,14,3.5015372296915777E-3,2.1059064439475908E-3,4.0796406741696947E-3,7.6736337902955634E-3,0,0,1.7360718138104428E-2,null,2.9947724797680223E-3,1.743377742329426E-3,4.2158670577357327E-3,2.9074206927694772E-3,0,0,1.1861437972602657E-2]
[2004,2,2,15,3.4638447753451451E-3,2.1476474783658312E-3,3.998804224550131E-3,7.5676651117628927E-3,0,0,1.7177961590024E-2,null,2.9625351172706512E-3,1.7779331189729185E-3,4.1323313367656999E-3,2.8672708058748281E-3,0,0,1.1740070378884098E-2]
[2004,2,2,16,3.9764242942793796E-3,2.1373787867245463E-3,3.8825766680987161E-3,8.1165175088489562E-3,0,0,1.81128972579516E-2,null,3.4009308664234277E-3,1.7694321675172109E-3,4.0122227376071804E-3,3.0752224569664146E-3,0,0,1.2257808228514234E-2]
[2004,2,2,17,4.4369933055977764E-3,2.1695454043341804E-3,3.6757701190417475E-3,7.2612329615929167E-3,0,0,1.7543541790566622E-2,null,3.7948433995915508E-3,1.7960613491448318E-3,3.7985105538323855E-3,2.7511684222217615E-3,0,0,1.214058372479053E-2]
[2004,2,2,18,4.569616484219891E-3,2.2158883373031824E-3,3.4719234038438872E-3,6.463672577308243E-3,7.8210054302950264E-6,1.3263036234745552E-4,1.6861552170452956E-2,null,3.9082725078554807E-3,1.8344264142618619E-3,3.5878570379794966E-3,2.4489851765298761E-3,1.1343051024006806E-6,5.3182092501996257E-5,1.1833857534231114E-2]
[2004,2,2,19,5.048931770224285E-3,2.0596685963853128E-3,3.3991141798688155E-3,6.6218870817769523E-3,1.5642010860590053E-5,2.6526072469491103E-4,1.7410504363810867E-2,null,4.3182182355450691E-3,1.7050996723206794E-3,3.5126165858486774E-3,2.508930195638076E-3,2.2686102048013613E-6,1.0636418500399251E-4,1.2153497484561297E-2]
[2004,2,2,20,4.9033181171519351E-3,2.1563456113363427E-3,3.3739542631889339E-3,8.2690402758864995E-3,1.5642010860590053E-5,2.6526072469491103E-4,1.8983561003119213E-2,null,4.1936787169582646E-3,1.7851338811265237E-3,3.4866165352614585E-3,3.1330109651389335E-3,2.2686102048013613E-6,1.0636418500399251E-4,1.2707072893693975E-2]
[2004,2,2,21,4.8697653155384546E-3,2.0991303997086896E-3,3.3307803091051336E-3,8.0399113891286827E-3,1.5642010860590053E-5,2.6526072469491103E-4,1.8620490149036464E-2,null,4.16498189030764E-3,1.7377681841550393E-3,3.4420009268510111E-3,3.0461975876862088E-3,2.2686102048013613E-6,1.0636418500399251E-4,1.2499581384208694E-2]
[2004,2,2,22,4.5681259082175022E-3,2.0362261979050343E-3,3.0275412836842401E-3,8.0377512401813185E-3,1.5642010860590053E-5,2.6526072469491103E-4,1.7950547365543596E-2,null,3.9069976574974425E-3,1.6856928483115726E-3,3.1286362165748979E-3,3.0453791407912094E-3,2.2686102048013613E-6,1.0636418500399251E-4,1.1875338658383916E-2]
[2004,2,2,23,4.3173445378007977E-3,2.0110641193301295E-3,2.8449807867198945E-3,8.2458004712923794E-3,1.5642010860590053E-5,2.6526072469491103E-4,1.77000926506987E-2,null,3.6925109628554412E-3,1.6648623846106292E-3,2.9399797032528046E-3,3.1242057640283052E-3,2.2686102048013613E-6,1.0636418500399251E-4,1.1530191609955973E-2]
[2004,2,2,24,3.9638524379101946E-3,2.0036305161156699E-3,2.6939825868316559E-3,7.9612925576903019E-3,1.5642010860590053E-5,2.6526072469491103E-4,1.6903660834103326E-2,null,3.3901784891090365E-3,1.6587084652726438E-3,2.7839394076657966E-3,3.0164101331878754E-3,2.2686102048013613E-6,1.0636418500399251E-4,1.0957869290444145E-2]
[2004,2,3,1,3.5393939716895934E-3,1.7101809894134018E-3,2.6685947381330424E-3,8.3504966790839616E-3,1.5642010860590053E-5,2.6526072469491103E-4,1.6549569113875503E-2,null,3.0271503531625948E-3,1.4157758436359293E-3,2.7577038140085075E-3,3.1638735315171179E-3,2.2686102048013613E-6,1.0636418500399251E-4,1.0473136337532944E-2]
[2004,2,3,2,3.2882115155092395E-3,1.7135114714741369E-3,2.628570390292758E-3,7.9649284801068532E-3,1.5642010860590053E-5,2.6526072469491103E-4,1.5876124592938488E-2,null,2.81232062044097E-3,1.4185329881010124E-3,2.7163429827383482E-3,3.017787727735657E-3,2.2686102048013613E-6,1.0636418500399251E-4,1.0073617114224781E-2]
[2004,2,3,3,2.9128063388396425E-3,1.7351971500944533E-3,2.6042191168869858E-3,8.4625747230368687E-3,1.5642010860590053E-5,2.6526072469491103E-4,1.5995700064413452E-2,null,2.4912464698309566E-3,1.4364855089941532E-3,2.6911785774476286E-3,3.2063381621078952E-3,2.2686102048013613E-6,1.0636418500399251E-4,9.9338815135894282E-3]
[2004,2,3,4,2.8862268526022913E-3,1.6945130363010539E-3,2.5742657603816188E-3,7.6370618644663584E-3,1.5642010860590053E-5,2.6526072469491103E-4,1.5072970249306823E-2,null,2.4685137359805147E-3,1.4028051056421155E-3,2.6602250256411841E-3,2.8935641579339562E-3,2.2686102048013613E-6,1.0636418500399251E-4,9.5337408204065645E-3]
[2004,2,3,5,3.0351222877094495E-3,1.7896041925537733E-3,2.5850165712665162E-3,6.5424326780568918E-3,1.5642010860590053E-5,2.6526072469491103E-4,1.4233078465142133E-2,null,2.5958600762224205E-3,1.4815264589955917E-3,2.6713348250263494E-3,2.4788261557763475E-3,2.2686102048013613E-6,1.0636418500399251E-4,9.3361803112295017E-3]
[2004,2,3,6,3.3593111714153336E-3,1.6598731142484623E-3,2.6648993670495614E-3,6.6067561236749011E-3,1.5642010860590053E-5,2.6526072469491103E-4,1.457174251194376E-2,null,2.8731302817014619E-3,1.3741283952991288E-3,2.7538850479795294E-3,2.5031973105552659E-3,2.2686102048013613E-6,1.0636418500399251E-4,9.6129738307441804E-3]
[2004,2,3,7,3.8471881612894888E-3,1.6731635169210026E-3,3.0022120112455433E-3,6.4589060860679483E-3,1.5642010860590053E-5,2.6526072469491103E-4,1.5262372511079484E-2,null,3.290398608994351E-3,1.3851308746697076E-3,3.1024611551419574E-3,2.4471792270093942E-3,2.2686102048013613E-6,1.0636418500399251E-4,1.0333802661024204E-2]
[2004,2,3,8,3.7105517558974378E-3,1.8306096030715052E-3,3.7537900230158634E-3,6.8800626968511793E-3,1.5642010860590053E-5,2.6526072469491103E-4,1.6455916814391489E-2,null,3.1735370936768104E-3,1.5154728483127203E-3,3.8791356797398587E-3,2.6067489274342911E-3,2.2686102048013613E-6,1.0636418500399251E-4,1.1283527344372475E-2]
[2004,2,3,9,4.1425274518657844E-3,1.9401399709419972E-3,4.0678696701781526E-3,8.8470568317617071E-3,0,0,1.899759392474764E-2,null,3.5429945180459901E-3,1.6061477242092117E-3,4.2037029992002296E-3,3.3520124631567574E-3,0,0,1.2704857704612188E-2]
[2004,2,3,10,4.1748606299832703E-3,1.9397548631995491E-3,4.0529532747696573E-3,8.6802037994992698E-3,0,0,1.8847772567451748E-2,null,3.5706482328740382E-3,1.6058289121990618E-3,4.18828851909148E-3,3.288794440000031E-3,0,0,1.265356010416461E-2]
[2004,2,3,11,3.7494429512784913E-3,1.9609588300103882E-3,4.0684714284286196E-3,8.0480451574751945E-3,0,0,1.7826918367192694E-2,null,3.2067997077780803E-3,1.623382647263291E-3,4.2043248512179639E-3,3.0492793462177075E-3,0,0,1.2083786552477042E-2]
[2004,2,3,12,3.5357030858900193E-3,2.0374183633086814E-3,3.9933838774026103E-3,8.5713224192497071E-3,0,0,1.8137827745851019E-2,null,3.0239936358428979E-3,1.6866797841917809E-3,4.1267299946854017E-3,3.2475409756510779E-3,0,0,1.2084944390371159E-2]
[2004,2,3,13,3.3076461878525634E-3,1.9403704010449124E-3,3.8897426059227571E-3,7.673595267388993E-3,0,0,1.6811354462209223E-2,null,2.8289425833301724E-3,1.6063384861083169E-3,4.0196279587094794E-3,2.9074060970383322E-3,0,0,1.13623151251863E-2]
[2004,2,3,14,3.3436137225759098E-3,1.9779218873240811E-3,3.9675279179286638E-3,8.7334356338184815E-3,0,0,1.8022499161647137E-2,null,2.859704667548842E-3,1.6374255391721616E-3,4.100010659209969E-3,3.3089631554799747E-3,0,0,1.1906104021410947E-2]
[2004,2,3,15,3.5186476682456673E-3,1.8965762451268039E-3,3.9238977149176875E-3,8.0125564811777857E-3,0,0,1.7351678109467944E-2,null,3.0094065867722376E-3,1.5700834298159705E-3,4.0549235669175253E-3,3.0358332378099058E-3,0,0,1.1670246821315639E-2]
[2004,2,3,16,3.6770347866853532E-3,1.9487949014528128E-3,3.7822057672030913E-3,8.6955934633956896E-3,0,0,1.8103628918736944E-2,null,3.1448709135344323E-3,1.6133127211431114E-3,3.9085002756461791E-3,3.29462534469134E-3,0,0,1.1961309255015064E-2]
[2004,2,3,17,4.1759086415219526E-3,2.1226091278158561E-3,3.6314402307002424E-3,7.424854931214169E-3,0,0,1.7354812931252222E-2,null,3.5715445695138179E-3,1.7572050836991183E-3,3.7527004124845594E-3,2.8131622459132365E-3,0,0,1.1894612311610733E-2]
[2004,2,3,18,4.5352747374460978E-3,2.1131588095888148E-3,3.4436069052281746E-3,6.4683945719429597E-3,7.8210054302950264E-6,1.3263036234745552E-4,1.6700886391983801E-2,null,3.8789009172085988E-3,1.7493816238762451E-3,3.5585950016290284E-3,2.4507742669774143E-3,1.1343051024006806E-6,5.3182092501996257E-5,1.1691968207295683E-2]
[2004,2,3,19,4.6680250048902958E-3,2.0163337566754167E-3,3.4043438229044479E-3,6.7289617235824694E-3,1.5642010860590053E-5,2.6526072469491103E-4,1.7098567043608133E-2,null,3.9924387211915501E-3,1.6692248616258477E-3,3.5180208558710925E-3,2.5494991148442463E-3,2.2686102048013613E-6,1.0636418500399251E-4,1.1837816348741531E-2]
[2004,2,3,20,5.1872778177610868E-3,1.8632334379682809E-3,3.3672390635837973E-3,8.3960185229306188E-3,1.5642010860590053E-5,2.6526072469491103E-4,1.9094671577799285E-2,null,4.4365419627168589E-3,1.5424805379429648E-3,3.4796771033206351E-3,3.1811210513219032E-3,2.2686102048013613E-6,1.0636418500399251E-4,1.2748453450511156E-2]
[2004,2,3,21,5.0161053093101624E-3,1.8726283149198351E-3,3.2321574159560095E-3,8.6202014365234694E-3,1.5642010860590053E-5,2.6526072469491103E-4,1.902199521226498E-2,null,4.2901426289457196E-3,1.5502581006245058E-3,3.3400848416922108E-3,3.266060476339747E-3,2.2686102048013613E-6,1.0636418500399251E-4,1.2555178842810976E-2]
[2004,2,3,22,4.7631804948939146E-3,1.8134623980975175E-3,3.0317930808516007E-3,8.3863357369556024E-3,1.5642010860590053E-5,2.6526072469491103E-4,1.8275674446354136E-2,null,4.0738227031596012E-3,1.5012775094928373E-3,3.1330299887341821E-3,3.1774523940629362E-3,2.2686102048013613E-6,1.0636418500399251E-4,1.199421539065835E-2]
[2004,2,3,23,4.4718185989158013E-3,1.743113403939129E-3,2.8954437656433258E-3,8.7524926141856856E-3,1.5642010860590053E-5,2.6526072469491103E-4,1.8143771118239442E-2,null,3.8246285548497335E-3,1.4430389913651777E-3,2.9921277298732632E-3,3.3161835494387509E-3,2.2686102048013613E-6,1.0636418500399251E-4,1.1684611620735719E-2]
[2004,2,3,24,4.1729858980540189E-3,1.7321635042094985E-3,2.7464608196102651E-3,8.1975968208573332E-3,1.5642010860590053E-5,2.6526072469491103E-4,1.7130109778286617E-2,null,3.56904482407945E-3,1.4339741007931195E-3,2.8381699810151404E-3,3.1059421493482408E-3,2.2686102048013613E-6,1.0636418500399251E-4,1.1055763850444746E-2]
[2004,2,4,1,3.4903695773365034E-3,1.7101809894134018E-3,2.6570975692092966E-3,8.30243966910796E-3,1.5642010860590053E-5,2.6526072469491103E-4,1.6440990540622664E-2,null,2.9852210811271633E-3,1.4157758436359293E-3,2.7458227343757509E-3,3.1456654766300633E-3,2.2686102048013613E-6,1.0636418500399251E-4,1.0401117930977701E-2]
[2004,2,4,2,3.2423155572480272E-3,1.7135114714741369E-3,2.6296343735273619E-3,8.2413141283619734E-3,1.5642010860590053E-5,2.6526072469491103E-4,1.6107678266167002E-2,null,2.7730670173183873E-3,1.4185329881010124E-3,2.717442494246102E-3,3.1225059583525096E-3,2.2686102048013613E-6,1.0636418500399251E-4,1.0140181253226804E-2]
[2004,2,4,3,2.8718467810012515E-3,1.7351971500944533E-3,2.6056251676206798E-3,8.4473924557804305E-3,1.5642010860590053E-5,2.6526072469491103E-4,1.5940964290052317E-2,null,2.4562148398492058E-3,1.4364855089941532E-3,2.6926315786904137E-3,3.2005858367831776E-3,2.2686102048013613E-6,1.0636418500399251E-4,9.8945505595257437E-3]
[2004,2,4,4,2.8462007861168813E-3,1.6945130363010539E-3,2.5751889446109445E-3,7.6032822410659114E-3,1.5642010860590053E-5,2.6526072469491103E-4,1.5000087743650293E-2,null,2.4342804965428668E-3,1.4028051056421155E-3,2.6611790366170224E-3,2.8807655831319342E-3,2.2686102048013613E-6,1.0636418500399251E-4,9.487663017142732E-3]
[2004,2,4,5,2.9917939655188311E-3,1.7896041925537733E-3,2.5824511188196836E-3,6.6832790416857749E-3,1.5642010860590053E-5,2.6526072469491103E-4,1.4328031054133564E-2,null,2.5588025045391355E-3,1.4815264589955917E-3,2.6686837076063106E-3,2.5321906559996736E-3,2.2686102048013613E-6,1.0636418500399251E-4,9.3498361223495041E-3]
[2004,2,4,6,3.3087814849481305E-3,1.6598731142484623E-3,2.6616793702793143E-3,6.7412087034758967E-3,1.5642010860590053E-5,2.6526072469491103E-4,1.4652445408507304E-2,null,2.8299135730056025E-3,1.3741283952991288E-3,2.7505575298489128E-3,2.5541393053640379E-3,2.2686102048013613E-6,1.0636418500399251E-4,9.6173715987264759E-3]
[2004,2,4,7,3.7850504888501551E-3,1.6731635169210026E-3,2.9988757266903956E-3,6.6318598034374307E-3,1.5642010860590053E-5,2.6526072469491103E-4,1.5369852271454484E-2,null,3.2372538959237014E-3,1.3851308746697076E-3,3.0990134661725991E-3,2.5127087050263626E-3,2.2686102048013613E-6,1.0636418500399251E-4,1.0342739737001163E-2]
[2004,2,4,8,3.654417463203179E-3,1.8306096030715052E-3,3.758786038137943E-3,7.4179937797377781E-3,1.5642010860590053E-5,2.6526072469491103E-4,1.6942709619705908E-2,null,3.1255269130320037E-3,1.5154728483127203E-3,3.8842985206014287E-3,2.8105626621535954E-3,2.2686102048013613E-6,1.0636418500399251E-4,1.1444493739308541E-2]
[2004,2,4,9,4.0822952581188038E-3,1.9401399709419972E-3,4.0652383859372801E-3,8.974584048611926E-3,0,0,1.9062257663610006E-2,null,3.4914795106658165E-3,1.6061477242092117E-3,4.2009838517466629E-3,3.4003305454752709E-3,0,0,1.2698941632096962E-2]
[2004,2,4,10,4.1198005932110929E-3,1.9397548631995491E-3,4.0688540490901558E-3,8.6741368927457253E-3,0,0,1.8802546398246522E-2,null,3.5235568349982383E-3,1.6058289121990618E-3,4.2047202482569223E-3,3.2864957832334464E-3,0,0,1.2620601778687669E-2]
[2004,2,4,11,3.6997727091674648E-3,1.9609588300103882E-3,4.0738558193751532E-3,8.3785405248688657E-3,0,0,1.811312788342187E-2,null,3.1643180591820952E-3,1.623382647263291E-3,4.2098890364564304E-3,3.1744989092414209E-3,0,0,1.2172088652143238E-2]
[2004,2,4,12,3.4887004373524975E-3,2.0374183633086814E-3,4.0048078445157464E-3,8.6762604226191149E-3,0,0,1.8207187067796039E-2,null,2.9837935097032204E-3,1.6866797841917809E-3,4.1385354281702341E-3,3.2873003557299099E-3,0,0,1.2096309077795145E-2]
[2004,2,4,13,3.2655293468994897E-3,1.9403704010449124E-3,3.8878503297176481E-3,7.8364867653746857E-3,0,0,1.6930236843036739E-2,null,2.7929211596104705E-3,1.6063384861083169E-3,4.0176724960708779E-3,2.969123156369304E-3,0,0,1.1386055298158969E-2]
[2004,2,4,14,3.3054217950509559E-3,1.9779218873240811E-3,3.9579995854758252E-3,8.6968225325708432E-3,0,0,1.7938165800421707E-2,null,2.827040118809744E-3,1.6374255391721616E-3,4.0901641589636568E-3,3.2950910199177502E-3,0,0,1.1849720836863312E-2]
[2004,2,4,15,3.4739063650712498E-3,1.8965762451268039E-3,3.9279889394011058E-3,8.2925859414037986E-3,0,0,1.7591057491002961E-2,null,2.9711405297046375E-3,1.5700834298159705E-3,4.0591514045882912E-3,3.1419320522041772E-3,0,0,1.1742307416313076E-2]
[2004,2,4,16,3.629025603466987E-3,1.9487949014528128E-3,3.8007552757690147E-3,8.8168754046414506E-3,0,0,1.8195451185330266E-2,null,3.1038099248180081E-3,1.6133127211431114E-3,3.9276691849561094E-3,3.3405771890552337E-3,0,0,1.1985369019972464E-2]
[2004,2,4,17,4.1224556504059562E-3,2.1226091278158561E-3,3.6289860881103682E-3,7.5704370186248249E-3,0,0,{"$f":"SUM(E835:J835)","v":1.7444487884957005E-2},null,3.5258276354203965E-3,1.7572050836991183E-3,3.7501643217535438E-3,2.8683210383447441E-3,0,0,{"$f":"SUM(M835:R835)","v":1.1901518079217802E-2}]
[2004,2,4,18,4.4824230496756578E-3,2.1131588095888148E-3,3.4390145521150683E-3,6.8325721694480548E-3,7.8210054302950264E-6,1.3263036234745552E-4,1.7007619948605349E-2,null,{"$f":"E836*V$5","v":3.8336982620141694E-3},{"$f":"F836*W$5","v":1.7493816238762451E-3},{"$f":"G836*X$5","v":3.5538493017614843E-3},{"$f":"H836*Y$5","v":2.5887555039981877E-3},{"$f":"I836*Z$5","v":1.1343051024006806E-6},{"$f":"J836*AA$5","v":5.3182092501996257E-5},1.1780001089254486E-2]
[2004,2,4,19,4.6107136990629445E-3,2.0163337566754167E-3,3.4072798510112203E-3,6.8642636228463073E-3,1.5642010860590053E-5,2.6526072469491103E-4,1.7179493665151389E-2,null,3.9434218722441986E-3,1.6692248616258477E-3,3.5210549231246861E-3,2.6007629036099E-3,2.2686102048013613E-6,1.0636418500399251E-4,1.1843097355813426E-2]
[2004,2,4,20,5.1223254482174099E-3,1.8632334379682809E-3,3.3717000448302246E-3,8.146220685905493E-3,1.5642010860590053E-5,2.6526072469491103E-4,1.8784382352476908E-2,null,4.3809899134181398E-3,1.5424805379429648E-3,3.4842870445836159E-3,3.0864765295447001E-3,2.2686102048013613E-6,1.0636418500399251E-4,1.2602866820698213E-2]
[2004,2,4,21,4.947227933895175E-3,1.8726283149198351E-3,3.2918299612079175E-3,8.3296575658236161E-3,1.5642010860590053E-5,2.6526072469491103E-4,1.8722246511402047E-2,null,4.2312336256021734E-3,1.5502581006245058E-3,3.4017499582725983E-3,3.15597791507674E-3,2.2686102048013613E-6,1.0636418500399251E-4,1.2447852394784813E-2]
[2004,2,4,22,4.7045094025366836E-3,1.8134623980975175E-3,3.0789050805961941E-3,8.2434098836377118E-3,1.5642010860590053E-5,2.6526072469491103E-4,1.8121189500423608E-2,null,4.0236428646419796E-3,1.5012775094928373E-3,3.18171514108224E-3,3.1233000074851864E-3,2.2686102048013613E-6,1.0636418500399251E-4,1.1938568317911038E-2]
[2004,2,4,23,4.4175120137770673E-3,1.743113403939129E-3,2.8970484991662007E-3,8.6278950032575262E-3,1.5642010860590053E-5,2.6526072469491103E-4,1.7966471655695423E-2,null,3.7781815642923934E-3,1.4430389913651777E-3,2.9937860482733042E-3,3.2689754493154042E-3,2.2686102048013613E-6,1.0636418500399251E-4,1.1592614848455073E-2]
[2004,2,4,24,4.1214446321489219E-3,1.7321635042094985E-3,2.7466098814715248E-3,8.1170522329731161E-3,1.5642010860590053E-5,2.6526072469491103E-4,1.6998172986358563E-2,null,3.524962938159138E-3,1.4339741007931195E-3,2.8383240203143432E-3,3.0754250556342677E-3,2.2686102048013613E-6,1.0636418500399251E-4,1.0981318910109662E-2]
[2004,2,5,1,3.3545404446085683E-3,1.7101809894134018E-3,2.633675274759965E-3,8.3988376330123102E-3,1.5642010860590053E-5,2.6526072469491103E-4,1.6378137077349749E-2,null,2.8690500048367058E-3,1.4157758436359293E-3,2.7216183282841237E-3,3.1821891683588496E-3,2.2686102048013613E-6,1.0636418500399251E-4,1.0297266140324403E-2]
[2004,2,5,2,3.1151539774405663E-3,1.7135114714741369E-3,2.5919740074730772E-3,8.2058739144871082E-3,1.5642010860590053E-5,2.6526072469491103E-4,1.5907416106430389E-2,null,2.6643090705337539E-3,1.4185329881010124E-3,2.6785245822751316E-3,3.1090782116041217E-3,2.2686102048013613E-6,1.0636418500399251E-4,9.979077647722814E-3]
[2004,2,5,3,2.7583620922155883E-3,1.7351971500944533E-3,2.5682870221824415E-3,8.4982248579686514E-3,1.5642010860590053E-5,2.6526072469491103E-4,1.5840973858016635E-2,null,2.3591543773847589E-3,1.4364855089941532E-3,2.6540466468490693E-3,3.2198454446852537E-3,2.2686102048013613E-6,1.0636418500399251E-4,9.7781647731220288E-3]
[2004,2,5,4,2.7353030936474549E-3,1.6945130363010539E-3,2.5459782493235197E-3,7.7223595307473565E-3,1.5642010860590053E-5,2.6526072469491103E-4,1.4979056645574886E-2,null,2.3394326238254121E-3,1.4028051056421155E-3,2.630992944793905E-3,2.9258821192502684E-3,2.2686102048013613E-6,1.0636418500399251E-4,9.4077455887204946E-3]
[2004,2,5,5,2.8717462987283074E-3,1.7896041925537733E-3,2.5474218661245326E-3,6.5619513265975449E-3,1.5642010860590053E-5,2.6526072469491103E-4,1.4051626419559659E-2,null,2.4561289000102214E-3,1.4815264589955917E-3,2.6324847665011252E-3,2.4862214686376099E-3,2.2686102048013613E-6,1.0636418500399251E-4,9.1649943893533422E-3]
[2004,2,5,6,3.1687810908915225E-3,1.6598731142484623E-3,2.6214560135906138E-3,6.4682444641677396E-3,1.5642010860590053E-5,2.6526072469491103E-4,1.4199257418453841E-2,null,2.7101749268697915E-3,1.3741283952991288E-3,2.7089910444745707E-3,2.4507173934721431E-3,2.2686102048013613E-6,1.0636418500399251E-4,9.3526445553244273E-3]
[2004,2,5,7,3.6128884611887143E-3,1.6731635169210026E-3,2.9660920265979825E-3,6.5815851974975331E-3,1.5642010860590053E-5,2.6526072469491103E-4,1.5114631937760734E-2,null,3.0900082524590003E-3,1.3851308746697076E-3,3.0651350606244383E-3,2.4936604374617387E-3,2.2686102048013613E-6,1.0636418500399251E-4,1.0142567420423678E-2]
[2004,2,5,8,3.4988888975552835E-3,1.8306096030715052E-3,3.7231917879966261E-3,7.134129370476249E-3,1.434372427247126E-5,2.4324408985841768E-4,1.6444407473230553E-2,null,2.9925074311111621E-3,1.5154728483127203E-3,3.8475157157907757E-3,2.7030108451159512E-3,2.0803156032432126E-6,9.7535959779140557E-5,1.1158123115712994E-2]
[2004,2,5,9,3.9154132026063982E-3,1.9401399709419972E-3,4.070074064450765E-3,8.8229800375313541E-3,0,0,1.8748607275530516E-2,null,3.3487496881816239E-3,1.6061477242092117E-3,4.2059810020780341E-3,3.3428901396691021E-3,0,0,1.2503768554137972E-2]
[2004,2,5,10,3.9672491341497433E-3,1.9397548631995491E-3,4.0946632259726227E-3,8.7512826392949963E-3,0,0,1.8752949862616913E-2,null,3.3930835938539112E-3,1.6058289121990618E-3,4.2313912389877941E-3,3.3157251087402423E-3,0,0,1.254602885378101E-2]
[2004,2,5,11,3.5621539554791144E-3,1.9609588300103882E-3,4.0990431859346211E-3,8.381771587510049E-3,0,0,1.8003927558934173E-2,null,3.0466163672648715E-3,1.623382647263291E-3,4.2359174535230356E-3,3.1757231087066718E-3,0,0,1.2081639576757871E-2]
[2004,2,5,12,3.3584728866386223E-3,2.0374183633086814E-3,4.0270413472177193E-3,9.0677512601672616E-3,0,0,1.8490683857332286E-2,null,2.8724133188320639E-3,1.6866797841917809E-3,4.1615113466654096E-3,3.4356301553036912E-3,0,0,1.2156234604992947E-2]
[2004,2,5,13,3.1488384376789531E-3,1.9403704010449124E-3,3.9298939355199717E-3,7.822687464699711E-3,0,0,1.6841790238943548E-2,null,2.6931185013352784E-3,1.6063384861083169E-3,4.0611200118809603E-3,2.9638948156086452E-3,0,0,1.13244718149332E-2]
[2004,2,5,14,3.1996053878985812E-3,1.9779218873240811E-3,3.9803852505248998E-3,8.8328635837834259E-3,0,0,1.7990776109530988E-2,null,2.736538135463483E-3,1.6374255391721616E-3,4.1132973207745572E-3,3.3466348618797917E-3,0,0,1.1833895857289993E-2]
[2004,2,5,15,3.3499441649024533E-3,1.8965762451268039E-3,3.9266784726690734E-3,8.3826965113860084E-3,0,0,1.755589539408434E-2,null,2.8651189279780996E-3,1.5700834298159705E-3,4.0577971790652411E-3,3.1760735480017553E-3,0,0,1.1669073084861066E-2]
[2004,2,5,16,3.4960091340931702E-3,1.9487949014528128E-3,3.800796931316922E-3,8.457678799823504E-3,0,0,1.7703279766686411E-2,null,2.9900444453426693E-3,1.6133127211431114E-3,3.9277122314560885E-3,3.204483172822539E-3,0,0,1.1735552570764408E-2]
[2004,2,5,17,3.9743557536376442E-3,2.1226091278158561E-3,3.6206045232878058E-3,7.3889615653159012E-3,0,0,1.7106530970057206E-2,null,3.3991616981465288E-3,1.7572050836991183E-3,3.7415028817273559E-3,2.7995628068993826E-3,0,0,1.1697432470472386E-2]
[2004,2,5,18,4.3359898376285491E-3,2.1131588095888148E-3,3.4408203799998725E-3,6.5346137792730219E-3,6.5227188421762343E-6,1.1061372751096216E-4,1.6541719252843399E-2,null,3.7084577962426995E-3,1.7493816238762451E-3,3.555715429418189E-3,2.4758636964330775E-3,9.4601050084253224E-7,4.4353867277144293E-5,1.1534718423748199E-2]
[2004,2,5,19,4.4519240941673097E-3,2.0163337566754167E-3,3.386592940308989E-3,6.8471612865963448E-3,1.5642010860590053E-5,2.6526072469491103E-4,1.6982914813303562E-2,null,3.8076133094271836E-3,1.6692248616258477E-3,3.4996772400586137E-3,2.5942830939569132E-3,2.2686102048013613E-6,1.0636418500399251E-4,1.1679431300277352E-2]
[2004,2,5,20,4.9423649921144916E-3,1.8632334379682809E-3,3.3561002349371582E-3,8.5975726291419117E-3,1.5642010860590053E-5,2.6526072469491103E-4,1.9040174029717343E-2,null,4.227074479701335E-3,1.5424805379429648E-3,3.4681663295776299E-3,3.2574867725858568E-3,2.2686102048013613E-6,1.0636418500399251E-4,1.260384091501658E-2]
[2004,2,5,21,4.756393173816648E-3,1.8726283149198351E-3,3.2778186915663815E-3,8.6801796563809354E-3,1.5642010860590053E-5,2.6526072469491103E-4,1.8867922572239303E-2,null,4.0680176863797744E-3,1.5502581006245058E-3,3.3872708276734731E-3,3.2887852925473702E-3,2.2686102048013613E-6,1.0636418500399251E-4,1.2402964702433917E-2]
[2004,2,5,22,4.5419523545874446E-3,1.8134623980975175E-3,3.0810531943062163E-3,8.3798005316770476E-3,1.5642010860590053E-5,2.6526072469491103E-4,1.8097171214223728E-2,null,3.8846121071042135E-3,1.5012775094928373E-3,3.183934984090398E-3,3.1749763062566094E-3,2.2686102048013613E-6,1.0636418500399251E-4,1.1853433702152852E-2]
[2004,2,5,23,4.2670478031359149E-3,1.743113403939129E-3,2.945233847583331E-3,8.5571586735157992E-3,1.5642010860590053E-5,2.6526072469491103E-4,1.7793456463729675E-2,null,3.6494934916946812E-3,1.4430389913651777E-3,3.0435803902955079E-3,3.2421745523164166E-3,2.2686102048013613E-6,1.0636418500399251E-4,1.1486920220880577E-2]
[2004,2,5,24,3.9786418359325088E-3,1.7321635042094985E-3,2.793617503782648E-3,7.9333833328300001E-3,1.5642010860590053E-5,2.6526072469491103E-4,1.6718708912310157E-2,null,3.402827471337183E-3,1.4339741007931195E-3,2.8869013098826901E-3,3.005835761241612E-3,2.2686102048013613E-6,1.0636418500399251E-4,1.0838171438463398E-2]
[2004,2,6,1,3.2718566370570999E-3,1.6725228059195239E-3,2.6924648133714191E-3,8.2746314630046305E-3,1.5642010860590053E-5,2.6526072469491103E-4,1.6192378454908174E-2,null,2.7983327240727416E-3,1.3846004611261934E-3,2.7823709530779618E-3,3.1351293791222743E-3,2.2686102048013613E-6,1.0636418500399251E-4,1.0209066312607965E-2]
[2004,2,6,2,2.9821471313378105E-3,1.6674336942288188E-3,2.6473269053352657E-3,8.1238421962631802E-3,1.5642010860590053E-5,2.6526072469491103E-4,1.5701652662720576E-2,null,2.5505518215884503E-3,1.3803874325392384E-3,2.7357258108355134E-3,3.0779976672954657E-3,2.2686102048013613E-6,1.0636418500399251E-4,9.8532955274674618E-3]
[2004,2,6,3,2.9370949526977617E-3,1.6203980943668799E-3,2.5910023942343468E-3,8.3839871515464237E-3,1.5642010860590053E-5,2.6526072469491103E-4,1.5813385328400913E-2,null,2.5120198809308624E-3,1.3414489421176487E-3,2.6775205251600136E-3,3.1765625515184537E-3,2.2686102048013613E-6,1.0636418500399251E-4,9.8161846949357725E-3]
[2004,2,6,4,2.921283257974559E-3,1.6279103567920965E-3,2.5753675881377749E-3,7.6602372693774833E-3,1.5642010860590053E-5,2.6526072469491103E-4,1.5065701207837415E-2,null,2.4984965552857681E-3,1.3476679795987774E-3,2.6613636453656827E-3,2.9023449590046468E-3,2.2686102048013613E-6,1.0636418500399251E-4,9.5185059344636679E-3]
[2004,2,6,5,3.0670081842230227E-3,1.6670194406762184E-3,2.5884948614114944E-3,6.6496815647445959E-3,1.5642010860590053E-5,2.6526072469491103E-4,1.4253106786610834E-2,null,2.6231312428865519E-3,1.3800444921273508E-3,2.6749292614021568E-3,2.5194610936628359E-3,2.2686102048013613E-6,1.0636418500399251E-4,9.3061988852876903E-3]
[2004,2,6,6,3.3841206226104918E-3,1.6595083401927978E-3,2.7011357860770094E-3,6.6413954805094651E-3,1.5642010860590053E-5,2.6526072469491103E-4,1.4667062964945266E-2,null,2.8943491512446401E-3,1.3738264165614443E-3,2.7913314648258412E-3,2.516321625006185E-3,2.2686102048013613E-6,1.0636418500399251E-4,9.6844614528469042E-3]
[2004,2,6,7,3.6628774336695032E-3,1.6514463496078138E-3,3.0349794689615707E-3,6.5661614509668091E-3,1.5642010860590053E-5,2.6526072469491103E-4,1.51963674387612E-2,null,3.1327625027373941E-3,1.3671522858159286E-3,3.1363227759521927E-3,2.4878166193895014E-3,2.2686102048013613E-6,1.0636418500399251E-4,1.023268697910381E-2]
[2004,2,6,8,3.6697788051625012E-3,1.8355248943412901E-3,3.7787662417800294E-3,7.0263798302759558E-3,1.434372427247126E-5,2.4324408985841768E-4,1.6568037585690663E-2,null,3.1386650638310274E-3,1.5195419794089458E-3,3.9049458984145905E-3,2.6621862173873108E-3,2.0803156032432126E-6,9.7535959779140557E-5,1.1324955434424258E-2]
[2004,2,6,9,3.7806380257074832E-3,2.1023725744190379E-3,4.0605407332523881E-3,8.7440024484863512E-3,0,0,1.8687553781865263E-2,null,3.2334800325257594E-3,1.7404522232504175E-3,4.1961293361692711E-3,3.3129667574841358E-3,0,0,1.2483028349429583E-2]
[2004,2,6,10,3.8025597062700486E-3,2.1889594235982197E-3,4.094101740222982E-3,8.7287097034236504E-3,0,0,1.8814330573514899E-2,null,3.2522290679786307E-3,1.8121332735037484E-3,4.2308110042405802E-3,3.3071725738340412E-3,0,0,1.2602345919557001E-2]
[2004,2,6,11,3.6490542349299319E-3,2.2553254275686349E-3,4.0161380358293575E-3,8.0911476961702863E-3,0,0,1.8011665394498208E-2,null,3.1209398852833797E-3,1.8670744673549258E-3,4.1502439545165202E-3,3.0656102288657027E-3,0,0,1.2203868536020528E-2]
[2004,2,6,12,3.6173755799122605E-3,2.1953519027661963E-3,3.9570837520519538E-3,8.6356041969598701E-3,0,0,1.8405415431690282E-2,null,3.0938459668070815E-3,1.8174252967708714E-3,4.0892177442496064E-3,3.2718963431067013E-3,0,0,1.2272385350934259E-2]
[2004,2,6,13,3.3871921840627601E-3,2.1081535375432848E-3,3.9078245833358899E-3,7.4635745120009917E-3,0,0,1.6866744816942926E-2,null,2.8969761767776458E-3,1.7452380020626743E-3,4.0383137251784251E-3,2.8278324938650389E-3,0,0,1.1508360397883784E-2]
[2004,2,6,14,3.2300479203657409E-3,2.0161239712349964E-3,3.9126874354346126E-3,8.776858096921452E-3,0,0,1.7935717423956801E-2,null,2.7625748309108491E-3,1.6690511904409074E-3,4.0433389564688794E-3,3.3254152525185711E-3,0,0,1.1800380230339205E-2]
[2004,2,6,15,3.1528395228610766E-3,1.9684454670650894E-3,3.8428549450697925E-3,8.3715355976993807E-3,0,0,1.7335675532695341E-2,null,2.6965405240089273E-3,1.6295804707438053E-3,3.9711746363235486E-3,3.1718448511041065E-3,0,0,1.1469140482180389E-2]
[2004,2,6,16,3.2591512665818972E-3,2.0016508571914847E-3,3.7164255775932378E-3,8.5763895884730188E-3,0,0,1.7553617289839639E-2,null,2.787466155663373E-3,1.6570696017249552E-3,3.8405235697113521E-3,3.2494608473906251E-3,0,0,1.1534520174490307E-2]
[2004,2,6,17,3.702018607444115E-3,2.0751830229538992E-3,3.4866616840746279E-3,7.2458573551698298E-3,0,0,1.6509720669642472E-2,null,3.1662389167683683E-3,1.7179433131397732E-3,3.6030874553311678E-3,2.745342843688825E-3,0,0,1.1232612528928135E-2]
[2004,2,6,18,4.0233347971327868E-3,2.0015227375740144E-3,3.3454208520517798E-3,6.5448096826935349E-3,6.5227188421762343E-6,1.1061372751096216E-4,1.6032224515805254E-2,null,3.441052182788765E-3,1.6569635377114776E-3,3.4571303432986231E-3,2.4797267659248438E-3,9.4601050084253224E-7,4.4353867277144293E-5,1.1080172707501697E-2]
[2004,2,6,19,4.3734807763246243E-3,1.8600928037560127E-3,3.3081811162084763E-3,6.8877750415661625E-3,1.5642010860590053E-5,2.6526072469491103E-4,1.6710432473410777E-2,null,3.7405228077169784E-3,1.5398805592980432E-3,3.4186471071218204E-3,2.6096710150953508E-3,2.2686102048013613E-6,1.0636418500399251E-4,1.1417354284440987E-2]
[2004,2,6,20,4.823542922057048E-3,1.7493654079258104E-3,3.2585902745109114E-3,6.8026907756810005E-3,1.5642010860590053E-5,2.6526072469491103E-4,1.6915092115730272E-2,null,4.1254490957472007E-3,1.4482147220471653E-3,3.3674003399244367E-3,2.577433907875501E-3,2.2686102048013613E-6,1.0636418500399251E-4,1.1627130860803098E-2]
[2004,2,6,21,4.2856359548656998E-3,1.8475146841382651E-3,3.178229593229756E-3,6.9362061258248986E-3,1.5642010860590053E-5,2.6526072469491103E-4,1.652848909361412E-2,null,3.6653914478203724E-3,1.5294677445004245E-3,3.2843562740351349E-3,2.628020800919791E-3,2.2686102048013613E-6,1.0636418500399251E-4,1.1215869062484516E-2]
[2004,2,6,22,4.032590080512404E-3,1.8141575969762411E-3,2.935142841450447E-3,6.9062941167397206E-3,1.5642010860590053E-5,2.6526072469491103E-4,1.5969087371234314E-2,null,3.4489679826616611E-3,1.501853030905549E-3,3.0331524277044902E-3,2.616687605128439E-3,2.2686102048013613E-6,1.0636418500399251E-4,1.0709293841608932E-2]
[2004,2,6,23,3.9677150507166081E-3,1.7505468083400995E-3,2.8360882440873836E-3,6.4697844611340451E-3,1.5642010860590053E-5,2.6526072469491103E-4,1.5305037299833638E-2,null,3.3934820800103579E-3,1.4491927461151241E-3,2.9307902229681118E-3,2.4513008744107699E-3,2.2686102048013613E-6,1.0636418500399251E-4,1.0333398718713157E-2]
[2004,2,6,24,3.9817469812689433E-3,1.3291767216754389E-3,2.6402702927894595E-3,6.9844119723506013E-3,1.5642010860590053E-5,2.6526072469491103E-4,1.5216508703639945E-2,null,3.4054832202809271E-3,1.1003609010510362E-3,2.7284335655749369E-3,2.6462852476645056E-3,2.2686102048013613E-6,1.0636418500399251E-4,9.9891957297801991E-3]
[2004,2,7,1,3.9884926329398183E-3,1.3382443337481575E-3,2.563985976846012E-3,6.8550333562876148E-3,1.5642010860590053E-5,2.6526072469491103E-4,1.5026659035377105E-2,null,3.4112525983160187E-3,1.1078675370220161E-3,2.6496019820376588E-3,2.5972656989313994E-3,2.2686102048013613E-6,1.0636418500399251E-4,9.8746206115158854E-3]
[2004,2,7,2,3.4777782260358376E-3,1.3799504741479052E-3,2.5077289427929412E-3,6.7137196310215978E-3,1.5642010860590053E-5,2.6526072469491103E-4,1.4360080009553784E-2,null,2.9744520303118314E-3,1.1423940266010544E-3,2.5914664265874162E-3,2.543724122640601E-3,2.2686102048013613E-6,1.0636418500399251E-4,9.3606694013496968E-3]
[2004,2,7,3,3.4450853081803706E-3,1.395187072304219E-3,2.4894983399586916E-3,6.4794408838545932E-3,1.5642010860590053E-5,2.6526072469491103E-4,1.4090114339853375E-2,null,2.9464906395698879E-3,1.1550076667610329E-3,2.5726270718329143E-3,2.4549595430419669E-3,2.2686102048013613E-6,1.0636418500399251E-4,9.2377177164145955E-3]
[2004,2,7,4,3.2541618608261215E-3,1.4203046974752404E-3,2.4905423645356917E-3,6.405745604098196E-3,1.5642010860590053E-5,2.6526072469491103E-4,1.3851657262490751E-2,null,2.7831988484586716E-3,1.1758013296462879E-3,2.5737059582283534E-3,2.4270375458267557E-3,2.2686102048013613E-6,1.0636418500399251E-4,9.0683764773688627E-3]
[2004,2,7,5,3.3998675728910219E-3,1.4213373217121798E-3,2.5393318760239037E-3,6.150155965806918E-3,1.5642010860590053E-5,2.6526072469491103E-4,1.3791595471989524E-2,null,2.9078171026748071E-3,1.176656189137337E-3,2.6241246373900997E-3,2.3301986004805111E-3,2.2686102048013613E-6,1.0636418500399251E-4,9.147429324891548E-3]
[2004,2,7,6,3.5672980619501616E-3,1.3590385405876492E-3,2.6028390160238437E-3,6.459072921862468E-3,1.5642010860590053E-5,2.6526072469491103E-4,1.4269151275979625E-2,null,3.0510159859128919E-3,1.1250820516921969E-3,2.6897523925872532E-3,2.4472424385014379E-3,2.2686102048013613E-6,1.0636418500399251E-4,9.4217256639025724E-3]
[2004,2,7,7,3.6974058485964886E-3,1.3593802264249741E-3,2.8725515953983375E-3,6.5144063390273942E-3,1.5642010860590053E-5,2.6526072469491103E-4,1.4724646745002696E-2,null,3.1622937457344747E-3,1.1253649168144217E-3,2.9684711497663481E-3,2.4682074110898363E-3,2.2686102048013613E-6,1.0636418500399251E-4,9.8329700186138742E-3]
[2004,2,7,8,3.8486100170881379E-3,1.4315231638646511E-3,3.3176823415657763E-3,6.3918482835384916E-3,1.3029795360181697E-5,2.2096218898404516E-4,1.5223655790401283E-2,null,3.2916146847738362E-3,1.1850885535220584E-3,3.4284655951189566E-3,2.4217720668537517E-3,1.8897523460398987E-6,8.8601368238805186E-5,1.0417432020853446E-2]
[2004,2,7,9,4.1480894102876899E-3,1.6310294160024798E-3,3.4024410003451514E-3,5.2328446286033286E-3,0,0,{"$f":"SUM(E899:J899)","v":1.4414404455238651E-2},null,3.5477515144515383E-3,1.3502500973467039E-3,3.5160544947169725E-3,1.9826435781297468E-3,0,0,{"$f":"SUM(M899:R899)","v":1.0396699684644961E-2}]
[2004,2,7,10,4.8697587943746911E-3,1.6359075598269426E-3,3.4010030347122375E-3,4.8625030473592049E-3,0,0,1.4769172436273077E-2,null,{"$f":"E900*V$5","v":4.1649763129281937E-3},{"$f":"F900*W$5","v":1.3542884758757654E-3},{"$f":"G900*X$5","v":3.5145685128803021E-3},{"$f":"H900*Y$5","v":1.8423269033799265E-3},{"$f":"I900*Z$5","v":0},{"$f":"J900*AA$5","v":0},1.0876160205064187E-2]
[2004,2,7,11,5.1202748602376582E-3,1.7258924720618761E-3,3.3684960552485032E-3,4.8343559686925648E-3,0,0,1.5049019356240603E-2,null,4.379236099579741E-3,1.4287826176201523E-3,3.4809760681497274E-3,1.8316624123196556E-3,0,0,1.1120657197669276E-2]
[2004,2,7,12,4.6816380819223735E-3,1.6825326908519521E-3,3.3104367831556306E-3,4.9522624269742318E-3,0,0,1.4626869982904189E-2,null,4.0040816270886896E-3,1.3928871590678936E-3,3.420978094759026E-3,1.8763353386003969E-3,0,0,1.0694282219516005E-2]
[2004,2,7,13,4.3780721797131239E-3,1.6681486732737921E-3,3.3367508612793815E-3,4.7545235429069131E-3,0,0,1.413749525717321E-2,null,3.7444497139896855E-3,1.3809793289916287E-3,3.4481708462724137E-3,1.8014151457669148E-3,0,0,1.0375015035020642E-2]
[2004,2,7,14,4.3235354630735507E-3,1.6439706687997324E-3,3.2941453288501533E-3,4.7886420328593022E-3,0,0,1.4050293493582739E-2,null,3.6978058980267499E-3,1.3609635324802686E-3,3.4041426401161864E-3,1.8143421118438044E-3,0,0,1.027725418246701E-2]
[2004,2,7,15,4.3844656770685528E-3,1.6009611999937559E-3,3.269851614201126E-3,4.5642211012969763E-3,0,0,1.3819499592560411E-2,null,3.7499179037227973E-3,1.3253580805660822E-3,3.3790377155704207E-3,1.7293125055130886E-3,0,0,1.0183626205372389E-2]
[2004,2,7,16,4.2411363213858914E-3,1.637469562749723E-3,3.2271258689256089E-3,4.495064866934447E-3,0,0,1.3600796619995671E-2,null,3.6273320844713124E-3,1.3555815822893268E-3,3.3348852824493539E-3,1.7031102821187549E-3,0,0,1.0020909231328748E-2]
[2004,2,7,17,4.59037398550728E-3,1.6246481988682511E-3,3.1636501564370504E-3,4.2144714665865958E-3,0,0,1.3593143807399177E-2,null,3.9260258514661377E-3,1.3449673973707583E-3,3.2692900041835097E-3,1.5967977995687541E-3,0,0,1.013708105258916E-2]
[2004,2,7,18,5.3071830742343947E-3,1.6746279849533395E-3,3.0634710644272811E-3,4.2457299753196611E-3,6.5227188421762343E-6,1.1061372751096216E-4,1.4408148545287814E-2,null,4.5390937674558932E-3,1.3863432366809766E-3,3.1657657559447062E-3,1.6086411631692642E-3,9.4601050084253224E-7,4.4353867277144293E-5,1.0745143801028829E-2]
[2004,2,7,19,5.4488013909087234E-3,1.5451632359382717E-3,2.97605905320976E-3,4.2288126202380712E-3,1.5642010860590053E-5,2.6526072469491103E-4,1.4479739035850328E-2,null,4.6602161801525335E-3,1.2791656540785696E-3,3.0754349037998966E-3,1.6022314400087263E-3,2.2686102048013613E-6,1.0636418500399251E-4,1.072568097324852E-2]
[2004,2,7,20,5.3150496883228402E-3,1.5311034208296205E-3,2.9533664707236161E-3,4.1078652874692268E-3,1.5642010860590053E-5,2.6526072469491103E-4,1.4188287602900806E-2,null,4.5458218750942369E-3,1.2675262154928069E-3,3.0519845760384311E-3,1.5564063736011892E-3,2.2686102048013613E-6,1.0636418500399251E-4,1.0530371835435459E-2]
[2004,2,7,21,5.1000759050826294E-3,1.6046119695138576E-3,2.8268570316480821E-3,4.0422807279806528E-3,1.5642010860590053E-5,2.6526072469491103E-4,1.3854728369780724E-2,null,4.3619604657508596E-3,1.328380375474772E-3,2.9212507640956138E-3,1.5315574023583348E-3,2.2686102048013613E-6,1.0636418500399251E-4,1.0251781802888374E-2]
[2004,2,7,22,4.67557960937967E-3,1.6248522976908548E-3,2.5954228802197873E-3,3.9507812056952347E-3,1.5642010860590053E-5,2.6526072469491103E-4,1.3127538728541048E-2,null,3.998899975245474E-3,1.3451363608807877E-3,2.6820886189539588E-3,1.4968896540996704E-3,2.2686102048013613E-6,1.0636418500399251E-4,9.6316474043886841E-3]
[2004,2,7,23,4.9662219091336241E-3,1.4826411662496506E-3,2.4620127013068784E-3,3.9798252694770468E-3,1.5642010860590053E-5,2.6526072469491103E-4,1.3171603781722701E-2,null,4.2474786718758959E-3,1.2274066668677283E-3,2.5442236393231161E-3,1.5078939988923746E-3,2.2686102048013613E-6,1.0636418500399251E-4,9.6356357721679078E-3]
[2004,2,7,24,4.794082758786674E-3,1.4387152885233108E-3,2.4439683040458271E-3,3.9559820649666382E-3,1.5642010860590053E-5,2.6526072469491103E-4,1.2913651151877951E-2,null,4.1002525947751523E-3,1.1910425644829927E-3,2.5255767078736827E-3,1.4988601789226016E-3,2.2686102048013613E-6,1.0636418500399251E-4,9.4243648412632233E-3]
[2004,2,8,1,3.6728725062160727E-3,1.7008924673407419E-3,2.4304376502847225E-3,3.8726584594022512E-3,1.5642010860590053E-5,2.6526072469491103E-4,1.195776381879929E-2,null,3.1413110247813501E-3,1.4080863269970724E-3,2.5115942417652725E-3,1.4672901585600937E-3,2.2686102048013613E-6,1.0636418500399251E-4,8.6369145473125832E-3]
[2004,2,8,2,3.4998146843895936E-3,1.689375794293224E-3,2.4074125488149981E-3,3.6878836080090301E-3,1.5642010860590053E-5,2.6526072469491103E-4,1.1565389371062346E-2,null,2.9932992321835637E-3,1.3985522323014452E-3,2.4878002916260264E-3,1.3972818364111467E-3,2.2686102048013613E-6,1.0636418500399251E-4,8.3855663877309763E-3]
[2004,2,8,3,3.2024340538739458E-3,1.7164580580633919E-3,2.4109518982855719E-3,3.564058294776044E-3,1.5642010860590053E-5,2.6526072469491103E-4,1.1174805040554455E-2,null,2.7389574188986686E-3,1.4209723241362469E-3,2.4914578262057955E-3,1.3503663478928473E-3,2.2686102048013613E-6,1.0636418500399251E-4,8.1103867123423524E-3]
[2004,2,8,4,3.3825421801207396E-3,1.6072719906972453E-3,2.4150953674074178E-3,3.7210173668151309E-3,1.5642010860590053E-5,2.6526072469491103E-4,1.1406829640596035E-2,null,2.8929991509964283E-3,1.3305824779179128E-3,2.4957396530554334E-3,1.409835703146867E-3,2.2686102048013613E-6,1.0636418500399251E-4,8.237789780325435E-3]
[2004,2,8,5,3.2675591930860521E-3,1.6127667527872206E-3,2.4568529053011776E-3,3.8563315778714731E-3,1.5642010860590053E-5,2.6526072469491103E-4,1.1474413164601426E-2,null,2.7946572335399815E-3,1.3351313247836367E-3,2.5388915486459153E-3,1.4611041566595323E-3,2.2686102048013613E-6,1.0636418500399251E-4,8.2384170588378595E-3]
[2004,2,8,6,3.4377893023722229E-3,1.5758613467998916E-3,2.5188579244015954E-3,3.8612674293232261E-3,1.5642010860590053E-5,2.6526072469491103E-4,1.1674678738452437E-2,null,2.9402505581504501E-3,1.3045791302382164E-3,2.602967024482504E-3,1.4629742741344386E-3,2.2686102048013613E-6,1.0636418500399251E-4,8.4194037822144033E-3]
[2004,2,8,7,3.5867634855040889E-3,1.5324177054357963E-3,2.6916258650412873E-3,4.0412244983558726E-3,1.5642010860590053E-5,2.6526072469491103E-4,1.2132934289892545E-2,null,3.0676642495018145E-3,1.2686142479341712E-3,2.7815039907862732E-3,1.5311572133538392E-3,2.2686102048013613E-6,1.0636418500399251E-4,8.7575724967848927E-3]
[2004,2,8,8,3.9758899168260853E-3,1.44556970108998E-3,3.019768487608058E-3,3.8996053625765109E-3,1.3029795360181697E-5,2.2096218898404516E-4,1.2574825452444861E-2,null,3.4004738274756867E-3,1.1967169999926128E-3,3.1206038731551571E-3,1.4774999217617177E-3,1.8897523460398987E-6,8.8601368238805186E-5,9.2857857429700184E-3]
[2004,2,8,9,4.076298415402824E-3,1.5458623566707518E-3,3.1354079496627909E-3,3.696419389399064E-3,0,0,1.2453988111135432E-2,null,3.4863505691886199E-3,1.2797444222036728E-3,3.2401047404098577E-3,1.4005159114426821E-3,0,0,9.4067156432448319E-3]
[2004,2,8,10,4.3777965686743782E-3,1.5036437330578144E-3,3.2264535694243022E-3,3.5083064528518325E-3,0,0,1.2616200324008328E-2,null,3.7442139911343184E-3,1.2447936726439691E-3,3.3341905336842395E-3,1.3292428406601387E-3,0,0,9.6524410381226659E-3]
[2004,2,8,11,4.3700174999974084E-3,1.5281428434710193E-3,3.2176120543621891E-3,3.5088580932039022E-3,0,0,1.262463049103452E-2,null,3.7375607587784064E-3,1.2650752971786227E-3,3.3250537848703446E-3,1.3294518486240844E-3,0,0,9.6571416894514588E-3]
[2004,2,8,12,3.9393334021836359E-3,1.69441210625201E-3,3.1709457993502254E-3,3.4452905215425684E-3,0,0,1.2249981829328439E-2,null,3.3692080042597825E-3,1.40272155055279E-3,3.2768292614561902E-3,1.3053670827507119E-3,0,0,9.3541258990194748E-3]
[2004,2,8,13,3.9509659561035772E-3,1.6191163714303607E-3,3.1686172681290562E-3,3.4260393992271332E-3,0,0,1.2164738994890126E-2,null,3.3791570209526383E-3,1.3403878659023294E-3,3.2744229764785963E-3,1.2980731314222401E-3,0,0,9.2920409947558034E-3]
[2004,2,8,14,3.5471052120204091E-3,1.6822012925544073E-3,3.1442893720069519E-3,3.3851210124800774E-3,0,0,1.1758716889061846E-2,null,3.0337455737222342E-3,1.3926128105005839E-3,3.2492827290801973E-3,1.2825697900334986E-3,0,0,8.9582109033365144E-3]
[2004,2,8,15,3.3792108809872199E-3,1.6752551923760327E-3,3.1777184139242711E-3,3.5203083219916549E-3,0,0,1.1752492809279178E-2,null,2.8901499786722438E-3,1.3868624712669621E-3,3.2838280255528028E-3,1.3337901625212836E-3,0,0,8.8946306380132921E-3]
[2004,2,8,16,3.7877263700512621E-3,1.5564277270748721E-3,3.129292890767737E-3,3.6482399001164598E-3,0,0,1.212168688801033E-2,null,3.2395425065694064E-3,1.2884909796088925E-3,3.2337854889338638E-3,1.3822614510481219E-3,0,0,9.1440804261602848E-3]
[2004,2,8,17,4.5471667372153132E-3,1.5558807377462011E-3,3.082915744738702E-3,3.6560860930313064E-3,0,0,1.2842049312731522E-2,null,3.8890718310964374E-3,1.2880381536898506E-3,3.1858597283605013E-3,1.3852342517138164E-3,0,0,9.748203964860605E-3]
[2004,2,8,18,4.7637373026923899E-3,1.6253714112714193E-3,3.0079624870415806E-3,3.6776122643385361E-3,6.5227188421762343E-6,1.1061372751096216E-4,1.3191819911697064E-2,null,4.0742989261902335E-3,1.3455661098208216E-3,3.1084036494474767E-3,1.3933901837800415E-3,9.4601050084253224E-7,4.4353867277144293E-5,9.9669587470165612E-3]
[2004,2,8,19,5.2387311587330197E-3,1.6153103912269434E-3,2.8862979951652986E-3,3.6874366178932497E-3,1.5642010860590053E-5,2.6526072469491103E-4,1.3708678898574012E-2,null,4.4805486487598453E-3,1.3372370796015162E-3,2.9826765660195312E-3,1.3971124787968015E-3,2.2686102048013613E-6,1.0636418500399251E-4,1.0306207568386488E-2]
[2004,2,8,20,4.9927354533429568E-3,1.6884015964544372E-3,2.8285403854459109E-3,3.6986595589863407E-3,1.5642010860590053E-5,2.6526072469491103E-4,1.3489239729785146E-2,null,4.2701550072482362E-3,1.397745741189911E-3,2.9229903280399861E-3,1.4013646769156446E-3,2.2686102048013613E-6,1.0636418500399251E-4,1.010088854860257E-2]
[2004,2,8,21,4.8084631431117453E-3,1.8018847298102553E-3,2.6560895796617877E-3,3.7110729002189807E-3,1.5642010860590053E-5,2.6526072469491103E-4,1.325841308835827E-2,null,4.1125517583710811E-3,1.491692919798411E-3,2.744781086282871E-3,1.4060678991637311E-3,2.2686102048013613E-6,1.0636418500399251E-4,9.8637264588248893E-3]
[2004,2,8,22,5.0124877007977822E-3,1.5966415354793659E-3,2.5465528560071095E-3,3.814438229319594E-3,1.5642010860590053E-5,2.6526072469491103E-4,1.3251023057159354E-2,null,4.2870485837579134E-3,1.3217820399540402E-3,2.6315867386061493E-3,1.4452314173814117E-3,2.2686102048013613E-6,1.0636418500399251E-4,9.7942815749083086E-3]
[2004,2,8,23,4.7581310359386918E-3,1.6215033817444709E-3,2.5285017576669373E-3,4.2124017762958941E-3,1.5642010860590053E-5,2.6526072469491103E-4,1.3401440687201494E-2,null,4.0695040340366258E-3,1.3423639558963983E-3,2.6129328823167671E-3,1.5960136260541906E-3,2.2686102048013613E-6,1.0636418500399251E-4,9.729447293512777E-3]
[2004,2,8,24,4.1083370423872553E-3,1.7697980904500643E-3,2.5198141923058011E-3,5.3998473362652588E-3,1.5642010860590053E-5,2.6526072469491103E-4,1.4078699396963882E-2,null,3.5137523621979663E-3,1.4651299482820465E-3,2.6039552238553646E-3,2.045918310971295E-3,2.2686102048013613E-6,1.0636418500399251E-4,9.7373886405154667E-3]
[2004,2,9,1,3.495746589553476E-3,1.8070312066473535E-3,2.482906575935806E-3,5.5269397046176991E-3,1.5642010860590053E-5,2.6526072469491103E-4,1.3593526812309836E-2,null,2.9898198979194626E-3,1.4959534382060532E-3,2.5658151972057191E-3,2.094071635945998E-3,2.2686102048013613E-6,1.0636418500399251E-4,9.2542929644860265E-3]
[2004,2,9,2,3.2877028408476242E-3,1.9309327489276228E-3,2.4609144920275071E-3,5.1071726727333821E-3,1.5642010860590053E-5,2.6526072469491103E-4,1.3067625490091637E-2,null,2.811885564413336E-3,1.5985255119430029E-3,2.5430887589027117E-3,1.9350284253895713E-3,2.2686102048013613E-6,1.0636418500399251E-4,8.997161055857416E-3]
[2004,2,9,3,2.9885276067537275E-3,1.9358811514713233E-3,2.4716988143074223E-3,5.5956595209874938E-3,1.5642010860590053E-5,2.6526072469491103E-4,1.3272669829075469E-2,null,2.5560088740000015E-3,1.6026220542559664E-3,2.5542331886873651E-3,2.120108507339253E-3,2.2686102048013613E-6,1.0636418500399251E-4,8.9416054194913792E-3]
[2004,2,9,4,3.0952811660175349E-3,1.9402567316231846E-3,2.4841687760955543E-3,5.2568536039254545E-3,1.5642010860590053E-5,2.6526072469491103E-4,1.3057463013217229E-2,null,2.6473123788405581E-3,1.606244384710606E-3,2.5671195444506721E-3,1.9917402060861157E-3,2.2686102048013613E-6,1.0636418500399251E-4,8.9210493092967448E-3]
[2004,2,9,5,3.1749484272024916E-3,1.9541305605597688E-3,2.5811293644085031E-3,6.1190135002488766E-3,1.5642010860590053E-5,2.6526072469491103E-4,1.4110124587975142E-2,null,2.7154496870239742E-3,1.617729854370686E-3,2.6673178174886356E-3,2.3183992038371872E-3,2.2686102048013613E-6,1.0636418500399251E-4,9.427529357929277E-3]
[2004,2,9,6,3.3612533783095276E-3,1.9400614136689804E-3,2.6749779791927107E-3,6.0889715967580591E-3,1.5642010860590053E-5,2.6526072469491103E-4,1.434616710348478E-2,null,2.8747914000546888E-3,1.6060826904553767E-3,2.7643002027236776E-3,2.3070167930724405E-3,2.2686102048013613E-6,1.0636418500399251E-4,9.6608238815149763E-3]
[2004,2,9,7,3.7932296939016236E-3,1.8592728651729323E-3,3.0433577851821459E-3,6.5277487341160942E-3,1.5642010860590053E-5,2.6526072469491103E-4,1.5504511813928298E-2,null,3.2442493543717258E-3,1.5392017719378889E-3,3.1449808588998544E-3,2.473262637418339E-3,2.2686102048013613E-6,1.0636418500399251E-4,1.0510327417836602E-2]
[2004,2,9,8,3.9611043847376775E-3,2.0297504152020462E-3,3.8003571765342801E-3,6.1961754823280325E-3,1.3029795360181697E-5,2.2096218898404516E-4,1.6221379443146264E-2,null,3.3878281516788906E-3,1.6803318620906519E-3,3.9272577924871471E-3,2.3476346807341638E-3,1.8897523460398987E-6,8.8601368238805186E-5,1.1433543607575697E-2]
[2004,2,9,9,4.4151831814772165E-3,2.0646639081305096E-3,4.1003918817158116E-3,7.6108789130117267E-3,0,0,1.8191117884335264E-2,null,3.7761897754225084E-3,1.7092350484849918E-3,4.2373111846304903E-3,2.8836438441768356E-3,0,0,1.2606379852714827E-2]
[2004,2,9,10,4.2642173869123622E-3,2.1580207072971849E-3,4.1503201686969617E-3,7.9033599210734159E-3,0,0,1.8475918183979922E-2,null,3.6470727113183631E-3,1.7865206117777315E-3,4.2889066650034884E-3,2.9944603567078404E-3,0,0,1.2716960344807425E-2]
[2004,2,9,11,4.2318491301997002E-3,2.152886156911222E-3,4.1433823423721733E-3,7.4835646341247708E-3,0,0,1.8011682263607866E-2,null,3.6193889946926554E-3,1.7822699667001769E-3,4.2817371724449505E-3,2.8354064407462632E-3,0,0,1.2518802574584044E-2]
[2004,2,9,12,4.0309968757374481E-3,2.158894356372963E-3,4.1027638554935759E-3,7.4922516183296723E-3,0,0,1.7784906705933662E-2,null,3.4476053566201001E-3,1.7872438634481444E-3,4.2397623627881166E-3,2.8386978041765889E-3,0,0,1.2313309387032951E-2]
[2004,2,9,13,3.574126373199352E-3,2.1160018372508834E-3,4.0147273941737987E-3,6.6855140223215197E-3,0,0,1.6390369626945553E-2,null,3.0568560605061207E-3,1.751735228501523E-3,4.1487862090529076E-3,2.5330374554594706E-3,0,0,1.1490414953520021E-2]
[2004,2,9,14,3.5179085096063946E-3,2.1059064439475908E-3,4.0773673333198562E-3,7.5748261384407127E-3,0,0,1.7276008425314553E-2,null,3.0087744038748785E-3,1.743377742329426E-3,4.2135178060331204E-3,2.8699840076920557E-3,0,0,1.1835653959929481E-2]
[2004,2,9,15,3.4789955145895996E-3,2.1476474783658312E-3,3.9847322097719068E-3,7.2507296097201676E-3,0,0,1.6862104812447504E-2,null,2.9754931451198736E-3,1.7779331189729185E-3,4.1177894326428427E-3,2.7471888652852695E-3,0,0,1.1618404562020906E-2]
[2004,2,9,16,3.994696430726947E-3,2.1373787867245463E-3,3.8559035604019227E-3,7.8310695368920494E-3,0,0,1.7819048314745463E-2,null,3.4165585430095085E-3,1.7694321675172109E-3,3.9846589678913013E-3,2.9670706526118539E-3,0,0,1.2137720331029875E-2]
[2004,2,9,17,4.4579539938110965E-3,2.1695454043341804E-3,3.665687058740034E-3,7.2791579497704512E-3,0,0,1.7572344406655761E-2,null,3.8127705236232373E-3,1.7960613491448318E-3,3.7880908023978288E-3,2.757959921916589E-3,0,0,1.2154882597082486E-2]
[2004,2,9,18,4.5896683634124988E-3,2.2158883373031824E-3,3.4614480390866616E-3,6.3625153911336012E-3,5.2087899298866692E-6,8.8331826636589629E-5,1.6723060747502419E-2,null,3.9254223514911413E-3,1.8344264142618619E-3,3.5770318823530782E-3,2.4106582893804753E-3,7.5544724363921782E-7,3.5419275736808922E-5,1.1783713660467005E-2]
[2004,2,9,19,5.071657489508944E-3,2.0596685963853128E-3,3.3925675119766711E-3,6.3787158515862894E-3,1.5642010860590053E-5,2.6526072469491103E-4,1.7183512185012722E-2,null,4.3376549441196694E-3,1.7050996723206794E-3,3.505851313191412E-3,2.4167963922975193E-3,2.2686102048013613E-6,1.0636418500399251E-4,1.2074035117138076E-2]
[2004,2,9,20,4.9250384903110752E-3,2.1563456113363427E-3,3.3803602924952761E-3,7.7021901329416267E-3,1.5642010860590053E-5,2.6526072469491103E-4,1.8444837262639822E-2,null,4.2122555794961549E-3,1.7851338811265237E-3,3.4932364731629735E-3,2.9182402475968106E-3,2.2686102048013613E-6,1.0636418500399251E-4,1.2517498976591256E-2]
[2004,2,9,21,4.8902605126614615E-3,2.0991303997086896E-3,3.3291290010285853E-3,8.0244901670148937E-3,1.5642010860590053E-5,2.6526072469491103E-4,1.8623912815969132E-2,null,4.1825108920817569E-3,1.7377681841550393E-3,3.4402944786909632E-3,3.0403547260763513E-3,2.2686102048013613E-6,1.0636418500399251E-4,1.2509561076212905E-2]
[2004,2,9,22,4.5877963271813383E-3,2.0362261979050343E-3,3.0156625898199382E-3,7.6873947202043677E-3,1.5642010860590053E-5,2.6526072469491103E-4,1.7607982570666179E-2,null,3.9238212482560625E-3,1.6856928483115726E-3,3.1163608722122155E-3,2.912634495442626E-3,2.2686102048013613E-6,1.0636418500399251E-4,1.1747142259431272E-2]
[2004,2,9,23,4.336834402004457E-3,2.0110641193301295E-3,2.8536818104250689E-3,7.7575952007254484E-3,1.5642010860590053E-5,2.6526072469491103E-4,1.7240078268040606E-2,null,3.709180129887738E-3,1.6648623846106292E-3,2.9489712694560433E-3,2.9392323674921716E-3,2.2686102048013613E-6,1.0636418500399251E-4,1.1370878946655377E-2]
[2004,2,9,24,3.9813796010856432E-3,2.0036305161156699E-3,2.7038735750411873E-3,7.0644552801265225E-3,1.5642010860590053E-5,2.6526072469491103E-4,1.6034241707924526E-2,null,3.4051690096955794E-3,1.6587084652726438E-3,2.7941606733829058E-3,2.6766124141289439E-3,2.2686102048013613E-6,1.0636418500399251E-4,1.0643283357688866E-2]
[2004,2,10,1,3.6396023654229766E-3,1.7101809894134018E-3,2.6947246330465521E-3,7.6592959458085001E-3,1.5642010860590053E-5,2.6526072469491103E-4,{"$f":"SUM(E963:J963)","v":1.5984706669246933E-2},null,3.112855950478471E-3,1.4157758436359293E-3,2.7847062321100435E-3,2.9019883061205186E-3,2.2686102048013613E-6,1.0636418500399251E-4,{"$f":"SUM(M963:R963)","v":1.0323959127553756E-2}]
[2004,2,10,2,3.2999456600261321E-3,1.7135114714741369E-3,2.6554661492605154E-3,7.7115646496487182E-3,1.5642010860590053E-5,2.6526072469491103E-4,1.5661390665965003E-2,null,{"$f":"E964*V$5","v":2.822356524893114E-3},{"$f":"F964*W$5","v":1.4185329881010124E-3},{"$f":"G964*X$5","v":2.7441368384430657E-3},{"$f":"H964*Y$5","v":2.9217921064167321E-3},{"$f":"I964*Z$5","v":2.2686102048013613E-6},{"$f":"J964*AA$5","v":1.0636418500399251E-4},1.0015451253062718E-2]
[2004,2,10,3,3.2768191432907207E-3,1.7351971500944533E-3,2.6287602282551305E-3,8.0244270385574183E-3,1.5642010860590053E-5,2.6526072469491103E-4,1.5946106295753226E-2,null,2.8025770248253094E-3,1.4364855089941532E-3,2.7165391597244594E-3,3.0403308076840246E-3,2.2686102048013613E-6,1.0636418500399251E-4,1.0104565296436741E-2]
[2004,2,10,4,3.4024674857056399E-3,1.6945130363010539E-3,2.5992422639324491E-3,7.3888160379306112E-3,1.5642010860590053E-5,2.6526072469491103E-4,1.5365941559425255E-2,null,2.9100407395623406E-3,1.4028051056421155E-3,2.6860355386121079E-3,2.7995076688327354E-3,2.2686102048013613E-6,1.0636418500399251E-4,9.907021847858093E-3]
[2004,2,10,5,3.4777873182561328E-3,1.7896041925537733E-3,2.610005390620904E-3,6.219992639887509E-3,1.5642010860590053E-5,2.6526072469491103E-4,1.437829227687382E-2,null,2.9744598066481472E-3,1.4815264589955917E-3,2.697158065047191E-3,2.356658631918666E-3,2.2686102048013613E-6,1.0636418500399251E-4,9.6184357578183895E-3]
[2004,2,10,6,3.692009901064496E-3,1.6598731142484623E-3,2.691979212558036E-3,6.1782192462252975E-3,1.5642010860590053E-5,2.6526072469491103E-4,1.4502984209651794E-2,null,3.1576787340664406E-3,1.3741283952991288E-3,2.781869137198609E-3,2.3408313416856718E-3,2.2686102048013613E-6,1.0636418500399251E-4,9.7631404034586432E-3]
[2004,2,10,7,4.2115592491404827E-3,1.6731635169210026E-3,3.0329310930817693E-3,6.2384697308496837E-3,1.5642010860590053E-5,2.6526072469491103E-4,1.5437026325548438E-2,null,3.6020355943350464E-3,1.3851308746697076E-3,3.1342060011959765E-3,2.36365931478596E-3,2.2686102048013613E-6,1.0636418500399251E-4,1.0593664580195485E-2]
[2004,2,10,8,4.1096559300070716E-3,1.8306096030715052E-3,3.7795035241693976E-3,6.8119503983550319E-3,1.173150814544254E-5,1.9894554352118329E-4,1.6742396507269632E-2,null,3.5148803720086975E-3,1.5154728483127203E-3,3.9057077999607895E-3,2.5809422351302839E-3,1.7014576536010209E-6,7.9773138752994388E-5,1.1598477851819087E-2]
[2004,2,10,9,4.2719227629342774E-3,1.9401399709419972E-3,4.0824934203066623E-3,8.3353676007690315E-3,0,0,1.8629923754951969E-2,null,3.6536629162892032E-3,1.6061477242092117E-3,4.2188150620879467E-3,3.1581413586564602E-3,0,0,1.2636767061242822E-2]
[2004,2,10,10,4.2326380211785983E-3,1.9397548631995491E-3,4.0937785684929586E-3,8.3780405039633483E-3,0,0,1.8644211956834453E-2,null,3.6200637123489773E-3,1.6058289121990618E-3,4.2304770412376069E-3,3.174309459084266E-3,0,0,1.2630679124869912E-2]
[2004,2,10,11,3.9451639283327447E-3,1.9609588300103882E-3,4.1123967220108E-3,7.8566186072185629E-3,0,0,1.7875138087572497E-2,null,3.3741946995620217E-3,1.623382647263291E-3,4.2497168876752369E-3,2.9767507986519564E-3,0,0,1.2224045033152508E-2]
[2004,2,10,12,3.6695358682678507E-3,2.0374183633086814E-3,4.0420544407379017E-3,8.6088541183025474E-3,0,0,1.8357862790616981E-2,null,3.1384572863097002E-3,1.6866797841917809E-3,4.177025753806015E-3,3.2617611536584026E-3,0,0,1.2263923977965899E-2]
[2004,2,10,13,3.5461933224722316E-3,1.9403704010449124E-3,3.9343594798759646E-3,7.8947799293244934E-3,0,0,1.7315703132717603E-2,null,3.0329656586322805E-3,1.6063384861083169E-3,4.065734668623768E-3,2.991209531057787E-3,0,0,1.1696248344422153E-2]
[2004,2,10,14,3.5304345992570865E-3,1.9779218873240811E-3,3.9983427665025275E-3,8.5834813247857439E-3,0,0,1.8090180577869437E-2,null,3.0194876381215135E-3,1.6374255391721616E-3,4.1318544698215756E-3,3.2521477961644065E-3,0,0,1.2040915443279655E-2]
[2004,2,10,15,3.3193134169697516E-3,1.8965762451268039E-3,3.9412664742930047E-3,8.1697889310575426E-3,0,0,1.7326945067447103E-2,null,2.8389212568050741E-3,1.5700834298159705E-3,4.0728722997428841E-3,3.0954061716829515E-3,0,0,1.1577283158046878E-2]
[2004,2,10,16,3.529093879001138E-3,1.9487949014528128E-3,3.8077974806266001E-3,8.6826767860817538E-3,0,0,1.7968363047162303E-2,null,3.0183409554326831E-3,1.6133127211431114E-3,3.9349465414303935E-3,3.2897314162174717E-3,0,0,1.1856331634223661E-2]
[2004,2,10,17,4.1463509345436656E-3,2.1226091278158561E-3,3.6386169235592611E-3,7.3902651378531586E-3,0,0,1.7297842123771941E-2,null,3.5462646419799847E-3,1.7572050836991183E-3,3.760116747751386E-3,2.8000567102928627E-3,0,0,1.1863643183723353E-2]
[2004,2,10,18,4.6162731585489081E-3,2.1131588095888148E-3,3.4417292526091933E-3,6.6618404762919985E-3,5.2087899298866692E-6,8.8331826636589629E-5,1.6926542313605387E-2,null,3.9481767313757164E-3,1.7493816238762451E-3,3.556654650883838E-3,2.5240679164537775E-3,7.5544724363921782E-7,3.5419275736808922E-5,1.1814455645570024E-2]
[2004,2,10,19,4.6652286511564825E-3,2.0163337566754167E-3,3.4156738688761799E-3,6.8201708297157505E-3,1.5642010860590053E-5,2.6526072469491103E-4,1.7198309841979332E-2,null,3.9900470735646995E-3,1.6692248616258477E-3,3.5297292320222782E-3,2.5840568289322279E-3,2.2686102048013613E-6,1.0636418500399251E-4,1.1881690791353847E-2]
[2004,2,10,20,5.3223355780824978E-3,1.8632334379682809E-3,3.3897191090471075E-3,8.3688896434715998E-3,1.5642010860590053E-5,2.6526072469491103E-4,1.9225080504124987E-2,null,4.5520533045240955E-3,1.5424805379429648E-3,3.502907797073942E-3,3.1708423401315736E-3,2.2686102048013613E-6,1.0636418500399251E-4,1.287691677488137E-2]
[2004,2,10,21,4.6686457658004707E-3,1.8726283149198351E-3,3.2787728615497418E-3,8.353314834243673E-3,1.5642010860590053E-5,2.6526072469491103E-4,1.8454264512069222E-2,null,3.9929696416325907E-3,1.5502581006245058E-3,3.3882568590722184E-3,3.1649412867489537E-3,2.2686102048013613E-6,1.0636418500399251E-4,1.2205058683287062E-2]
[2004,2,10,22,4.8929054847974777E-3,1.8134623980975175E-3,3.0432077181368066E-3,8.1152614257781544E-3,1.5642010860590053E-5,2.6526072469491103E-4,1.814573976236546E-2,null,4.1847730670189608E-3,1.5012775094928373E-3,3.1448257808517062E-3,3.0747465465943945E-3,2.2686102048013613E-6,1.0636418500399251E-4,1.2014255699166693E-2]
[2004,2,10,23,4.6996036820073101E-3,1.743113403939129E-3,2.9090044056931368E-3,7.6065068315073056E-3,1.5642010860590053E-5,2.6526072469491103E-4,1.7239131058702385E-2,null,4.0194471312051845E-3,1.4430389913651777E-3,3.0061411835653447E-3,2.8819873303811807E-3,2.2686102048013613E-6,1.0636418500399251E-4,1.145924743172568E-2]
[2004,2,10,24,4.3431787668699795E-3,1.7321635042094985E-3,2.7670935954239987E-3,6.9231213535136601E-3,1.5642010860590053E-5,2.6526072469491103E-4,1.6046459955572637E-2,null,3.7146062978975374E-3,1.4339741007931195E-3,2.8594917215334936E-3,2.6230631838614969E-3,2.2686102048013613E-6,1.0636418500399251E-4,1.0739768099294441E-2]
[2004,2,11,1,3.8071475819825666E-3,1.7101809894134018E-3,2.7141801484897067E-3,8.1022213322697375E-3,1.5642010860590053E-5,2.6526072469491103E-4,1.6614632787710915E-2,null,3.2561529571230722E-3,1.4157758436359293E-3,2.8048114014616941E-3,3.0698058576407506E-3,2.2686102048013613E-6,1.0636418500399251E-4,1.065517885507024E-2]
[2004,2,11,2,3.4505545574689614E-3,1.7135114714741369E-3,2.673919091732287E-3,7.6467421200130713E-3,1.5642010860590053E-5,2.6526072469491103E-4,1.5765629976243957E-2,null,2.9511683442978499E-3,1.4185329881010124E-3,2.763205957146974E-3,2.8972318564529295E-3,2.2686102048013613E-6,1.0636418500399251E-4,1.0138771941207559E-2]
[2004,2,11,3,3.4381290401364669E-3,1.7351971500944533E-3,2.6487822038933628E-3,7.6787576097651928E-3,1.5642010860590053E-5,2.6526072469491103E-4,1.5781768739444976E-2,null,2.9405411269035303E-3,1.4364855089941532E-3,2.7372297043742502E-3,2.9093620284077319E-3,2.2686102048013613E-6,1.0636418500399251E-4,1.0132251163888458E-2]
[2004,2,11,4,3.5723145641587779E-3,1.6945130363010539E-3,2.6124991843112359E-3,7.5870536837006636E-3,1.5642010860590053E-5,2.6526072469491103E-4,1.5747283204027233E-2,null,3.0553064679993509E-3,1.4028051056421155E-3,2.6997351308987072E-3,2.8746168347309892E-3,2.2686102048013613E-6,1.0636418500399251E-4,1.0141096334479956E-2]
[2004,2,11,5,3.6528089836194077E-3,1.7896041925537733E-3,2.6285813216961715E-3,6.4468450362535051E-3,1.5642010860590053E-5,2.6526072469491103E-4,1.479874226967836E-2,null,3.1241512228491601E-3,1.4815264589955917E-3,2.7163542791605647E-3,2.4426094825095485E-3,2.2686102048013613E-6,1.0636418500399251E-4,9.8732742387236585E-3]
[2004,2,11,6,3.8821558933316487E-3,1.6598731142484623E-3,2.709839428595181E-3,6.3860167121857188E-3,1.5642010860590053E-5,2.6526072469491103E-4,1.4918787883916512E-2,null,3.3203055883381026E-3,1.3741283952991288E-3,2.800325737288853E-3,2.4195625750164092E-3,2.2686102048013613E-6,1.0636418500399251E-4,1.0022955091151288E-2]
[2004,2,11,7,4.4419814855829812E-3,1.6731635169210026E-3,3.0427730808846153E-3,6.3874804901659374E-3,1.5642010860590053E-5,2.6526072469491103E-4,1.5826301309110037E-2,null,3.7991096584269984E-3,1.3851308746697076E-3,3.1443766302965653E-3,2.4201171777646783E-3,2.2686102048013613E-6,1.0636418500399251E-4,1.0857367136366742E-2]
[2004,2,11,8,4.3231372119670389E-3,1.8306096030715052E-3,3.8055679976386862E-3,6.9141638381999297E-3,1.173150814544254E-5,1.9894554352118329E-4,1.7084155702543787E-2,null,3.6974652843546445E-3,1.5154728483127203E-3,3.932642612080919E-3,2.6196693203946377E-3,1.7014576536010209E-6,7.9773138752994388E-5,1.1846724661549518E-2]
[2004,2,11,9,4.4782496285530344E-3,1.9401399709419972E-3,4.1251961503050378E-3,8.4547424053981086E-3,0,0,1.8998328155198179E-2,null,3.8301288449539899E-3,1.6061477242092117E-3,4.2629437114112545E-3,3.2033706185688651E-3,0,0,1.2902590899143321E-2]
[2004,2,11,10,4.4166431970864891E-3,1.9397548631995491E-3,4.132820905654905E-3,8.2314731989283612E-3,0,0,1.8720692164869303E-2,null,3.7774384882819931E-3,1.6058289121990618E-3,4.2708230707642295E-3,3.1187773829926125E-3,0,0,1.2772867854237898E-2]
[2004,2,11,11,4.1220836109021591E-3,1.9609588300103882E-3,4.1372522658115665E-3,8.1433597437528191E-3,0,0,1.8363654450476934E-2,null,3.5255094398410633E-3,1.623382647263291E-3,4.275402401837115E-3,3.0853925629855949E-3,0,0,1.2509687051927065E-2]
[2004,2,11,12,3.8330444471986842E-3,2.0374183633086814E-3,4.0539392894956387E-3,8.6170256127854165E-3,0,0,1.8541427712788421E-2,null,3.2783018632103343E-3,1.6866797841917809E-3,4.1893074585848591E-3,3.2648572060371846E-3,0,0,1.2419146312024159E-2]
[2004,2,11,13,3.7017317663355026E-3,1.9403704010449124E-3,3.9559606020260624E-3,7.3559992106715143E-3,0,0,1.695406198007799E-2,null,3.1659935891303085E-3,1.6063384861083169E-3,4.088057090267252E-3,2.7870738825391018E-3,0,0,1.1647463048044978E-2]
[2004,2,11,14,3.6692339977753585E-3,1.9779218873240811E-3,4.0354879366058423E-3,8.2530149972038763E-3,0,0,1.7935658818909156E-2,null,3.1381991044358354E-3,1.6374255391721616E-3,4.1702399825418656E-3,3.1269392358744775E-3,0,0,1.2072803862024341E-2]
[2004,2,11,15,3.4500955211863625E-3,1.8965762451268039E-3,3.982097624770445E-3,7.8627180331228268E-3,0,0,1.7191487424206439E-2,null,2.9507757426671475E-3,1.5700834298159705E-3,4.1150668742104806E-3,2.9790617764198163E-3,0,0,1.1614987823113414E-2]
[2004,2,11,16,3.6744465886076197E-3,1.9487949014528128E-3,3.8351676956189084E-3,8.3924964055188522E-3,0,0,1.7850905591198195E-2,null,3.1426572959525143E-3,1.6133127211431114E-3,3.9632306960815144E-3,3.1797865757233561E-3,0,0,1.1898987288900495E-2]
[2004,2,11,17,4.3184696327603911E-3,2.1226091278158561E-3,3.6545010389391905E-3,6.8742773858189209E-3,0,0,1.6969857185334357E-2,null,3.6934732269129369E-3,1.7572050836991183E-3,3.7765312617049087E-3,2.6045569629140962E-3,0,0,1.1831766535231061E-2]
[2004,2,11,18,4.7948419880453827E-3,2.1131588095888148E-3,3.4738635447453276E-3,6.5311847970752537E-3,5.2087899298866692E-6,8.8331826636589629E-5,1.7006589756021255E-2,null,4.1009019435441826E-3,1.7493816238762451E-3,3.5898619636008967E-3,2.4745645083209815E-3,7.5544724363921782E-7,3.5419275736808922E-5,1.1950884762322754E-2]
[2004,2,11,19,4.85196933997167E-3,2.0163337566754167E-3,3.4334907141081745E-3,6.4046371164084171E-3,1.5642010860590053E-5,2.6526072469491103E-4,1.6987333662719182E-2,null,4.1497614615696237E-3,1.6692248616258477E-3,3.5481410130798413E-3,2.4266175570528559E-3,2.2686102048013613E-6,1.0636418500399251E-4,1.1902377688536962E-2]
[2004,2,11,20,5.54449126696532E-3,1.8632334379682809E-3,3.3990873735708065E-3,8.3650240791179591E-3,1.5642010860590053E-5,2.6526072469491103E-4,1.9452738893177866E-2,null,4.7420572084234079E-3,1.5424805379429648E-3,3.5125888844411905E-3,3.1693777378195348E-3,2.2686102048013613E-6,1.0636418500399251E-4,1.3075137163835892E-2]
[2004,2,11,21,4.8668908645942196E-3,1.8726283149198351E-3,3.2858807566554728E-3,8.6491904195539152E-3,1.5642010860590053E-5,2.6526072469491103E-4,1.8955493091278943E-2,null,4.1625234481956321E-3,1.5502581006245058E-3,3.395602099307669E-3,3.2770439518910108E-3,2.2686102048013613E-6,1.0636418500399251E-4,1.2494060395227611E-2]
[2004,2,11,22,5.0941651824952215E-3,1.8134623980975175E-3,3.068434979913953E-3,8.3223830504445505E-3,1.5642010860590053E-5,2.6526072469491103E-4,1.8579348346506746E-2,null,4.3569051805492018E-3,1.5012775094928373E-3,3.1708954253075361E-3,3.1532217141527772E-3,2.2686102048013613E-6,1.0636418500399251E-4,1.2290932624711147E-2]
[2004,2,11,23,4.8940869899883376E-3,1.743113403939129E-3,2.9289188556663806E-3,8.4572957349354112E-3,1.5642010860590053E-5,2.6526072469491103E-4,1.830431772008476E-2,null,4.185783577260088E-3,1.4430389913651777E-3,3.0267206120789141E-3,3.2043380354843821E-3,2.2686102048013613E-6,1.0636418500399251E-4,1.1968514011397355E-2]
[2004,2,11,24,4.5242596344601356E-3,1.7321635042094985E-3,2.7719130819300296E-3,8.1018262538585743E-3,1.5642010860590053E-5,2.6526072469491103E-4,1.7411065210013739E-2,null,3.8694799900214059E-3,1.4339741007931195E-3,2.8644721391777785E-3,3.0696561685652391E-3,2.2686102048013613E-6,1.0636418500399251E-4,1.1346215193766336E-2]
[2004,2,12,1,4.0317201849144856E-3,1.7101809894134018E-3,2.7052237202709823E-3,8.4477846874597539E-3,1.5642010860590053E-5,2.6526072469491103E-4,1.7175812317614125E-2,null,3.4482239838902564E-3,1.4157758436359293E-3,2.7955559023386057E-3,3.2007344472761968E-3,2.2686102048013613E-6,1.0636418500399251E-4,1.0968922972349781E-2]
[2004,2,12,2,3.652425634820189E-3,1.7135114714741369E-3,2.6741097763929608E-3,8.239155092488357E-3,1.5642010860590053E-5,2.6526072469491103E-4,1.6560104710731143E-2,null,3.1238233547276058E-3,1.4185329881010124E-3,2.763403009104133E-3,3.1216879331838702E-3,2.2686102048013613E-6,1.0636418500399251E-4,1.0536080080325414E-2]
[2004,2,12,3,3.6543442106447858E-3,1.7351971500944533E-3,2.646488442522325E-3,8.7070054976031448E-3,1.5642010860590053E-5,2.6526072469491103E-4,1.7023938036420213E-2,null,3.1254642620500038E-3,1.4364855089941532E-3,2.7348593502732892E-3,3.2989491872551209E-3,2.2686102048013613E-6,1.0636418500399251E-4,1.0704391103781361E-2]
[2004,2,12,4,3.7999722869440289E-3,1.6945130363010539E-3,2.6204571789055831E-3,8.0490239028997348E-3,1.5642010860590053E-5,2.6526072469491103E-4,1.6444869140605903E-2,null,3.2500161164425233E-3,1.4028051056421155E-3,2.7079588569411425E-3,3.0496501776618484E-3,2.2686102048013613E-6,1.0636418500399251E-4,1.0519063051896423E-2]
[2004,2,12,5,3.88740248139058E-3,1.7896041925537733E-3,2.6280622616013318E-3,6.8974654128147201E-3,1.5642010860590053E-5,2.6526072469491103E-4,1.5483437083915906E-2,null,3.3247928567864669E-3,1.4815264589955917E-3,2.7158178867354487E-3,2.6133425462966839E-3,2.2686102048013613E-6,1.0636418500399251E-4,1.0244112544022984E-2]
[2004,2,12,6,4.1370219189886016E-3,1.6598731142484623E-3,2.7043552883856837E-3,6.8319018454318387E-3,1.5642010860590053E-5,2.6526072469491103E-4,1.5614054902610088E-2,null,3.5382857809212681E-3,1.3741283952991288E-3,2.7946584719839426E-3,2.5885015286367268E-3,2.2686102048013613E-6,1.0636418500399251E-4,1.040420697204986E-2]
[2004,2,12,7,4.7508320903285346E-3,1.6731635169210026E-3,3.0936206220232142E-3,6.8368926254945535E-3,1.5642010860590053E-5,2.6526072469491103E-4,1.6635411590322807E-2,null,4.0632614382820325E-3,1.3851308746697076E-3,3.196922060341507E-3,2.5903924577094367E-3,2.2686102048013613E-6,1.0636418500399251E-4,1.1344339626211477E-2]
[2004,2,12,8,4.6092806520971873E-3,1.8306096030715052E-3,3.8534505580754756E-3,7.32616659563054E-3,1.173150814544254E-5,1.9894554352118329E-4,1.7830184460541333E-2,null,3.9421962249545249E-3,1.5154728483127203E-3,3.9821240554991158E-3,2.7757707679183282E-3,1.7014576536010209E-6,7.9773138752994388E-5,1.2297038493091285E-2]
[2004,2,12,9,4.754803791107454E-3,1.9401399709419972E-3,4.1966151907657321E-3,8.4353339303829249E-3,0,0,1.932689288319811E-2,null,4.0666583292502971E-3,1.6061477242092117E-3,4.3367475593529886E-3,3.1960170487457121E-3,0,0,1.3205570661558207E-2]
[2004,2,12,10,4.6632783450497126E-3,1.9397548631995491E-3,4.1784465953381708E-3,8.6722932069014276E-3,0,0,1.945377301048886E-2,null,3.9883790281684799E-3,1.6058289121990618E-3,4.3179722825416374E-3,3.2857972392943994E-3,0,0,1.3197977462203581E-2]
[2004,2,12,11,4.359221383028686E-3,1.9609588300103882E-3,4.1918438674425698E-3,8.0313044255636949E-3,0,0,1.8543328506045339E-2,null,3.7283271245585202E-3,1.623382647263291E-3,4.3318169131450306E-3,3.042936542833846E-3,0,0,1.2726463227800688E-2]
[2004,2,12,12,4.0522064953697591E-3,2.0374183633086814E-3,4.1262119676754409E-3,8.29163450814434E-3,0,0,1.8507471334498222E-2,null,3.4657453851317452E-3,1.6866797841917809E-3,4.263993448711814E-3,3.1415715689153034E-3,0,0,1.2557990186950644E-2]
[2004,2,12,13,3.9102107490829111E-3,1.9403704010449124E-3,4.011627087292911E-3,7.1811639291809752E-3,0,0,1.7043372166601709E-2,null,3.3443001668378844E-3,1.6063384861083169E-3,4.1455823774677481E-3,2.7208315090921681E-3,0,0,1.1817052539506117E-2]
[2004,2,12,14,3.8552766480476307E-3,1.9779218873240811E-3,4.0887488317969175E-3,8.433234391487467E-3,0,0,1.8355181758656094E-2,null,3.2973164784777451E-3,1.6374255391721616E-3,4.2252793527793606E-3,3.195221566058273E-3,0,0,1.2355242936487541E-2]
[2004,2,12,15,3.625391835273118E-3,1.8965762451268039E-3,4.0088935228129547E-3,7.9089818636273318E-3,0,0,1.7439843466840209E-2,null,3.1007020586806505E-3,1.5700834298159705E-3,4.1427575344578698E-3,2.9965904234482534E-3,0,0,1.1810133446402745E-2]
[2004,2,12,16,3.8692724646459194E-3,1.9487949014528128E-3,3.8851225399425481E-3,8.2292020977194225E-3,0,0,1.7932392003760705E-2,null,3.3092867314355088E-3,1.6133127211431114E-3,4.0148536205934166E-3,3.1179168980084854E-3,0,0,1.2055369971180521E-2]
[2004,2,12,17,4.5491721701672551E-3,2.1226091278158561E-3,3.7064287189869575E-3,7.0128575449323336E-3,0,0,{"$f":"SUM(E1027:J1027)","v":1.7391067561902403E-2},null,3.8907870250299956E-3,1.7572050836991183E-3,3.8301928983985808E-3,2.6570628334344178E-3,0,0,{"$f":"SUM(M1027:R1027)","v":1.2135247840562111E-2}]
[2004,2,12,18,5.0341899316251474E-3,2.1131588095888148E-3,3.5020071640099485E-3,6.3816511209151949E-3,5.2087899298866692E-6,8.8331826636589629E-5,1.712454764270558E-2,null,{"$f":"E1028*V$5","v":4.3056099296377324E-3},{"$f":"F1028*W$5","v":1.7493816238762451E-3},{"$f":"G1028*X$5","v":3.6189453478544177E-3},{"$f":"H1028*Y$5","v":2.4179085202696024E-3},{"$f":"I1028*Z$5","v":7.5544724363921782E-7},{"$f":"J1028*AA$5","v":3.5419275736808922E-5},1.2128020144618447E-2]
[2004,2,12,19,5.1022707585179194E-3,2.0163337566754167E-3,3.4563127067185136E-3,7.0916929037337182E-3,1.5642010860590053E-5,2.6526072469491103E-4,1.7947512861201071E-2,null,4.3638376660300373E-3,1.6692248616258477E-3,3.5717250721973514E-3,2.6869323267885207E-3,2.2686102048013613E-6,1.0636418500399251E-4,1.2400352721850551E-2]
[2004,2,12,20,5.8422618288083462E-3,1.8632334379682809E-3,3.4463955595043635E-3,8.0941172363421052E-3,1.5642010860590053E-5,2.6526072469491103E-4,1.9526910798178598E-2,null,4.9967325196926538E-3,1.5424805379429648E-3,3.5614767739804111E-3,3.0667353415280343E-3,2.2686102048013613E-6,1.0636418500399251E-4,1.3276057968352857E-2]
[2004,2,12,21,5.1326124414649704E-3,1.8726283149198351E-3,3.3694618931840517E-3,8.1313102209834044E-3,1.5642010860590053E-5,2.6526072469491103E-4,1.8786915606107762E-2,null,4.3897881075416019E-3,1.5502581006245058E-3,3.4819741571141239E-3,3.0808271859041271E-3,2.2686102048013613E-6,1.0636418500399251E-4,1.2611480346393152E-2]
[2004,2,12,22,5.3639274380828366E-3,1.8134623980975175E-3,3.0956916337947218E-3,7.912646035096841E-3,1.5642010860590053E-5,2.6526072469491103E-4,1.8466630240627419E-2,null,4.5876257258752606E-3,1.5012775094928373E-3,3.1990622268416994E-3,2.9979787211235711E-3,2.2686102048013613E-6,1.0636418500399251E-4,1.2394576978542161E-2]
[2004,2,12,23,5.1547663850122598E-3,1.743113403939129E-3,2.9555715001286496E-3,8.1149703890416765E-3,1.5642010860590053E-5,2.6526072469491103E-4,1.8249324413677218E-2,null,4.4087357914020416E-3,1.4430389913651777E-3,3.0542632352568468E-3,3.0746362772939408E-3,2.2686102048013613E-6,1.0636418500399251E-4,1.20893070905268E-2]
[2004,2,12,24,4.7669747948967563E-3,1.7321635042094985E-3,2.7840205315673894E-3,7.6668572338376498E-3,1.5642010860590053E-5,2.6526072469491103E-4,1.7230918800066795E-2,null,4.0770678679209922E-3,1.4339741007931195E-3,2.8769838778714635E-3,2.9048531607488099E-3,2.2686102048013613E-6,1.0636418500399251E-4,1.1401511802543179E-2]
[2004,2,13,1,3.5084781403685568E-3,1.6725228059195239E-3,2.6957826454185141E-3,8.2610678080225972E-3,1.5642010860590053E-5,2.6526072469491103E-4,1.6418754135284694E-2,null,3.0007088576833232E-3,1.3846004611261934E-3,2.785799573377541E-3,3.1299903208557435E-3,2.2686102048013613E-6,1.0636418500399251E-4,1.0409732008251595E-2]
[2004,2,13,2,3.2045671945436288E-3,1.6674336942288188E-3,2.656884116764634E-3,7.9486811387493115E-3,1.5642010860590053E-5,2.6526072469491103E-4,1.5758468879841895E-2,null,2.7407818378763879E-3,1.3803874325392384E-3,2.7456021543782174E-3,3.0116318623716952E-3,2.2686102048013613E-6,1.0636418500399251E-4,9.9870360823743325E-3]
[2004,2,13,3,3.1693583934018217E-3,1.6203980943668799E-3,2.6000975961681218E-3,8.1400982299566476E-3,1.5642010860590053E-5,2.6526072469491103E-4,1.5810855049448971E-2,null,2.7106686784871339E-3,1.3414489421176487E-3,2.6869194318967842E-3,3.0841568260505416E-3,2.2686102048013613E-6,1.0636418500399251E-4,9.9318266737609025E-3]
[2004,2,13,4,3.1614739136927453E-3,1.6279103567920965E-3,2.5847530004332545E-3,7.1879813627878904E-3,1.5642010860590053E-5,2.6526072469491103E-4,1.4843021369261487E-2,null,2.7039252908544653E-3,1.3476679795987774E-3,2.6710624530989972E-3,2.7234145288298826E-3,2.2686102048013613E-6,1.0636418500399251E-4,9.5547030475909168E-3]
[2004,2,13,5,3.3227652962201613E-3,1.6670194406762184E-3,2.6014035131800358E-3,6.3865142206970382E-3,1.5642010860590053E-5,2.6526072469491103E-4,1.4258605206328955E-2,null,2.8418735581243206E-3,1.3800444921273508E-3,2.6882689557765523E-3,2.4197510732664128E-3,2.2686102048013613E-6,1.0636418500399251E-4,9.43857087450343E-3]
[2004,2,13,6,3.6774100007205264E-3,1.6595083401927978E-3,2.7075364993220472E-3,6.3891772312703937E-3,1.5642010860590053E-5,2.6526072469491103E-4,1.4714534807061266E-2,null,3.1451918242067596E-3,1.3738264165614443E-3,2.7979459091534067E-3,2.4207600466234457E-3,2.2686102048013613E-6,1.0636418500399251E-4,9.8463569917538497E-3]
[2004,2,13,7,3.9863981787103871E-3,1.6514463496078138E-3,3.0474578436936578E-3,6.4321978454929775E-3,1.5642010860590053E-5,2.6526072469491103E-4,1.5398402953060338E-2,null,3.4094612668307367E-3,1.3671522858159286E-3,3.1492178255824632E-3,2.4370598893608689E-3,2.2686102048013613E-6,1.0636418500399251E-4,1.0471524062798792E-2]
[2004,2,13,8,3.9777016500329773E-3,1.8355248943412901E-3,3.7906923308977688E-3,5.8778455046929233E-3,1.173150814544254E-5,1.9894554352118329E-4,1.5692441431631586E-2,null,3.4020233551239074E-3,1.5195419794089458E-3,3.917270220641653E-3,2.2270243949950117E-3,1.7014576536010209E-6,7.9773138752994388E-5,1.1147334546576114E-2]
[2004,2,13,9,4.0807590085322077E-3,2.1023725744190379E-3,3.9368827899156304E-3,2.458628387675227E-3,0,0,1.2578642760542103E-2,null,3.4901655968953217E-3,1.7404522232504175E-3,4.06834223642748E-3,9.3153612037069644E-4,0,0,1.0230496176943916E-2]
[2004,2,13,10,4.0657118246187054E-3,2.1889594235982197E-3,3.8553557559785965E-3,0,0,0,1.0110027004195521E-2,null,3.4772961371905809E-3,1.8121332735037484E-3,3.9840928713139713E-3,0,0,0,9.2735222820083014E-3]
[2004,2,13,11,3.9077229641151581E-3,2.2553254275686349E-3,3.7874701048424301E-3,0,0,0,9.9505184965262231E-3,null,3.3421724299416916E-3,1.8670744673549258E-3,3.913940398786191E-3,0,0,0,9.1231872960828089E-3]
[2004,2,13,12,3.8686930151696219E-3,2.1953519027661963E-3,3.808896903296553E-3,7.5090068461015989E-4,0,0,1.0623842505842532E-2,null,3.3087911435747495E-3,1.8174252967708714E-3,3.9360826757586266E-3,2.8450460998168857E-4,0,0,9.3468037260859352E-3]
[2004,2,13,13,3.6175957865989834E-3,2.1081535375432848E-3,3.9561517537634941E-3,2.994214814901397E-3,0,0,1.2676115892807158E-2,null,3.0940343037808159E-3,1.7452380020626743E-3,4.0882546248976834E-3,1.1344615014663017E-3,0,0,1.0061988432207476E-2]
[2004,2,13,14,3.4285985042905934E-3,2.0161239712349964E-3,3.9680192732342474E-3,5.0133048381472457E-3,0,0,1.4426046586907083E-2,null,2.932389910852865E-3,1.6690511904409074E-3,4.1005184217341468E-3,1.8994633603735245E-3,0,0,1.0601422883401443E-2]
[2004,2,13,15,3.3607262749019177E-3,1.9684454670650894E-3,3.9082003981552628E-3,5.4748346915707274E-3,0,0,1.4712206831692998E-2,null,2.874340582406452E-3,1.6295804707438053E-3,4.0387020891161701E-3,2.074329855549679E-3,0,0,1.0616952997816106E-2]
[2004,2,13,16,3.47221008315435E-3,2.0016508571914847E-3,3.7517404997978172E-3,5.4325716909742767E-3,0,0,1.4658173131117929E-2,null,2.9696897445010465E-3,1.6570696017249552E-3,3.8770177193337544E-3,2.0583170608515469E-3,0,0,1.0562094126411303E-2]
[2004,2,13,17,3.9449143226409139E-3,2.0751830229538992E-3,3.5182276329524774E-3,5.2053725204678899E-3,0,0,1.474369749901518E-2,null,3.3739812183942791E-3,1.7179433131397732E-3,3.6357074468080838E-3,1.972234822923317E-3,0,0,1.0699866801265452E-2]
[2004,2,13,18,4.269505259582084E-3,2.0015227375740144E-3,3.3729731894421989E-3,5.2626654724321599E-3,3.9105027151475132E-6,6.6315181173727758E-5,1.4976892342919334E-2,null,3.651595289405929E-3,1.6569635377114776E-3,3.4856027017353204E-3,1.9939422328210141E-3,5.6715255120034032E-7,2.6591046250998128E-5,1.0815261960475941E-2]
[2004,2,13,19,4.6531198606398214E-3,1.8600928037560127E-3,3.3309708192584219E-3,5.3296868140394089E-3,1.5642010860590053E-5,2.6526072469491103E-4,1.5454773033249167E-2,null,3.9796907442659346E-3,1.5398805592980432E-3,3.4421977984736758E-3,2.0193355784993701E-3,2.2686102048013613E-6,1.0636418500399251E-4,1.1089737475745818E-2]
[2004,2,13,20,5.163437773133191E-3,1.7493654079258104E-3,3.2802335726161407E-3,5.1839243198389447E-3,1.5642010860590053E-5,2.6526072469491103E-4,1.5657863809069587E-2,null,4.4161522010537071E-3,1.4482147220471653E-3,3.3897663458524372E-3,1.964108432736424E-3,2.2686102048013613E-6,1.0636418500399251E-4,1.1326874496898528E-2]
[2004,2,13,21,4.5682116424431689E-3,1.8475146841382651E-3,3.2048126677769804E-3,5.1283421544297252E-3,1.5642010860590053E-5,2.6526072469491103E-4,1.5029783884343641E-2,null,3.9070709837204006E-3,1.5294677445004245E-3,3.3118270042360948E-3,1.9430492133006376E-3,2.2686102048013613E-6,1.0636418500399251E-4,1.0800047740966351E-2]
[2004,2,13,22,4.3051658182366968E-3,1.8141575969762411E-3,3.0200909997584024E-3,5.2323307805126713E-3,1.5642010860590053E-5,2.6526072469491103E-4,1.4652647931039514E-2,null,3.6820948250859751E-3,1.501853030905549E-3,3.1209371545539246E-3,1.9824488890668405E-3,2.2686102048013613E-6,1.0636418500399251E-4,1.0395966694821082E-2]
[2004,2,13,23,4.2440542036125684E-3,1.7505468083400995E-3,2.8428334466273171E-3,5.2077831513176361E-3,1.5642010860590053E-5,2.6526072469491103E-4,1.4326120345453122E-2,null,3.6298276722141923E-3,1.4491927461151241E-3,2.9377606596945396E-3,1.9731481735218359E-3,2.2686102048013613E-6,1.0636418500399251E-4,1.0098562046754486E-2]
[2004,2,13,24,4.268161042240635E-3,1.3291767216754389E-3,2.6430221777284657E-3,5.3025298376678321E-3,1.5642010860590053E-5,2.6526072469491103E-4,1.3823792514867872E-2,null,3.6504456157520656E-3,1.1003609010510362E-3,2.7312773407962426E-3,2.0090462218251403E-3,2.2686102048013613E-6,1.0636418500399251E-4,9.5997628746332785E-3]
[2004,2,14,1,4.0723956323419526E-3,1.3382443337481575E-3,2.5679642820017339E-3,5.2337404146294026E-3,1.5642010860590053E-5,2.6526072469491103E-4,1.3493247398276748E-2,null,3.4830126217276895E-3,1.1078675370220161E-3,2.6537131298056032E-3,1.9829829775459395E-3,2.2686102048013613E-6,1.0636418500399251E-4,9.3362090613100419E-3]
[2004,2,14,2,3.5524026758429498E-3,1.3799504741479052E-3,2.5163251797061777E-3,5.1785099140426736E-3,1.5642010860590053E-5,2.6526072469491103E-4,1.2908090979295208E-2,null,3.0382763548699497E-3,1.1423940266010544E-3,2.6003497069832762E-3,1.9620569984510092E-3,2.2686102048013613E-6,1.0636418500399251E-4,8.8517098821140842E-3]
[2004,2,14,3,3.524528068835589E-3,1.395187072304219E-3,2.4975987476667854E-3,5.170865594478634E-3,1.5642010860590053E-5,2.6526072469491103E-4,1.2869082218840729E-2,null,3.014435938368839E-3,1.1550076667610329E-3,2.5809979664136564E-3,1.9591606844633993E-3,2.2686102048013613E-6,1.0636418500399251E-4,8.8182350512157216E-3]
[2004,2,14,4,3.3266231003215409E-3,1.4203046974752404E-3,2.4962634489039447E-3,5.1530525194960252E-3,1.5642010860590053E-5,2.6526072469491103E-4,1.2677146501752253E-2,null,2.8451730362670006E-3,1.1758013296462879E-3,2.5796180796745769E-3,1.9524115869404255E-3,2.2686102048013613E-6,1.0636418500399251E-4,8.6616368277370858E-3]
[2004,2,14,5,3.4768726726036206E-3,1.4213373217121798E-3,2.5434495877236815E-3,5.1899981792589553E-3,1.5642010860590053E-5,2.6526072469491103E-4,1.291256049685394E-2,null,2.9736775343348169E-3,1.176656189137337E-3,2.6283798467320058E-3,1.9664097237603773E-3,2.2686102048013613E-6,1.0636418500399251E-4,8.853756089173331E-3]
[2004,2,14,6,3.6499391985751022E-3,1.3590385405876492E-3,2.6077216987164865E-3,5.2010255610492606E-3,1.5642010860590053E-5,2.6526072469491103E-4,1.3098627734484E-2,null,3.1216967713583524E-3,1.1250820516921969E-3,2.6947981166500663E-3,1.9705878274958919E-3,2.2686102048013613E-6,1.0636418500399251E-4,9.0207975624053017E-3]
[2004,2,14,7,3.7828364849528629E-3,1.3593802264249741E-3,2.8724125388853144E-3,5.2767100540352463E-3,1.5642010860590053E-5,2.6526072469491103E-4,1.35722420398539E-2,null,3.2353603167592456E-3,1.1253649168144217E-3,2.9683274499115717E-3,1.9992635067167977E-3,2.2686102048013613E-6,1.0636418500399251E-4,9.4369489854108316E-3]
[2004,2,14,8,3.9374983721863514E-3,1.4315231638646511E-3,3.3270816188765498E-3,5.1892870881545565E-3,1.0433221557323745E-5,1.7692890868468988E-4,1.4072752373324121E-2,null,3.3676385514809239E-3,1.1850885535220584E-3,3.4381787308448322E-3,1.9661403023822047E-3,1.5131630520428721E-6,7.0944913528142405E-5,1.0029504214810202E-2]
[2004,2,14,9,4.2434625628626592E-3,1.6310294160024798E-3,3.4039316973102662E-3,4.4954118112493424E-3,0,0,1.3773835487424748E-2,null,3.6293216574785178E-3,1.3502500973467039E-3,3.5175949686778499E-3,1.7032417339325802E-3,0,0,1.0200408457435653E-2]
[2004,2,14,10,4.9828515504385463E-3,1.6359075598269426E-3,3.4061499069360465E-3,4.4502411517585005E-3,0,0,1.4475150168960036E-2,null,4.2617015656683981E-3,1.3542884758757654E-3,3.519887248227784E-3,1.6861272724272886E-3,0,0,1.0822004562199235E-2]
[2004,2,14,11,5.2390056605517389E-3,1.7258924720618761E-3,3.3720154113050481E-3,4.2020777061164633E-3,0,0,1.4538991250035126E-2,null,4.4807834229285666E-3,1.4287826176201523E-3,3.4846129417001781E-3,1.5921019961675465E-3,0,0,1.0986280978416443E-2]
[2004,2,14,12,4.775580108235567E-3,1.6825326908519521E-3,3.3127767300071202E-3,4.4559417216432527E-3,0,0,1.4226831250737891E-2,null,4.0844277655534738E-3,1.3928871590678936E-3,3.4233961765549321E-3,1.6882871298424897E-3,0,0,1.058899823101879E-2]
[2004,2,14,13,4.4702249944571807E-3,1.6681486732737921E-3,3.3366270458277726E-3,4.3031444697026562E-3,0,0,1.3778145183261401E-2,null,3.8232655869692711E-3,1.3809793289916287E-3,3.4480428964049213E-3,1.6303946236021977E-3,0,0,1.0282682435968018E-2]
[2004,2,14,14,4.4042684929782522E-3,1.6439706687997324E-3,3.2845255814171908E-3,4.2215820049257211E-3,0,0,1.3554346748120897E-2,null,3.7668547300987666E-3,1.3609635324802686E-3,3.3942016723826447E-3,1.5994918721383949E-3,0,0,1.0121511807100074E-2]
[2004,2,14,15,4.4712657800776278E-3,1.6009611999937559E-3,3.2501840160816513E-3,4.0638872542654381E-3,0,0,1.3386298250418472E-2,null,3.8241557434716849E-3,1.3253580805660822E-3,3.3587133817285552E-3,1.5397437796778645E-3,0,0,1.0047970985444188E-2]
[2004,2,14,16,4.3229399755158448E-3,1.637469562749723E-3,3.2196472733456139E-3,4.2086487517328866E-3,0,0,1.3388705563344068E-2,null,3.6972965932177823E-3,1.3555815822893268E-3,3.3271569633982539E-3,1.59459166332139E-3,0,0,9.9746268022267541E-3]
[2004,2,14,17,4.6815988554898763E-3,1.6246481988682511E-3,3.1523403128616632E-3,4.0505147423593969E-3,0,0,1.3509102109579188E-2,null,4.0040480777551206E-3,1.3449673973707583E-3,3.257602505022245E-3,1.534677142554902E-3,0,0,1.0141295122703026E-2]
[2004,2,14,18,5.4058049711125638E-3,1.6746279849533395E-3,3.0491488305953024E-3,4.1501663425283133E-3,2.6122161270287211E-6,4.4298546337234406E-5,1.4326658891653781E-2,null,4.623442475837119E-3,1.3863432366809766E-3,3.1509652775134245E-3,1.5724335865443329E-3,3.7885794964219192E-7,1.7762821026146168E-5,1.0751326255551641E-2]
[2004,2,14,19,5.5538992239233861E-3,1.5451632359382717E-3,2.9698422683936197E-3,4.1102293717517648E-3,1.5642010860590053E-5,2.6526072469491103E-4,1.4460036835562544E-2,null,4.7501035859829404E-3,1.2791656540785696E-3,3.0690105295952414E-3,1.5573020884281326E-3,2.2686102048013613E-6,1.0636418500399251E-4,1.0764214653293679E-2]
[2004,2,14,20,5.4230645794677472E-3,1.5311034208296205E-3,2.9485588743031108E-3,4.0233563486332677E-3,1.5642010860590053E-5,2.6526072469491103E-4,1.4206985958789248E-2,null,4.6382041638395712E-3,1.2675262154928069E-3,3.0470164455105577E-3,1.5243872488670399E-3,2.2686102048013613E-6,1.0636418500399251E-4,1.0585766868918768E-2]
[2004,2,14,21,5.2027711263306145E-3,1.6046119695138576E-3,2.7981817577252626E-3,3.7674975965877127E-3,1.5642010860590053E-5,2.6526072469491103E-4,1.3653965185712949E-2,null,4.4497929810784894E-3,1.328380375474772E-3,2.8916179722989765E-3,1.4274463404978942E-3,2.2686102048013613E-6,1.0636418500399251E-4,1.0205870464558927E-2]
[2004,2,14,22,4.7636524570502563E-3,1.6248522976908548E-3,2.5924366737617274E-3,3.9044383094727999E-3,1.5642010860590053E-5,2.6526072469491103E-4,1.3166282473531139E-2,null,4.0742263599493449E-3,1.3451363608807877E-3,2.6790026978055982E-3,1.4793310502983826E-3,2.2686102048013613E-6,1.0636418500399251E-4,9.6863292641429059E-3]
[2004,2,14,23,5.063854597826367E-3,1.4826411662496506E-3,2.462404291055641E-3,3.8363642055569509E-3,1.5642010860590053E-5,2.6526072469491103E-4,1.312616699624411E-2,null,4.3309813365751196E-3,1.2274066668677283E-3,2.5446283049429114E-3,1.4535388293277938E-3,2.2686102048013613E-6,1.0636418500399251E-4,9.6651879329223474E-3]
[2004,2,14,24,4.8938875191313737E-3,1.4387152885233108E-3,2.4349506617727629E-3,3.7922439481209132E-3,1.5642010860590053E-5,2.6526072469491103E-4,1.2840700153103863E-2,null,4.1856129750948773E-3,1.1910425644829927E-3,2.5162579506512236E-3,1.4368223488512202E-3,2.2686102048013613E-6,1.0636418500399251E-4,9.4383686342891064E-3]
[2004,2,15,1,4.230391084717287E-3,1.7008924673407419E-3,2.452298292153965E-3,4.5996451096987972E-3,1.5642010860590053E-5,2.6526072469491103E-4,1.3264129689466293E-2,null,3.618141966830734E-3,1.4080863269970724E-3,2.5341848489481601E-3,1.7427341122593662E-3,2.2686102048013613E-6,1.0636418500399251E-4,9.4117800502441264E-3]
[2004,2,15,2,4.0392797677985294E-3,1.689375794293224E-3,2.4349732739545591E-3,4.5340117835068793E-3,1.5642010860590053E-5,2.6526072469491103E-4,1.2978543355108695E-2,null,3.4546894958338934E-3,1.3985522323014452E-3,2.5162813178935747E-3,1.7178666640698273E-3,2.2686102048013613E-6,1.0636418500399251E-4,9.1960225053075353E-3]
[2004,2,15,3,3.7106662672220661E-3,1.7164580580633919E-3,2.4378823405924971E-3,4.5394744935739247E-3,1.5642010860590053E-5,2.6526072469491103E-4,1.2685383895007382E-2,null,3.1736350321938454E-3,1.4209723241362469E-3,2.5192875233874287E-3,1.7199364000934061E-3,2.2686102048013613E-6,1.0636418500399251E-4,8.942464075019722E-3]
[2004,2,15,4,3.9623177645107489E-3,1.6072719906972453E-3,2.4479532390540388E-3,4.721793572882005E-3,1.5642010860590053E-5,2.6526072469491103E-4,1.3020239302699538E-2,null,3.3888659234098573E-3,1.3305824779179128E-3,2.5296947068765624E-3,1.7890142683306622E-3,2.2686102048013613E-6,1.0636418500399251E-4,9.1467901717437877E-3]
[2004,2,15,5,3.8395119572380617E-3,1.6127667527872206E-3,2.4909880664778102E-3,4.6257330581750454E-3,1.5642010860590053E-5,2.6526072469491103E-4,1.2849902570233638E-2,null,3.283833354040794E-3,1.3351313247836367E-3,2.5741665429428956E-3,1.7526184308631117E-3,2.2686102048013613E-6,1.0636418500399251E-4,9.0543824478392324E-3]
[2004,2,15,6,4.0339837353024263E-3,1.5758613467998916E-3,2.5520430756599353E-3,4.7981695521644059E-3,1.5642010860590053E-5,2.6526072469491103E-4,1.3240960445482161E-2,null,3.4501599388619447E-3,1.3045791302382164E-3,2.6372602863577025E-3,1.8179519409724045E-3,2.2686102048013613E-6,1.0636418500399251E-4,9.3185840916390622E-3]
[2004,2,15,7,4.2248887504788583E-3,1.5324177054357963E-3,2.7185780842314761E-3,4.9722148650412322E-3,1.5642010860590053E-5,2.6526072469491103E-4,1.3729002140742864E-2,null,3.6134359654174109E-3,1.2686142479341712E-3,2.8093561920196366E-3,1.8838950075776369E-3,2.2686102048013613E-6,1.0636418500399251E-4,9.683934208157649E-3]
[2004,2,15,8,4.6917175012738113E-3,1.44556970108998E-3,3.0343555236695702E-3,5.0824433895684928E-3,1.0433221557323745E-5,1.7692890868468988E-4,1.4441448245843869E-2,null,4.0127022887311717E-3,1.1967169999926128E-3,3.1356779960285516E-3,1.9256588839759738E-3,1.5131630520428721E-6,7.0944913528142405E-5,1.0343214245308494E-2]
[2004,2,15,9,4.7785966085446994E-3,1.5458623566707518E-3,3.1257768434978656E-3,5.2264728398940634E-3,0,0,{"$f":"SUM(E1091:J1091)","v":1.467670864860738E-2},null,4.0870076987423593E-3,1.2797444222036728E-3,3.2301520346562983E-3,1.9802294063241154E-3,0,0,{"$f":"SUM(M1091:R1091)","v":1.0577133561926445E-2}]
[2004,2,15,10,5.1214126162607305E-3,1.5036437330578144E-3,3.2347120842358087E-3,4.9616857704983522E-3,0,0,1.4821454204052707E-2,null,{"$f":"E1092*V$5","v":4.3802091923110407E-3},{"$f":"F1092*W$5","v":1.2447936726439691E-3},{"$f":"G1092*X$5","v":3.3427248148428955E-3},{"$f":"H1092*Y$5","v":1.8799056971431452E-3},{"$f":"I1092*Z$5","v":0},{"$f":"J1092*AA$5","v":0},1.084763337694105E-2]
[2004,2,15,11,5.1425166041467116E-3,1.5281428434710193E-3,3.2392627263311594E-3,5.1130579195057032E-3,0,0,1.5022980093454593E-2,null,4.3982588767748727E-3,1.2650752971786227E-3,3.3474274108883763E-3,1.9372582540099494E-3,0,0,1.0948019838851821E-2]
[2004,2,15,12,4.5276761858061019E-3,1.69441210625201E-3,3.2074256750681735E-3,5.4989877228212736E-3,0,0,1.4928501689947559E-2,null,3.8724020763153491E-3,1.40272155055279E-3,3.3145272644404585E-3,2.083481064060535E-3,0,0,1.0673131955369132E-2]
[2004,2,15,13,4.4968817782760958E-3,1.6191163714303607E-3,3.2136299840922647E-3,5.547513822081131E-3,0,0,1.4877141955879853E-2,null,3.8460644314033897E-3,1.3403878659023294E-3,3.3209387462644064E-3,2.1018668495935791E-3,0,0,1.0609257893163705E-2]
[2004,2,15,14,4.0318981634970379E-3,1.6822012925544073E-3,3.182376784453534E-3,5.4739858405518241E-3,0,0,1.4370462081056804E-2,null,3.4483762042797745E-3,1.3926128105005839E-3,3.288641947274241E-3,2.074008239078932E-3,0,0,1.020363920113353E-2]
[2004,2,15,15,3.8255905695248676E-3,1.6752551923760327E-3,3.2108373078651624E-3,5.2435336663879482E-3,0,0,1.395521673615401E-2,null,3.2719267581462455E-3,1.3868624712669621E-3,3.3180528176620897E-3,1.9866934885750562E-3,0,0,9.963535535650353E-3]
[2004,2,15,16,4.3124360673356564E-3,1.5564277270748721E-3,3.1624892269061593E-3,5.1464832075376922E-3,0,0,1.4177836228854381E-2,null,3.6883128774710815E-3,1.2884909796088925E-3,3.2680903091719797E-3,1.9499225766427136E-3,0,0,1.0194816742894668E-2]
[2004,2,15,17,5.1657642626900379E-3,1.5558807377462011E-3,3.1099000599466454E-3,5.3687253763348656E-3,0,0,1.5200270436717749E-2,null,4.4181419862372642E-3,1.2880381536898506E-3,3.2137450973541513E-3,2.0341266835918908E-3,0,0,1.0954051920873157E-2]
[2004,2,15,18,5.3700022064251084E-3,1.6253714112714193E-3,3.0468698585432337E-3,5.4471341225531917E-3,2.6122161270287211E-6,4.4298546337234406E-5,1.5536288361257217E-2,null,4.5928213150862318E-3,1.3455661098208216E-3,3.148610206572827E-3,2.0638345400623898E-3,3.7885794964219192E-7,1.7762821026146168E-5,1.1168973850518059E-2]
[2004,2,15,19,5.902484700747718E-3,1.6153103912269434E-3,2.8697399532149393E-3,5.4893879683811488E-3,1.5642010860590053E-5,2.6526072469491103E-4,1.6157825749126251E-2,null,5.0482395543765355E-3,1.3372370796015162E-3,2.9655656219010683E-3,2.0798438661608879E-3,2.2686102048013613E-6,1.0636418500399251E-4,1.1539518917248802E-2]
[2004,2,15,20,5.6428576260048402E-3,1.6884015964544372E-3,2.7623674694701584E-3,5.4513811762886017E-3,1.5642010860590053E-5,2.6526072469491103E-4,1.5825910603773537E-2,null,4.8261873620281098E-3,1.397745741189911E-3,2.8546077819145807E-3,2.065443682777703E-3,2.2686102048013613E-6,1.0636418500399251E-4,1.1252617363119099E-2]
[2004,2,15,21,5.4362553722063327E-3,1.8018847298102553E-3,2.6573796331216537E-3,5.3423421090016436E-3,1.5642010860590053E-5,2.6526072469491103E-4,1.5518764579695386E-2,null,4.6494859011133802E-3,1.491692919798411E-3,2.7461142168986631E-3,2.0241304732587259E-3,2.2686102048013613E-6,1.0636418500399251E-4,1.1020056306277974E-2]
[2004,2,15,22,5.6996949918527787E-3,1.5966415354793659E-3,2.5942433083790354E-3,6.0071980978504561E-3,1.5642010860590053E-5,2.6526072469491103E-4,1.6178680669117138E-2,null,4.8747988626057876E-3,1.3217820399540402E-3,2.6808696591330257E-3,2.2760340840533057E-3,2.2686102048013613E-6,1.0636418500399251E-4,1.1262117440954953E-2]
[2004,2,15,23,5.4315171453553236E-3,1.6215033817444709E-3,2.5799462930114515E-3,6.1942655290363529E-3,1.5642010860590053E-5,2.6526072469491103E-4,1.6108135084703101E-2,null,4.6454334206039692E-3,1.3423639558963983E-3,2.6660952412550574E-3,2.3469110290882545E-3,2.2686102048013613E-6,1.0636418500399251E-4,1.1109436442052473E-2]
[2004,2,15,24,4.6602951496825164E-3,1.7697980904500643E-3,2.5653934212602021E-3,6.9202396315093785E-3,1.5642010860590053E-5,2.6526072469491103E-4,1.6196629028457664E-2,null,3.9858275798183972E-3,1.4651299482820465E-3,2.6510564234983854E-3,2.6219713441392712E-3,2.2686102048013613E-6,1.0636418500399251E-4,1.0832618090946895E-2]
[2004,2,16,1,3.8405075049894868E-3,1.8070312066473535E-3,2.5533811121118003E-3,7.2037702170414664E-3,1.5642010860590053E-5,2.6526072469491103E-4,1.5685592776345608E-2,null,3.2846848197864618E-3,1.4959534382060532E-3,2.6386430022020619E-3,2.7293966805491923E-3,2.2686102048013613E-6,1.0636418500399251E-4,1.0257310735952563E-2]
[2004,2,16,2,3.6094672180648785E-3,1.9309327489276228E-3,2.5345609593976724E-3,6.4538563135392224E-3,1.5642010860590053E-5,2.6526072469491103E-4,1.4809719975484897E-2,null,3.0870821534111368E-3,1.5985255119430029E-3,2.6191944114593991E-3,2.4452659466073032E-3,2.2686102048013613E-6,1.0636418500399251E-4,9.8587008186296361E-3]
[2004,2,16,3,3.2869899606211232E-3,1.9358811514713233E-3,2.5340747915764835E-3,7.0358453161632282E-3,1.5642010860590053E-5,2.6526072469491103E-4,1.507369395538766E-2,null,2.8112758567496298E-3,1.6026220542559664E-3,2.6186920096388519E-3,2.6657725430171029E-3,2.2686102048013613E-6,1.0636418500399251E-4,9.8069952588703459E-3]
[2004,2,16,4,3.4243130175998361E-3,1.9402567316231846E-3,2.5398397102468131E-3,6.7672345084734929E-3,1.5642010860590053E-5,2.6526072469491103E-4,1.4952546703498829E-2,null,2.9287246470667012E-3,1.606244384710606E-3,2.6246494290916608E-3,2.5640000787686391E-3,2.2686102048013613E-6,1.0636418500399251E-4,9.8322513348464008E-3]
[2004,2,16,5,3.5153857481355563E-3,1.9541305605597688E-3,2.6370062740110373E-3,7.1365286925464217E-3,1.5642010860590053E-5,2.6526072469491103E-4,1.5523954010808284E-2,null,3.0066167524977002E-3,1.617729854370686E-3,2.7250605554637996E-3,2.7039199109934837E-3,2.2686102048013613E-6,1.0636418500399251E-4,1.0161959868534463E-2]
[2004,2,16,6,3.7280756370153445E-3,1.9400614136689804E-3,2.7363571814074221E-3,6.9527196301554248E-3,1.5642010860590053E-5,2.6526072469491103E-4,1.5638116597802672E-2,null,3.188524807206064E-3,1.6060826904553767E-3,2.8277289645471113E-3,2.6342775113014395E-3,2.2686102048013613E-6,1.0636418500399251E-4,1.0365246768718786E-2]
[2004,2,16,7,4.2290780427060425E-3,1.8592728651729323E-3,3.1056619475464545E-3,7.2923088794682534E-3,1.5642010860590053E-5,2.6526072469491103E-4,1.6767224470449184E-2,null,3.6170189566149032E-3,1.5392017719378889E-3,3.2093654669205023E-3,2.7629426049814105E-3,2.2686102048013613E-6,1.0636418500399251E-4,1.1237161595663498E-2]
[2004,2,16,8,4.4125337034021956E-3,2.0297504152020462E-3,3.8827588755010658E-3,7.1860384038674469E-3,9.1192926450341841E-6,1.5464700781031741E-4,1.7674847698428107E-2,null,3.773923746674466E-3,1.6803318620906519E-3,4.0124110292354374E-3,2.7226783718637213E-3,1.3225997948395585E-6,6.2010321987807061E-5,1.2252677931646925E-2]
[2004,2,16,9,4.9087633998079819E-3,2.0646639081305096E-3,4.1780377159866041E-3,7.9796391396738681E-3,0,0,1.9131104163598964E-2,null,4.1983359236572558E-3,1.7092350484849918E-3,4.3175497499887651E-3,3.0233613682296191E-3,0,0,1.3248482090360631E-2]
[2004,2,16,10,4.6479628642140149E-3,2.1580207072971849E-3,4.2271127065410946E-3,8.0166766574139067E-3,0,0,1.9049772935466201E-2,null,3.9752801011794323E-3,1.7865206117777315E-3,4.3682634408653467E-3,3.0373943086107963E-3,0,0,1.3167458462433307E-2]
[2004,2,16,11,4.6464415932663513E-3,2.152886156911222E-3,4.2281215992493026E-3,8.1010427694673849E-3,0,0,1.9128492118894259E-2,null,3.9739789982439272E-3,1.7822699667001769E-3,4.3693060222770516E-3,3.0693593184947699E-3,0,0,1.3194914305715925E-2]
[2004,2,16,12,4.4241113781067669E-3,2.158894356372963E-3,4.1887931257703973E-3,8.6447145026175252E-3,0,0,1.9416513362867652E-2,null,3.7838258266212244E-3,1.7872438634481444E-3,4.3286643018381563E-3,3.2753480964624608E-3,0,0,1.3175082088369986E-2]
[2004,2,16,13,3.9227476370969436E-3,2.1160018372508834E-3,4.1004524377255668E-3,7.8523930260555198E-3,0,0,1.7991594938128914E-2,null,3.3550226366400016E-3,1.751735228501523E-3,4.237373762712009E-3,2.9751497915609035E-3,0,0,1.2319281419414437E-2]
[2004,2,16,14,3.852032118998787E-3,2.1059064439475908E-3,4.1644660008592297E-3,8.7776436493083743E-3,0,0,1.890004821311398E-2,null,3.2945415183194202E-3,1.743377742329426E-3,4.3035248514027846E-3,3.3257128861205135E-3,0,0,1.2667156998172144E-2]
[2004,2,16,15,3.7882062119803965E-3,2.1476474783658312E-3,4.0843132972777233E-3,8.3346546539229873E-3,0,0,1.8354821641546941E-2,null,3.2399529027210805E-3,1.7779331189729185E-3,4.2206957079546298E-3,3.1578712341665924E-3,0,0,1.2396452963815221E-2]
[2004,2,16,16,4.36761014112749E-3,2.1373787867245463E-3,3.9470611815271041E-3,8.537573569319154E-3,0,0,1.8989623678698296E-2,null,3.7355018082033779E-3,1.7694321675172109E-3,4.0788605024520436E-3,3.2347540604389718E-3,0,0,1.2818548538611606E-2]
[2004,2,16,17,4.8857387078623145E-3,2.1695454043341804E-3,3.7334934666584229E-3,7.5152608080306157E-3,0,0,1.8304038386885532E-2,null,4.178643511647661E-3,1.7960613491448318E-3,3.8581613856372965E-3,2.847415628885006E-3,0,0,1.2680281875314794E-2]
[2004,2,16,18,4.9989099107833265E-3,2.2158883373031824E-3,3.5208573512224995E-3,6.6231824484563303E-3,2.6122161270287211E-6,4.4298546337234406E-5,1.7405748810229601E-2,null,4.2754358579166572E-3,1.8344264142618619E-3,3.6384249760002762E-3,2.5094209899594196E-3,3.7885794964219192E-7,1.7762821026146168E-5,1.2275849917114003E-2]
[2004,2,16,19,5.5354643705129592E-3,2.0596685963853128E-3,3.4557825423416071E-3,6.8484991059310444E-3,1.5642010860590053E-5,2.6526072469491103E-4,1.8180317350726425E-2,null,4.7343367418683155E-3,1.7050996723206794E-3,3.5711772046986435E-3,2.5947899729301853E-3,2.2686102048013613E-6,1.0636418500399251E-4,1.2714036387026619E-2]
[2004,2,16,20,5.3683302328749486E-3,2.1563456113363427E-3,3.4356949306581733E-3,8.067706200422603E-3,1.5642010860590053E-5,2.6526072469491103E-4,1.9308979710847569E-2,null,4.59139132018786E-3,1.7851338811265237E-3,3.5504188323005619E-3,3.0567286101086969E-3,2.2686102048013613E-6,1.0636418500399251E-4,1.3092305438932436E-2]
[2004,2,16,21,5.3085468604132128E-3,2.0991303997086896E-3,3.3769207240821322E-3,8.2483627914350377E-3,1.5642010860590053E-5,2.6526072469491103E-4,1.9313863511194573E-2,null,4.5402601778204554E-3,1.7377681841550393E-3,3.4896820515057884E-3,3.1251765873445921E-3,2.2686102048013613E-6,1.0636418500399251E-4,1.3001519796034668E-2]
[2004,2,16,22,4.9892519259416108E-3,2.0362261979050343E-3,3.1360898608109784E-3,7.7258305212019821E-3,1.5642010860590053E-5,2.6526072469491103E-4,1.8168301241415104E-2,null,4.2671756380998505E-3,1.6856928483115726E-3,3.2408094217716622E-3,2.9271972236386153E-3,2.2686102048013613E-6,1.0636418500399251E-4,1.2229507927030495E-2]
[2004,2,16,23,4.7346054000173415E-3,2.0110641193301295E-3,2.8958541104621713E-3,7.7488651372695184E-3,1.5642010860590053E-5,2.6526072469491103E-4,1.7671291502634662E-2,null,4.0493831778512677E-3,1.6648623846106292E-3,2.9925517768279461E-3,2.9359246820025329E-3,2.2686102048013613E-6,1.0636418500399251E-4,1.1751354816501169E-2]
[2004,2,16,24,4.3390921774959131E-3,2.0036305161156699E-3,2.7504688949713863E-3,7.2949923836465183E-3,1.5642010860590053E-5,2.6526072469491103E-4,1.666908670778499E-2,null,3.7111111457427096E-3,1.6587084652726438E-3,2.8423118930680472E-3,2.7639593430471348E-3,2.2686102048013613E-6,1.0636418500399251E-4,1.108472364233933E-2]
[2004,2,17,1,3.1382035528287047E-3,1.7101809894134018E-3,2.6128834441901966E-3,8.1353464047512827E-3,1.5642010860590053E-5,2.6526072469491103E-4,1.5877517126739085E-2,null,2.6840227646956795E-3,1.4157758436359293E-3,2.7001322218914449E-3,3.0823564332629716E-3,2.2686102048013613E-6,1.0636418500399251E-4,9.9909200586948202E-3]
[2004,2,17,2,2.912621759586208E-3,1.7135114714741369E-3,2.5744288283108341E-3,7.6636765194174972E-3,1.5642010860590053E-5,2.6526072469491103E-4,1.5145141314344177E-2,null,2.4910886040616499E-3,1.4185329881010124E-3,2.6603935386956068E-3,2.9036480374427386E-3,2.2686102048013613E-6,1.0636418500399251E-4,9.5822959635098008E-3]
[2004,2,17,3,2.5776135182822195E-3,1.7351971500944533E-3,2.5488730007015119E-3,7.8185797824533391E-3,1.5642010860590053E-5,2.6526072469491103E-4,1.4961166187087024E-2,null,2.204564887265116E-3,1.4364855089941532E-3,2.6339843570160849E-3,2.9623384785864735E-3,2.2686102048013613E-6,1.0636418500399251E-4,9.3460060270706222E-3]
[2004,2,17,4,2.5586746995760845E-3,1.6945130363010539E-3,2.5260578063530164E-3,7.1318342782893769E-3,1.5642010860590053E-5,2.6526072469491103E-4,1.4191982556075032E-2,null,2.1883670149193618E-3,1.4028051056421155E-3,2.6104073231663482E-3,2.7021412703227984E-3,2.2686102048013613E-6,1.0636418500399251E-4,9.0123535092594183E-3]
[2004,2,17,5,2.6805445920021569E-3,1.7896041925537733E-3,2.5276938762758654E-3,6.5554314319837374E-3,1.5642010860590053E-5,2.6526072469491103E-4,1.3834176828371035E-2,null,2.2925991209941099E-3,1.4815264589955917E-3,2.6120980243439207E-3,2.4837511818044237E-3,2.2686102048013613E-6,1.0636418500399251E-4,8.97860758134684E-3]
[2004,2,17,6,2.9458006238495308E-3,1.6598731142484623E-3,2.6033212916195549E-3,6.4460317092689323E-3,1.5642010860590053E-5,2.6526072469491103E-4,1.3935929474541982E-2,null,2.519465611954983E-3,1.3741283952991288E-3,2.6902507722140626E-3,2.4423013255438194E-3,2.2686102048013613E-6,1.0636418500399251E-4,9.1347789002207882E-3]
[2004,2,17,7,3.3386835046483251E-3,1.6731635169210026E-3,2.9392285775977057E-3,6.1012332246523152E-3,1.5642010860590053E-5,2.6526072469491103E-4,1.433321155937485E-2,null,2.8554879821331937E-3,1.3851308746697076E-3,3.0373745937738914E-3,2.3116625334923028E-3,2.2686102048013613E-6,1.0636418500399251E-4,9.6982887792778898E-3]
[2004,2,17,8,3.2511762713644298E-3,1.8306096030715052E-3,3.6963151379048225E-3,6.6274345570369771E-3,9.1192926450341841E-6,1.5464700781031741E-4,1.5569301869833085E-2,null,2.7806453525026833E-3,1.5154728483127203E-3,3.8197416070410179E-3,2.5110320478771049E-3,1.3225997948395585E-6,6.2010321987807061E-5,1.0690224777516175E-2]
[2004,2,17,9,3.6496176579758639E-3,1.9401399709419972E-3,4.0238096707655643E-3,8.0773251892648536E-3,0,0,1.7690892488948277E-2,null,3.1214217661607604E-3,1.6061477242092117E-3,4.1581717588477464E-3,3.0603730956246526E-3,0,0,1.1946114344842371E-2]
[2004,2,17,10,3.7242780513391111E-3,1.9397548631995491E-3,4.0542308836573962E-3,8.7719741752084242E-3,0,0,1.8490237973404482E-2,null,3.1852768322948428E-3,1.6058289121990618E-3,4.189608789588975E-3,3.3235648104153422E-3,0,0,1.2304279344498221E-2]
[2004,2,17,11,3.3429667099351299E-3,1.9609588300103882E-3,4.0659224082628207E-3,8.1201538876867069E-3,0,0,1.7490001835895046E-2,null,2.8591512946947025E-3,1.623382647263291E-3,4.2016907147817487E-3,3.0766002244451019E-3,0,0,1.1760824881184845E-2]
[2004,2,17,12,3.1510575684647246E-3,2.0374183633086814E-3,4.0090787687991165E-3,8.3794223694937959E-3,0,0,1.7576977070066321E-2,null,2.6950164653922878E-3,1.6866797841917809E-3,4.1429489661336007E-3,3.1748330264771913E-3,0,0,1.1699478242194861E-2]
[2004,2,17,13,2.9629833018186011E-3,1.9403704010449124E-3,3.875349171611911E-3,7.6152722788799037E-3,0,0,1.6393975153355327E-2,null,2.5341615034263471E-3,1.6063384861083169E-3,4.0047539022900055E-3,2.8853084222874299E-3,0,0,1.10305623141121E-2]
[2004,2,17,14,3.0310702368141988E-3,1.9779218873240811E-3,3.9395879692291427E-3,8.5929934853351524E-3,0,0,1.7541573578702577E-2,null,2.5923944639179683E-3,1.6374255391721616E-3,4.0711377464402402E-3,3.2557518060989526E-3,0,0,1.1556709555629322E-2]
[2004,2,17,15,3.1525077327401226E-3,1.8965762451268039E-3,3.8946423879659031E-3,8.2563604914455517E-3,0,0,1.7200086857278384E-2,null,2.6962567526656253E-3,1.5700834298159705E-3,4.0246913531002092E-3,3.1282067916963475E-3,0,0,1.1419238327278152E-2]
[2004,2,17,16,3.2841521318416117E-3,1.9487949014528128E-3,3.7709045118221943E-3,8.7136095127801176E-3,0,0,1.7717461057896736E-2,null,2.808848736609621E-3,1.6133127211431114E-3,3.8968216514543366E-3,3.3014513460635302E-3,0,0,1.16204344552706E-2]
[2004,2,17,17,3.7384752089225388E-3,2.1226091278158561E-3,3.5891202974138812E-3,7.192658046012706E-3,0,0,1.6642862680164981E-2,null,3.1974192868891422E-3,1.7572050836991183E-3,3.7089673421293241E-3,2.7251864514877704E-3,0,0,1.1388778164205355E-2]
[2004,2,17,18,4.1027633897809147E-3,2.1131588095888148E-3,3.4015996173002313E-3,6.1735076715732267E-3,2.6122161270287211E-6,4.4298546337234406E-5,1.583794025070745E-2,null,3.5089853640647701E-3,1.7493816238762451E-3,3.5151850164110827E-3,2.3390461992077649E-3,3.7885794964219192E-7,1.7762821026146168E-5,1.1130739882535649E-2]
[2004,2,17,19,4.1990177585317411E-3,2.0163337566754167E-3,3.3584819037741848E-3,6.4935512885065964E-3,1.5642010860590053E-5,2.6526072469491103E-4,1.6348287443043442E-2,null,3.5913091880550147E-3,1.6692248616258477E-3,3.4706275265296137E-3,2.4603057562689349E-3,2.2686102048013613E-6,1.0636418500399251E-4,1.1300100127688206E-2]
[2004,2,17,20,4.6557397512737245E-3,1.8632334379682809E-3,3.3068939174871574E-3,8.1380760231210304E-3,1.5642010860590053E-5,2.6526072469491103E-4,1.8244845865405694E-2,null,3.9819314676556175E-3,1.5424805379429648E-3,3.4173169265693205E-3,3.0833906432798223E-3,2.2686102048013613E-6,1.0636418500399251E-4,1.2133752370656519E-2]
[2004,2,17,21,4.4524477236950154E-3,1.8726283149198351E-3,3.2248407945835757E-3,8.4203137663906753E-3,1.5642010860590053E-5,2.6526072469491103E-4,1.8251133335144602E-2,null,3.8080611559575218E-3,1.5502581006245058E-3,3.3325239054525879E-3,3.1903261418307792E-3,2.2686102048013613E-6,1.0636418500399251E-4,1.1989802099074189E-2]
[2004,2,17,22,4.2830456502136278E-3,1.8134623980975175E-3,2.973746325519059E-3,8.1641573352343507E-3,1.5642010860590053E-5,2.6526072469491103E-4,1.7515314444620057E-2,null,3.6631760285409597E-3,1.5012775094928373E-3,3.0730449500604722E-3,3.0932724474686986E-3,2.2686102048013613E-6,1.0636418500399251E-4,1.1439403730771762E-2]
[2004,2,17,23,4.0274012284274262E-3,1.743113403939129E-3,2.8434043969709087E-3,8.2791757153841371E-3,1.5642010860590053E-5,2.6526072469491103E-4,1.7173997480277103E-2,null,3.4445300942696966E-3,1.4430389913651777E-3,2.9383506750751565E-3,3.1368511257891603E-3,2.2686102048013613E-6,1.0636418500399251E-4,1.1071403681707984E-2]
[2004,2,17,24,3.7511979078380508E-3,1.7321635042094985E-3,2.6870974058374312E-3,7.9192290581681229E-3,1.5642010860590053E-5,2.6526072469491103E-4,1.6370590611608605E-2,null,3.2083006758566691E-3,1.4339741007931195E-3,2.7768243183580823E-3,3.0004729263490835E-3,2.2686102048013613E-6,1.0636418500399251E-4,1.0528204816565748E-2]
[2004,2,18,1,3.5047622427879137E-3,1.7101809894134018E-3,2.6750934169013684E-3,8.203204912180637E-3,1.5642010860590053E-5,2.6526072469491103E-4,{"$f":"SUM(E1155:J1155)","v":1.6374144296838821E-2},null,2.9975307484466761E-3,1.4157758436359293E-3,2.7644194951006343E-3,3.108066968072446E-3,2.2686102048013613E-6,1.0636418500399251E-4,{"$f":"SUM(M1155:R1155)","v":1.0394425850464481E-2}]
[2004,2,18,2,3.2557897467620734E-3,1.7135114714741369E-3,2.6337188583298379E-3,8.0373923244229303E-3,1.5642010860590053E-5,2.6526072469491103E-4,1.5921315136544479E-2,null,{"$f":"E1156*V$5","v":2.7845911363829157E-3},{"$f":"F1156*W$5","v":1.4185329881010124E-3},{"$f":"G1156*X$5","v":2.7216633671861157E-3},{"$f":"H1156*Y$5","v":3.045243153183328E-3},{"$f":"I1156*Z$5","v":2.2686102048013613E-6},{"$f":"J1156*AA$5","v":1.0636418500399251E-4},1.0078663440062165E-2]
[2004,2,18,3,2.8838716989755464E-3,1.7351971500944533E-3,2.6129305950820937E-3,8.2889634558762429E-3,1.5642010860590053E-5,2.6526072469491103E-4,1.5801865635583837E-2,null,2.4664994351736597E-3,1.4364855089941532E-3,2.7001809472346231E-3,3.1405595486849978E-3,2.2686102048013613E-6,1.0636418500399251E-4,9.8523582352962272E-3]
[2004,2,18,4,2.8579516496453588E-3,1.6945130363010539E-3,2.584643531799745E-3,7.2309904319313402E-3,1.5642010860590053E-5,2.6526072469491103E-4,1.4649001385233E-2,null,2.4443307003248478E-3,1.4028051056421155E-3,2.6709493291151155E-3,2.7397099973160851E-3,2.2686102048013613E-6,1.0636418500399251E-4,9.3664279276069583E-3]
[2004,2,18,5,3.0045142940081544E-3,1.7896041925537733E-3,2.5945783199519483E-3,5.741992737801755E-3,1.5642010860590053E-5,2.6526072469491103E-4,1.3411592279871133E-2,null,2.5696818661436359E-3,1.4815264589955917E-3,2.681215857332084E-3,2.1755518910388178E-3,2.2686102048013613E-6,1.0636418500399251E-4,9.0166088687189238E-3]
[2004,2,18,6,3.3236160552697191E-3,1.6598731142484623E-3,2.6747366164128427E-3,6.3496973482773658E-3,1.5642010860590053E-5,2.6526072469491103E-4,1.4288825869763891E-2,null,2.8426011899104187E-3,1.3741283952991288E-3,2.7640507804157152E-3,2.4058017319711087E-3,2.2686102048013613E-6,1.0636418500399251E-4,9.495214892805165E-3]
[2004,2,18,7,3.8032930038577675E-3,1.6731635169210026E-3,3.00324437924172E-3,6.4591303748903666E-3,1.5642010860590053E-5,2.6526072469491103E-4,1.5219734010466359E-2,null,3.2528562380731135E-3,1.3851308746697076E-3,3.1035279957228198E-3,2.4472642065616218E-3,2.2686102048013613E-6,1.0636418500399251E-4,1.0297412110236055E-2]
[2004,2,18,8,3.6708973770747848E-3,1.8306096030715052E-3,3.7678498636060892E-3,6.8432837147310013E-3,7.8210054302950264E-6,1.3263036234745552E-4,1.6253091926261135E-2,null,3.1396217488981297E-3,1.5154728483127203E-3,3.8936650031571505E-3,2.5928139421851335E-3,1.1343051024006806E-6,5.3182092501996257E-5,1.1195889940157532E-2]
[2004,2,18,9,4.0999783729591842E-3,1.9401399709419972E-3,4.0690425938829603E-3,7.9869148902102435E-3,0,0,1.8096075827994385E-2,null,3.5066034125999434E-3,1.6061477242092117E-3,4.2049150888922564E-3,3.0261180371355082E-3,0,0,1.2343784262836919E-2]
[2004,2,18,10,4.1359651305300504E-3,1.9397548631995491E-3,4.062404359095933E-3,8.0934554164532012E-3,0,0,1.8231579769278736E-2,null,3.5373819376133147E-3,1.6058289121990618E-3,4.1980551917603021E-3,3.0664845882483666E-3,0,0,1.2407750629821045E-2]
[2004,2,18,11,3.7143549888118705E-3,1.9609588300103882E-3,4.0614793979133227E-3,7.7575784666947811E-3,0,0,1.7494371683430363E-2,null,3.1767898985219823E-3,1.623382647263291E-3,4.1970993444955806E-3,2.9392260272277852E-3,0,0,1.1936497917508639E-2]
[2004,2,18,12,3.5024996571296728E-3,2.0374183633086814E-3,3.9929870943916333E-3,8.2233572656635317E-3,0,0,1.775626238049352E-2,null,2.9955956185828666E-3,1.6866797841917809E-3,4.1263199623912247E-3,3.1157023818966334E-3,0,0,1.1924297747062506E-2]
[2004,2,18,13,3.2778940200167859E-3,1.9403704010449124E-3,3.8943487866745213E-3,6.8455172599780892E-3,0,0,1.5958130467714309E-2,null,2.8034963385515973E-3,1.6063384861083169E-3,4.024387947944877E-3,2.5936601977984562E-3,0,0,1.1027882970403247E-2]
[2004,2,18,14,3.316634229810619E-3,1.9779218873240811E-3,3.9530467115209472E-3,8.3458566029103853E-3,0,0,1.7593459431566032E-2,null,2.8366298186606265E-3,1.6374255391721616E-3,4.0850458998288033E-3,3.1621154787025382E-3,0,0,1.1721216736364129E-2]
[2004,2,18,15,3.4870416050186829E-3,1.8965762451268039E-3,3.9028042874007744E-3,7.8635509348585382E-3,0,0,1.71499730724048E-2,null,2.9823747541407397E-3,1.5700834298159705E-3,4.0331257927247307E-3,2.97937734995481E-3,0,0,1.1564961326636251E-2]
[2004,2,18,16,3.643120232067336E-3,1.9487949014528128E-3,3.7754575264704296E-3,7.9396279698160169E-3,0,0,1.7307000629806595E-2,null,3.1158646890761038E-3,1.6133127211431114E-3,3.9015266992764195E-3,3.0082017572336203E-3,0,0,1.1638905866729254E-2]
[2004,2,18,17,4.1381484633222256E-3,2.1226091278158561E-3,3.606543516345144E-3,6.5801492061377037E-3,0,0,1.644745031362093E-2,null,3.5392492845901617E-3,1.7572050836991183E-3,3.7269723530110673E-3,2.4931163626324853E-3,0,0,1.1516543083932832E-2]
[2004,2,18,18,4.4979393357136863E-3,2.1131588095888148E-3,3.4240421083975891E-3,5.6621434138222999E-3,1.2982872147391569E-6,2.2016645462861884E-5,1.5720598600199993E-2,null,3.8469689323988423E-3,1.7493816238762451E-3,3.5383769017920505E-3,2.1452982220228276E-3,1.8829469243887763E-7,8.8282294858107975E-6,1.1289042204268216E-2]
[2004,2,18,19,4.6275392052048184E-3,2.0163337566754167E-3,3.3951757322499831E-3,5.5031787108264941E-3,1.5642010860590053E-5,2.6526072469491103E-4,1.5823130140512214E-2,null,3.9578122840680623E-3,1.6692248616258477E-3,3.5085466265309413E-3,2.0850689643412256E-3,2.2686102048013613E-6,1.0636418500399251E-4,1.132928553177487E-2]
[2004,2,18,20,5.1413941544444126E-3,1.8632334379682809E-3,3.3574550717213256E-3,7.3291771650917615E-3,1.5642010860590053E-5,2.6526072469491103E-4,1.7972162564781284E-2,null,4.3972988751362022E-3,1.5424805379429648E-3,3.4695664067469611E-3,2.7769114259413425E-3,2.2686102048013613E-6,1.0636418500399251E-4,1.2294890040976265E-2]
[2004,2,18,21,4.9674490765723636E-3,1.8726283149198351E-3,3.2508468682836411E-3,7.5247645865362707E-3,1.5642010860590053E-5,2.6526072469491103E-4,1.7896591581867613E-2,null,4.2485282358338174E-3,1.5502581006245058E-3,3.3593983677323983E-3,2.8510164629933239E-3,2.2686102048013613E-6,1.0636418500399251E-4,1.2117833962392839E-2]
[2004,2,18,22,4.7217340915878545E-3,1.8134623980975175E-3,3.0253086831329079E-3,7.1772001807794668E-3,1.5642010860590053E-5,2.6526072469491103E-4,1.7018608089153248E-2,null,4.0383746870843052E-3,1.5012775094928373E-3,3.126329065561075E-3,2.7193297063689194E-3,2.2686102048013613E-6,1.0636418500399251E-4,1.149394376371593E-2]
[2004,2,18,23,4.4334555062177433E-3,1.743113403939129E-3,2.8831158735940048E-3,7.6423012466443341E-3,1.5642010860590053E-5,2.6526072469491103E-4,1.6982888765950711E-2,null,3.7918176130505932E-3,1.4430389913651777E-3,2.9793881878074331E-3,2.8955492784880328E-3,2.2686102048013613E-6,1.0636418500399251E-4,1.1218426865920028E-2]
[2004,2,18,24,4.1365762356526297E-3,1.7321635042094985E-3,2.7349321250707964E-3,7.4422394717470171E-3,1.5642010860590053E-5,2.6526072469491103E-4,1.6326814072235442E-2,null,3.5379045997137853E-3,1.4339741007931195E-3,2.8262563230708566E-3,2.8197489783871542E-3,2.2686102048013613E-6,1.0636418500399251E-4,1.0726516797173709E-2]
[2004,2,19,1,3.6696632406954081E-3,1.7101809894134018E-3,2.6858761513887577E-3,8.0449863077886735E-3,1.5642010860590053E-5,2.6526072469491103E-4,1.6391609424841743E-2,null,3.1385662245890069E-3,1.4157758436359293E-3,2.7755622840735742E-3,3.0481203955669859E-3,2.2686102048013613E-6,1.0636418500399251E-4,1.048665754307429E-2]
[2004,2,19,2,3.3269679671954974E-3,1.7135114714741369E-3,2.6469728228841497E-3,7.7324449503502332E-3,1.5642010860590053E-5,2.6526072469491103E-4,1.5700799947459518E-2,null,2.8454679918123969E-3,1.4185329881010124E-3,2.7353599049480576E-3,2.9297033281390416E-3,2.2686102048013613E-6,1.0636418500399251E-4,1.0037697008209301E-2]
[2004,2,19,3,3.30576124464103E-3,1.7351971500944533E-3,2.6239478278006169E-3,7.8575979912615477E-3,1.5642010860590053E-5,2.6526072469491103E-4,1.5803406949353151E-2,null,2.827330441095054E-3,1.4364855089941532E-3,2.7115660647474252E-3,2.9771218720587096E-3,2.2686102048013613E-6,1.0636418500399251E-4,1.0061136682104135E-2]
[2004,2,19,4,3.4329414631908521E-3,1.6945130363010539E-3,2.6046042181678353E-3,7.387145970372792E-3,1.5642010860590053E-5,2.6526072469491103E-4,1.5400107423588036E-2,null,2.9361043291046465E-3,1.4028051056421155E-3,2.6915765379381456E-3,2.798874906166622E-3,2.2686102048013613E-6,1.0636418500399251E-4,9.9379936740603241E-3]
[2004,2,19,5,3.5091896631002538E-3,1.7896041925537733E-3,2.6206293043340234E-3,6.3899520413597619E-3,1.5642010860590053E-5,2.6526072469491103E-4,1.4590277936903314E-2,null,3.0013174043175121E-3,1.4815264589955917E-3,2.7081367299406334E-3,2.4210536101356432E-3,2.2686102048013613E-6,1.0636418500399251E-4,9.720666998598174E-3]
[2004,2,19,6,3.7261259686349382E-3,1.6598731142484623E-3,2.7026054049050265E-3,6.4391732523839829E-3,1.5642010860590053E-5,2.6526072469491103E-4,1.4808680475727911E-2,null,3.1868573072403907E-3,1.3741283952991288E-3,2.7928501568135187E-3,2.439702762723036E-3,2.2686102048013613E-6,1.0636418500399251E-4,9.9021714172848677E-3]
[2004,2,19,7,4.2529016802678645E-3,1.6731635169210026E-3,3.0182479759803716E-3,6.4705632370403755E-3,1.5642010860590053E-5,2.6526072469491103E-4,1.5695779145765115E-2,null,3.63739468574699E-3,1.3851308746697076E-3,3.1190325889676419E-3,2.4515959405094359E-3,2.2686102048013613E-6,1.0636418500399251E-4,1.0701786885102567E-2]
[2004,2,19,8,4.1479587893624454E-3,1.8306096030715052E-3,3.7784417750224152E-3,6.6275117249336808E-3,7.8210054302950264E-6,1.3263036234745552E-4,1.6524973260167799E-2,null,3.5476397978178018E-3,1.5154728483127203E-3,3.9046105971407754E-3,2.5110612855949615E-3,1.1343051024006806E-6,5.3182092501996257E-5,1.1533100926470656E-2]
[2004,2,19,9,4.3089419957438226E-3,1.9401399709419972E-3,4.0943958567853725E-3,8.1609238943052623E-3,0,0,1.8504401717776453E-2,null,3.685324490154553E-3,1.6061477242092117E-3,4.2311149418727267E-3,3.0920473469070887E-3,0,0,1.261463450314358E-2]
[2004,2,19,10,4.2656522451372273E-3,1.9397548631995491E-3,4.1119075392340339E-3,8.0507222134991435E-3,0,0,1.8368036861069956E-2,null,3.6482999077302011E-3,1.6058289121990618E-3,4.2492113702244389E-3,3.0502936411778837E-3,0,0,1.2553633831331585E-2]
[2004,2,19,11,3.9769068206900841E-3,1.9609588300103882E-3,4.1095187485568618E-3,7.4282812308432327E-3,0,0,1.7475665630100567E-2,null,3.4013435585414169E-3,1.623382647263291E-3,4.2467428136215299E-3,2.8144604176417029E-3,0,0,1.208592943706794E-2]
[2004,2,19,12,3.6988725171616848E-3,2.0374183633086814E-3,4.0353932984235879E-3,7.6034598191579844E-3,0,0,1.7375143998051939E-2,null,3.1635481486917659E-3,1.6866797841917809E-3,4.1701421842241133E-3,2.8808328647137228E-3,0,0,1.1901202981821382E-2]
[2004,2,19,13,3.5741000600719572E-3,1.9403704010449124E-3,3.9269678370224392E-3,6.7701378672132776E-3,0,0,1.6211576165352584E-2,null,3.056833555581966E-3,1.6063384861083169E-3,4.0580962058037384E-3,2.5651001163139878E-3,0,0,1.128636836380801E-2]
[2004,2,19,14,3.5553380292284147E-3,1.9779218873240811E-3,3.9967215373372979E-3,7.7801954367391398E-3,0,0,1.7310176890628935E-2,null,3.0407868852343404E-3,1.6374255391721616E-3,4.1301791049606438E-3,2.9477952459984118E-3,0,0,1.1756186775365558E-2]
[2004,2,19,15,3.3427784704918168E-3,1.8965762451268039E-3,3.9712972618989482E-3,7.4967197858293848E-3,0,0,1.6707371763346954E-2,null,2.8589902984614878E-3,1.5700834298159705E-3,4.1039058682106567E-3,2.8403907234639094E-3,0,0,1.1373370319952024E-2]
[2004,2,19,16,3.5551731335502325E-3,1.9487949014528128E-3,3.7959682963414304E-3,7.9327450474978283E-3,0,0,1.7232681378842304E-2,null,3.0406458543080187E-3,1.6133127211431114E-3,3.9227223598588433E-3,3.0055939248400635E-3,0,0,1.1582274860150036E-2]
[2004,2,19,17,4.1772323620007743E-3,2.1226091278158561E-3,3.6291389439901426E-3,6.9466114938811297E-3,0,0,1.6875591927687901E-2,null,3.5726767127414452E-3,1.7572050836991183E-3,3.7503222817602184E-3,2.6319632333096227E-3,0,0,1.1712167311510405E-2]
[2004,2,19,18,4.648312067213254E-3,2.1131588095888148E-3,3.4561847529436343E-3,6.2781607880910443E-3,1.2982872147391569E-6,2.2016645462861884E-5,1.651913135051435E-2,null,3.9755787652984674E-3,1.7493816238762451E-3,3.5715928458206901E-3,2.3786976400820368E-3,1.8829469243887763E-7,8.8282294858107975E-6,1.1684267399255689E-2]
[2004,2,19,19,4.6987337484647182E-3,2.0163337566754167E-3,3.434248207249383E-3,6.2482334683411191E-3,1.5642010860590053E-5,2.6526072469491103E-4,1.6678451916286138E-2,null,4.018703099980701E-3,1.6692248616258477E-3,3.5489238002504621E-3,2.3673586433175442E-3,2.2686102048013613E-6,1.0636418500399251E-4,1.1712843200383348E-2]
[2004,2,19,20,5.3621946921631261E-3,1.8632334379682809E-3,3.4173226990795577E-3,8.0000209829534513E-3,1.5642010860590053E-5,2.6526072469491103E-4,1.8923674547719916E-2,null,4.5861437539713844E-3,1.5424805379429648E-3,3.5314331195686085E-3,3.0310837321744278E-3,2.2686102048013613E-6,1.0636418500399251E-4,1.279977393886618E-2]
[2004,2,19,21,4.7042149347000474E-3,1.8726283149198351E-3,3.3399432639847262E-3,7.9324438950595065E-3,1.5642010860590053E-5,2.6526072469491103E-4,1.8130133144219619E-2,null,4.0233910140645085E-3,1.5502581006245058E-3,3.4514698489237264E-3,3.0054798228572504E-3,2.2686102048013613E-6,1.0636418500399251E-4,1.2139231581678784E-2]
[2004,2,19,22,4.9290157104937568E-3,1.8134623980975175E-3,3.1378712274440336E-3,8.2733985921756535E-3,1.5642010860590053E-5,2.6526072469491103E-4,1.8434650663766462E-2,null,4.2156571910649462E-3,1.5012775094928373E-3,3.2426502713723626E-3,3.1346622635082593E-3,2.2686102048013613E-6,1.0636418500399251E-4,1.2202880030647201E-2]
[2004,2,19,23,4.7344977911002728E-3,1.743113403939129E-3,3.001158816949955E-3,8.0723388314403004E-3,1.5642010860590053E-5,2.6526072469491103E-4,1.7832011578985157E-2,null,4.0492911427814464E-3,1.4430389913651777E-3,3.1013727928348848E-3,3.0584838420693169E-3,2.2686102048013613E-6,1.0636418500399251E-4,1.1760819564259619E-2]
[2004,2,19,24,4.3756682436522122E-3,1.7321635042094985E-3,2.8318493377814773E-3,7.7759373364253764E-3,1.5642010860590053E-5,2.6526072469491103E-4,1.6996521157624067E-2,null,3.7423936908529631E-3,1.4339741007931195E-3,2.9264097721188381E-3,2.9461819179060831E-3,2.2686102048013613E-6,1.0636418500399251E-4,1.1157592276879798E-2]
[2004,2,20,1,3.2973464606077287E-3,1.6725228059195239E-3,2.6821418638096604E-3,7.8573309334802697E-3,1.5642010860590053E-5,2.6526072469491103E-4,1.5790244799372685E-2,null,2.8201334981545552E-3,1.3846004611261934E-3,2.7717033020586857E-3,2.9770206880120544E-3,2.2686102048013613E-6,1.0636418500399251E-4,1.0062090744560282E-2]
[2004,2,20,2,3.0061070860914201E-3,1.6674336942288188E-3,2.6393326548986682E-3,7.7395095386610154E-3,1.5642010860590053E-5,2.6526072469491103E-4,1.5333285709435424E-2,null,2.5710441392208742E-3,1.3803874325392384E-3,2.7274646183044335E-3,2.9323799909564204E-3,2.2686102048013613E-6,1.0636418500399251E-4,9.7199089762297596E-3]
[2004,2,20,3,2.9621152704823097E-3,1.6203980943668799E-3,2.5822784931714637E-3,8.4808193193187439E-3,1.5642010860590053E-5,2.6526072469491103E-4,1.5926513912894898E-2,null,2.5334190991087636E-3,1.3414489421176487E-3,2.6685053176838209E-3,3.2132507563508252E-3,2.2686102048013613E-6,1.0636418500399251E-4,9.8652569104698516E-3]
[2004,2,20,4,2.947157565966954E-3,1.6279103567920965E-3,2.5701090176445444E-3,7.5540173121722166E-3,1.5642010860590053E-5,2.6526072469491103E-4,1.4980096988131313E-2,null,2.5206261687742678E-3,1.3476679795987774E-3,2.655929481946939E-3,2.8620998665226161E-3,2.2686102048013613E-6,1.0636418500399251E-4,9.4949562920513941E-3]
[2004,2,20,5,3.0945594645432747E-3,1.6670194406762184E-3,2.5855036536501191E-3,6.5351523230851114E-3,1.5642010860590053E-5,2.6526072469491103E-4,1.4163137617510225E-2,null,2.6466951265962024E-3,1.3800444921273508E-3,2.6718381719481594E-3,2.4760677423213777E-3,2.2686102048013613E-6,1.0636418500399251E-4,9.2832783282018848E-3]
[2004,2,20,6,3.4157149983767717E-3,1.6595083401927978E-3,2.6994035185084653E-3,6.5589874798894074E-3,1.5642010860590053E-5,2.6526072469491103E-4,1.4614517072522943E-2,null,2.9213709878991197E-3,1.3738264165614443E-3,2.7895413537938458E-3,2.4850985131402632E-3,2.2686102048013613E-6,1.0636418500399251E-4,9.6784700666034656E-3]
[2004,2,20,7,3.6977284114103051E-3,1.6514463496078138E-3,3.0305032090304973E-3,6.477802867003557E-3,1.5642010860590053E-5,2.6526072469491103E-4,1.5138383572607675E-2,null,3.1625696252052466E-3,1.3671522858159286E-3,3.1316970458223903E-3,2.4543389238909944E-3,2.2686102048013613E-6,1.0636418500399251E-4,1.0224390675943355E-2]
[2004,2,20,8,3.702949390177341E-3,1.8355248943412901E-3,3.7677222534010075E-3,7.0511530074961921E-3,7.8210054302950264E-6,1.3263036234745552E-4,1.6497800913193583E-2,null,3.1670349907014029E-3,1.5195419794089458E-3,3.8935331318226867E-3,2.6715723895769259E-3,1.1343051024006806E-6,5.3182092501996257E-5,1.1305998889114358E-2]
[2004,2,20,9,3.8129683153130646E-3,2.1023725744190379E-3,4.0714581611246128E-3,8.6429022228501958E-3,0,0,1.862970127370691E-2,null,3.261131276885727E-3,1.7404522232504175E-3,4.2074113161762686E-3,3.2746614517983274E-3,0,0,1.2483656268110741E-2]
[2004,2,20,10,3.8309075431635651E-3,2.1889594235982197E-3,4.1022320703117581E-3,8.5018064723585765E-3,0,0,1.8623905509432118E-2,null,3.2764742255253728E-3,1.8121332735037484E-3,4.2392128203629685E-3,3.2212024627650006E-3,0,0,1.2549022782157091E-2]
[2004,2,20,11,3.676919056145163E-3,2.2553254275686349E-3,4.0170682281490859E-3,8.1358538407558367E-3,0,0,1.8085166552618721E-2,null,3.14477193225447E-3,1.8670744673549258E-3,4.1512052075952368E-3,3.0825486928860151E-3,0,0,1.2245600300090647E-2]
[2004,2,20,12,3.6444484667138284E-3,2.1953519027661963E-3,3.9507340258638137E-3,8.8250205418812198E-3,0,0,1.8615554937225057E-2,null,3.1170006931523307E-3,1.8174252967708714E-3,4.0826559895265216E-3,3.34366325508386E-3,0,0,1.2360745234533583E-2]
[2004,2,20,13,3.4120120982131866E-3,2.1081535375432848E-3,3.9224243210939612E-3,7.6963003117907422E-3,0,0,1.7138890268641176E-2,null,2.918203995010625E-3,1.7452380020626743E-3,4.0534009738803865E-3,2.9160086858154221E-3,0,0,1.1632851656769107E-2]
[2004,2,20,14,3.2514365017025644E-3,2.0161239712349964E-3,3.9207069176670946E-3,8.6137967642689987E-3,0,0,1.7802064154873655E-2,null,2.7808679206503067E-3,1.6690511904409074E-3,4.051626223329924E-3,3.2636338454694281E-3,0,0,1.1765179179890568E-2]
[2004,2,20,15,3.1752339521578894E-3,1.9684454670650894E-3,3.8571676511820509E-3,8.1213557968371798E-3,0,0,1.7122202867242212E-2,null,2.7156938889908878E-3,1.6295804707438053E-3,3.9859652688877768E-3,3.0770556091598809E-3,0,0,1.1408295237782352E-2]
[2004,2,20,16,3.282102877409333E-3,2.0016508571914847E-3,3.7132519259612546E-3,8.6349913199601849E-3,0,0,1.7631996980522258E-2,null,2.8070960633192186E-3,1.6570696017249552E-3,3.8372439442647482E-3,3.2716641335278104E-3,0,0,1.1573073742836733E-2]
[2004,2,20,17,3.7281844944702996E-3,2.0751830229538992E-3,3.4781122369584791E-3,7.1380699366927758E-3,0,0,{"$f":"SUM(E1219:J1219)","v":1.6419549691075452E-2},null,3.1886179101174232E-3,1.7179433131397732E-3,3.5942525271260846E-3,2.7045038644692653E-3,0,0,{"$f":"SUM(M1219:R1219)","v":1.1205317614852547E-2}]
[2004,2,20,18,4.0498531304316195E-3,2.0015227375740144E-3,3.3444644232185853E-3,6.6278629213122331E-3,0,0,1.6023703212536454E-2,null,{"$f":"E1220*V$5","v":3.4637326141430977E-3},{"$f":"F1220*W$5","v":1.6569635377114776E-3},{"$f":"G1220*X$5","v":3.4561419776230717E-3},{"$f":"H1220*Y$5","v":2.5111943484496836E-3},{"$f":"I1220*Z$5","v":0},{"$f":"J1220*AA$5","v":0},1.1088032477927331E-2]
[2004,2,20,19,4.403604724266352E-3,1.8600928037560127E-3,3.3061398102468735E-3,6.9033309026386592E-3,1.5642010860590053E-5,2.6526072469491103E-4,1.6754070976463399E-2,null,3.7662870262187469E-3,1.5398805592980432E-3,3.4165376383608168E-3,2.6155648893160907E-3,2.2686102048013613E-6,1.0636418500399251E-4,1.1446902908402491E-2]
[2004,2,20,20,4.8601577159015216E-3,1.7493654079258104E-3,3.2589395850506882E-3,6.7610065574271946E-3,1.5642010860590053E-5,2.6526072469491103E-4,1.6910372001860716E-2,null,4.1567647636281523E-3,1.4482147220471653E-3,3.3677613145580336E-3,2.5616404048201032E-3,2.2686102048013613E-6,1.0636418500399251E-4,1.1643014000262249E-2]
[2004,2,20,21,4.3160760849364635E-3,1.8475146841382651E-3,3.1833867885106212E-3,6.7661807431519611E-3,1.5642010860590053E-5,2.6526072469491103E-4,1.639406103629281E-2,null,3.6914260885614371E-3,1.5294677445004245E-3,3.2896856771447202E-3,2.5636008234503804E-3,2.2686102048013613E-6,1.0636418500399251E-4,1.1182813128865756E-2]
[2004,2,20,22,4.0619529304480899E-3,1.8141575969762411E-3,2.9319086849472122E-3,6.8449441470536517E-3,1.5642010860590053E-5,2.6526072469491103E-4,1.5933866094980698E-2,null,3.4740812541040711E-3,1.501853030905549E-3,3.0298102770224761E-3,2.5934430542102504E-3,2.2686102048013613E-6,1.0636418500399251E-4,1.070782041145114E-2]
[2004,2,20,23,3.9974835413788623E-3,1.7505468083400995E-3,2.7595571795262525E-3,6.5106416172448518E-3,1.5642010860590053E-5,2.6526072469491103E-4,1.5299131882045567E-2,null,3.4189422852720919E-3,1.4491927461151241E-3,2.8517036514424505E-3,2.4667810164621792E-3,2.2686102048013613E-6,1.0636418500399251E-4,1.0295252494500638E-2]
[2004,2,20,24,4.0126006097375953E-3,1.3291767216754389E-3,2.698831424096972E-3,6.7678452814092334E-3,1.5642010860590053E-5,2.6526072469491103E-4,1.5089356772474742E-2,null,3.4318715153004394E-3,1.1003609010510362E-3,2.7889501561428856E-3,2.5642314911503714E-3,2.2686102048013613E-6,1.0636418500399251E-4,9.9940468588535277E-3]
[2004,2,21,1,4.4288411163315939E-3,1.3382443337481575E-3,2.66763206844166E-3,6.6862990701962912E-3,1.5642010860590053E-5,2.6526072469491103E-4,1.5401919324273204E-2,null,3.7878710470324508E-3,1.1078675370220161E-3,2.7567089990815272E-3,2.5333348979095925E-3,2.2686102048013613E-6,1.0636418500399251E-4,1.029441527625438E-2]
[2004,2,21,2,3.8694297620668165E-3,1.3799504741479052E-3,2.5324459725604431E-3,6.8152011878877573E-3,1.5642010860590053E-5,2.6526072469491103E-4,1.4877930132218425E-2,null,3.3094212637726911E-3,1.1423940266010544E-3,2.6170088014886303E-3,2.5821739088084357E-3,2.2686102048013613E-6,1.0636418500399251E-4,9.7596307958796053E-3]
[2004,2,21,3,3.8620255642008313E-3,1.395187072304219E-3,2.5089936992436545E-3,6.5190041026633137E-3,1.5642010860590053E-5,2.6526072469491103E-4,1.456611317396752E-2,null,3.3030886485385063E-3,1.1550076667610329E-3,2.5927734154823894E-3,2.4699494323408948E-3,2.2686102048013613E-6,1.0636418500399251E-4,9.6294519583316179E-3]
[2004,2,21,4,3.6344611087540859E-3,1.4203046974752404E-3,2.5044957794125048E-3,6.4169492927550545E-3,1.5642010860590053E-5,2.6526072469491103E-4,1.4257113613952387E-2,null,3.1084587691911042E-3,1.1758013296462879E-3,2.5881253021903185E-3,2.4312824494964478E-3,2.2686102048013613E-6,1.0636418500399251E-4,9.4123006457329534E-3]
[2004,2,21,5,3.8040135458685463E-3,1.4213373217121798E-3,2.5473601194497143E-3,6.124204389947467E-3,1.5642010860590053E-5,2.6526072469491103E-4,1.4177818112533408E-2,null,3.2534724986589213E-3,1.176656189137337E-3,2.6324209579961411E-3,2.3203659513437794E-3,2.2686102048013613E-6,1.0636418500399251E-4,9.4915483923449732E-3]
[2004,2,21,6,4.0010243112509943E-3,1.3590385405876492E-3,2.6218227539420197E-3,6.3394198487106181E-3,1.5642010860590053E-5,2.6526072469491103E-4,1.4602208190046782E-2,null,3.4219706123966289E-3,1.1250820516921969E-3,2.709370030931889E-3,2.4019077469664973E-3,2.2686102048013613E-6,1.0636418500399251E-4,9.7669632371960059E-3]
[2004,2,21,7,4.1457722205675883E-3,1.3593802264249741E-3,2.8800366551724717E-3,6.3254639740720009E-3,1.5642010860590053E-5,2.6526072469491103E-4,1.4991555811792536E-2,null,3.5457696831731737E-3,1.1253649168144217E-3,2.9762061488624088E-3,2.3966200827621764E-3,2.2686102048013613E-6,1.0636418500399251E-4,1.0152593626820975E-2]
[2004,2,21,8,4.3151237932284349E-3,1.4315231638646511E-3,3.3100002875756122E-3,5.7900522601719547E-3,7.8210054302950264E-6,1.3263036234745552E-4,1.4987150872618404E-2,null,3.6906116185693055E-3,1.1850885535220584E-3,3.4205270238232208E-3,2.1937608978330235E-3,1.1343051024006806E-6,5.3182092501996257E-5,1.0544304491352007E-2]
[2004,2,21,9,4.6486368342896628E-3,1.6310294160024798E-3,3.3936145991705809E-3,4.8210308061353135E-3,0,0,1.4494311655598037E-2,null,3.9758565300169225E-3,1.3502500973467039E-3,3.5069333644699306E-3,1.8266137151297449E-3,0,0,1.0659653706963302E-2]
[2004,2,21,10,5.4633045845857535E-3,1.6359075598269426E-3,3.3823252531684244E-3,4.6521124937975999E-3,0,0,1.513364989137872E-2,null,4.6726203793495073E-3,1.3542884758757654E-3,3.4952670473319494E-3,1.7626131894206008E-3,0,0,1.1284789091977823E-2]
[2004,2,21,11,5.6213573216639147E-3,1.7258924720618761E-3,3.3476636955752244E-3,4.599229325428637E-3,0,0,1.5294142814729652E-2,null,4.807798718548654E-3,1.4287826176201523E-3,3.4594480793154283E-3,1.7425765780553857E-3,0,0,1.143860599353962E-2]
[2004,2,21,12,5.1746750248198286E-3,1.6825326908519521E-3,3.3020370869526593E-3,4.6250121736837093E-3,0,0,1.478425697630815E-2,null,4.4257631261679703E-3,1.3928871590678936E-3,3.4122979179137206E-3,1.7523452989226928E-3,0,0,1.0983293502072278E-2]
[2004,2,21,13,4.8617181356817247E-3,1.6681486732737921E-3,3.3248250431734488E-3,4.2261652246102632E-3,0,0,1.4080857076739228E-2,null,4.1580993495280291E-3,1.3809793289916287E-3,3.4358468041067189E-3,1.601228382912104E-3,0,0,1.0576153865538482E-2]
[2004,2,21,14,4.7472476715375101E-3,1.6439706687997324E-3,3.2694584240015342E-3,4.26521388457346E-3,0,0,1.3925890648912236E-2,null,4.0601957793879049E-3,1.3609635324802686E-3,3.3786313960579256E-3,1.6160233138541426E-3,0,0,1.0415814021780243E-2]
[2004,2,21,15,4.8400195204250946E-3,1.6009611999937559E-3,3.2292681632351103E-3,4.0349107111224223E-3,0,0,1.3705159594776382E-2,null,4.139541095950541E-3,1.3253580805660822E-3,3.3370991117369639E-3,1.5287650174067909E-3,0,0,1.0330763305660377E-2]
[2004,2,21,16,4.6704670289680495E-3,1.637469562749723E-3,3.1770409193469244E-3,4.1362634746339565E-3,0,0,1.3621240985698653E-2,null,3.9945273200049439E-3,1.3555815822893268E-3,3.2831279082389145E-3,1.5671660057723638E-3,0,0,1.0200402816305548E-2]
[2004,2,21,17,5.0691512622942948E-3,1.6246481988682511E-3,3.1385958819953983E-3,3.9380970170502291E-3,0,0,1.3770492360208173E-2,null,4.3355114340559086E-3,1.3449673973707583E-3,3.243399123414818E-3,1.4920838119725521E-3,0,0,1.0415961766814037E-2]
[2004,2,21,18,5.8247818827148485E-3,1.6746279849533395E-3,3.0643992073856484E-3,3.7356064839634217E-3,0,0,1.4299415559017257E-2,null,4.9817823826314965E-3,1.3863432366809766E-3,3.1667248912302776E-3,1.415363293105593E-3,0,0,1.0950213803648344E-2]
[2004,2,21,19,6.0003877180980353E-3,1.5451632359382717E-3,2.96001479186814E-3,3.936240088536918E-3,1.5642010860590053E-5,2.6526072469491103E-4,1.4722708569996867E-2,null,5.1319734240497716E-3,1.2791656540785696E-3,3.0588548963291148E-3,1.4913802505918381E-3,2.2686102048013613E-6,1.0636418500399251E-4,1.1070007020258087E-2]
[2004,2,21,20,5.8819451363568698E-3,1.5311034208296205E-3,2.9404010048418136E-3,4.1558921565824124E-3,1.5642010860590053E-5,2.6526072469491103E-4,1.4790244454166216E-2,null,5.0306726064479092E-3,1.2675262154928069E-3,3.0385861704275222E-3,1.5746030085833271E-3,2.2686102048013613E-6,1.0636418500399251E-4,1.102002079616036E-2]
[2004,2,21,21,5.6390525318711204E-3,1.6046119695138576E-3,2.7766514532381551E-3,4.2109012150785621E-3,1.5642010860590053E-5,2.6526072469491103E-4,1.4512119905257196E-2,null,4.8229329653311495E-3,1.328380375474772E-3,2.8693687330449118E-3,1.5954450867085215E-3,2.2686102048013613E-6,1.0636418500399251E-4,1.0724759955768149E-2]
[2004,2,21,22,5.1378133053481215E-3,1.6248522976908548E-3,2.6121827448427554E-3,4.2873002364282823E-3,1.5642010860590053E-5,2.6526072469491103E-4,1.3943051319865516E-2,null,4.3942362693078704E-3,1.3451363608807877E-3,2.6994081249593405E-3,1.6243914896317913E-3,2.2686102048013613E-6,1.0636418500399251E-4,1.0171805039988583E-2]
[2004,2,21,23,5.4786292135998015E-3,1.4826411662496506E-3,2.4984648929944021E-3,4.2341418044201601E-3,1.5642010860590053E-5,2.6526072469491103E-4,1.3974779812819516E-2,null,4.6857271305343201E-3,1.2274066668677283E-3,2.5818930338584512E-3,1.6042505851477842E-3,2.2686102048013613E-6,1.0636418500399251E-4,1.0207910211617077E-2]
[2004,2,21,24,5.3178884805086812E-3,1.4387152885233108E-3,2.4911936390555824E-3,4.288665045613157E-3,1.5642010860590053E-5,2.6526072469491103E-4,1.3817365189256234E-2,null,4.5482498192102802E-3,1.1910425644829927E-3,2.5743789799509121E-3,1.6249085946402171E-3,2.2686102048013613E-6,1.0636418500399251E-4,1.0047212753493196E-2]
[2004,2,22,1,4.0020431810604421E-3,1.7008924673407419E-3,2.45487686887811E-3,4.3534889926033571E-3,1.5642010860590053E-5,2.6526072469491103E-4,1.2792204245438154E-2,null,3.4228420248836725E-3,1.4080863269970724E-3,2.5368495288882334E-3,1.6494693816176524E-3,2.2686102048013613E-6,1.0636418500399251E-4,9.1258800575954244E-3]
[2004,2,22,2,3.8183260913291555E-3,1.689375794293224E-3,2.4314311826241185E-3,4.8181798335554527E-3,1.5642010860590053E-5,2.6526072469491103E-4,1.3038215637357452E-2,null,3.2657136414625454E-3,1.3985522323014452E-3,2.5126209498984114E-3,1.8255335258869783E-3,2.2686102048013613E-6,1.0636418500399251E-4,9.1110531447581751E-3]
[2004,2,22,3,3.5025048532515745E-3,1.7164580580633919E-3,2.4292481655129286E-3,4.8994053235903046E-3,1.5642010860590053E-5,2.6526072469491103E-4,1.2828519135973701E-2,null,2.995600062688941E-3,1.4209723241362469E-3,2.5103650380030799E-3,1.8563086028532945E-3,2.2686102048013613E-6,1.0636418500399251E-4,8.8918788228903554E-3]
[2004,2,22,4,3.7248539452459798E-3,1.6072719906972453E-3,2.4378554544307769E-3,4.9866906215832018E-3,1.5642010860590053E-5,2.6526072469491103E-4,1.3037574747512704E-2,null,3.1857693791708069E-3,1.3305824779179128E-3,2.5192597394494407E-3,1.8893796469628057E-3,2.2686102048013613E-6,1.0636418500399251E-4,9.0336240387097599E-3]
[2004,2,22,5,3.6052521529777275E-3,1.6127667527872206E-3,2.4801186454009999E-3,5.0924550604999012E-3,1.5642010860590053E-5,2.6526072469491103E-4,1.3071495347221351E-2,null,3.0834771193659774E-3,1.3351313247836367E-3,2.562934172762718E-3,1.9294521506382412E-3,2.2686102048013613E-6,1.0636418500399251E-4,9.0196275627593674E-3]
[2004,2,22,6,3.7897949247357029E-3,1.5758613467998916E-3,2.5401692345012315E-3,5.4960011142811439E-3,1.5642010860590053E-5,2.6526072469491103E-4,1.3682729355873471E-2,null,3.2413116868566607E-3,1.3045791302382164E-3,2.624989956741001E-3,2.0823494844584753E-3,2.2686102048013613E-6,1.0636418500399251E-4,9.3618630535031479E-3]
[2004,2,22,7,3.9635260285857217E-3,1.5324177054357963E-3,2.7038723908021011E-3,5.5403365057711072E-3,1.5642010860590053E-5,2.6526072469491103E-4,1.4021055366150227E-2,null,3.3898993198191083E-3,1.2686142479341712E-3,2.7941594495999918E-3,2.0991474758876427E-3,2.2686102048013613E-6,1.0636418500399251E-4,9.660453288449708E-3]
[2004,2,22,8,4.3985294805207378E-3,1.44556970108998E-3,3.0213831886551868E-3,5.8947427925339609E-3,9.1192926450341841E-6,1.5464700781031741E-4,1.4923991463255216E-2,null,3.7619463040443266E-3,1.1967169999926128E-3,3.1222724919126332E-3,2.2334265149896934E-3,1.3225997948395585E-6,6.2010321987807061E-5,1.0377695232721914E-2]
[2004,2,22,9,4.4909499232568331E-3,1.5458623566707518E-3,3.1280980854581381E-3,5.9090662812782612E-3,0,0,1.5073976646663986E-2,null,3.8409910721898918E-3,1.2797444222036728E-3,3.2325507869717428E-3,2.2388534624706241E-3,0,0,1.0592139743835931E-2]
[2004,2,22,10,4.8168428972634111E-3,1.5036437330578144E-3,3.2154283170485959E-3,5.7728345674563633E-3,0,0,1.5308749514826185E-2,null,4.1197187411773266E-3,1.2447936726439691E-3,3.3227971287237835E-3,2.1872373814063777E-3,0,0,1.0874546923951456E-2]
[2004,2,22,11,4.8261172336089772E-3,1.5281428434710193E-3,3.2294335189383223E-3,6.011881861836663E-3,0,0,1.5595575457854982E-2,null,4.1276508365496959E-3,1.2650752971786227E-3,3.3372699889581844E-3,2.2778086895017396E-3,0,0,1.1007804812188243E-2]
[2004,2,22,12,4.2867032757970729E-3,1.69441210625201E-3,3.1949618716021347E-3,5.9713227011401653E-3,0,0,1.5147399954791384E-2,null,3.6663042992746576E-3,1.40272155055279E-3,3.3016472726364599E-3,2.2624414532857644E-3,0,0,1.0633114575749673E-2]
[2004,2,22,13,4.2732861017912346E-3,1.6191163714303607E-3,3.2096426278524349E-3,5.8571361216750769E-3,0,0,1.4959181222749108E-2,null,3.6548289440711708E-3,1.3403878659023294E-3,3.316818245180723E-3,2.2191779313291641E-3,0,0,1.0531212986483388E-2]
[2004,2,22,14,3.8333370938729771E-3,1.6822012925544073E-3,3.1778140479412202E-3,5.4340183825520774E-3,0,0,1.4127370816920682E-2,null,3.2785521561956659E-3,1.3926128105005839E-3,3.2839268529579239E-3,2.0588651898272446E-3,0,0,1.0013957009481418E-2]
[2004,2,22,15,3.642762802935177E-3,1.6752551923760327E-3,3.2032198725629978E-3,5.6556235312312294E-3,0,0,1.4176861399105437E-2,null,3.1155589893624522E-3,1.3868624712669621E-3,3.3101810227860948E-3,2.1428279397448695E-3,0,0,9.9554304231603795E-3]
[2004,2,22,16,4.0975258777505219E-3,1.5564277270748721E-3,3.1575252552648921E-3,5.6025683260934765E-3,0,0,1.4414047186183762E-2,null,3.5045058581043391E-3,1.2884909796088925E-3,3.2629605817794533E-3,2.1227261463192169E-3,0,0,1.0178683565811902E-2]
[2004,2,22,17,4.9123996861516438E-3,1.5558807377462011E-3,3.0984273602003981E-3,5.5496659052882789E-3,0,0,1.5116373689386521E-2,null,4.2014459435017436E-3,1.2880381536898506E-3,3.2018893039678035E-3,2.1026822405048494E-3,0,0,1.0794055641664246E-2]
[2004,2,22,18,5.1216888843725328E-3,1.6253714112714193E-3,3.0290912173297109E-3,5.4902737367434609E-3,0,0,1.5266425249717126E-2,null,4.3804454771436694E-3,1.3455661098208216E-3,3.1302379052331633E-3,2.0801794700398275E-3,0,0,1.0936428962237482E-2]
[2004,2,22,19,5.6306251072258057E-3,1.6153103912269434E-3,2.8974440145744648E-3,5.7456501388020416E-3,1.5642010860590053E-5,2.6526072469491103E-4,1.6169932387384758E-2,null,4.8157252112084473E-3,1.3372370796015162E-3,2.9941947706372822E-3,2.1769376234884738E-3,2.2686102048013613E-6,1.0636418500399251E-4,1.1432727480144513E-2]
[2004,2,22,20,5.3765812843326287E-3,1.6884015964544372E-3,2.8421052043698688E-3,5.7201472867164605E-3,1.5642010860590053E-5,2.6526072469491103E-4,1.5908138107428898E-2,null,4.598448226972994E-3,1.397745741189911E-3,2.9370081001461787E-3,2.1672749888222188E-3,2.2686102048013613E-6,1.0636418500399251E-4,1.1209109852340096E-2]
[2004,2,22,21,5.1791247656745561E-3,1.8018847298102553E-3,2.6679534034431385E-3,5.8833819213518577E-3,1.5642010860590053E-5,2.6526072469491103E-4,1.5813247555835307E-2,null,4.4295688722102624E-3,1.491692919798411E-3,2.7570410640243566E-3,2.2291220573017975E-3,2.2686102048013613E-6,1.0636418500399251E-4,1.1016057708543621E-2]
[2004,2,22,22,5.4182292168571686E-3,1.5966415354793659E-3,2.5816186667609515E-3,5.9360318042816764E-3,1.5642010860590053E-5,2.6526072469491103E-4,1.5813423958934664E-2,null,4.6340686056758401E-3,1.3217820399540402E-3,2.6678234585079592E-3,2.2490702804364004E-3,2.2686102048013613E-6,1.0636418500399251E-4,1.0981377179783033E-2]
[2004,2,22,23,5.1557121952536863E-3,1.6215033817444709E-3,2.5632733175883272E-3,6.3930732708244939E-3,1.5642010860590053E-5,2.6526072469491103E-4,1.6014464900966478E-2,null,4.4095447179666623E-3,1.3423639558963983E-3,2.6488655258328545E-3,2.4222361955157433E-3,2.2686102048013613E-6,1.0636418500399251E-4,1.0931643190420453E-2]
[2004,2,22,24,4.4342247293288669E-3,1.7697980904500643E-3,2.5532767277288582E-3,7.7139407474543275E-3,1.5642010860590053E-5,2.6526072469491103E-4,1.6752143030517617E-2,null,3.7924755092981215E-3,1.4651299482820465E-3,2.6385351322408242E-3,2.9226923729810303E-3,2.2686102048013613E-6,1.0636418500399251E-4,1.0927465758010818E-2]
[2004,2,23,1,3.9449339098943624E-3,1.8070312066473535E-3,2.561165997290647E-3,7.6987065564705377E-3,1.5642010860590053E-5,2.6526072469491103E-4,1.6292740405858402E-2,null,3.3739979708557652E-3,1.4959534382060532E-3,2.646687838400886E-3,2.9169203745622518E-3,2.2686102048013613E-6,1.0636418500399251E-4,1.054219241723375E-2]
[2004,2,23,2,3.7069280152451523E-3,1.9309327489276228E-3,2.5404436539647772E-3,7.3751155719446859E-3,1.5642010860590053E-5,2.6526072469491103E-4,1.5834322725637739E-2,null,3.170437803831408E-3,1.5985255119430029E-3,2.6252735395534991E-3,2.7943167750011273E-3,2.2686102048013613E-6,1.0636418500399251E-4,1.0297186425537832E-2]
[2004,2,23,3,3.3773928653588218E-3,1.9358811514713233E-3,2.5418145492359066E-3,7.6770397544714871E-3,1.5642010860590053E-5,2.6526072469491103E-4,1.5813031056093038E-2,null,2.8885950778345351E-3,1.6026220542559664E-3,2.6266902114309401E-3,2.9087111597105027E-3,2.2686102048013613E-6,1.0636418500399251E-4,1.0135251298440739E-2]
[2004,2,23,4,3.5239750984807435E-3,1.9402567316231846E-3,2.5439944535004225E-3,6.9795298323866118E-3,1.5642010860590053E-5,2.6526072469491103E-4,1.5268658851546463E-2,null,3.0139629974025753E-3,1.606244384710606E-3,2.6289429065361677E-3,2.6444354806383218E-3,2.2686102048013613E-6,1.0636418500399251E-4,1.0002218564496464E-2]
[2004,2,23,5,3.618502734844032E-3,1.9541305605597688E-3,2.6480612290610806E-3,7.7099500272367512E-3,1.5642010860590053E-5,2.6526072469491103E-4,1.6211547287257135E-2,null,3.0948099927044733E-3,1.617729854370686E-3,2.7364846549231747E-3,2.9211803510554718E-3,2.2686102048013613E-6,1.0636418500399251E-4,1.0478837648262599E-2]
[2004,2,23,6,3.8391843112612935E-3,1.9400614136689804E-3,2.749500183221201E-3,7.1608815471861488E-3,1.5642010860590053E-5,2.6526072469491103E-4,1.5970530190893124E-2,null,3.2835531270747598E-3,1.6060826904553767E-3,2.8413108343272849E-3,2.7131468294837942E-3,2.2686102048013613E-6,1.0636418500399251E-4,1.0552726276550009E-2]
[2004,2,23,7,4.3610944088039458E-3,1.8592728651729323E-3,3.126432707266414E-3,7.5432478814856452E-3,1.5642010860590053E-5,2.6526072469491103E-4,1.717095059828444E-2,null,3.7299290741245792E-3,1.5392017719378889E-3,3.2308297988706057E-3,2.8580194964550371E-3,2.2686102048013613E-6,1.0636418500399251E-4,1.1466612936596903E-2]
[2004,2,23,8,4.5492694265142353E-3,2.0297504152020462E-3,3.8851765646901611E-3,7.1476805855708514E-3,6.5227188421762343E-6,1.1061372751096216E-4,1.7729013438330433E-2,null,3.89087020581955E-3,1.6803318620906519E-3,4.014909449322453E-3,2.7081451901022915E-3,9.4601050084253224E-7,4.4353867277144293E-5,1.2339556585112934E-2]
[2004,2,23,9,5.0582662144583344E-3,2.0646639081305096E-3,4.187848080744197E-3,7.8307945775336896E-3,0,0,{"$f":"SUM(E1283:J1283)","v":1.9141572780866731E-2},null,4.3262017396098031E-3,1.7092350484849918E-3,4.3276877000949536E-3,2.9669664747803319E-3,0,0,{"$f":"SUM(M1283:R1283)","v":1.3330090962970081E-2}]
[2004,2,23,10,4.7641975530757809E-3,2.1580207072971849E-3,4.2426110315959128E-3,7.9521148775228857E-3,0,0,1.9116944169491765E-2,null,{"$f":"E1284*V$5","v":4.074692566209335E-3},{"$f":"F1284*W$5","v":1.7865206117777315E-3},{"$f":"G1284*X$5","v":4.3842792822756903E-3},{"$f":"H1284*Y$5","v":3.0129328526765078E-3},{"$f":"I1284*Z$5","v":0},{"$f":"J1284*AA$5","v":0},1.3258425312939266E-2]
[2004,2,23,11,4.772019502339039E-3,2.152886156911222E-3,4.23282783007339E-3,7.4342166797075546E-3,0,0,1.8591950169031205E-2,null,4.0813824732002174E-3,1.7822699667001769E-3,4.3741694024328065E-3,2.81670926705524E-3,0,0,1.305453110938844E-2]
[2004,2,23,12,4.5431837296030075E-3,2.158894356372963E-3,4.1814658167850759E-3,7.9837455627174564E-3,0,0,1.8867289465478502E-2,null,3.8856652696916657E-3,1.7872438634481444E-3,4.3210923211074379E-3,3.0249172281594078E-3,0,0,1.3018918682406656E-2]
[2004,2,23,13,4.0283431974635908E-3,2.1160018372508834E-3,4.0969660235860043E-3,7.0904299341215055E-3,0,0,1.7331740992421983E-2,null,3.445335735552725E-3,1.751735228501523E-3,4.233770931067137E-3,2.6864538072128887E-3,0,0,1.2117295702334274E-2]
[2004,2,23,14,3.9532365749199759E-3,2.1059064439475908E-3,4.1615485625893268E-3,8.0183241573597124E-3,0,0,1.8239015738816606E-2,null,3.3810990213648381E-3,1.743377742329426E-3,4.3005099947334372E-3,3.0380185207591307E-3,0,0,1.2463005279186833E-2]
[2004,2,23,15,3.8818647150236749E-3,2.1476474783658312E-3,4.0753666398459041E-3,7.0902694063636378E-3,0,0,1.7195148239599049E-2,null,3.3200565512077726E-3,1.7779331189729185E-3,4.2114503058822209E-3,2.6863929857379861E-3,0,0,1.1995832961800897E-2]
[2004,2,23,16,4.4805638494243814E-3,2.1373787867245463E-3,3.945939282509644E-3,6.2983739218003534E-3,0,0,1.6862255840458924E-2,null,3.832108137054284E-3,1.7694321675172109E-3,4.0777011412514944E-3,2.3863560825902628E-3,0,0,1.2065597528413251E-2]
[2004,2,23,17,5.0153127776518249E-3,2.1695454043341804E-3,3.7265007623634612E-3,6.1739551481670507E-3,0,0,1.7085314092516516E-2,null,4.2894647975122548E-3,1.7960613491448318E-3,3.8509351826365593E-3,2.3392157411410873E-3,0,0,1.2275677070434733E-2]
[2004,2,23,18,5.1228670794012431E-3,2.2158883373031824E-3,3.5085276243644928E-3,6.2710718924987915E-3,0,0,1.7118354933567712E-2,null,4.3814531562903778E-3,1.8344264142618619E-3,3.625683537858269E-3,2.3760117676131336E-3,0,0,1.2217574876023643E-2]
[2004,2,23,19,5.6759491933080723E-3,2.0596685963853128E-3,3.4440324821732897E-3,6.4358231777523756E-3,1.5642010860590053E-5,2.6526072469491103E-4,1.7896376185174551E-2,null,4.8544897071329312E-3,1.7050996723206794E-3,3.5590347893374908E-3,2.4384334714625411E-3,2.2686102048013613E-6,1.0636418500399251E-4,1.2665690435462435E-2]
[2004,2,23,20,5.502601090333575E-3,2.1563456113363427E-3,3.4357237862160631E-3,7.2712244552229537E-3,1.5642010860590053E-5,2.6526072469491103E-4,1.8646797678664437E-2,null,4.7062296447220727E-3,1.7851338811265237E-3,3.5504486513963244E-3,2.7549540440178367E-3,2.2686102048013613E-6,1.0636418500399251E-4,1.2905399016471551E-2]
[2004,2,23,21,5.4352437547067478E-3,2.0991303997086896E-3,3.3895977696304013E-3,8.3779260723628578E-3,1.5642010860590053E-5,2.6526072469491103E-4,1.9582800731964198E-2,null,4.6486206913357656E-3,1.7377681841550393E-3,3.5027824059205162E-3,3.1742661027276474E-3,2.2686102048013613E-6,1.0636418500399251E-4,1.3172070179347762E-2]
[2004,2,23,22,5.1108510272052342E-3,2.0362261979050343E-3,3.0978111494573265E-3,7.9207936907421759E-3,1.5642010860590053E-5,2.6526072469491103E-4,1.8446584800865275E-2,null,4.3711761436323587E-3,1.6856928483115726E-3,3.2012525168632951E-3,3.0010657413369625E-3,2.2686102048013613E-6,1.0636418500399251E-4,1.2367820045352983E-2]
[2004,2,23,23,4.855088328974389E-3,2.0110641193301295E-3,2.9048261172119694E-3,8.0481142956998902E-3,1.5642010860590053E-5,2.6526072469491103E-4,1.8099995596771879E-2,null,4.1524290506361732E-3,1.6648623846106292E-3,3.0018233746766845E-3,3.049305541617519E-3,2.2686102048013613E-6,1.0636418500399251E-4,1.1977053146749799E-2]
[2004,2,23,24,4.4474413828416628E-3,2.0036305161156699E-3,2.7634223168417149E-3,7.5759668049321998E-3,1.5642010860590053E-5,2.6526072469491103E-4,1.7071363756286751E-2,null,3.8037793646103313E-3,1.6587084652726438E-3,2.8556978524967381E-3,2.8704161885142747E-3,2.2686102048013613E-6,1.0636418500399251E-4,1.1297234666102782E-2]
[2004,2,24,1,3.870806261878656E-3,1.7101809894134018E-3,2.7084385956589064E-3,8.1655130076848364E-3,1.5642010860590053E-5,2.6526072469491103E-4,1.6735841590191303E-2,null,3.3105985477724005E-3,1.4157758436359293E-3,2.7988781280749281E-3,3.0937860907103328E-3,2.2686102048013613E-6,1.0636418500399251E-4,1.0727671405402385E-2]
[2004,2,24,2,3.5077780026453861E-3,1.7135114714741369E-3,2.6711780548229957E-3,7.5673372797665662E-3,1.5642010860590053E-5,2.6526072469491103E-4,1.5740707544264584E-2,null,3.0001100483467782E-3,1.4185329881010124E-3,2.7603733921901913E-3,2.8671465954217472E-3,2.2686102048013613E-6,1.0636418500399251E-4,1.0154795819268524E-2]
[2004,2,24,3,3.4994185594952212E-3,1.7351971500944533E-3,2.6467944418840862E-3,8.243026818749619E-3,1.5642010860590053E-5,2.6526072469491103E-4,1.6405339705778881E-2,null,2.9929604370046467E-3,1.4364855089941532E-3,2.7351755674923954E-3,3.1231548701470295E-3,2.2686102048013613E-6,1.0636418500399251E-4,1.0396409178847018E-2]
[2004,2,24,4,3.6368475849711279E-3,1.6945130363010539E-3,2.6150954153798451E-3,7.4701842086189124E-3,1.5642010860590053E-5,2.6526072469491103E-4,1.5697542980826439E-2,null,3.1104998593836672E-3,1.4028051056421155E-3,2.7024180546928837E-3,2.8303368052832061E-3,2.2686102048013613E-6,1.0636418500399251E-4,1.0154692620210666E-2]
[2004,2,24,5,3.7193081390642421E-3,1.7896041925537733E-3,2.6288878482283056E-3,6.3706112691806144E-3,1.5642010860590053E-5,2.6526072469491103E-4,1.4789314184582437E-2,null,3.1810261973504446E-3,1.4815264589955917E-3,2.7166710411531902E-3,2.4137256918658262E-3,2.2686102048013613E-6,1.0636418500399251E-4,9.9015821845738466E-3]
[2004,2,24,6,3.9544017269834992E-3,1.6598731142484623E-3,2.7161885183843476E-3,6.4764462636765635E-3,1.5642010860590053E-5,2.6526072469491103E-4,1.5087812358848374E-2,null,3.3820955452072798E-3,1.3741283952991288E-3,2.8068868343624825E-3,2.4538249279547055E-3,2.2686102048013613E-6,1.0636418500399251E-4,1.0125568498032389E-2]
[2004,2,24,7,4.5295297973758971E-3,1.6731635169210026E-3,3.0439336037576502E-3,6.5280119722094434E-3,1.5642010860590053E-5,2.6526072469491103E-4,1.6055541625819496E-2,null,3.8739874214233009E-3,1.3851308746697076E-3,3.1455759050712175E-3,2.4733623742445475E-3,2.2686102048013613E-6,1.0636418500399251E-4,1.0986689370617567E-2]
[2004,2,24,8,4.4042490872787934E-3,1.8306096030715052E-3,3.822863318796596E-3,6.9020609563145048E-3,5.2087899298866692E-6,8.8331826636589629E-5,1.7053323582027873E-2,null,3.7668381329156219E-3,1.5154728483127203E-3,3.9505154544575167E-3,2.6150837263726333E-3,7.5544724363921782E-7,3.5419275736808922E-5,1.1884084885038939E-2]
[2004,2,24,9,4.5566433306590808E-3,1.9401399709419972E-3,4.1417370357755973E-3,8.3637904175301401E-3,0,0,1.9002310754906816E-2,null,3.8971769116326925E-3,1.6061477242092117E-3,4.2800369261648558E-3,3.1689103225992729E-3,0,0,1.2952271884606032E-2]
[2004,2,24,10,4.4865557513656769E-3,1.9397548631995491E-3,4.1380208873688625E-3,7.794623557685623E-3,0,0,1.8358955059619712E-2,null,3.8372328528171497E-3,1.6058289121990618E-3,4.2761966890212258E-3,2.9532618369961E-3,0,0,1.2672520291033537E-2]
[2004,2,24,11,4.1893039685125949E-3,1.9609588300103882E-3,4.1259167877868465E-3,7.1653468378971765E-3,0,0,1.7441526424207009E-2,null,3.5830012395411709E-3,1.623382647263291E-3,4.2636884122471295E-3,2.7148386588005504E-3,0,0,1.2184910957852142E-2]
[2004,2,24,12,3.8951694153022002E-3,2.0374183633086814E-3,4.0683222078890836E-3,7.4289840679988024E-3,0,0,1.7429894054498768E-2,null,3.3314357105974899E-3,1.6866797841917809E-3,4.2041706479419381E-3,2.8147267117268255E-3,0,0,1.2037012854458034E-2]
[2004,2,24,13,3.760828440736436E-3,1.9403704010449124E-3,3.9486708126317757E-3,7.1788498888386695E-3,0,0,1.6828719543251793E-2,null,3.2165374167500752E-3,1.6063384861083169E-3,4.0805238819727595E-3,2.7199547551371344E-3,0,0,1.1623354539968284E-2]
[2004,2,24,14,3.7219708182766329E-3,1.9779218873240811E-3,4.0187743353236006E-3,8.1149222369113049E-3,0,0,1.7833589277835619E-2,null,3.183303516683251E-3,1.6374255391721616E-3,4.1529682846915958E-3,3.0746180331994127E-3,0,0,1.2048315373746421E-2]
[2004,2,24,15,3.4997859159132489E-3,1.8965762451268039E-3,3.9793738382168497E-3,7.9487621022884675E-3,0,0,1.732449810154537E-2,null,2.9932746272641839E-3,1.5700834298159705E-3,4.1122521356291367E-3,3.0116625381995409E-3,0,0,1.1687272730908832E-2]
[2004,2,24,16,3.7296730759501079E-3,1.9487949014528128E-3,3.8233100434592491E-3,7.669584485942231E-3,0,0,1.71713625068044E-2,null,3.1898910546128809E-3,1.6133127211431114E-3,3.9509770960430325E-3,2.9058864742245306E-3,0,0,1.1660067346023557E-2]
[2004,2,24,17,4.3838659277183004E-3,2.1226091278158561E-3,3.6541214709942421E-3,6.9027554535058986E-3,0,0,1.7063351980034298E-2,null,3.7494049539150199E-3,1.7572050836991183E-3,3.7761390193181191E-3,2.6153468605748264E-3,0,0,1.1898095917507083E-2]
[2004,2,24,18,4.8626888595804533E-3,2.1131588095888148E-3,3.465288916736343E-3,6.5656088617041253E-3,0,0,1.7006745447609738E-2,null,4.1589295840869294E-3,1.7493816238762451E-3,3.5810010136686399E-3,2.4876072518980582E-3,0,0,1.1976919473529874E-2]
[2004,2,24,19,4.9229212594710369E-3,2.0163337566754167E-3,3.4247312099772607E-3,6.3217369844371842E-3,1.434372427247126E-5,2.4324408985841768E-4,1.6943311024691793E-2,null,4.2104447677762911E-3,1.6692248616258477E-3,3.5390890136865038E-3,2.3952079842594165E-3,2.0803156032432126E-6,9.7535959779140557E-5,1.1913582902730443E-2]
[2004,2,24,20,5.6288988345156495E-3,1.8632334379682809E-3,3.3972245796631555E-3,7.8103797166026046E-3,1.5642010860590053E-5,2.6526072469491103E-4,1.8980639304305193E-2,null,4.8142487756700466E-3,1.5424805379429648E-3,3.5106638885658574E-3,2.9592316009600422E-3,2.2686102048013613E-6,1.0636418500399251E-4,1.2935257598347705E-2]
[2004,2,24,21,4.9422137491293558E-3,1.8726283149198351E-3,3.3315989349880226E-3,8.020927957201605E-3,1.5642010860590053E-5,2.6526072469491103E-4,1.8448271691794322E-2,null,4.2269451255634426E-3,1.5502581006245058E-3,3.4428468880931696E-3,3.0390050600893918E-3,2.2686102048013613E-6,1.0636418500399251E-4,1.2367687969579303E-2]
[2004,2,24,22,5.1706336494781648E-3,1.8134623980975175E-3,3.1548301374811037E-3,7.5552133937527117E-3,1.5642010860590053E-5,2.6526072469491103E-4,1.7975042314364999E-2,null,4.4223066443830564E-3,1.5012775094928373E-3,3.2601754692686059E-3,2.8625530432616168E-3,2.2686102048013613E-6,1.0636418500399251E-4,1.215494546161491E-2]
[2004,2,24,23,4.9679805707131975E-3,1.743113403939129E-3,2.9595177970306568E-3,7.8289052639759511E-3,1.5642010860590053E-5,2.6526072469491103E-4,1.7780419771214435E-2,null,4.2489828087604251E-3,1.4430389913651777E-3,3.0583413059591404E-3,2.966250643209135E-3,2.2686102048013613E-6,1.0636418500399251E-4,1.1825246544502673E-2]
[2004,2,24,24,4.5930610479836265E-3,1.7321635042094985E-3,2.766774897107342E-3,7.3718846253756883E-3,1.5642010860590053E-5,2.6526072469491103E-4,1.6744786810231657E-2,null,3.9283240251617776E-3,1.4339741007931195E-3,2.8591623813190338E-3,2.7930926195138257E-3,2.2686102048013613E-6,1.0636418500399251E-4,1.1123185921996551E-2]
[2004,2,25,1,3.2974203641269869E-3,1.7101809894134018E-3,2.6135832082801024E-3,7.5760345197909747E-3,1.5642010860590053E-5,2.6526072469491103E-4,1.5478121817166967E-2,null,2.8201967058862211E-3,1.4157758436359293E-3,2.7008553523361184E-3,2.8704418446228396E-3,2.2686102048013613E-6,1.0636418500399251E-4,9.915902541689902E-3]
[2004,2,25,2,3.0616786282782731E-3,1.7135114714741369E-3,2.5779014604477794E-3,7.6362999927652008E-3,1.5642010860590053E-5,2.6526072469491103E-4,1.5270294288520891E-2,null,2.6185730141927714E-3,1.4185329881010124E-3,2.6639821281325333E-3,2.8932754965761542E-3,2.2686102048013613E-6,1.0636418500399251E-4,9.7029964222112644E-3]
[2004,2,25,3,2.7106384396050204E-3,1.7351971500944533E-3,2.5523285925754921E-3,8.2810779613187169E-3,1.5642010860590053E-5,2.6526072469491103E-4,1.5560144879149184E-2,null,2.3183375954695979E-3,1.4364855089941532E-3,2.6375553371856698E-3,3.1375718572371385E-3,2.2686102048013613E-6,1.0636418500399251E-4,9.638583094095354E-3]
[2004,2,25,4,2.688667299314365E-3,1.6945130363010539E-3,2.5444587127171079E-3,7.6387707592115491E-3,1.5642010860590053E-5,2.6526072469491103E-4,1.4847312543099577E-2,null,2.2995462584152228E-3,1.4028051056421155E-3,2.629422668185341E-3,2.8942116316184856E-3,2.2686102048013613E-6,1.0636418500399251E-4,9.3346184590699585E-3]
[2004,2,25,5,2.8212626621768998E-3,1.7896041925537733E-3,2.5447632016029433E-3,6.7264371355875378E-3,1.5642010860590053E-5,2.6526072469491103E-4,1.4162969927476655E-2,null,2.4129515765933052E-3,1.4815264589955917E-3,2.6297373244910712E-3,2.5485425876528569E-3,2.2686102048013613E-6,1.0636418500399251E-4,9.181390742941619E-3]
[2004,2,25,6,3.1099068744290907E-3,1.6598731142484623E-3,2.6207511434700572E-3,6.6847355567073588E-3,1.5642010860590053E-5,2.6526072469491103E-4,1.4356169424410471E-2,null,2.6598213616600549E-3,1.3741283952991288E-3,2.7082626374998948E-3,2.5327425069256895E-3,2.2686102048013613E-6,1.0636418500399251E-4,9.3835876965935629E-3]
[2004,2,25,7,3.5404892774874791E-3,1.6731635169210026E-3,2.9638207507885783E-3,6.5445618833598583E-3,1.5642010860590053E-5,2.6526072469491103E-4,1.500293816411242E-2,null,3.0280871393354287E-3,1.3851308746697076E-3,3.0627879429175955E-3,2.4796328786049543E-3,2.2686102048013613E-6,1.0636418500399251E-4,1.006427163073648E-2]
[2004,2,25,8,3.4334845468334979E-3,1.8306096030715052E-3,3.7119487532186546E-3,7.2088318088732841E-3,5.2087899298866692E-6,8.8331826636589629E-5,1.6278415328563417E-2,null,2.9365688142266142E-3,1.5154728483127203E-3,3.8358972562902772E-3,2.7313144391017037E-3,7.5544724363921782E-7,3.5419275736808922E-5,1.1055428080911762E-2]
[2004,2,25,9,3.8452342534601603E-3,1.9401399709419972E-3,4.0411040553021155E-3,8.9296629221128528E-3,0,0,1.8756141201817126E-2,null,3.2887274831397812E-3,1.6061477242092117E-3,4.1760436333275492E-3,3.3833106281460014E-3,0,0,1.2454229468822544E-2]
[2004,2,25,10,3.9030965566910513E-3,1.9397548631995491E-3,4.0633697051395854E-3,8.5901863647310575E-3,0,0,1.8496407489761245E-2,null,3.338215585640159E-3,1.6058289121990618E-3,4.1990527724076656E-3,3.2546882316889037E-3,0,0,1.239778550193579E-2]
[2004,2,25,11,3.5042812421466471E-3,1.9609588300103882E-3,4.0745913467651355E-3,8.2924210094418773E-3,0,0,1.7832252428364045E-2,null,2.9971193612790626E-3,1.623382647263291E-3,4.2106491244007244E-3,3.1418695620447439E-3,0,0,1.1973020694987823E-2]
[2004,2,25,12,3.3037082586896182E-3,2.0374183633086814E-3,4.0144437169536817E-3,8.6889899166626566E-3,0,0,1.8044560255614638E-2,null,2.8255745763347126E-3,1.6866797841917809E-3,4.1484930593510497E-3,3.2921233633690658E-3,0,0,1.1952870783246607E-2]
[2004,2,25,13,3.0997664879066564E-3,1.9403704010449124E-3,3.8947056981412749E-3,7.5860252346849014E-3,0,0,1.6520867821777745E-2,null,2.6511485564035269E-3,1.6063384861083169E-3,4.0247567773137828E-3,2.8742271713678943E-3,0,0,1.115647099119352E-2]
[2004,2,25,14,3.1551064971859707E-3,1.9779218873240811E-3,3.9713108544132359E-3,8.5453244309293425E-3,0,0,1.7649663669852628E-2,null,2.6984794073836248E-3,1.6374255391721616E-3,4.1039199146029231E-3,3.2376907415535639E-3,0,0,1.1677515602712272E-2]
[2004,2,25,15,3.2978142999876177E-3,1.8965762451268039E-3,3.9104285456049289E-3,8.4308385968471615E-3,0,0,1.7535657687566514E-2,null,2.8205336288422895E-3,1.5700834298159705E-3,4.0410046383314233E-3,3.1943138366691457E-3,0,0,1.1625935533658829E-2]
[2004,2,25,16,3.4400719302842904E-3,1.9487949014528128E-3,3.768854595800513E-3,8.6202863538568496E-3,0,0,1.7778007781394468E-2,null,2.9422028296255736E-3,1.6133127211431114E-3,3.8947032851281917E-3,3.2660926501988331E-3,0,0,1.1716311486095709E-2]
[2004,2,25,17,3.9120754149406887E-3,2.1226091278158561E-3,3.5952535372112781E-3,7.4719068445338981E-3,0,0,1.7101844924501723E-2,null,3.3458949663869174E-3,1.7572050836991183E-3,3.7153053815999941E-3,2.8309894852836088E-3,0,0,1.1649394916969638E-2]
[2004,2,25,18,4.2744101522962262E-3,2.1131588095888148E-3,3.4095139680056243E-3,6.8466858772530999E-3,0,0,1.6643768807143765E-2,null,3.6557903148341812E-3,1.7493816238762451E-3,3.5233636412182845E-3,2.5941029687385538E-3,0,0,1.1522638548667264E-2]
[2004,2,25,19,4.3851484675474939E-3,2.0163337566754167E-3,3.3603498530808762E-3,7.0417432890696749E-3,1.434372427247126E-5,2.4324408985841768E-4,1.7061163180504352E-2,null,3.7505018764186866E-3,1.6692248616258477E-3,3.4725578499518362E-3,2.6680071933720992E-3,2.0803156032432126E-6,9.7535959779140557E-5,1.1659908056750854E-2]
[2004,2,25,20,4.8666864390011569E-3,1.8632334379682809E-3,3.3193343660174865E-3,8.4837672227550572E-3,1.5642010860590053E-5,2.6526072469491103E-4,1.8813924201297485E-2,null,4.1623486083752596E-3,1.5424805379429648E-3,3.4301727835751939E-3,3.2143676711900325E-3,2.2686102048013613E-6,1.0636418500399251E-4,1.2458002396292247E-2]
[2004,2,25,21,4.6761413371387327E-3,1.8726283149198351E-3,3.2562425644416994E-3,8.6253298484057668E-3,1.5642010860590053E-5,2.6526072469491103E-4,1.8711244800461536E-2,null,3.9993804061886889E-3,1.5502581006245058E-3,3.3649742356833029E-3,3.2680035519718543E-3,2.2686102048013613E-6,1.0636418500399251E-4,1.2291249089677145E-2]
[2004,2,25,22,4.4735924497490229E-3,1.8134623980975175E-3,3.0841330417160431E-3,8.1772834651612676E-3,1.5642010860590053E-5,2.6526072469491103E-4,1.7829374090279352E-2,null,3.8261456827024662E-3,1.5012775094928373E-3,3.1871176730267426E-3,3.0982457342854037E-3,2.2686102048013613E-6,1.0636418500399251E-4,1.1721419394716244E-2]
[2004,2,25,23,4.2037732114964827E-3,1.743113403939129E-3,2.9491975826296236E-3,8.1886639291286149E-3,1.5642010860590053E-5,2.6526072469491103E-4,1.7365650862749351E-2,null,3.59537640160536E-3,1.4430389913651777E-3,3.0476764814324209E-3,3.1025576153754066E-3,2.2686102048013613E-6,1.0636418500399251E-4,1.1297282284987159E-2]
[2004,2,25,24,3.9185889819780386E-3,1.7321635042094985E-3,2.7378700015844972E-3,7.9375187956853919E-3,1.5642010860590053E-5,2.6526072469491103E-4,1.6607044019012928E-2,null,3.3514658485535188E-3,1.4339741007931195E-3,2.82929230045294E-3,3.0074026239051851E-3,2.2686102048013613E-6,1.0636418500399251E-4,1.0730767668913557E-2]
[2004,2,26,1,3.6285505441063567E-3,1.7101809894134018E-3,2.6955160896008079E-3,8.4610541306471936E-3,1.5642010860590053E-5,2.6526072469491103E-4,{"$f":"SUM(E1347:J1347)","v":1.6776204489323262E-2},null,3.1034036190710902E-3,1.4157758436359293E-3,2.7855241167918593E-3,3.2057620332620542E-3,2.2686102048013613E-6,1.0636418500399251E-4,{"$f":"SUM(M1347:R1347)","v":1.0619098407969726E-2}]
[2004,2,26,2,3.2900111995714143E-3,1.7135114714741369E-3,2.6551069300611257E-3,7.8949352320626179E-3,1.5642010860590053E-5,2.6526072469491103E-4,1.5834467568724794E-2,null,{"$f":"E1348*V$5","v":2.8138598427733716E-3},{"$f":"F1348*W$5","v":1.4185329881010124E-3},{"$f":"G1348*X$5","v":2.7437656242822695E-3},{"$f":"H1348*Y$5","v":2.9912683728538394E-3},{"$f":"I1348*Z$5","v":2.2686102048013613E-6},{"$f":"J1348*AA$5","v":1.0636418500399251E-4},1.0076059623219287E-2]
[2004,2,26,3,3.2661786017353818E-3,1.7351971500944533E-3,2.6310829035220851E-3,8.5435293656593546E-3,1.5642010860590053E-5,2.6526072469491103E-4,1.6456890756566776E-2,null,2.7934764501549771E-3,1.4364855089941532E-3,2.7189393932072195E-3,3.2370106191951793E-3,2.2686102048013613E-6,1.0636418500399251E-4,1.0294544766760323E-2]
[2004,2,26,4,3.3912639254924104E-3,1.6945130363010539E-3,2.5984407790480887E-3,7.6475641273108311E-3,1.5642010860590053E-5,2.6526072469491103E-4,1.5612684603707886E-2,null,2.9004586298770584E-3,1.4028051056421155E-3,2.6852072907365921E-3,2.8975433022545437E-3,2.2686102048013613E-6,1.0636418500399251E-4,9.9946471237191033E-3]
[2004,2,26,5,3.4662424049532979E-3,1.7896041925537733E-3,2.6139715159152329E-3,6.6329747633269995E-3,1.5642010860590053E-5,2.6526072469491103E-4,1.4783695612304804E-2,null,2.9645857466645887E-3,1.4815264589955917E-3,2.7012566262467302E-3,2.5131311460162673E-3,2.2686102048013613E-6,1.0636418500399251E-4,9.7691327731319715E-3]
[2004,2,26,6,3.6794673012149094E-3,1.6598731142484623E-3,2.6976847338820286E-3,6.2983112557754477E-3,1.5642010860590053E-5,2.6526072469491103E-4,1.4616239140676349E-2,null,3.1469513790819575E-3,1.3741283952991288E-3,2.7877651759231287E-3,2.3863323394064566E-3,2.2686102048013613E-6,1.0636418500399251E-4,9.8038100849194652E-3]
[2004,2,26,7,4.1963599376017083E-3,1.6731635169210026E-3,3.0282931843565912E-3,6.5450694835275467E-3,1.5642010860590053E-5,2.6526072469491103E-4,1.5723788857962349E-2,null,3.5890360238830278E-3,1.3851308746697076E-3,3.1294132245342815E-3,2.4798252004268602E-3,2.2686102048013613E-6,1.0636418500399251E-4,1.0692038118722672E-2]
[2004,2,26,8,4.095574203835094E-3,1.8306096030715052E-3,3.7676718060227982E-3,7.0851813791409299E-3,5.2087899298866692E-6,8.8331826636589629E-5,1.68725776086368E-2,null,3.5028366428574349E-3,1.5154728483127203E-3,3.8934809999177158E-3,2.6844652112263351E-3,7.5544724363921782E-7,3.5419275736808922E-5,1.1632430425294655E-2]
[2004,2,26,9,4.2583129724637139E-3,1.9401399709419972E-3,4.0814148601414097E-3,8.6190661231466559E-3,0,0,1.8898933926693777E-2,null,3.6420228213014821E-3,1.6061477242092117E-3,4.2177004869001699E-3,3.2656303237295586E-3,0,0,1.2731501356140422E-2]
[2004,2,26,10,4.2205004677779165E-3,1.9397548631995491E-3,4.0950337338097036E-3,8.4953481367072928E-3,0,0,1.8750637201494461E-2,null,3.6096827829137992E-3,1.6058289121990618E-3,4.2317741187337657E-3,3.2187554996668741E-3,0,0,1.2666041313513501E-2]
[2004,2,26,11,3.9334938733602606E-3,1.9609588300103882E-3,4.09269844950556E-3,8.2279422490630066E-3,0,0,1.8215093401939213E-2,null,3.364213609207585E-3,1.623382647263291E-3,4.2293608551758691E-3,3.1174395609145449E-3,0,0,1.2334396672561291E-2]
[2004,2,26,12,3.6587502305195571E-3,2.0374183633086814E-3,4.0343552355015218E-3,8.4629932939251831E-3,0,0,1.819351712325494E-2,null,3.1292326146907775E-3,1.6866797841917809E-3,4.169069458553761E-3,3.2064967521182259E-3,0,0,1.2191478609554544E-2]
[2004,2,26,13,3.5359334223631052E-3,1.9403704010449124E-3,3.9199000426470175E-3,7.5119263543559252E-3,0,0,1.6908130220410961E-2,null,3.0241906365558518E-3,1.6063384861083169E-3,4.0507924053325723E-3,2.8461522561625367E-3,0,0,1.1527473784159277E-2]
[2004,2,26,14,3.5212789859012761E-3,1.9779218873240811E-3,3.9905358432562746E-3,8.1850984101509133E-3,0,0,1.7674835126632545E-2,null,3.0116570833923287E-3,1.6374255391721616E-3,4.1237868596654811E-3,3.1012066955974334E-3,0,0,1.1874076177827403E-2]
[2004,2,26,15,3.3106867635586592E-3,1.8965762451268039E-3,3.9249760113044358E-3,8.1967063139533232E-3,0,0,1.7328945333943222E-2,null,2.8315431075713695E-3,1.5700834298159705E-3,4.0560378695187688E-3,3.1056047501094282E-3,0,0,1.1563269157015537E-2]
[2004,2,26,16,3.5195060276917997E-3,1.9487949014528128E-3,3.7993632974176739E-3,8.3360409296688604E-3,0,0,1.7603705156231147E-2,null,3.0101407189771527E-3,1.6133127211431114E-3,3.9262307259972963E-3,3.1583964725216641E-3,0,0,1.1708080638639224E-2]
[2004,2,26,17,4.134997444679156E-3,2.1226091278158561E-3,3.6260250613891799E-3,7.3092543074169273E-3,0,0,1.7192885941301118E-2,null,3.5365543014166338E-3,1.7572050836991183E-3,3.7471044211377933E-3,2.7693629645153921E-3,0,0,1.1810226770768938E-2]
[2004,2,26,18,4.6044942847332498E-3,2.1131588095888148E-3,3.4343936960919623E-3,6.4355689062189081E-3,0,0,1.6587615696632935E-2,null,3.9381025711335586E-3,1.7493816238762451E-3,3.5490741472216014E-3,2.4383371319266463E-3,0,0,1.1674895474158051E-2]
[2004,2,26,19,4.6529107410881766E-3,2.0163337566754167E-3,3.4057992628849119E-3,6.5950363126889358E-3,1.434372427247126E-5,2.4324408985841768E-4,1.6927667887468328E-2,null,3.9795118898265369E-3,1.6692248616258477E-3,3.5195248955545381E-3,2.4987568561490323E-3,2.0803156032432126E-6,9.7535959779140557E-5,1.1766634778538339E-2]
[2004,2,26,20,5.3076815625210877E-3,1.8632334379682809E-3,3.4026104171096328E-3,8.2671623372333903E-3,1.5642010860590053E-5,2.6526072469491103E-4,1.9121590490387894E-2,null,4.5395201113456046E-3,1.5424805379429648E-3,3.5162295686054471E-3,3.1322994433424793E-3,2.2686102048013613E-6,1.0636418500399251E-4,1.2839162456445289E-2]
[2004,2,26,21,4.655568963156562E-3,1.8726283149198351E-3,3.3235695672586283E-3,8.5051492900429168E-3,1.5642010860590053E-5,2.6526072469491103E-4,1.8637818870933444E-2,null,3.981785397081581E-3,1.5502581006245058E-3,3.4345494056410688E-3,3.2224690044808562E-3,2.2686102048013613E-6,1.0636418500399251E-4,1.2297694703036805E-2]
[2004,2,26,22,4.8796299953215855E-3,1.8134623980975175E-3,3.1184571984550873E-3,7.9330550384011031E-3,1.5642010860590053E-5,2.6526072469491103E-4,1.8025507365830796E-2,null,4.1734188908586368E-3,1.5012775094928373E-3,3.2225879737806554E-3,3.0057113755800101E-3,2.2686102048013613E-6,1.0636418500399251E-4,1.2011628544920933E-2]
[2004,2,26,23,4.6867749440660921E-3,1.743113403939129E-3,2.9795975828296704E-3,8.3829345353668532E-3,1.5642010860590053E-5,2.6526072469491103E-4,1.8073323201757245E-2,null,4.0084750498545312E-3,1.4430389913651777E-3,3.0790915911527452E-3,3.1761637315922413E-3,2.2686102048013613E-6,1.0636418500399251E-4,1.181540215917349E-2]
[2004,2,26,24,4.3312340499678439E-3,1.7321635042094985E-3,2.8006181833573453E-3,7.776425045538389E-3,1.5642010860590053E-5,2.6526072469491103E-4,1.6921343518628579E-2,null,3.7043902964357203E-3,1.4339741007931195E-3,2.8941357544717927E-3,2.9463667033162262E-3,2.2686102048013613E-6,1.0636418500399251E-4,1.1087499650225653E-2]
[2004,2,27,1,3.7369233602942546E-3,1.6725228059195239E-3,2.6947532684613203E-3,8.1784533596731702E-3,1.5642010860590053E-5,2.6526072469491103E-4,1.6563555529903771E-2,null,3.1960920316695366E-3,1.3846004611261934E-3,2.7847358237117182E-3,3.0986889891507275E-3,2.2686102048013613E-6,1.0636418500399251E-4,1.057275010086697E-2]
[2004,2,27,2,3.4193018741256352E-3,1.6674336942288188E-3,2.6542098101411545E-3,7.6803762220395942E-3,1.5642010860590053E-5,2.6526072469491103E-4,1.5702224336090705E-2,null,2.9244387481645131E-3,1.3803874325392384E-3,2.7428385479489562E-3,2.9099752954659169E-3,2.2686102048013613E-6,1.0636418500399251E-4,1.0066272819327418E-2]
[2004,2,27,3,3.3935962859477902E-3,1.6203980943668799E-3,2.5907538080121584E-3,8.2072104746190241E-3,1.5642010860590053E-5,2.6526072469491103E-4,1.6092861398501353E-2,null,2.902453436285353E-3,1.3414489421176487E-3,2.6772636382062761E-3,3.1095846134850114E-3,2.2686102048013613E-6,1.0636418500399251E-4,1.0139383425303083E-2]
[2004,2,27,4,3.3933651648995772E-3,1.6279103567920965E-3,2.5854063509942013E-3,7.4127135384449063E-3,1.5642010860590053E-5,2.6526072469491103E-4,1.5300298146686283E-2,null,2.9022557645459767E-3,1.3476679795987774E-3,2.6717376201852772E-3,2.808562060715314E-3,2.2686102048013613E-6,1.0636418500399251E-4,9.8388562202541378E-3]
[2004,2,27,5,3.5696851692147936E-3,1.6670194406762184E-3,2.5976317492759486E-3,6.4847842776504143E-3,1.5642010860590053E-5,2.6526072469491103E-4,1.4600023372372876E-2,null,3.0530576158238226E-3,1.3800444921273508E-3,2.6843712460362123E-3,2.4569840719830321E-3,2.2686102048013613E-6,1.0636418500399251E-4,9.6830902211792105E-3]
[2004,2,27,6,3.9605652410810875E-3,1.6595083401927978E-3,2.7062600924576035E-3,6.3878858123738716E-3,1.5642010860590053E-5,2.6526072469491103E-4,1.4995122221660863E-2,null,3.3873670363231247E-3,1.3738264165614443E-3,2.7966268808168803E-3,2.420270748055728E-3,2.2686102048013613E-6,1.0636418500399251E-4,1.0086723876965971E-2]
[2004,2,27,7,4.2987401383135027E-3,1.6514463496078138E-3,3.0489391290637628E-3,6.4685557202851665E-3,1.5642010860590053E-5,2.6526072469491103E-4,1.5748584072825748E-2,null,3.6765991104510992E-3,1.3671522858159286E-3,3.150748573678606E-3,2.4508353235820871E-3,2.2686102048013613E-6,1.0636418500399251E-4,1.0753968088736514E-2]
[2004,2,27,8,4.2749847721306727E-3,1.8355248943412901E-3,3.812808778486638E-3,6.9353033071283829E-3,3.9105027151475132E-6,6.6315181173727758E-5,1.6928847435975856E-2,null,3.6562817720295917E-3,1.5195419794089458E-3,3.9401251753474441E-3,2.6276787369339662E-3,5.6715255120034032E-7,2.6591046250998128E-5,1.1770785862522148E-2]
[2004,2,27,9,4.3705096744580257E-3,2.1023725744190379E-3,4.1118282457250979E-3,8.3165773618795683E-3,0,0,1.8901287856481729E-2,null,3.7379817026191296E-3,1.7404522232504175E-3,4.2491294289656581E-3,3.1510220289018404E-3,0,0,1.2878585383737045E-2]
[2004,2,27,10,4.3197712173944636E-3,2.1889594235982197E-3,4.1579484241700843E-3,8.434681119133482E-3,0,0,1.910136018429625E-2,null,3.6945864379361289E-3,1.8121332735037484E-3,4.2967896413549965E-3,3.1957697086996569E-3,0,0,1.2999279061494532E-2]
[2004,2,27,11,4.157453902517305E-3,2.2553254275686349E-3,4.0723064928635568E-3,8.0315198699097892E-3,0,0,1.8516605692859286E-2,null,3.5557607177747093E-3,1.8670744673549258E-3,4.2082879752053078E-3,3.0430181713513248E-3,0,0,1.2674141331686267E-2]
[2004,2,27,12,4.1113267727725866E-3,2.1953519027661963E-3,4.0052797310176766E-3,8.3939278164887506E-3,0,0,1.8705886223045209E-2,null,3.5163093997767742E-3,1.8174252967708714E-3,4.1390230717931326E-3,3.1803289151139851E-3,0,0,1.2653086683454762E-2]
[2004,2,27,13,3.8400382210572693E-3,2.1081535375432848E-3,3.9838387132715355E-3,7.3973035210612402E-3,0,0,1.7329333992933328E-2,null,3.2842834536112044E-3,1.7452380020626743E-3,4.1168661007214878E-3,2.8027234444037213E-3,0,0,1.1949111000799088E-2]
[2004,2,27,14,3.6202885751939959E-3,2.0161239712349964E-3,3.9825283349843839E-3,8.4135312242110162E-3,0,0,1.8032472105624392E-2,null,3.0963373748747899E-3,1.6690511904409074E-3,4.1155119665966487E-3,3.1877563419130841E-3,0,0,1.2068656873825431E-2]
[2004,2,27,15,3.5614300060367032E-3,1.9684454670650894E-3,3.9182177145499174E-3,8.053665554579632E-3,0,0,1.7501758742231342E-2,null,3.0459971923926209E-3,1.6295804707438053E-3,4.0490539013388815E-3,3.0514088274113099E-3,0,0,1.1776040391886617E-2]
[2004,2,27,16,3.6779072257490911E-3,2.0016508571914847E-3,3.7522873085012484E-3,8.1948717888888876E-3,0,0,1.7626717180330712E-2,null,3.1456170876650973E-3,1.6570696017249552E-3,3.877582786942349E-3,3.1049096770476292E-3,0,0,1.1785179153380031E-2]
[2004,2,27,17,4.1794171468468883E-3,2.0751830229538992E-3,3.5347110336663369E-3,7.094764733888031E-3,0,0,1.6884075937355154E-2,null,3.5745453016217447E-3,1.7179433131397732E-3,3.6527412572877681E-3,2.6880961955369374E-3,0,0,1.1633326067586224E-2]
[2004,2,27,18,4.5071697730167202E-3,2.0015227375740144E-3,3.3944135301589378E-3,6.4653252842396891E-3,0,0,1.6368431324989361E-2,null,3.8548634820774657E-3,1.6569635377114776E-3,3.5077589731703595E-3,2.4496113615242198E-3,0,0,1.1469197354483523E-2]
[2004,2,27,19,4.9230963203095099E-3,1.8600928037560127E-3,3.3378495091916163E-3,6.8889113038535926E-3,1.3029795360181697E-5,2.2096218898404516E-4,1.724394192145496E-2,null,4.2105944926962204E-3,1.5398805592980432E-3,3.4493061799724051E-3,2.6101015272330377E-3,1.8897523460398987E-6,8.8601368238805186E-5,1.1900373879784551E-2]
[2004,2,27,20,5.4915880204055734E-3,1.7493654079258104E-3,3.2884451630608505E-3,6.7165936637028859E-3,1.5642010860590053E-5,2.6526072469491103E-4,1.7526894990650622E-2,null,4.6968104563557544E-3,1.4482147220471653E-3,3.398252135757087E-3,2.5448130489977385E-3,2.2686102048013613E-6,1.0636418500399251E-4,1.2196723158366538E-2]
[2004,2,27,21,4.8410233612243402E-3,1.8475146841382651E-3,3.1957609098137449E-3,6.4846954005114404E-3,1.5642010860590053E-5,2.6526072469491103E-4,1.6649897091243291E-2,null,4.1403996545213758E-3,1.5294677445004245E-3,3.302472992140515E-3,2.4569503978150915E-3,2.2686102048013613E-6,1.0636418500399251E-4,1.15379235841862E-2]
[2004,2,27,22,4.5683233907336824E-3,1.8141575969762411E-3,3.0286757380391114E-3,6.5082511817305859E-3,1.5642010860590053E-5,2.6526072469491103E-4,1.6200310643035121E-2,null,3.9071665590872003E-3,1.501853030905549E-3,3.1298085523576761E-3,2.4658753175626964E-3,2.2686102048013613E-6,1.0636418500399251E-4,1.1113336255121915E-2]
[2004,2,27,23,4.5108450048545207E-3,1.7505468083400995E-3,2.8669497293999794E-3,6.3567980691840772E-3,1.5642010860590053E-5,2.6526072469491103E-4,1.5766042347334176E-2,null,3.8580068109763509E-3,1.4491927461151241E-3,2.962682227601252E-3,2.4084920848680457E-3,2.2686102048013613E-6,1.0636418500399251E-4,1.0787006664769566E-2]
[2004,2,27,24,4.5446785312601642E-3,1.3291767216754389E-3,2.6833959637117752E-3,6.6937266802000834E-3,1.5642010860590053E-5,2.6526072469491103E-4,1.5531880632402965E-2,null,3.8869437341408236E-3,1.1003609010510362E-3,2.7729992785641439E-3,2.5361491040097272E-3,2.2686102048013613E-6,1.0636418500399251E-4,1.0405085812974524E-2]
[2004,2,28,1,3.3459893640405171E-3,1.3382443337481575E-3,2.5789126398985344E-3,6.7533759670102122E-3,1.5642010860590053E-5,2.6526072469491103E-4,1.4297425040252922E-2,null,2.8617364910632896E-3,1.1078675370220161E-3,2.6650270726451442E-3,2.5587492925931376E-3,2.2686102048013613E-6,1.0636418500399251E-4,9.302013188532382E-3]
[2004,2,28,2,2.9063275340658395E-3,1.3799504741479052E-3,2.5271252853323995E-3,6.6620237057681744E-3,1.5642010860590053E-5,2.6526072469491103E-4,1.3756329734869821E-2,null,2.485705318911912E-3,1.1423940266010544E-3,2.6115104471479533E-3,2.5241373392572521E-3,2.2686102048013613E-6,1.0636418500399251E-4,8.8723799271269652E-3]
[2004,2,28,3,2.8367363915391755E-3,1.395187072304219E-3,2.5051503244292814E-3,6.3537657288810561E-3,1.5642010860590053E-5,2.6526072469491103E-4,1.3371742252709234E-2,null,2.4261858493751496E-3,1.1550076667610329E-3,2.5888017036174112E-3,2.4073431782111144E-3,2.2686102048013613E-6,1.0636418500399251E-4,8.6859711931735004E-3]
[2004,2,28,4,2.6992749022905476E-3,1.4203046974752404E-3,2.5077903058688469E-3,5.857500718874413E-3,1.5642010860590053E-5,2.6526072469491103E-4,1.2765773360064549E-2,null,2.3086186615871793E-3,1.1758013296462879E-3,2.5915298386844448E-3,2.2193160715468035E-3,2.2686102048013613E-6,1.0636418500399251E-4,8.4038986966735087E-3]
[2004,2,28,5,2.8101866608579501E-3,1.4213373217121798E-3,2.5540686266023347E-3,5.9506101731210464E-3,1.5642010860590053E-5,2.6526072469491103E-4,1.3017105517849013E-2,null,2.4034785646674015E-3,1.176656189137337E-3,2.6393534740116781E-3,2.254593798027768E-3,2.2686102048013613E-6,1.0636418500399251E-4,8.582714821052979E-3]
[2004,2,28,6,2.9344569026557273E-3,1.3590385405876492E-3,2.6197689864063669E-3,6.0797493598713746E-3,1.5642010860590053E-5,2.6526072469491103E-4,1.327391652507662E-2,null,2.5097636262781504E-3,1.1250820516921969E-3,2.7072476844829415E-3,2.3035226307119849E-3,2.2686102048013613E-6,1.0636418500399251E-4,8.7542487883740683E-3]
[2004,2,28,7,3.0432032862636846E-3,1.3593802264249741E-3,2.875184388065671E-3,6.1148844795364324E-3,1.5642010860590053E-5,2.6526072469491103E-4,1.3673555115846264E-2,null,2.6027715412424283E-3,1.1253649168144217E-3,2.9711918560153898E-3,2.3168347820015484E-3,2.2686102048013613E-6,1.0636418500399251E-4,9.1247958912825822E-3]
[2004,2,28,8,3.1679290305031116E-3,1.4315231638646511E-3,3.3516151034355349E-3,5.9145138328209595E-3,3.9105027151475132E-6,6.6315181173727758E-5,1.3935806814513134E-2,null,2.7094461820828804E-3,1.1850885535220584E-3,3.4635314316399197E-3,2.2409174551646979E-3,5.6715255120034032E-7,2.6591046250998128E-5,9.6261418212117561E-3]
[2004,2,28,9,3.4177508727212843E-3,1.6310294160024798E-3,3.4168686160028537E-3,5.7226052548922596E-3,0,0,1.4188254159618878E-2,null,2.9231122175532019E-3,1.3502500973467039E-3,3.5309638738586437E-3,2.1682062747985609E-3,0,0,9.9725324635571103E-3]
[2004,2,28,10,4.0037285606945375E-3,1.6359075598269426E-3,3.4208732821534547E-3,5.623458097867024E-3,0,0,1.4683967500541958E-2,null,3.4242834856522031E-3,1.3542884758757654E-3,3.53510226286149E-3,2.1306409564836597E-3,0,0,1.0444315180873118E-2]
[2004,2,28,11,4.211067435779663E-3,1.7258924720618761E-3,3.3808516235404483E-3,5.6930267592443526E-3,0,0,1.5010838290626341E-2,null,3.6016149593334603E-3,1.4287826176201523E-3,3.4937442106166413E-3,2.1569994420700465E-3,0,0,1.0681141229640301E-2]
[2004,2,28,12,3.9622578659869482E-3,1.6825326908519521E-3,3.3232607998409285E-3,5.7069093957350199E-3,0,0,1.467496075241485E-2,null,3.3888146937815855E-3,1.3928871590678936E-3,3.434230327935764E-3,2.1622593574772957E-3,0,0,1.0378191538262539E-2]
[2004,2,28,13,3.6723942502649596E-3,1.6681486732737921E-3,3.3421352269400479E-3,5.8139994943343142E-3,0,0,1.4496677644813112E-2,null,3.1409019850748652E-3,1.3809793289916287E-3,3.4537350053806732E-3,2.2028341330226266E-3,0,0,1.0178450452469793E-2]
[2004,2,28,14,3.7053053992870911E-3,1.6439706687997324E-3,3.2922710407276585E-3,5.6167678881197782E-3,0,0,1.4258314996934258E-2,null,3.1690500231803189E-3,1.3609635324802686E-3,3.4022057662139423E-3,2.1281061398909381E-3,0,0,1.0060325461765468E-2]
[2004,2,28,15,3.7197761345285178E-3,1.6009611999937559E-3,3.2628726206772275E-3,5.709051855729735E-3,0,0,1.4292661810929237E-2,null,3.1814264615330394E-3,1.3253580805660822E-3,3.3718256811675275E-3,2.1630711023027972E-3,0,0,1.0041681325569447E-2]
[2004,2,28,16,3.6147085141869542E-3,1.637469562749723E-3,3.2292201771577322E-3,5.8668973407609475E-3,0,0,1.4348295594855356E-2,null,3.0915648958054222E-3,1.3555815822893268E-3,3.3370495233199914E-3,2.2228763056759836E-3,0,0,1.0007072307090723E-2]
[2004,2,28,17,3.8917994965830143E-3,1.6246481988682511E-3,3.1696980632432959E-3,5.889923112352158E-3,0,0,{"$f":"SUM(E1411:J1411)","v":1.4576068871046718E-2},null,3.3285535079598328E-3,1.3449673973707583E-3,3.2755398612442409E-3,2.2316004130051516E-3,0,0,{"$f":"SUM(M1411:R1411)","v":1.0180661179579983E-2}]
[2004,2,28,18,4.551965075895734E-3,1.6746279849533395E-3,3.0686986324889318E-3,5.9861722457181746E-3,0,0,1.528146393905618E-2,null,{"$f":"E1412*V$5","v":3.8931757236687855E-3},{"$f":"F1412*W$5","v":1.3863432366809766E-3},{"$f":"G1412*X$5","v":3.1711678817061052E-3},{"$f":"H1412*Y$5","v":2.2680677151538913E-3},{"$f":"I1412*Z$5","v":0},{"$f":"J1412*AA$5","v":0},1.0718754557209758E-2]
[2004,2,28,19,4.6439929685522571E-3,1.5451632359382717E-3,2.989940310797864E-3,5.8055213241239483E-3,1.3029795360181697E-5,2.2096218898404516E-4,1.5218609823756567E-2,null,3.9718847540802871E-3,1.2791656540785696E-3,3.0897796810142627E-3,2.1996218859725251E-3,1.8897523460398987E-6,8.8601368238805186E-5,1.0630943095730488E-2]
[2004,2,28,20,4.4879038477066945E-3,1.5311034208296205E-3,2.9723172569931615E-3,6.0459680028128382E-3,1.5642010860590053E-5,2.6526072469491103E-4,1.5318195263897817E-2,null,3.8383858440770801E-3,1.2675262154928069E-3,3.0715681624208834E-3,2.2907233990538322E-3,2.2686102048013613E-6,1.0636418500399251E-4,1.0576836416253397E-2]
[2004,2,28,21,4.31366616069743E-3,1.6046119695138576E-3,2.8505969776395287E-3,6.0815125506204545E-3,1.5642010860590053E-5,2.6526072469491103E-4,1.5131290394026773E-2,null,3.6893649438938365E-3,1.328380375474772E-3,2.9457834286735142E-3,2.3041906763093208E-3,2.2686102048013613E-6,1.0636418500399251E-4,1.0376352219560236E-2]
[2004,2,28,22,4.0011438339300331E-3,1.6248522976908548E-3,2.6328473505226888E-3,5.9458234745225326E-3,1.5642010860590053E-5,2.6526072469491103E-4,1.448556969222161E-2,null,3.4220728369929745E-3,1.3451363608807877E-3,2.7207627581991569E-3,2.2527801922530215E-3,2.2686102048013613E-6,1.0636418500399251E-4,9.8493849435347339E-3]
[2004,2,28,23,4.2185788908351667E-3,1.4826411662496506E-3,2.482524522987431E-3,6.0666780004036535E-3,1.5642010860590053E-5,2.6526072469491103E-4,1.4531325316031404E-2,null,3.6080393088141647E-3,1.2274066668677283E-3,2.5654203868368639E-3,2.2985700955718349E-3,2.2686102048013613E-6,1.0636418500399251E-4,9.8080692532993858E-3]
[2004,2,28,24,4.0298086952038339E-3,1.4387152885233108E-3,2.46584921059216E-3,5.9218985097027549E-3,1.5642010860590053E-5,2.6526072469491103E-4,1.4137174439577561E-2,null,3.4465891371343008E-3,1.1910425644829927E-3,2.5481882564069008E-3,2.2437153945715407E-3,2.2686102048013613E-6,1.0636418500399251E-4,9.5381681478045287E-3]
[2004,2,29,1,3.282471436037329E-3,1.7008924673407419E-3,2.4221490359346942E-3,6.0853534913890847E-3,1.5642010860590053E-5,2.6526072469491103E-4,1.3771769166257351E-2,null,2.8074112817972471E-3,1.4080863269970724E-3,2.503028855991519E-3,2.3056459491273356E-3,2.2686102048013613E-6,1.0636418500399251E-4,9.1328052091219671E-3]
[2004,2,29,2,3.122055669728876E-3,1.689375794293224E-3,2.4000388922735009E-3,6.1197804027497979E-3,1.5642010860590053E-5,2.6526072469491103E-4,1.36121534946009E-2,null,2.67021190599516E-3,1.3985522323014452E-3,2.4801804157126455E-3,2.3186897712869051E-3,2.2686102048013613E-6,1.0636418500399251E-4,8.9762671205049493E-3]
[2004,2,29,3,2.8465455401162024E-3,1.7164580580633919E-3,2.4046490184379691E-3,6.1293373822196955E-3,1.5642010860590053E-5,2.6526072469491103E-4,1.3377892734392761E-2,null,2.4345753555495629E-3,1.4209723241362469E-3,2.4849444821050228E-3,2.3223107624145106E-3,2.2686102048013613E-6,1.0636418500399251E-4,8.7714357194141369E-3]
[2004,2,29,4,2.9765558216642129E-3,1.6072719906972453E-3,2.4112334580188286E-3,6.091036068040386E-3,1.5642010860590053E-5,2.6526072469491103E-4,1.3367000073976173E-2,null,2.5457697218311316E-3,1.3305824779179128E-3,2.4917487877141793E-3,2.3077989891857674E-3,2.2686102048013613E-6,1.0636418500399251E-4,8.7845327718577854E-3]
[2004,2,29,5,2.8670506880341569E-3,1.6127667527872206E-3,2.4517862717059187E-3,5.9659117566487063E-3,1.5642010860590053E-5,2.6526072469491103E-4,1.3178418204731503E-2,null,2.452112867976261E-3,1.3351313247836367E-3,2.5336557312360358E-3,2.2603913304349984E-3,2.2686102048013613E-6,1.0636418500399251E-4,8.6899240496397263E-3]
[2004,2,29,6,3.0203053747333438E-3,1.5758613467998916E-3,2.5127003592119424E-3,6.1424000613742287E-3,1.5642010860590053E-5,2.6526072469491103E-4,1.3532169877674909E-2,null,2.5831875611796863E-3,1.3045791302382164E-3,2.5966038473519098E-3,2.3272600087187751E-3,2.2686102048013613E-6,1.0636418500399251E-4,8.9202633426973821E-3]
[2004,2,29,7,3.1399177115984654E-3,1.5324177054357963E-3,2.6965981442765782E-3,6.017660718703236E-3,1.5642010860590053E-5,2.6526072469491103E-4,1.3667497015569578E-2,null,2.6854888395002256E-3,1.2686142479341712E-3,2.7866423031780115E-3,2.2799982086387717E-3,2.2686102048013613E-6,1.0636418500399251E-4,9.1293763944599732E-3]
[2004,2,29,8,3.4746333743043267E-3,1.44556970108998E-3,3.0189592938787159E-3,5.3921791958977923E-3,3.9105027151475132E-6,6.6315181173727758E-5,1.3401567249059693E-2,null,2.9717623215351784E-3,1.1967169999926128E-3,3.1197676590227559E-3,2.0430129716511375E-3,5.6715255120034032E-7,2.6591046250998128E-5,9.3584181510038833E-3]
[2004,2,29,9,3.5845156757037949E-3,1.5458623566707518E-3,3.1256933263097949E-3,5.3731435239398207E-3,0,0,1.3629214882624164E-2,null,3.0657417570397632E-3,1.2797444222036728E-3,3.230065728682301E-3,2.0358006511177586E-3,0,0,9.6113525590434956E-3]
[2004,2,29,10,3.857081196449137E-3,1.5036437330578144E-3,3.2249779328691651E-3,5.4931785609287458E-3,0,0,1.4078881423304861E-2,null,3.2988598611513363E-3,1.2447936726439691E-3,3.3326656230269402E-3,2.0812800628197221E-3,0,0,9.9575992196419688E-3]
[2004,2,29,11,3.8290769572130404E-3,1.5281428434710193E-3,3.2034529456248934E-3,5.4448925295999939E-3,0,0,1.4005565275908948E-2,null,3.2749085736225475E-3,1.2650752971786227E-3,3.3104218785678092E-3,2.0629852352981809E-3,0,0,9.9133909846671614E-3]
[2004,2,29,12,3.5273478767503573E-3,1.69441210625201E-3,3.1766170349226308E-3,5.4402660364444421E-3,0,0,1.3838643054369441E-2,null,3.0168476457383261E-3,1.40272155055279E-3,3.2826898695675231E-3,2.0612323288782242E-3,0,0,9.7634913947368639E-3]
[2004,2,29,13,3.5686896784526407E-3,1.6191163714303607E-3,3.1810729952911655E-3,5.3929780029764625E-3,0,0,1.376185704815063E-2,null,3.0522061988195767E-3,1.3403878659023294E-3,3.2872946222966604E-3,2.0433156272499746E-3,0,0,9.7232043142685409E-3]
[2004,2,29,14,3.207629894561977E-3,1.6822012925544073E-3,3.1509123311158991E-3,5.4235862248770209E-3,0,0,1.3464329743109304E-2,null,2.7434012844585799E-3,1.3926128105005839E-3,3.2561268404522913E-3,2.0549126072668088E-3,0,0,9.4470535426782638E-3]
[2004,2,29,15,3.0666344590368107E-3,1.6752551923760327E-3,3.1772057390021045E-3,5.4324581962616617E-3,0,0,1.3351553586676609E-2,null,2.6228116055874895E-3,1.3868624712669621E-3,3.2832982315125158E-3,2.0582740594671974E-3,0,0,9.3512463678341647E-3]
[2004,2,29,16,3.4202995856943393E-3,1.5564277270748721E-3,3.1376555718511407E-3,5.3287974021750421E-3,0,0,1.3443180286795395E-2,null,2.9252920645660538E-3,1.2884909796088925E-3,3.2424274146596009E-3,2.0189985941540755E-3,0,0,9.4752090529886222E-3]
[2004,2,29,17,4.1139952527159398E-3,1.5558807377462011E-3,3.0909339393883715E-3,5.1042639308220847E-3,0,0,1.3865073860672598E-2,null,3.518591680321845E-3,1.2880381536898506E-3,3.194145664644077E-3,1.933926348244122E-3,0,0,9.9347018468998946E-3]
[2004,2,29,18,4.339201531036928E-3,1.6253714112714193E-3,2.9879481320318492E-3,4.9591989146511497E-3,0,0,1.3911719988991347E-2,null,3.7112046729433973E-3,1.3455661098208216E-3,3.0877209798923872E-3,1.878963466076654E-3,0,0,1.0023455228733259E-2]
[2004,2,29,19,4.7739390974255161E-3,1.6153103912269434E-3,2.8849805518890437E-3,5.0308214992332342E-3,1.3029795360181697E-5,2.2096218898404516E-4,1.4539043524118963E-2,null,4.0830242522704304E-3,1.3372370796015162E-3,2.981315130993166E-3,1.9061001512735592E-3,1.8897523460398987E-6,8.8601368238805186E-5,1.0398167734723514E-2]
[2004,2,29,20,4.5374889175690183E-3,1.6884015964544372E-3,2.8336495133948537E-3,5.0839475762537749E-3,1.5642010860590053E-5,2.6526072469491103E-4,1.4424390339227586E-2,null,3.8807946470941885E-3,1.397745741189911E-3,2.9282700587648222E-3,1.9262287969551556E-3,2.2686102048013613E-6,1.0636418500399251E-4,1.0241672039212869E-2]
[2004,2,29,21,4.3688531883809886E-3,1.8018847298102553E-3,2.68520188570471E-3,5.1684184966953126E-3,1.5642010860590053E-5,2.6526072469491103E-4,1.4305261036146768E-2,null,3.7365649537482153E-3,1.491692919798411E-3,2.7748655034714157E-3,1.9582335171099796E-3,2.2686102048013613E-6,1.0636418500399251E-4,1.0069989689336816E-2]
[2004,2,29,22,4.5312723536768676E-3,1.5966415354793659E-3,2.5472850658884339E-3,5.183383732076597E-3,1.5642010860590053E-5,2.6526072469491103E-4,1.4139485422676765E-2,null,3.8754777838876328E-3,1.3217820399540402E-3,2.6323433982643313E-3,1.9639036124271081E-3,2.2686102048013613E-6,1.0636418500399251E-4,9.902139629741907E-3]
[2004,2,29,23,4.2865938175072043E-3,1.6215033817444709E-3,2.5229536422979289E-3,5.5633536391287101E-3,1.5642010860590053E-5,2.6526072469491103E-4,1.4275307216233815E-2,null,3.6662106824850368E-3,1.3423639558963983E-3,2.6071995056091528E-3,2.1078683103242248E-3,2.2686102048013613E-6,1.0636418500399251E-4,9.8322752495236063E-3]
[2004,2,29,24,3.7218296662500706E-3,1.7697980904500643E-3,2.5212043518103005E-3,6.6897420118293086E-3,1.5642010860590053E-5,2.6526072469491103E-4,1.4983476855895244E-2,null,3.1831827930761942E-3,1.4651299482820465E-3,2.6053918032328391E-3,2.5346393750349532E-3,2.2686102048013613E-6,1.0636418500399251E-4,9.8969767148348268E-3]
[2004,3,1,1,3.1044645640127631E-3,1.5142017140275972E-3,2.4790539051165223E-3,6.6742222245899773E-3,1.5874064092104082E-5,2.6919509946941503E-4,1.4057011571308379E-2,null,2.6551666970393364E-3,1.2535341126951203E-3,2.5618338789258626E-3,2.5287591686294721E-3,2.3022656173798181E-6,1.0794178970544877E-4,9.10953791261262E-3]
[2004,3,1,2,2.6352361177013851E-3,1.6912824586039551E-3,2.4512261954094386E-3,6.6515894192388297E-3,1.5874064092104082E-5,2.6919509946941503E-4,1.3714403354515127E-2,null,2.253847977414757E-3,1.400130667151187E-3,2.533076953006105E-3,2.5201839501069814E-3,2.3022656173798181E-6,1.0794178970544877E-4,8.8174836030018595E-3]
[2004,3,1,3,2.4855361079282497E-3,1.5388914557617156E-3,2.4386932156341096E-3,7.0476220640726742E-3,1.5874064092104082E-5,2.6919509946941503E-4,1.3795812006958268E-2,null,2.1258135056724478E-3,1.2739735516487508E-3,2.5201254749740768E-3,2.67023456993957E-3,2.3022656173798181E-6,1.0794178970544877E-4,8.7003911575576735E-3]
[2004,3,1,4,2.5106096500209884E-3,1.8181520973044869E-3,2.5061391265316789E-3,6.4834594531442231E-3,1.5874064092104082E-5,2.6919509946941503E-4,1.3603429490562898E-2,null,2.1472582451979656E-3,1.5051598838685596E-3,2.5898235235626119E-3,2.4564821165485077E-3,2.3022656173798181E-6,1.0794178970544877E-4,8.808967824500474E-3]
[2004,3,1,5,2.7504800387926414E-3,1.6501749344900421E-3,2.59438391342079E-3,6.8081870016008334E-3,1.5874064092104082E-5,2.6919509946941503E-4,1.4088295051865827E-2,null,2.3524130648906513E-3,1.3660997429434973E-3,2.6810149592246335E-3,2.5795163425352922E-3,2.3022656173798181E-6,1.0794178970544877E-4,9.089288164916904E-3]
[2004,3,1,6,3.0430877917804067E-3,1.7026572192911304E-3,2.7869425753381744E-3,6.3499152932440664E-3,1.5874064092104082E-5,2.6919509946941503E-4,1.4167672043215297E-2,null,2.6026727618557199E-3,1.4095472794908939E-3,2.8800034938274745E-3,2.4058843079349072E-3,2.3022656173798181E-6,1.0794178970544877E-4,9.4083518984318243E-3]
[2004,3,1,7,3.1912908930666591E-3,1.5634649145295195E-3,3.3024583580342783E-3,6.5933386786580688E-3,1.5874064092104082E-5,2.6919509946941503E-4,1.4935622007850044E-2,null,2.7294269672329492E-3,1.2943167255779462E-3,3.4127332559783247E-3,2.4981136489743119E-3,2.3022656173798181E-6,1.0794178970544877E-4,1.004483465308636E-2]
[2004,3,1,8,3.7182050754268744E-3,1.7988178740533762E-3,3.6626265643460421E-3,6.530210899290706E-3,2.6509690213396008E-6,4.4955587003382282E-5,1.5757466969141719E-2,null,3.1800827761020254E-3,1.4891540187561333E-3,3.784928112708585E-3,2.4741955135723637E-3,3.8447840421691364E-7,1.8026281042888855E-5,1.0946771180586214E-2]
[2004,3,1,9,4.206881155239821E-3,1.8448876045645474E-3,3.9242808636174029E-3,7.4272776100974798E-3,0,0,1.7403327233519252E-2,null,3.598034543952753E-3,1.5272929128172265E-3,4.0553195096267869E-3,2.8140801613246E-3,0,0,1.1994727127721365E-2]
[2004,3,1,10,3.8374883684954191E-3,1.9021192752389938E-3,4.0308206881721669E-3,7.4422271484759954E-3,0,0,1.7212655480382574E-2,null,3.2821026319380994E-3,1.5746722354347705E-3,4.1654168864671591E-3,2.8197443092911104E-3,0,0,1.184193606313114E-2]
[2004,3,1,11,3.7747350349428849E-3,2.0766070735545547E-3,4.0022600815180056E-3,7.4051671253355222E-3,0,0,1.7258769315350968E-2,null,3.228431360148313E-3,1.7191222155208683E-3,4.1359025908811317E-3,2.8057028419631552E-3,0,0,1.1889159008513468E-2]
[2004,3,1,12,3.4830949917225595E-3,1.9115118143349654E-3,3.8786561573407831E-3,7.3865368438856818E-3,0,0,1.6659799807283989E-2,null,2.9789993198351167E-3,1.582447862719134E-3,4.0081713140937038E-3,2.7986441175987106E-3,0,0,1.1368262614246664E-2]
[2004,3,1,13,3.5998706583946572E-3,1.9505424945740141E-3,3.9090291915433659E-3,7.0881250242809651E-3,0,0,1.6547567368793002E-2,null,3.0788744689241258E-3,1.6147594686749909E-3,4.0395585573744395E-3,2.6855805126632022E-3,0,0,1.1418773007636758E-2]
[2004,3,1,14,3.1025367307900616E-3,1.8311515238507593E-3,3.9035457416294619E-3,7.9544619509779695E-3,0,0,1.6791695947248254E-2,null,2.653517872108397E-3,1.5159214782256836E-3,4.0338920054153078E-3,3.0138221223650601E-3,0,0,1.121715347811445E-2]
[2004,3,1,15,2.8447146601549367E-3,2.0248751763286702E-3,3.7879944990180997E-3,7.6646299690160688E-3,0,0,1.6322214304517774E-2,null,2.4330094521871019E-3,1.6762958884296137E-3,3.9144823034064861E-3,2.9040092846911942E-3,0,0,1.0927796928714397E-2]
[2004,3,1,16,3.1515392770250115E-3,1.7818635124073588E-3,3.5970920589008526E-3,7.8049016983443506E-3,0,0,1.6335396546677573E-2,null,2.695428458024376E-3,1.475118325568518E-3,3.7172052947651623E-3,2.9571560649005084E-3,0,0,1.0844908143258565E-2]
[2004,3,1,17,3.582866958387278E-3,1.6336052865961546E-3,3.4361707568963092E-3,7.3360696851880553E-3,0,0,1.5988712687067797E-2,null,3.0643316525849102E-3,1.3523825356005683E-3,3.5509105472143932E-3,2.7795228947839964E-3,0,0,1.0747147630183867E-2]
[2004,3,1,18,3.6403144873825904E-3,1.6017820156095973E-3,3.2810607670258696E-3,6.3484971563308621E-3,0,0,1.4871654426348919E-2,null,3.1134650096164992E-3,1.3260375939790959E-3,3.3906211617396303E-3,2.4053469978782501E-3,0,0,1.0235470763213475E-2]
[2004,3,1,19,3.6892434660627691E-3,1.7731412117913488E-3,3.1646340970694679E-3,6.5619938023844361E-3,1.322309570668092E-5,2.242395232500127E-4,1.5426475196264715E-2,null,3.1553126751423808E-3,1.4678975561940944E-3,3.2703068003256896E-3,2.4862375620537309E-3,1.9177873053918723E-6,8.9915512986717743E-5,1.0471587894008006E-2]
[2004,3,1,20,4.1863605046609225E-3,1.5446553800027491E-3,3.1995115486808156E-3,7.3412384553749755E-3,1.5874064092104082E-5,2.6919509946941503E-4,1.6556835052280981E-2,null,3.5804837725088535E-3,1.2787452247965162E-3,3.3063488714416655E-3,2.7814812615510717E-3,2.3022656173798181E-6,1.0794178970544877E-4,1.1057303185620935E-2]
[2004,3,1,21,4.2858218467618225E-3,1.6608714825658494E-3,3.0928342409304562E-3,6.765731889881616E-3,1.5874064092104082E-5,2.6919509946941503E-4,1.6090328623701265E-2,null,3.665550436258365E-3,1.3749548959768687E-3,3.1961094205997824E-3,2.5634307599157005E-3,2.3022656173798181E-6,1.0794178970544877E-4,1.0910289568073545E-2]
[2004,3,1,22,4.5614664599000643E-3,1.6447273367182957E-3,2.8934291461414426E-3,6.9666627509344901E-3,1.5874064092104082E-5,2.6919509946941503E-4,1.6351354857255813E-2,null,3.9013020069179234E-3,1.361589941127884E-3,2.9900458386798458E-3,2.6395603432664084E-3,2.3022656173798181E-6,1.0794178970544877E-4,1.1002742185314891E-2]
[2004,3,1,23,3.6496564023317567E-3,1.7072254523486832E-3,2.7046587303105438E-3,6.997939440852933E-3,1.5874064092104082E-5,2.6919509946941503E-4,1.5344549189405437E-2,null,3.1214549031869186E-3,1.4133290979364379E-3,2.7949720463688273E-3,2.651410595435754E-3,2.3022656173798181E-6,1.0794178970544877E-4,1.0091410698250767E-2]
[2004,3,1,24,3.3200713190790292E-3,1.7230435405927529E-3,2.671741513673654E-3,6.7317441865139098E-3,1.5874064092104082E-5,2.6919509946941503E-4,1.4731669723420866E-2,null,2.8395694704981848E-3,1.4264241255195341E-3,2.7609556659237387E-3,2.5505533468449921E-3,2.3022656173798181E-6,1.0794178970544877E-4,9.6877466641092785E-3]
[2004,3,2,1,2.952157327428298E-3,1.9222789438264783E-3,2.5956735616695804E-3,6.5488907414892302E-3,1.5874064092104082E-5,2.6919509946941503E-4,1.4304069737975105E-2,null,2.524902332940929E-3,1.5913614466811523E-3,2.6823476710986392E-3,2.4812730157349428E-3,2.3022656173798181E-6,1.0794178970544877E-4,9.390128521778493E-3]
[2004,3,2,2,2.810938728157865E-3,1.9213920835591247E-3,2.5830721318465689E-3,6.5482447779717148E-3,1.5874064092104082E-5,2.6919509946941503E-4,1.4148716885096791E-2,null,2.4041217880018898E-3,1.590627258106392E-3,2.6693254573513427E-3,2.4810282701881884E-3,2.3022656173798181E-6,1.0794178970544877E-4,9.2553468289706415E-3]
[2004,3,2,3,2.7650948950086263E-3,1.9230724679082361E-3,2.5246575070027423E-3,6.7900554425369885E-3,1.5874064092104082E-5,2.6919509946941503E-4,1.4287949476018113E-2,null,2.3649127661133779E-3,1.5920183667575949E-3,2.6089602653557998E-3,2.572646576339118E-3,2.3022656173798181E-6,1.0794178970544877E-4,9.2487820298887205E-3]
[2004,3,2,4,2.7991699075485387E-3,1.8800893859352453E-3,2.4931969420848013E-3,6.2875962555063421E-3,1.5874064092104082E-5,2.6919509946941503E-4,1.3745121654636447E-2,null,2.3940562260020702E-3,1.5564347592218471E-3,2.5764491767947223E-3,2.3822725921789013E-3,2.3022656173798181E-6,1.0794178970544877E-4,9.0194568095203695E-3]
[2004,3,2,5,2.7426736227925373E-3,1.8343692966455321E-3,2.5590076034334632E-3,5.6661417952606138E-3,1.5874064092104082E-5,2.6919509946941503E-4,1.3087261481693665E-2,null,2.3457364430902339E-3,1.5185853161594166E-3,2.6444573719733564E-3,2.1468131466659663E-3,2.3022656173798181E-6,1.0794178970544877E-4,8.7658363332118027E-3]
[2004,3,2,6,3.0046270200635218E-3,1.8695127524945797E-3,2.7035952985296446E-3,5.6350079067950471E-3,1.5874064092104082E-5,2.6919509946941503E-4,1.3497812141444311E-2,null,2.5697782777669379E-3,1.5476788776952828E-3,2.7938731047287882E-3,2.135016999749802E-3,2.3022656173798181E-6,1.0794178970544877E-4,9.1565913152636402E-3]
[2004,3,2,7,3.5681710561882825E-3,1.8886741010588719E-3,2.9989013631125131E-3,6.1278802715585114E-3,1.5874064092104082E-5,2.6919509946941503E-4,1.4868695955479698E-2,null,3.0517626348695709E-3,1.5635416282443449E-3,3.0990399586399791E-3,2.3217586858098986E-3,2.3022656173798181E-6,1.0794178970544877E-4,1.0146346962886622E-2]
[2004,3,2,8,3.50890857714141E-3,2.0338365667759771E-3,3.673274036357115E-3,6.5546911841727297E-3,2.6509690213396008E-6,4.4955587003382282E-5,1.5818316920471955E-2,null,3.0010769989073237E-3,1.6837145886720007E-3,3.79593112255302E-3,2.48347071340284E-3,3.8447840421691364E-7,1.8026281042888855E-5,1.0982604182982291E-2]
[2004,3,2,9,3.541260822370087E-3,1.8021483066004535E-3,3.9226747757628239E-3,8.5425488139210925E-3,0,0,{"$f":"SUM(E1475:J1475)","v":1.7808632718654457E-2},null,3.0287470213328977E-3,1.4919111222312621E-3,4.0536597916715211E-3,3.2366391033668163E-3,0,0,{"$f":"SUM(M1475:R1475)","v":1.1810957038602498E-2}]
[2004,3,2,10,3.403415647257334E-3,1.8142410938770605E-3,3.9939928973810905E-3,8.6694917343956429E-3,0,0,1.7881141372911129E-2,null,{"$f":"E1476*V$5","v":2.9108516771406447E-3},{"$f":"F1476*W$5","v":1.5019221539375148E-3},{"$f":"G1476*X$5","v":4.127359350913031E-3},{"$f":"H1476*Y$5","v":3.2847358048611005E-3},{"$f":"I1476*Z$5","v":0},{"$f":"J1476*AA$5","v":0},1.1824868986852291E-2]
[2004,3,2,11,3.2421703459553156E-3,1.9449988034660494E-3,3.9348363356054867E-3,8.2298660921707144E-3,0,0,1.7351871577197565E-2,null,2.7729428219280092E-3,1.6101701158498681E-3,4.0662274474055158E-3,3.1181684751960767E-3,0,0,1.156750886037947E-2]
[2004,3,2,12,3.0052969740459595E-3,1.8759987469387669E-3,3.8603152378398403E-3,8.3666650564296358E-3,0,0,1.7108276015254203E-2,null,2.5703512717457828E-3,1.5530483177211521E-3,3.9892179590048163E-3,3.1699994786430763E-3,0,0,1.1282617027114828E-2]
[2004,3,2,13,2.839502623462717E-3,2.0314828925446136E-3,3.8649363793854573E-3,7.5998840158317824E-3,0,0,1.633580591122457E-2,null,2.4285517346117912E-3,1.6817660960029904E-3,3.9939934086013094E-3,2.8794780483557907E-3,0,0,1.0983789287571882E-2]
[2004,3,2,14,2.6884059744187948E-3,1.9443631699262295E-3,3.8690032446844925E-3,8.3571834953963704E-3,0,0,1.6858955884425889E-2,null,2.2993227541214813E-3,1.609643905690445E-3,3.9981960736916455E-3,3.1664070623900701E-3,0,0,1.1073569795893643E-2]
[2004,3,2,15,2.531831850160076E-3,2.0235395004335002E-3,3.7741569281953412E-3,7.8697873380823413E-3,0,0,1.6199315616871258E-2,null,2.1654090334853903E-3,1.6751901471782405E-3,3.9001826717354623E-3,2.9817402263021633E-3,0,0,1.0722522078701256E-2]
[2004,3,2,16,2.78402609253098E-3,1.813717258941471E-3,3.693603907536988E-3,8.5679432705482624E-3,0,0,1.6859290529557702E-2,null,2.3811041202615648E-3,1.5014884964167897E-3,3.8169398439185801E-3,3.2462606686769623E-3,0,0,1.0945793129273896E-2]
[2004,3,2,17,3.3282212896063512E-3,1.7880557329638975E-3,3.4309727927034693E-3,7.2122425317716664E-3,0,0,1.5759492347045385E-2,null,2.8465399254284309E-3,1.4802445644500649E-3,3.5455390138470965E-3,2.7326067090487787E-3,0,0,1.0604930212774371E-2]
[2004,3,2,18,3.4103992767974831E-3,1.8289804561158222E-3,3.2554953309823992E-3,6.5493122030078881E-3,0,0,1.5044187266903592E-2,null,2.9168245913733957E-3,1.5141241566129135E-3,3.3642020507834297E-3,2.4814327009602269E-3,0,0,1.0276583499729965E-2]
[2004,3,2,19,3.1781575715213164E-3,2.0454686937678864E-3,3.2075301382750113E-3,6.6309842286935384E-3,1.190554806907806E-5,2.0189632460206126E-4,1.5275942504928889E-2,null,2.7181943835555794E-3,1.6933442620850466E-3,3.3146352158576605E-3,2.5123769633511634E-3,1.7266992130348634E-6,8.0956342279086573E-5,1.0321233866341572E-2]
[2004,3,2,20,3.8636837474522955E-3,1.7407906052178809E-3,3.2312959078403744E-3,8.2768136759130174E-3,1.5874064092104082E-5,2.6919509946941503E-4,1.7397653099985089E-2,null,3.3045068489579647E-3,1.4411160590325598E-3,3.3391945663040685E-3,3.1359561857095129E-3,2.3022656173798181E-6,1.0794178970544877E-4,1.1331017715326934E-2]
[2004,3,2,21,3.7616665627476752E-3,1.7862809574801691E-3,3.1483207637647346E-3,8.2562584851833768E-3,1.5874064092104082E-5,2.6919509946941503E-4,1.7237595932737475E-2,null,3.217254240410456E-3,1.4787753139594475E-3,3.2534487361052947E-3,3.1281681431074852E-3,2.3022656173798181E-6,1.0794178970544877E-4,1.1187890488905512E-2]
[2004,3,2,22,3.9206760360506205E-3,1.7626082879052384E-3,2.9698809739035076E-3,7.6657010268381832E-3,1.5874064092104082E-5,2.6919509946941503E-4,1.6603935488259069E-2,null,3.353250850879742E-3,1.4591778596864599E-3,3.0690505275502386E-3,2.9044150918694184E-3,2.3022656173798181E-6,1.0794178970544877E-4,1.0896138385308687E-2]
[2004,3,2,23,3.8523417262654475E-3,1.6241732848039766E-3,2.702203805863352E-3,7.6608368379579867E-3,1.5874064092104082E-5,2.6919509946941503E-4,1.6124624818452286E-2,null,3.294806317252263E-3,1.3445742390651959E-3,2.7924351476729019E-3,2.902572126230153E-3,2.3022656173798181E-6,1.0794178970544877E-4,1.0444631885543343E-2]
[2004,3,2,24,3.5422040004061003E-3,1.7057334397497909E-3,2.6487976845828479E-3,7.366467679485943E-3,1.5874064092104082E-5,2.6919509946941503E-4,1.5548271967786201E-2,null,3.0295536966416228E-3,1.4120939331152941E-3,2.7372457019912079E-3,2.7910402228264342E-3,2.3022656173798181E-6,1.0794178970544877E-4,1.0080177609897387E-2]
[2004,3,3,1,2.8760415253308805E-3,1.9222789438264783E-3,2.6011974081071878E-3,7.9376907379744652E-3,1.5874064092104082E-5,2.6919509946941503E-4,1.5622277778800531E-2,null,2.4598024940861831E-3,1.5913614466811523E-3,2.6880559684925118E-3,3.0074677701687254E-3,2.3022656173798181E-6,1.0794178970544877E-4,9.8569317347514014E-3]
[2004,3,3,2,2.7368815288677647E-3,1.9213920835591247E-3,2.5872740871783744E-3,7.3050161462157315E-3,1.5874064092104082E-5,2.6919509946941503E-4,1.4835633009382515E-2,null,2.3407826178562614E-3,1.590627258106392E-3,2.6736677233684452E-3,2.7677571910432164E-3,2.3022656173798181E-6,1.0794178970544877E-4,9.4830788456971432E-3]
[2004,3,3,3,2.6855713114335572E-3,1.9230724679082361E-3,2.5265331631784704E-3,7.7171207531498663E-3,1.5874064092104082E-5,2.6919509946941503E-4,1.5137366859231649E-2,null,2.2968983416018539E-3,1.5920183667575949E-3,2.6108985529929825E-3,2.9238972277623502E-3,2.3022656173798181E-6,1.0794178970544877E-4,9.533956544437611E-3]
[2004,3,3,4,2.7185953690363291E-3,1.8800893859352453E-3,2.5011607309188685E-3,6.7136519315154578E-3,1.5874064092104082E-5,2.6919509946941503E-4,1.409856658096742E-2,null,2.3251429474396637E-3,1.5564347592218471E-3,2.5846788905567416E-3,2.5436984723489113E-3,2.3022656173798181E-6,1.0794178970544877E-4,9.1201991248899932E-3]
[2004,3,3,5,2.6612200046756771E-3,1.8343692966455321E-3,2.5619288685062424E-3,6.0402609260942937E-3,1.5874064092104082E-5,2.6919509946941503E-4,1.3382848259483264E-2,null,2.276071310917587E-3,1.5185853161594166E-3,2.6474761832292644E-3,2.2885610763003403E-3,2.3022656173798181E-6,1.0794178970544877E-4,8.8409379419294373E-3]
[2004,3,3,6,2.9150993332610446E-3,1.8695127524945797E-3,2.7086286735546251E-3,5.9792771313106601E-3,1.5874064092104082E-5,2.6919509946941503E-4,1.3757587054182429E-2,null,2.4932076075082168E-3,1.5476788776952828E-3,2.799074553006182E-3,2.2654552633669979E-3,2.3022656173798181E-6,1.0794178970544877E-4,9.215660356899507E-3]
[2004,3,3,7,3.4578152184235383E-3,1.8886741010588719E-3,2.9931451242976308E-3,6.0453085077569737E-3,1.5874064092104082E-5,2.6919509946941503E-4,1.4670012115098533E-2,null,2.9573781961958426E-3,1.5635416282443449E-3,3.0930915088782703E-3,2.2904735266173048E-3,2.3022656173798181E-6,1.0794178970544877E-4,1.0014728915258592E-2]
[2004,3,3,8,3.4078831070630689E-3,2.0338365667759771E-3,3.6773898741025127E-3,7.2347633657190427E-3,2.6509690213396008E-6,4.4955587003382282E-5,1.6401479469685322E-2,null,2.9146725777345998E-3,1.6837145886720007E-3,3.80018439536591E-3,2.7411395033449873E-3,3.8447840421691364E-7,1.8026281042888855E-5,1.1158121824564604E-2]
[2004,3,3,9,3.4445519779520714E-3,1.8021483066004535E-3,3.9248985594234273E-3,8.957616287416828E-3,0,0,1.8129215131392779E-2,null,2.9460344962860766E-3,1.4919111222312621E-3,4.0559578313831141E-3,3.393901724220993E-3,0,0,1.1887805174121446E-2]
[2004,3,3,10,3.3190955006204498E-3,1.8142410938770605E-3,3.9986455533224038E-3,8.8516171250471107E-3,0,0,1.7983599272867024E-2,null,2.8387348786965546E-3,1.5019221539375148E-3,4.1321673672263682E-3,3.3537402874738169E-3,0,0,1.1826564687334253E-2]
[2004,3,3,11,3.1595333954002958E-3,1.9449988034660494E-3,3.9407883019056608E-3,8.2105611337951519E-3,0,0,1.7255881634567156E-2,null,2.7022656167177929E-3,1.6101701158498681E-3,4.0723781603377923E-3,3.1108541262203481E-3,0,0,1.14956680191258E-2]
[2004,3,3,12,2.9328399032333939E-3,1.8759987469387669E-3,3.8599465575691093E-3,8.5241050664261742E-3,0,0,1.7192890274167445E-2,null,2.5083806493019977E-3,1.5530483177211521E-3,3.9888369678508515E-3,3.2296510538215337E-3,0,0,1.1279916988695536E-2]
[2004,3,3,13,2.771838293341179E-3,2.0314828925446136E-3,3.8509371812739694E-3,7.5342787207063541E-3,0,0,1.6188537087866117E-2,null,2.3706802169276083E-3,1.6817660960029904E-3,3.9795267526218708E-3,2.8546212207020993E-3,0,0,1.0886594286254568E-2]
[2004,3,3,14,2.6226163661126354E-3,1.9443631699262295E-3,3.8673868936053785E-3,8.4498285618932398E-3,0,0,1.6884194991537482E-2,null,2.2430546365817578E-3,1.609643905690445E-3,3.9965257498047121E-3,3.2015088395633104E-3,0,0,1.1050733131640225E-2]
[2004,3,3,15,2.4744856881646713E-3,2.0235395004335002E-3,3.7721488971566184E-3,8.1453233898228488E-3,0,0,1.6415497475577641E-2,null,2.1163623729764333E-3,1.6751901471782405E-3,3.8981075890055878E-3,3.0861365579915204E-3,0,0,1.0775796667151782E-2]
[2004,3,3,16,2.7224522833622419E-3,1.813717258941471E-3,3.6821459182888273E-3,8.6019150203523794E-3,0,0,1.6820230480944921E-2,null,2.3284416645808445E-3,1.5014884964167897E-3,3.8050992522397449E-3,3.2591320371901412E-3,0,0,1.0894161450427521E-2]
[2004,3,3,17,3.2449124949927785E-3,1.7880557329638975E-3,3.4291308008519393E-3,6.890460819234989E-3,0,0,1.5352559848043606E-2,null,2.775288109707097E-3,1.4802445644500649E-3,3.5436355146451571E-3,2.6106886145513476E-3,0,0,1.0409856803353667E-2]
[2004,3,3,18,3.3321736573783136E-3,1.8289804561158222E-3,3.2458337079621937E-3,6.5755985054099502E-3,0,0,1.498258632686628E-2,null,2.8499202813855309E-3,1.5141241566129135E-3,3.354217809163073E-3,2.4913921727865739E-3,0,0,1.020965441994809E-2]
[2004,3,3,19,3.1080514295018956E-3,2.0454686937678864E-3,3.2011677252046723E-3,6.3844597575520275E-3,1.190554806907806E-5,2.0189632460206126E-4,1.4952949478697618E-2,null,2.6582344485298524E-3,1.6933442620850466E-3,3.3080603506150477E-3,2.4189726690809158E-3,1.7266992130348634E-6,8.0956342279086573E-5,1.0161294771802984E-2]
[2004,3,3,20,3.7593590197019609E-3,1.7407906052178809E-3,3.225685087468449E-3,7.9352751300160018E-3,1.5874064092104082E-5,2.6919509946941503E-4,1.6946179005965813E-2,null,3.2152806596783745E-3,1.4411160590325598E-3,3.3333963907631091E-3,3.0065525338209944E-3,2.3022656173798181E-6,1.0794178970544877E-4,1.1106589698617865E-2]
[2004,3,3,21,3.6682705973023633E-3,1.7862809574801691E-3,3.1951381030301306E-3,7.6538935670684887E-3,1.5874064092104082E-5,2.6919509946941503E-4,1.6588652388442673E-2,null,3.1373751334098938E-3,1.4787753139594475E-3,3.3018293887420594E-3,2.8999414286999736E-3,2.3022656173798181E-6,1.0794178970544877E-4,1.0928165320134204E-2]
[2004,3,3,22,3.8328215231000743E-3,1.7626082879052384E-3,2.9679991428555172E-3,7.5203077387606503E-3,1.5874064092104082E-5,2.6919509946941503E-4,1.6368805856183E-2,null,3.2781112021058535E-3,1.4591778596864599E-3,3.0671058588509388E-3,2.8493278325736979E-3,2.3022656173798181E-6,1.0794178970544877E-4,1.0763966808539778E-2]
[2004,3,3,23,3.7613106261610661E-3,1.6241732848039766E-3,2.7008967969665934E-3,8.0588107734602E-3,1.5874064092104082E-5,2.6919509946941503E-4,1.6430260644953357E-2,null,3.2169498172316645E-3,1.3445742390651959E-3,2.7910844954483322E-3,3.053358270954095E-3,2.3022656173798181E-6,1.0794178970544877E-4,1.0516210878022117E-2]
[2004,3,3,24,3.4560346932375231E-3,1.7057334397497909E-3,2.6382332499674771E-3,7.4072182069782428E-3,1.5874064092104082E-5,2.6919509946941503E-4,1.5492288753494553E-2,null,2.9558553599451248E-3,1.4120939331152941E-3,2.72632850230729E-3,2.80647996494994E-3,2.3022656173798181E-6,1.0794178970544877E-4,1.0011001815640477E-2]
[2004,3,4,1,2.8882525419792202E-3,1.9222789438264783E-3,2.6035790706707635E-3,7.6710737894466665E-3,1.5874064092104082E-5,2.6919509946941503E-4,1.5370253509484648E-2,null,2.4702462547003343E-3,1.5913614466811523E-3,2.6905171589615634E-3,2.9064507481975843E-3,2.3022656173798181E-6,1.0794178970544877E-4,9.7688196638634622E-3]
[2004,3,4,2,2.7487622322577079E-3,1.9213920835591247E-3,2.5861916696556823E-3,7.1485052107231242E-3,1.5874064092104082E-5,2.6919509946941503E-4,1.4689920359757158E-2,null,2.3509438702487206E-3,1.590627258106392E-3,2.6725491620192736E-3,2.708457627768333E-3,2.3022656173798181E-6,1.0794178970544877E-4,9.4328219734655487E-3]
[2004,3,4,3,2.6983289927809831E-3,1.9230724679082361E-3,2.5230304408884489E-3,7.6988123951383372E-3,1.5874064092104082E-5,2.6919509946941503E-4,1.5128313460277524E-2,null,2.3078096501211371E-3,1.5920183667575949E-3,2.6072788686398E-3,2.9169604751900983E-3,2.3022656173798181E-6,1.0794178970544877E-4,9.5343114160314595E-3]
[2004,3,4,4,2.7315216156219542E-3,1.8800893859352453E-3,2.4992418509016891E-3,6.868102114146634E-3,1.5874064092104082E-5,2.6919509946941503E-4,1.4264024130167042E-2,null,2.3361984253632085E-3,1.5564347592218471E-3,2.5826959357579541E-3,2.6022172483624083E-3,2.3022656173798181E-6,1.0794178970544877E-4,9.1877904240282478E-3]
[2004,3,4,5,2.6742873505980697E-3,1.8343692966455321E-3,2.5617738435365438E-3,6.2832048790131918E-3,1.5874064092104082E-5,2.6919509946941503E-4,1.3638704533354857E-2,null,2.2872474673839966E-3,1.5185853161594166E-3,2.6473159817029346E-3,2.3806087678116148E-3,2.3022656173798181E-6,1.0794178970544877E-4,8.944001588380792E-3]
[2004,3,4,6,2.9294620425509657E-3,1.8695127524945797E-3,2.7066520791630389E-3,5.8460367608558026E-3,1.5874064092104082E-5,2.6919509946941503E-4,1.3636732798625905E-2,null,2.505491654112557E-3,1.5476788776952828E-3,2.7970319566484303E-3,2.2149725558572092E-3,2.3022656173798181E-6,1.0794178970544877E-4,9.1754190996363068E-3]
[2004,3,4,7,3.4755190869758743E-3,1.8886741010588719E-3,3.010909033889334E-3,5.843388769799473E-3,1.5874064092104082E-5,2.6919509946941503E-4,1.4503560155285073E-2,null,2.9725198482326641E-3,1.5635416282443449E-3,3.1114485866813296E-3,2.2139692731619654E-3,2.3022656173798181E-6,1.0794178970544877E-4,9.9717233916431329E-3]
[2004,3,4,8,3.4240901693667856E-3,2.0338365667759771E-3,3.6802324713681267E-3,5.985733857983489E-3,1.3175476376028579E-6,2.234319864795142E-5,1.5147553811779934E-2,null,2.9285340508480332E-3,1.6837145886720007E-3,3.8031219119580915E-3,2.2679016168481716E-3,1.9108809235700897E-7,8.9591707076311601E-6,1.0692422427126286E-2]
[2004,3,4,9,3.4600667576785218E-3,1.8021483066004535E-3,3.9353662088203482E-3,7.1827500400477801E-3,0,0,1.6380331313147103E-2,null,2.9593038783621681E-3,1.4919111222312621E-3,4.0667750140197653E-3,2.7214324618716722E-3,0,0,1.1239422476484868E-2]
[2004,3,4,10,3.3326228314315273E-3,1.8142410938770605E-3,4.0110924215268073E-3,7.1519032218757637E-3,0,0,1.6309859568711157E-2,null,2.850304448111443E-3,1.5019221539375148E-3,4.1450298582705342E-3,2.7097450814323244E-3,0,0,1.1207001541751816E-2]
[2004,3,4,11,3.1727905463325833E-3,1.9449988034660494E-3,3.9467285408337823E-3,6.1081530110456157E-3,0,0,1.5172670901678032E-2,null,2.7136041084052406E-3,1.6101701158498681E-3,4.0785167543004189E-3,2.3142843331115225E-3,0,0,1.0716575311667051E-2]
[2004,3,4,12,2.9444639692334873E-3,1.8759987469387669E-3,3.8614435000694134E-3,6.5375774368498429E-3,0,0,1.521948365309151E-2,null,2.5183224065007791E-3,1.5530483177211521E-3,3.9903838958963321E-3,2.4769865802715049E-3,0,0,1.0538741200389768E-2]
[2004,3,4,13,2.7826934060482451E-3,2.0314828925446136E-3,3.8745172746877696E-3,5.762975506820014E-3,0,0,1.4451669080100642E-2,null,2.3799643086471656E-3,1.6817660960029904E-3,4.0038942268631663E-3,2.1835019364152912E-3,0,0,1.0249126567928613E-2]
[2004,3,4,14,2.6331707331099055E-3,1.9443631699262295E-3,3.8833682995977328E-3,6.9049254871814793E-3,0,0,1.5365827689815346E-2,null,2.2520815084244371E-3,1.609643905690445E-3,4.0130408030754714E-3,2.6161690526398645E-3,0,0,1.0490935269830219E-2]
[2004,3,4,15,2.4836855698325069E-3,2.0235395004335002E-3,3.7819760040034064E-3,6.3369812853531606E-3,0,0,1.4626182359622573E-2,null,2.1242307892258253E-3,1.6751901471782405E-3,3.9082628402488002E-3,2.4009838131745214E-3,0,0,1.0108667589827387E-2]
[2004,3,4,16,2.732330419112495E-3,1.813717258941471E-3,3.6910788811071746E-3,7.2215440888962826E-3,0,0,1.5458670648057424E-2,null,2.3368901736657748E-3,1.5014884964167897E-3,3.8143305024114318E-3,2.7361309246157618E-3,0,0,1.0388840097109758E-2]
[2004,3,4,17,3.2582774866953936E-3,1.7880557329638975E-3,3.4314573595672668E-3,6.8307691841565012E-3,0,0,1.5308559763383059E-2,null,2.7867188347623453E-3,1.4802445644500649E-3,3.5460397612514668E-3,2.5880723808666076E-3,0,0,1.0401075541330485E-2]
[2004,3,4,18,3.3447231048972367E-3,1.8289804561158222E-3,3.2653608605915374E-3,6.3698482125104684E-3,0,0,1.4808912634115065E-2,null,2.8606534930010687E-3,1.5141241566129135E-3,3.374397007792664E-3,2.4134365815416739E-3,0,0,1.016261123894832E-2]
[2004,3,4,19,3.1192982892411488E-3,2.0454686937678864E-3,3.2220180898597517E-3,6.6664776127983421E-3,1.0588001067391641E-5,1.7955313673808981E-4,1.524340382347261E-2,null,2.6678535911582157E-3,1.6933442620850466E-3,3.3296069456491841E-3,2.5258248554740877E-3,1.5356112129068224E-6,7.1997175895613242E-5,1.0290162441475055E-2]
[2004,3,4,20,3.776095618280342E-3,1.7407906052178809E-3,3.2730701462472837E-3,8.3923043557513621E-3,1.5874064092104082E-5,2.6919509946941503E-4,1.746732988905839E-2,null,3.2295950312070973E-3,1.4411160590325598E-3,3.3823637200672322E-3,3.1797138110484574E-3,2.3022656173798181E-6,1.0794178970544877E-4,1.1343032676678175E-2]
[2004,3,4,21,3.6832538573246349E-3,1.7862809574801691E-3,3.2382605971763563E-3,8.2516283269124246E-3,1.5874064092104082E-5,2.6919509946941503E-4,1.7244492902455107E-2,null,3.1501899206957226E-3,1.4787753139594475E-3,3.3463918188770306E-3,3.1264138480322124E-3,2.3022656173798181E-6,1.0794178970544877E-4,1.1212014956887241E-2]
[2004,3,4,22,3.8469156681524659E-3,1.7626082879052384E-3,3.0674860942614766E-3,7.893734850537024E-3,1.5874064092104082E-5,2.6919509946941503E-4,1.6855814064417728E-2,null,3.2901655527981292E-3,1.4591778596864599E-3,3.1699148546927851E-3,2.990813566932407E-3,2.3022656173798181E-6,1.0794178970544877E-4,1.102031588943261E-2]
[2004,3,4,23,3.7759144600576756E-3,1.6241732848039766E-3,2.8120712404698612E-3,8.3804968959816702E-3,1.5874064092104082E-5,2.6919509946941503E-4,1.6877725044874704E-2,null,3.229440091355216E-3,1.3445742390651959E-3,2.9059712493222918E-3,3.1752401478790135E-3,2.3022656173798181E-6,1.0794178970544877E-4,1.0765469782944546E-2]
[2004,3,4,24,3.4698586584111235E-3,1.7057334397497909E-3,2.6666495853827328E-3,7.6510639358341225E-3,1.5874064092104082E-5,2.6919509946941503E-4,1.5778374782939288E-2,null,2.9676786329099585E-3,1.4120939331152941E-3,2.7556937091837825E-3,2.8988693253616431E-3,2.3022656173798181E-6,1.0794178970544877E-4,1.0144579655893507E-2]
[2004,3,5,1,3.2082577010409891E-3,1.6068727522089779E-3,2.6410040761196359E-3,7.6314085207356266E-3,1.5874064092104082E-5,2.6919509946941503E-4,{"$f":"SUM(E1539:J1539)","v":1.537261221366675E-2},null,2.743938230788901E-3,1.3302519677490842E-3,2.7291918512221984E-3,2.8914221937752214E-3,2.3022656173798181E-6,1.0794178970544877E-4,{"$f":"SUM(M1539:R1539)","v":9.8050482988582335E-3}]
[2004,3,5,2,2.9514824649445846E-3,1.7044554297748881E-3,2.567190392337053E-3,6.9770472024980722E-3,1.5874064092104082E-5,2.6919509946941503E-4,1.4485244653116116E-2,null,{"$f":"E1540*V$5","v":2.5243251408503479E-3},{"$f":"F1540*W$5","v":1.4110359306807017E-3},{"$f":"G1540*X$5","v":2.6529133986027287E-3},{"$f":"H1540*Y$5","v":2.6434948507219509E-3},{"$f":"I1540*Z$5","v":2.3022656173798181E-6},{"$f":"J1540*AA$5","v":1.0794178970544877E-4},9.3420133761785568E-3]
[2004,3,5,3,2.5566417926204928E-3,1.5526790056622282E-3,2.5361041295236869E-3,7.472369795694646E-3,1.5874064092104082E-5,2.6919509946941503E-4,1.4402863887062573E-2,null,2.1866283231947929E-3,1.2853875950821106E-3,2.6207891107523878E-3,2.831164890290061E-3,2.3022656173798181E-6,1.0794178970544877E-4,9.0342139746421805E-3]
[2004,3,5,4,2.6898731995907933E-3,1.4827220493667122E-3,2.4957003838132412E-3,6.7552401617469986E-3,1.5874064092104082E-5,2.6919509946941503E-4,1.3708604958079264E-2,null,2.3005776331298964E-3,1.2274736260749718E-3,2.5790362128493226E-3,2.5594556070331017E-3,2.3022656173798181E-6,1.0794178970544877E-4,8.7767871344101214E-3]
[2004,3,5,5,2.7479173357751068E-3,1.5790199734480538E-3,2.555967632690843E-3,6.107827683702197E-3,1.5874064092104082E-5,2.6919509946941503E-4,1.327580178917772E-2,null,2.3502212525615828E-3,1.3071940039476166E-3,2.6413158912563317E-3,2.3141610716325375E-3,2.3022656173798181E-6,1.0794178970544877E-4,8.7231362747208965E-3]
[2004,3,5,6,2.988461997220328E-3,1.6469095083788815E-3,2.6831728055065379E-3,5.9630650285584239E-3,1.5874064092104082E-5,2.6919509946941503E-4,1.3566678503225691E-2,null,2.5559527598957819E-3,1.3633964551418097E-3,2.772768668713605E-3,2.2593127493634284E-3,2.3022656173798181E-6,1.0794178970544877E-4,9.0616746884374533E-3]
[2004,3,5,7,3.5715978475845452E-3,1.6399917496263377E-3,3.0895095758910153E-3,5.7997468609128086E-3,1.5874064092104082E-5,2.6919509946941503E-4,1.4385915197576227E-2,null,3.0546934792085689E-3,1.3576695783991837E-3,3.1926737391422145E-3,2.1974340315233155E-3,2.3022656173798181E-6,1.0794178970544877E-4,9.9127148835961108E-3]
[2004,3,5,8,3.746159172593494E-3,1.8871301846736974E-3,3.6308461388190288E-3,6.874538616458821E-3,1.3175476376028579E-6,2.234319864795142E-5,1.6162334858830594E-2,null,3.2039911784407112E-3,1.5622634947975022E-3,3.752086482829643E-3,2.6046559391473627E-3,1.9108809235700897E-7,8.9591707076311601E-6,1.1132147354015208E-2]
[2004,3,5,9,4.1603047294471816E-3,1.6840275703468362E-3,3.8297308786530838E-3,9.1050405115962411E-3,0,0,1.877910369004334E-2,null,3.5581989548900484E-3,1.3941246972530945E-3,3.9576123342266864E-3,3.4497584736708779E-3,0,0,1.2359694460040708E-2]
[2004,3,5,10,4.4209767575547499E-3,1.6037143813760596E-3,3.8771586955224204E-3,8.6585058549200067E-3,0,0,1.8560355689373236E-2,null,3.7811448683026621E-3,1.3276373058167094E-3,4.0066238493892204E-3,3.280573425708198E-3,0,0,1.239597944921679E-2]
[2004,3,5,11,4.2170114077820665E-3,1.7951332229070916E-3,3.8485724294444442E-3,8.3517609243378109E-3,0,0,1.8212477984471412E-2,null,3.6066986818831925E-3,1.4861036748934498E-3,3.9770830375660477E-3,3.1643525344135586E-3,0,0,1.2234237928756249E-2]
[2004,3,5,12,3.5464447043869005E-3,1.7197981918851187E-3,3.747182079020632E-3,8.5502712311088021E-3,0,0,1.7563696206401455E-2,null,3.0331806589565893E-3,1.4237374588258415E-3,3.872307084862559E-3,3.2395650073313944E-3,0,0,1.1568790209976384E-2]
[2004,3,5,13,3.3434830935549602E-3,2.1063028888968116E-3,3.7595167956438269E-3,7.8292191638097038E-3,0,0,1.7038521941905301E-2,null,2.8595929439910622E-3,1.7437059398628524E-3,3.885053679386798E-3,2.9663695749821447E-3,0,0,1.1454722138222857E-2]
[2004,3,5,14,3.0872827080784793E-3,1.9778974129904385E-3,3.6851118009447086E-3,8.5248917673022041E-3,0,0,1.727518368931583E-2,null,2.6404715086326539E-3,1.637405278059113E-3,3.808164170938396E-3,3.2299491225681663E-3,0,0,1.131599008019833E-2]
[2004,3,5,15,3.0065190854514888E-3,1.8218076244659819E-3,3.6396159396372228E-3,8.1980723769916729E-3,0,0,1.6666015026546369E-2,null,2.5713965114117945E-3,1.508186117397664E-3,3.7611491227347743E-3,3.1061223301834667E-3,0,0,1.09468540817277E-2]
[2004,3,5,16,2.9219167124273577E-3,1.6858119286049821E-3,3.3817322436604123E-3,8.4978748022725321E-3,0,0,1.6487335686965286E-2,null,2.4990383321791682E-3,1.3956018808575865E-3,3.4946542361925805E-3,3.2197128140173939E-3,0,0,1.060900726324673E-2]
[2004,3,5,17,3.7156466357251556E-3,1.615566443230207E-3,3.2734178374233553E-3,7.3157504202804244E-3,0,0,1.5920381336659142E-2,null,3.1778946100745778E-3,1.3374490526284527E-3,3.3827230212637189E-3,2.7718242408126511E-3,0,0,1.06698909247794E-2]
[2004,3,5,18,3.4628864034751522E-3,1.7129593911811645E-3,3.1242024215528221E-3,6.5013928630644167E-3,0,0,1.4801441079273555E-2,null,2.9617154470762859E-3,1.4180759476196971E-3,3.2285250399910299E-3,2.4632768071108624E-3,0,0,1.0071593241797875E-2]
[2004,3,5,19,3.5595311777430923E-3,1.6122577330811069E-3,3.0631059303329201E-3,6.5800381441455816E-3,1.0588001067391641E-5,1.7955313673808981E-4,1.5005074123108182E-2,null,3.0443731746128606E-3,1.3347099320723905E-3,3.1653884293801828E-3,2.4930742829681568E-3,1.5356112129068224E-6,7.1997175895613242E-5,1.0111078606142111E-2]
[2004,3,5,20,3.7838254618269623E-3,1.6221275437069502E-3,3.0709568875747577E-3,6.5136324275564886E-3,1.5874064092104082E-5,2.6919509946941503E-4,1.5275611484226678E-2,null,3.236206162606768E-3,1.3428806692936733E-3,3.1735015439044887E-3,2.4679141880502211E-3,2.3022656173798181E-6,1.0794178970544877E-4,1.033074661917798E-2]
[2004,3,5,21,3.714901007077046E-3,1.7142412801864674E-3,2.9967366609454401E-3,6.4348402168337218E-3,1.5874064092104082E-5,2.6919509946941503E-4,1.5145788328604195E-2,null,3.1772568935492327E-3,1.4191371613153031E-3,3.0968029732569885E-3,2.438061042833136E-3,2.3022656173798181E-6,1.0794178970544877E-4,1.024150212627749E-2]
[2004,3,5,22,4.3896431194218166E-3,1.436130692051305E-3,2.851253788459557E-3,6.4660048828018568E-3,1.5874064092104082E-5,2.6919509946941503E-4,1.5428101646296054E-2,null,3.7543460336720265E-3,1.1889029024979372E-3,2.9464621715630177E-3,2.4498688508671333E-3,2.3022656173798181E-6,1.0794178970544877E-4,1.0449824013922943E-2]
[2004,3,5,23,4.1655608113918031E-3,1.3381510326735903E-3,2.6638179115308813E-3,6.4858181822355938E-3,1.5874064092104082E-5,2.6919509946941503E-4,1.4938417101393387E-2,null,3.5626943432085514E-3,1.1077902975904148E-3,2.7527674807573776E-3,2.4573758023766689E-3,2.3022656173798181E-6,1.0794178970544877E-4,9.9908719792558415E-3]
[2004,3,5,24,4.0052988529947191E-3,1.0146762229250375E-3,2.5078126783407099E-3,6.5224019403266661E-3,1.5874064092104082E-5,2.6919509946941503E-4,1.4335258858148651E-2,null,3.4256265152581428E-3,8.4000120128908495E-4,2.5915529582125258E-3,2.4712368202724892E-3,2.3022656173798181E-6,1.0794178970544877E-4,9.4386615503550715E-3]
[2004,3,6,1,3.2206098304596283E-3,1.3773251818204018E-3,2.5036729247827141E-3,6.0650192593042548E-3,1.5874064092104082E-5,2.6919509946941503E-4,1.3451696359928518E-2,null,2.7545026814352626E-3,1.1402206744922597E-3,2.5872749709959552E-3,2.2979416243249485E-3,2.3022656173798181E-6,1.0794178970544877E-4,8.8901840065712546E-3]
[2004,3,6,2,2.9455419854281443E-3,1.3641142489638069E-3,2.4525999477228028E-3,5.9507020688394216E-3,1.5874064092104082E-5,2.6919509946941503E-4,1.2998027414515695E-2,null,2.5192444053317858E-3,1.1292839843255198E-3,2.5344965773274504E-3,2.2546286158885731E-3,2.3022656173798181E-6,1.0794178970544877E-4,8.5478976381961579E-3]
[2004,3,6,3,2.6536707001464047E-3,1.3599939321953852E-3,2.4296088252168018E-3,5.805055317653433E-3,1.5874064092104082E-5,2.6919509946941503E-4,1.2533397938773545E-2,null,2.2696145897798128E-3,1.125872974037737E-3,2.5107377407693403E-3,2.1994453233566422E-3,2.3022656173798181E-6,1.0794178970544877E-4,8.2159146832663614E-3]
[2004,3,6,4,2.6107246883187341E-3,1.3639750120108007E-3,2.4262976814033461E-3,5.6686572002428099E-3,1.5874064092104082E-5,2.6919509946941503E-4,1.235472374553721E-2,null,2.2328839980709169E-3,1.129168716809492E-3,2.5073160320352949E-3,2.1477661945564167E-3,2.3022656173798181E-6,1.0794178970544877E-4,8.1273789967949497E-3]
[2004,3,6,5,2.693308203782727E-3,1.2833459448530413E-3,2.5023429011441925E-3,5.4921803500365537E-3,1.5874064092104082E-5,2.6919509946941503E-4,1.2256246563378034E-2,null,2.303515501656514E-3,1.0624198251521185E-3,2.5859005355268819E-3,2.0809018562121333E-3,2.3022656173798181E-6,1.0794178970544877E-4,8.1429817738704769E-3]
[2004,3,6,6,2.8537616121260415E-3,1.176853956830738E-3,2.5605146108001403E-3,5.7730139676125721E-3,1.5874064092104082E-5,2.6919509946941503E-4,1.2649213310931011E-2,null,2.4407470716986423E-3,9.7426027647507581E-4,2.6460147009688155E-3,2.1873053533399754E-3,2.3022656173798181E-6,1.0794178970544877E-4,8.3585714578053374E-3]
[2004,3,6,7,3.0103067731951775E-3,1.2786672595121345E-3,2.905298940186157E-3,5.6059410535357927E-3,1.5874064092104082E-5,2.6919509946941503E-4,1.3085283189990781E-2,null,2.5746360208822542E-3,1.0585465686215911E-3,3.0023119860422979E-3,2.1240040203779529E-3,2.3022656173798181E-6,1.0794178970544877E-4,8.8697426512469243E-3]
[2004,3,6,8,3.4212327667986608E-3,1.4399821985390184E-3,3.180410221084673E-3,5.6097366765132124E-3,0,0,1.3651361862935564E-2,null,2.9260901897626571E-3,1.1920913778000642E-3,3.2866097168927212E-3,2.1254421229885386E-3,0,0,9.5302334074439804E-3]
[2004,3,6,9,3.751848682376914E-3,1.5241000293832038E-3,3.3157646505449761E-3,5.6419404031144886E-3,0,0,1.4233653765419581E-2,null,3.2088572661630624E-3,1.2617284475987993E-3,3.4264838690192304E-3,2.1376436149626865E-3,0,0,1.0034713197743779E-2]
[2004,3,6,10,4.4062631432803768E-3,1.5187734901471062E-3,3.3417505467008579E-3,5.4742169695064955E-3,0,0,1.4741004149634838E-2,null,3.7685607019162046E-3,1.2573188642697082E-3,3.4533374799911379E-3,2.0740958102510617E-3,0,0,1.0553312856428113E-2]
[2004,3,6,11,4.1574872427153891E-3,1.5324845765029899E-3,3.3125875691220777E-3,5.1323080165005608E-3,0,0,1.4134867404841017E-2,null,3.5557892327671664E-3,1.2686696072453534E-3,3.4232006992549551E-3,1.9445518168603748E-3,0,0,1.0192211356127851E-2]
[2004,3,6,12,4.5440126078984816E-3,1.421012200674753E-3,3.255038387646977E-3,5.2055574021102769E-3,0,0,1.4425620598330488E-2,null,3.886374187445649E-3,1.1763870372090346E-3,3.3637298493056733E-3,1.9723048717069152E-3,0,0,1.0398795945667273E-2]
[2004,3,6,13,4.0743742179523016E-3,1.441466379826089E-3,3.2674130046248472E-3,5.4806216022067582E-3,0,0,1.4263875204609996E-2,null,3.4847048538377734E-3,1.1933200594582154E-3,3.3765176765276671E-3,2.0765224261349055E-3,0,0,1.0131065015958562E-2]
[2004,3,6,14,3.5341112139469053E-3,1.4810757334131424E-3,3.2269147345399289E-3,5.321064347002127E-3,0,0,1.3563166028902103E-2,null,3.0226321497372733E-3,1.2261107209950502E-3,3.3346670979148728E-3,2.0160686596220815E-3,0,0,9.5994786282692784E-3]
[2004,3,6,15,3.7341561582228773E-3,1.4024284123224592E-3,3.1950188638077085E-3,5.1696525917419777E-3,0,0,1.3501256026095022E-2,null,3.1937253166910277E-3,1.1610024207296728E-3,3.3017061679121019E-3,1.9587010965610679E-3,0,0,9.6151350018938708E-3]
[2004,3,6,16,3.4178484714597586E-3,1.4398918968666968E-3,3.1515106102498573E-3,5.2829392106212361E-3,0,0,1.3292190189197549E-2,null,2.9231956911811743E-3,1.1920166214280169E-3,3.2567450971796924E-3,2.0016236374256037E-3,0,0,9.3735810472144881E-3]
[2004,3,6,17,4.0528492729820682E-3,1.3213202954936764E-3,3.0650015921232462E-3,5.4445359172485804E-3,0,0,1.3883707077847571E-2,null,3.4662951358776836E-3,1.0938569470986166E-3,3.1673473906546515E-3,2.0628501204154369E-3,0,0,9.7903495940463887E-3]
[2004,3,6,18,4.0564396824273718E-3,1.2484018806149036E-3,2.8926488842583244E-3,5.2340764526063628E-3,0,0,1.3431566899906962E-2,null,3.4693659184204819E-3,1.0334913302541681E-3,2.9892395224789428E-3,1.9831102971176661E-3,0,0,9.4752070682712596E-3]
[2004,3,6,19,3.7601205878757815E-3,1.2513121861899108E-3,2.7963071709551641E-3,5.4999011572281452E-3,1.0588001067391641E-5,1.7955313673808981E-4,1.3497782240054483E-2,null,3.2159320088598381E-3,1.0359006309984754E-3,2.88968078977676E-3,2.0838271501741812E-3,1.5356112129068224E-6,7.1997175895613242E-5,9.2988733669177748E-3]
[2004,3,6,20,4.3796586033246713E-3,1.2421621459743992E-3,2.7732159165576335E-3,5.5015280790360194E-3,1.5874064092104082E-5,2.6919509946941503E-4,1.4181633908454243E-2,null,3.7458065402809584E-3,1.0283257567684316E-3,2.8658184777469982E-3,2.084443565585575E-3,2.3022656173798181E-6,1.0794178970544877E-4,9.8346383957047916E-3]
[2004,3,6,21,4.3280525115914018E-3,1.4117770475674802E-3,2.6202500685196797E-3,5.2551753179104505E-3,1.5874064092104082E-5,2.6919509946941503E-4,1.3900324109150531E-2,null,3.7016692105388458E-3,1.1687417021465504E-3,2.707744830774874E-3,1.9911043295741848E-3,2.3022656173798181E-6,1.0794178970544877E-4,9.6795041283572834E-3]
[2004,3,6,22,4.1843715837777519E-3,1.3267494716573361E-3,2.5357238620543907E-3,5.4149921759600898E-3,1.5874064092104082E-5,2.6919509946941503E-4,1.3746906257011087E-2,null,3.5787827009123997E-3,1.0983514985589214E-3,2.620396145482901E-3,2.0516564555740661E-3,2.3022656173798181E-6,1.0794178970544877E-4,9.459430855851117E-3]
[2004,3,6,23,4.124132059521262E-3,1.1264717523087645E-3,2.4360343981040303E-3,5.621500092290942E-3,1.5874064092104082E-5,2.6919509946941503E-4,1.3593207465786518E-2,null,3.527261423940701E-3,9.3255129447089558E-4,2.5173778748463103E-3,2.1298990985733099E-3,2.3022656173798181E-6,1.0794178970544877E-4,9.2173337471540447E-3]
[2004,3,6,24,3.7617673982230961E-3,1.1310513763993937E-3,2.3682622941629374E-3,5.6620142398629879E-3,1.5874064092104082E-5,2.6919509946941503E-4,1.3208164472209934E-2,null,3.2173404823342068E-3,9.3634254299990063E-4,2.4473427410543259E-3,2.1452492800153595E-3,2.3022656173798181E-6,1.0794178970544877E-4,8.8565191017266221E-3]
[2004,3,7,1,3.3034614465121525E-3,1.0810945670286271E-3,2.3789184864050094E-3,5.6981384257831415E-3,1.5874064092104082E-5,2.6919509946941503E-4,1.2746682089290449E-2,null,2.8253634843861597E-3,8.9498572499637668E-4,2.4583547623136231E-3,2.1589361731515072E-3,2.3022656173798181E-6,1.0794178970544877E-4,8.4478842001704958E-3]
[2004,3,7,2,2.8243405664016728E-3,1.1313460304599593E-3,2.3373081206480551E-3,5.6950026295191983E-3,1.5874064092104082E-5,2.6919509946941503E-4,1.2273066510590404E-2,null,2.4155840269324165E-3,9.3658647279666499E-4,2.4153549531966642E-3,2.1577480686373685E-3,2.3022656173798181E-6,1.0794178970544877E-4,8.0355175768859442E-3]
[2004,3,7,3,2.4981061573809841E-3,1.1795862268362029E-3,2.3441203092458727E-3,5.6651186356445277E-3,1.5874064092104082E-5,2.6919509946941503E-4,1.1972000492669105E-2,null,2.1365643375788352E-3,9.7652219021167699E-4,2.4223946127633652E-3,2.1464254873742785E-3,2.3022656173798181E-6,1.0794178970544877E-4,7.7921506832509847E-3]
[2004,3,7,4,2.3792847567923959E-3,1.1670355454294981E-3,2.3625776782257319E-3,5.6767526590670988E-3,1.5874064092104082E-5,2.6919509946941503E-4,1.1870719803076244E-2,null,2.0349395262037641E-3,9.6613209017736533E-4,2.4414683057842582E-3,2.1508334382047867E-3,2.3022656173798181E-6,1.0794178970544877E-4,7.703617415693002E-3]
[2004,3,7,5,2.5604501868025566E-3,1.0870588685684228E-3,2.4233454697859219E-3,5.606400287943525E-3,1.5874064092104082E-5,2.6919509946941503E-4,1.1962323976661944E-2,null,2.1898855423361009E-3,8.9992328078519399E-4,2.5042652408751405E-3,2.1241780171643988E-3,2.3022656173798181E-6,1.0794178970544877E-4,7.8284961364836637E-3]
[2004,3,7,6,2.61960938865288E-3,1.1283821449690312E-3,2.4586262322499591E-3,5.6123302130439744E-3,1.5874064092104082E-5,2.6919509946941503E-4,1.2104017142477363E-2,null,2.2404828480348882E-3,9.3413281584027561E-4,2.5407240901031318E-3,2.1264247737095734E-3,2.3022656173798181E-6,1.0794178970544877E-4,7.952008583010697E-3]
[2004,3,7,7,2.7232927497932006E-3,1.1033830192742899E-3,2.8030693590715959E-3,5.7197206828894682E-3,1.5874064092104082E-5,2.6919509946941503E-4,1.2634534974590073E-2,null,2.3291604933616044E-3,9.1343725292048611E-4,2.8966687792579852E-3,2.1671133552561522E-3,2.3022656173798181E-6,1.0794178970544877E-4,8.4166239361190571E-3]
[2004,3,7,8,2.980445299909562E-3,1.1819328603212577E-3,2.9347468972754707E-3,5.5699148594883924E-3,0,0,1.2667039916994683E-2,null,2.5490962900341072E-3,9.7846485418851578E-4,3.0327432622565247E-3,2.1103542548408481E-3,0,0,8.6706586613199965E-3]
[2004,3,7,9,3.3791368014041089E-3,1.1543734364662583E-3,3.0648246988068568E-3,5.5680690425001728E-3,0,0,1.3166403979177396E-2,null,2.890086620357806E-3,9.5564974467673514E-4,3.1671645905590397E-3,2.1096549034444597E-3,0,0,9.1225558590380396E-3]
[2004,3,7,10,3.3406478382418804E-3,1.2889964403653108E-3,3.1550277592636961E-3,5.3557746517748491E-3,0,0,1.3140446689645736E-2,null,2.8571680248690471E-3,1.0670975961601967E-3,3.2603796899903959E-3,2.0292198551451427E-3,0,0,9.2138651661647815E-3]
[2004,3,7,11,3.7969940899461674E-3,1.311963615733235E-3,3.1863861783926251E-3,5.1759121900134099E-3,0,0,1.3471256074085437E-2,null,3.2474689430659577E-3,1.0861110060178343E-3,3.2927852219347574E-3,1.9610727611518125E-3,0,0,9.5874379321703625E-3]
[2004,3,7,12,3.6690046892780452E-3,1.3095748368362064E-3,3.174800388464025E-3,5.3439859752512702E-3,0,0,1.3497365889829548E-2,null,3.1380029829234583E-3,1.084133451899799E-3,3.2808125620857934E-3,2.024753308655999E-3,0,0,9.5277023055650497E-3]
[2004,3,7,13,3.6843327798982946E-3,1.2650961568494751E-3,3.1831144449678342E-3,5.4741181594990477E-3,0,0,1.3606661541214652E-2,null,3.1511126947287951E-3,1.0473117113519597E-3,3.2894042395716287E-3,2.0740583726734868E-3,0,0,9.5618870183258702E-3]
[2004,3,7,14,3.6094408319422731E-3,1.1826212933347647E-3,3.1577552994946937E-3,5.3475305107045148E-3,0,0,1.3297347935476246E-2,null,3.087059586056103E-3,9.7903477446977145E-4,3.2631983075910383E-3,2.0260962781023717E-3,0,0,9.3553889462192827E-3]
[2004,3,7,15,3.5715638958362722E-3,1.1697526299310906E-3,3.1184487240014987E-3,5.4841866472372918E-3,0,0,1.3343951897006153E-2,null,3.0546644411733582E-3,9.6838143257228445E-4,3.2225792163501437E-3,2.0778731663416558E-3,0,0,9.3234982564374437E-3]
[2004,3,7,16,3.5320687353877413E-3,1.255364532501257E-3,3.0635769409058642E-3,5.239208928533994E-3,0,0,1.3090219137328857E-2,null,3.0208852716725096E-3,1.0392553718435477E-3,3.1658751678252852E-3,1.9850549125534469E-3,0,0,9.2110707238947896E-3]
[2004,3,7,17,4.0158496402089815E-3,1.2072525750001031E-3,2.9148846290820134E-3,5.2188947262848404E-3,0,0,{"$f":"SUM(E1603:J1603)","v":1.3356881570575938E-2},null,3.4346503254067914E-3,9.9942581716960864E-4,3.0122177579642254E-3,1.9773581767447892E-3,0,0,{"$f":"SUM(M1603:R1603)","v":9.4236520772854153E-3}]
[2004,3,7,18,3.9708066553969098E-3,1.2110367595186563E-3,2.7993383734850564E-3,5.2873379990838769E-3,0,0,1.3268519787484501E-2,null,{"$f":"E1604*V$5","v":3.3961262479878908E-3},{"$f":"F1604*W$5","v":1.0025585598806982E-3},{"$f":"G1604*X$5","v":2.8928132094949988E-3},{"$f":"H1604*Y$5","v":2.0032902700730429E-3},{"$f":"I1604*Z$5","v":0},{"$f":"J1604*AA$5","v":0},9.2947882874366301E-3]
[2004,3,7,19,3.9222980856113013E-3,1.3848286745326956E-3,2.6654942625836584E-3,5.3535282994282476E-3,1.0588001067391641E-5,1.7955313673808981E-4,1.3516290459961385E-2,null,3.3546381471060839E-3,1.1464324519536661E-3,2.7544998081227138E-3,2.0283687471206735E-3,1.5356112129068224E-6,7.1997175895613242E-5,9.3574719414116578E-3]
[2004,3,7,20,4.3673576504869478E-3,1.4381368441395543E-3,2.6571360303217109E-3,4.9433054922517032E-3,1.5874064092104082E-5,2.6919509946941503E-4,1.3691005180761436E-2,null,3.7352858596150602E-3,1.1905636984504038E-3,2.7458624797724127E-3,1.8729416951105292E-3,2.3022656173798181E-6,1.0794178970544877E-4,9.6548977882712338E-3]
[2004,3,7,21,4.2932299800814934E-3,1.4711687385117402E-3,2.5656999108808563E-3,5.2577786419949809E-3,1.5874064092104082E-5,2.6919509946941503E-4,1.387294643503059E-2,null,3.6718864173823345E-3,1.2179092007166376E-3,2.6513731473469917E-3,1.9920906886473689E-3,2.3022656173798181E-6,1.0794178970544877E-4,9.6435035094161615E-3]
[2004,3,7,22,4.5904307635116649E-3,1.463953947426576E-3,2.4947455306697508E-3,5.6104686113737576E-3,1.5874064092104082E-5,2.6919509946941503E-4,1.4444668016543269E-2,null,3.926074412196421E-3,1.2119364253212342E-3,2.5780494754785283E-3,2.1257194417422689E-3,2.3022656173798181E-6,1.0794178970544877E-4,9.952023810061281E-3]
[2004,3,7,23,4.0713553162036046E-3,1.650236843748153E-3,2.5003658117884473E-3,6.2546400319206958E-3,1.5874064092104082E-5,2.6919509946941503E-4,1.4761667167222419E-2,null,3.482122866760938E-3,1.3661509946137434E-3,2.5838574276772471E-3,2.3697859907815789E-3,2.3022656173798181E-6,1.0794178970544877E-4,9.9121613351563359E-3]
[2004,3,7,24,3.4406486413214301E-3,1.6496389093501422E-3,2.4784925516280819E-3,7.3513861629818525E-3,1.5874064092104082E-5,2.6919509946941503E-4,1.5205235428843026E-2,null,2.9426960753715162E-3,1.3656559937442313E-3,2.5612537808562836E-3,2.7853260703973996E-3,2.3022656173798181E-6,1.0794178970544877E-4,9.7651759756922588E-3]
[2004,3,8,1,2.8686116108645318E-3,1.5142017140275972E-3,2.4690955232080647E-3,7.5630477403439943E-3,1.5874064092104082E-5,2.6919509946941503E-4,1.4700025752005708E-2,null,2.453447884121687E-3,1.2535341126951203E-3,2.5515429691155855E-3,2.8655213555392536E-3,2.3022656173798181E-6,1.0794178970544877E-4,9.234290376794475E-3]
[2004,3,8,2,2.4267406603969794E-3,1.6912824586039551E-3,2.440713266953492E-3,7.306903177513392E-3,1.5874064092104082E-5,2.6919509946941503E-4,1.4150708727029337E-2,null,2.0755273094529084E-3,1.400130667151187E-3,2.5222129793629417E-3,2.7684721579015071E-3,2.3022656173798181E-6,1.0794178970544877E-4,8.8765871691913727E-3]
[2004,3,8,3,2.2934800237514358E-3,1.5388914557617156E-3,2.4269846458040731E-3,7.6780302742790237E-3,1.5874064092104082E-5,2.6919509946941503E-4,1.4222455563157767E-2,null,1.9615530001471661E-3,1.2739735516487508E-3,2.5080259353866363E-3,2.9090864522855367E-3,2.3022656173798181E-6,1.0794178970544877E-4,8.7628829947909194E-3]
[2004,3,8,4,2.3087061010072852E-3,1.8181520973044869E-3,2.4962790980565868E-3,6.7091236981511254E-3,1.5874064092104082E-5,2.6919509946941503E-4,1.3617330158081004E-2,null,1.9745754626113608E-3,1.5051598838685596E-3,2.5796342513799732E-3,2.5419827950381437E-3,2.3022656173798181E-6,1.0794178970544877E-4,8.7115964482208652E-3]
[2004,3,8,5,2.5234910321476744E-3,1.6501749344900421E-3,2.585574056571303E-3,7.6295681679575912E-3,1.5874064092104082E-5,2.6919509946941503E-4,1.4673877354728129E-2,null,2.1582753517325639E-3,1.3660997429434973E-3,2.671910925746813E-3,2.8907249126832279E-3,2.3022656173798181E-6,1.0794178970544877E-4,9.1972549884289309E-3]
[2004,3,8,6,2.7768148619404642E-3,1.7026572192911304E-3,2.7763699578249586E-3,7.22888516676542E-3,1.5874064092104082E-5,2.6919509946941503E-4,1.4769796369383493E-2,null,2.3749365448507958E-3,1.4095472794908939E-3,2.8690778380043476E-3,2.7389123450336809E-3,2.3022656173798181E-6,1.0794178970544877E-4,9.5027180627025466E-3]
[2004,3,8,7,2.9190111272371019E-3,1.5634649145295195E-3,3.2729895039364733E-3,7.7380734544005127E-3,1.322309570668092E-5,2.242395232500127E-4,1.5731001619060301E-2,null,2.4965532617673464E-3,1.2943167255779462E-3,3.3822803849677075E-3,2.9318358809285448E-3,1.9177873053918723E-6,8.9915512986717743E-5,1.0196819553533656E-2]
[2004,3,8,8,3.4028070756318678E-3,1.7988178740533762E-3,3.6515546052521119E-3,7.1394064413649507E-3,0,0,1.5992585996302308E-2,null,2.9103311818734633E-3,1.4891540187561333E-3,3.7734864414103652E-3,2.7050102453373202E-3,0,0,1.0877981887377281E-2]
[2004,3,8,9,3.8436837125765018E-3,1.8448876045645474E-3,3.9146658499730879E-3,7.9587977695942114E-3,0,0,1.7562034936708347E-2,null,3.2874013463996773E-3,1.5272929128172265E-3,4.0453834337514285E-3,3.0154648967154465E-3,0,0,1.187554258968378E-2]
[2004,3,8,10,3.5401355578881873E-3,1.9021192752389938E-3,4.0248053597829094E-3,8.1508857374969039E-3,0,0,1.7617945930406994E-2,null,3.027784612287442E-3,1.5746722354347705E-3,4.1592006956741078E-3,3.088244045157298E-3,0,0,1.1849901588553619E-2]
[2004,3,8,11,3.4879269894324233E-3,2.0766070735545547E-3,3.9904781527351097E-3,7.7842903004846963E-3,0,0,1.7339302516206783E-2,null,2.9831320000879773E-3,1.7191222155208683E-3,4.1237272427562602E-3,2.9493467262896602E-3,0,0,1.1775328184654767E-2]
[2004,3,8,12,3.2320165637159007E-3,1.9115118143349654E-3,3.8601888852211582E-3,7.4907310658134359E-3,0,0,1.6494448329085459E-2,null,2.7642585596679061E-3,1.582447862719134E-3,3.9890873872497753E-3,2.8381216904381748E-3,0,0,1.117391550007499E-2]
[2004,3,8,13,3.3378867044194802E-3,1.9505424945740141E-3,3.8765932398699692E-3,6.9324678351529792E-3,0,0,1.6097490274016441E-2,null,2.8548064999039079E-3,1.6147594686749909E-3,4.0060395121771534E-3,2.6266044206295471E-3,0,0,1.11022099013856E-2]
[2004,3,8,14,2.8884888136138463E-3,1.8311515238507593E-3,3.8720503288138357E-3,7.7322107324282576E-3,0,0,1.6323901398706698E-2,null,2.470448331600482E-3,1.5159214782256836E-3,4.0013449053238979E-3,2.9296145866051634E-3,0,0,1.0917329301755228E-2]
[2004,3,8,15,2.6643672201414493E-3,2.0248751763286702E-3,3.7510621891582805E-3,7.5009429517111257E-3,0,0,1.5941247537339526E-2,null,2.2787630413338379E-3,1.6762958884296137E-3,3.8763167587079228E-3,2.8419908154423798E-3,0,0,1.0673366503913753E-2]
[2004,3,8,16,2.9324307379555684E-3,1.7818635124073588E-3,3.551998913185573E-3,8.0423082903603813E-3,0,0,1.6308601453908882E-2,null,2.5080307010269037E-3,1.475118325568518E-3,3.6706064095362772E-3,3.0471057363456325E-3,0,0,1.0700861172477332E-2]
[2004,3,8,17,3.3255824582394417E-3,1.6336052865961546E-3,3.4225724833654141E-3,7.2549326236011564E-3,0,0,1.5636692851802168E-2,null,2.8442830025291518E-3,1.3523825356005683E-3,3.5368582033930476E-3,2.7487813219835601E-3,0,0,1.0482305063506328E-2]
[2004,3,8,18,3.3996624623312361E-3,1.6017820156095973E-3,3.2494369615375814E-3,7.0891131881439659E-3,0,0,1.533999462762238E-2,null,2.9076416770204552E-3,1.3260375939790959E-3,3.3579413817182067E-3,2.6859549126074331E-3,0,0,1.0277575565325192E-2]
[2004,3,8,19,3.4114923902126924E-3,1.7731412117913488E-3,3.134285922339121E-3,6.6496667579662586E-3,9.2545796836548983E-6,1.5694074838265893E-4,1.5134781610375736E-2,null,2.9177595024591258E-3,1.4678975561940944E-3,3.2389452466187281E-3,2.5194554836044324E-3,1.3422209010469179E-6,6.2930065560355548E-5,1.0208330075337783E-2]
[2004,3,8,20,3.8415073024421456E-3,1.5446553800027491E-3,3.1928405783407973E-3,8.1997175228543488E-3,1.5874064092104082E-5,2.6919509946941503E-4,1.706378994720156E-2,null,3.2855399201895574E-3,1.2787452247965162E-3,3.2994551456589803E-3,3.1067456504062559E-3,2.3022656173798181E-6,1.0794178970544877E-4,1.1080729996374139E-2]
[2004,3,8,21,3.9774514923919977E-3,1.6608714825658494E-3,3.0847152422603442E-3,8.1120876242482022E-3,1.5874064092104082E-5,2.6919509946941503E-4,1.7120195005027917E-2,null,3.4018094018886096E-3,1.3749548959768687E-3,3.1877193142720748E-3,3.0735440424750817E-3,2.3022656173798181E-6,1.0794178970544877E-4,1.1148271709935464E-2]
[2004,3,8,22,4.2366318804248817E-3,1.6447273367182957E-3,2.9688861217513417E-3,7.9172942121994994E-3,1.5874064092104082E-5,2.6919509946941503E-4,1.705260871465554E-2,null,3.6234795548702034E-3,1.361589941127884E-3,3.0680224555334579E-3,2.9997398432543947E-3,2.3022656173798181E-6,1.0794178970544877E-4,1.1163075850108768E-2]
[2004,3,8,23,3.4032278161439697E-3,1.7072254523486832E-3,2.788299554682361E-3,8.254673062901596E-3,1.5874064092104082E-5,2.6919509946941503E-4,1.6438495049638128E-2,null,2.9106910301412701E-3,1.4133290979364379E-3,2.8814057851006755E-3,3.1275674512221551E-3,2.3022656173798181E-6,1.0794178970544877E-4,1.0443237419723366E-2]
[2004,3,8,24,3.0887437376961226E-3,1.7230435405927529E-3,2.755654525390225E-3,7.4272270360592448E-3,1.5874064092104082E-5,2.6919509946941503E-4,1.5279738003299865E-2,null,2.6417210887467652E-3,1.4264241255195341E-3,2.8476706808149175E-3,2.8140609996067881E-3,2.3022656173798181E-6,1.0794178970544877E-4,9.8401209500108347E-3]
[2004,3,9,1,2.9676246099287432E-3,1.9222789438264783E-3,2.6209943186498654E-3,7.54489643729102E-3,1.5874064092104082E-5,2.6919509946941503E-4,1.5340863473257626E-2,null,2.5381310918918113E-3,1.5913614466811523E-3,2.708513932727022E-3,2.858644108652168E-3,2.3022656173798181E-6,1.0794178970544877E-4,9.806894635274982E-3]
[2004,3,9,2,2.8259878091423914E-3,1.9213920835591247E-3,2.5959116680466785E-3,6.639228835104107E-3,1.5874064092104082E-5,2.6919509946941503E-4,1.426758955941382E-2,null,2.4169928702214641E-3,1.590627258106392E-3,2.682593728266811E-3,2.5155007167041239E-3,2.3022656173798181E-6,1.0794178970544877E-4,9.3159586286216192E-3]
[2004,3,9,3,2.7812546702510547E-3,1.9230724679082361E-3,2.531460559870787E-3,6.9491144294538667E-3,1.5874064092104082E-5,2.6919509946941503E-4,1.4469971291045464E-2,null,2.3787337958499442E-3,1.5920183667575949E-3,2.615990484134629E-3,2.6329115567344449E-3,2.3022656173798181E-6,1.0794178970544877E-4,9.3298982587994416E-3]
[2004,3,9,4,2.8155433283609276E-3,1.8800893859352453E-3,2.5041164023321114E-3,6.660055622935218E-3,1.5874064092104082E-5,2.6919509946941503E-4,1.414487390312502E-2,null,2.4080599811621781E-3,1.5564347592218471E-3,2.5877332570413874E-3,2.5233916632307445E-3,2.3022656173798181E-6,1.0794178970544877E-4,9.1858637159789869E-3]
[2004,3,9,5,2.7592258281024821E-3,1.8343692966455321E-3,2.5656656041564202E-3,5.9396539851055445E-3,1.5874064092104082E-5,2.6919509946941503E-4,1.3383983877571498E-2,null,2.3598931079177156E-3,1.5185853161594166E-3,2.6513376950606359E-3,2.2504426685080836E-3,2.3022656173798181E-6,1.0794178970544877E-4,8.8905028429686807E-3]
[2004,3,9,6,3.0228199287766454E-3,1.8695127524945797E-3,2.703195431611391E-3,5.9703182286297719E-3,1.5874064092104082E-5,2.6919509946941503E-4,1.3850915505073906E-2,null,2.5853381929604692E-3,1.5476788776952828E-3,2.7934598855502419E-3,2.2620608742482647E-3,2.3022656173798181E-6,1.0794178970544877E-4,9.2987818857770861E-3]
[2004,3,9,7,3.590596222563215E-3,1.8886741010588719E-3,2.9866457008285159E-3,5.8042564536393542E-3,1.455651709041766E-5,2.4685191160544356E-4,1.4531580906785819E-2,null,3.0709422884641099E-3,1.5635416282443449E-3,3.0863750582184849E-3,2.1991426461858629E-3,2.111177617251777E-6,9.8982623321975437E-5,1.0021095422052029E-2]
[2004,3,9,8,3.529437689982204E-3,2.0338365667759771E-3,3.6854448997856665E-3,6.8041725247476124E-3,0,0,1.605289168129146E-2,null,3.0186350079007274E-3,1.6837145886720007E-3,3.8085083925360128E-3,2.5779953195893628E-3,0,0,1.1088853308698104E-2]
[2004,3,9,9,3.560912852171041E-3,1.8021483066004535E-3,3.9204139570799693E-3,8.5468753516283382E-3,0,0,1.78303504674798E-2,null,3.0455548843253072E-3,1.4919111222312621E-3,4.051323480273092E-3,3.2382783613248913E-3,0,0,1.1827067848154552E-2]
[2004,3,9,10,3.420550297809407E-3,1.8142410938770605E-3,3.9830963074922489E-3,8.5202131516339107E-3,0,0,1.7738100850812628E-2,null,2.9255064920284215E-3,1.5019221539375148E-3,4.1160989047063622E-3,3.2281764677374505E-3,0,0,1.1771704018409749E-2]
[2004,3,9,11,3.2589628614836707E-3,1.9449988034660494E-3,3.939953933598906E-3,8.0982124162305748E-3,0,0,1.7242128014779201E-2,null,2.7873050177498783E-3,1.6101701158498681E-3,4.071515931004523E-3,3.0682869416009239E-3,0,0,1.1537278006205192E-2]
[2004,3,9,12,3.0200208776723575E-3,1.8759987469387669E-3,3.8495646803362428E-3,8.3955601733996833E-3,0,0,1.714114447834705E-2,null,2.5829442383437642E-3,1.5530483177211521E-3,3.9781084214617979E-3,3.180947389801536E-3,0,0,1.1295048367328251E-2]
[2004,3,9,13,2.8532526237912853E-3,2.0314828925446136E-3,3.8635494453861741E-3,7.393883479816084E-3,0,0,1.6142168441538155E-2,null,2.4403117473946407E-3,1.6817660960029904E-3,3.9925601624343481E-3,2.8014276438797416E-3,0,0,1.0916065649711721E-2]
[2004,3,9,14,2.7017749723863248E-3,1.9443631699262295E-3,3.8512608346770393E-3,8.1442537468419968E-3,0,0,1.6641652723831592E-2,null,2.3107569056294922E-3,1.609643905690445E-3,3.9798612133818013E-3,3.0857312868746815E-3,0,0,1.098599331157642E-2]
[2004,3,9,15,2.5434850765146313E-3,2.0235395004335002E-3,3.7522772703289858E-3,7.8820543700229527E-3,0,0,1.620135621730007E-2,null,2.1753757307665738E-3,1.6751901471782405E-3,3.877572413577844E-3,2.9863880142312798E-3,0,0,1.0714526305753938E-2]
[2004,3,9,16,2.7965383540303175E-3,1.813717258941471E-3,3.6606564718545667E-3,8.1113724873592089E-3,0,0,1.6382284572185567E-2,null,2.3918055276549049E-3,1.5014884964167897E-3,3.7828922353608345E-3,3.0732730882119461E-3,0,0,1.0749459347644475E-2]
[2004,3,9,17,3.3451502939829984E-3,1.7880557329638975E-3,3.4211201903238276E-3,7.4412350140638734E-3,0,0,1.5995561231334596E-2,null,2.8610188565639199E-3,1.4802445644500649E-3,3.5353574157303081E-3,2.8193684049674689E-3,0,0,1.0695989241711761E-2]
[2004,3,9,18,3.4262954792144062E-3,1.8289804561158222E-3,3.2464263029247957E-3,6.668120229226423E-3,0,0,1.5169822467481445E-2,null,2.9304201942210104E-3,1.5141241566129135E-3,3.3548301919146305E-3,2.5264472173333837E-3,0,0,1.0325821760081939E-2]
[2004,3,9,19,3.1924037444757509E-3,2.0454686937678864E-3,3.2020077706189335E-3,6.4289110835946996E-3,9.2545796836548983E-6,1.5694074838265893E-4,1.5034986620523584E-2,null,2.7303787597044841E-3,1.6933442620850466E-3,3.3089284466244358E-3,2.4358145863119609E-3,1.3422209010469179E-6,6.2930065560355548E-5,1.023273834118733E-2]
[2004,3,9,20,3.8848832988751E-3,1.7407906052178809E-3,3.229302927054633E-3,7.9764456253658966E-3,1.5874064092104082E-5,2.6919509946941503E-4,1.7116491620075031E-2,null,3.3226382663954523E-3,1.4411160590325598E-3,3.3371350363816158E-3,3.0221513952448003E-3,2.3022656173798181E-6,1.0794178970544877E-4,1.1233284812377255E-2]
[2004,3,9,21,3.7806453561488257E-3,1.7862809574801691E-3,3.2029169825144388E-3,7.9285879830358914E-3,1.5874064092104082E-5,2.6919509946941503E-4,1.6983500442740846E-2,null,3.2334863020589836E-3,1.4787753139594475E-3,3.3098680187056322E-3,3.0040188776631841E-3,2.3022656173798181E-6,1.0794178970544877E-4,1.1136392567710077E-2]
[2004,3,9,22,3.9385288194401305E-3,1.7626082879052384E-3,3.0465226716498458E-3,7.6915113231342258E-3,1.5874064092104082E-5,2.6919509946941503E-4,1.672424026569096E-2,null,3.3685198658508818E-3,1.4591778596864599E-3,3.1482514264979103E-3,2.9141942123732567E-3,2.3022656173798181E-6,1.0794178970544877E-4,1.1000387419731337E-2]
[2004,3,9,23,3.8708398860944843E-3,1.6241732848039766E-3,2.7994507271242512E-3,7.8965270841607586E-3,1.5874064092104082E-5,2.6919509946941503E-4,1.647606014574499E-2,null,3.3106273056777466E-3,1.3445742390651959E-3,2.8929293148199841E-3,2.9918715008967513E-3,2.3022656173798181E-6,1.0794178970544877E-4,1.0650246415782508E-2]
[2004,3,9,24,3.5597144517424701E-3,1.7057334397497909E-3,2.6414998336640101E-3,7.2993781476704597E-3,1.5874064092104082E-5,2.6919509946941503E-4,1.549139503638825E-2,null,3.0445299240327837E-3,1.4120939331152941E-3,2.7297041629836686E-3,2.7656210409369841E-3,2.3022656173798181E-6,1.0794178970544877E-4,1.006219311639156E-2]
[2004,3,10,1,3.1996356469708087E-3,1.9222789438264783E-3,2.6119430307632212E-3,7.4169574230972136E-3,1.5874064092104082E-5,2.6919509946941503E-4,1.5435884208219241E-2,null,2.7365640152502238E-3,1.5913614466811523E-3,2.6991604064047184E-3,2.8101700027142462E-3,2.3022656173798181E-6,1.0794178970544877E-4,9.9474999263731694E-3]
[2004,3,10,2,3.0517241289926417E-3,1.9213920835591247E-3,2.5958194832349018E-3,6.9788553103857422E-3,1.5874064092104082E-5,2.6919509946941503E-4,1.483286016973393E-2,null,2.6100591933892426E-3,1.590627258106392E-3,2.6824984652418947E-3,2.6441799147256589E-3,2.3022656173798181E-6,1.0794178970544877E-4,9.6376088867860168E-3]
[2004,3,10,3,3.0236533217228734E-3,1.9230724679082361E-3,2.5276573913947734E-3,7.3698149702027321E-3,1.5874064092104082E-5,2.6919509946941503E-4,1.5129267314790135E-2,null,2.5860509719762208E-3,1.5920183667575949E-3,2.6120603211684241E-3,2.7923084593048306E-3,2.3022656173798181E-6,1.0794178970544877E-4,9.6926821745298986E-3]
[2004,3,10,4,3.0611454417997465E-3,1.8800893859352453E-3,2.4968130574528711E-3,6.4249701259405205E-3,1.5874064092104082E-5,2.6919509946941503E-4,1.4148087174689903E-2,null,2.618116993854351E-3,1.5564347592218471E-3,2.5801860406204366E-3,2.434321418648998E-3,2.3022656173798181E-6,1.0794178970544877E-4,9.2993032676684621E-3]
[2004,3,10,5,3.0075074628692234E-3,1.8343692966455321E-3,2.5551548159710746E-3,5.7370952677750454E-3,1.5874064092104082E-5,2.6919509946941503E-4,1.3419196006822393E-2,null,2.5722418445600919E-3,1.5185853161594166E-3,2.6404759331554763E-3,2.1736963156899027E-3,2.3022656173798181E-6,1.0794178970544877E-4,9.015243464887716E-3]
[2004,3,10,6,3.2957124167028494E-3,1.8695127524945797E-3,2.6927992058712585E-3,5.7712838486651419E-3,1.5874064092104082E-5,2.6919509946941503E-4,1.3914377387295349E-2,null,2.8187359434818332E-3,1.5476788776952828E-3,2.782716511532007E-3,2.1866498381347709E-3,2.3022656173798181E-6,1.0794178970544877E-4,9.4460252261667228E-3]
[2004,3,10,7,3.7854924096739689E-3,1.8886741010588719E-3,2.9708363124915319E-3,5.6128982138945174E-3,1.455651709041766E-5,2.4685191160544356E-4,1.4519309465814752E-2,null,3.2376318591537286E-3,1.5635416282443449E-3,3.0700377665754145E-3,2.1266399804123572E-3,2.111177617251777E-6,9.8982623321975437E-5,1.0098945035325071E-2]
[2004,3,10,8,3.8373767338118975E-3,2.0338365667759771E-3,3.66605037191098E-3,6.0609421878830734E-3,0,0,1.5598205860381928E-2,null,3.2820071537363648E-3,1.6837145886720007E-3,3.7884662472350986E-3,2.2963968852691397E-3,0,0,1.1050584874912605E-2]
[2004,3,10,9,3.855694363144228E-3,1.8021483066004535E-3,3.9186008361270881E-3,8.0394528804933977E-3,0,0,{"$f":"SUM(E1667:J1667)","v":1.7615896386365168E-2},null,3.2976737391874318E-3,1.4919111222312621E-3,4.0494498160199288E-3,3.0460238658836739E-3,0,0,{"$f":"SUM(M1667:R1667)","v":1.1885058543322296E-2}]
[2004,3,10,10,3.6775696357610665E-3,1.8142410938770605E-3,3.9844338997650159E-3,8.0269702896997395E-3,0,0,1.750321491910288E-2,null,{"$f":"E1668*V$5","v":3.1453283558483943E-3},{"$f":"F1668*W$5","v":1.5019221539375148E-3},{"$f":"G1668*X$5","v":4.1174811615397018E-3},{"$f":"H1668*Y$5","v":3.0412944060521727E-3},{"$f":"I1668*Z$5","v":0},{"$f":"J1668*AA$5","v":0},1.1806026077377784E-2]
[2004,3,10,11,3.5108516189619847E-3,1.9449988034660494E-3,3.9304016376416478E-3,7.375194187826976E-3,0,0,1.6761446247896661E-2,null,3.0027388313510722E-3,1.6101701158498681E-3,4.0616446670701956E-3,2.7943465613382394E-3,0,0,1.1468900175609375E-2]
[2004,3,10,12,3.2408796553683368E-3,1.8759987469387669E-3,3.8538985515605239E-3,7.9921624471525066E-3,0,0,1.6962939401020134E-2,null,2.7718389282960915E-3,1.5530483177211521E-3,3.98258700827524E-3,3.0281062549808416E-3,0,0,1.1335580509273325E-2]
[2004,3,10,13,3.0595026681256941E-3,2.0314828925446136E-3,3.8575540174982706E-3,6.9497618491171876E-3,0,0,1.5898301427285766E-2,null,2.6167119728402024E-3,1.6817660960029904E-3,3.9863645366554215E-3,2.6331568539922352E-3,0,0,1.0917999459490849E-2]
[2004,3,10,14,2.9023104935816521E-3,1.9443631699262295E-3,3.8639761340572851E-3,8.0411740300217523E-3,0,0,1.6751823827586922E-2,null,2.4822696500890452E-3,1.609643905690445E-3,3.9930010989912947E-3,3.0466759827152612E-3,0,0,1.1131590637486047E-2]
[2004,3,10,15,2.7182836425917907E-3,2.0235395004335002E-3,3.7701587708828025E-3,7.4362824519831018E-3,0,0,1.5948264365891196E-2,null,2.3248763360298511E-3,1.6751901471782405E-3,3.8960510089122388E-3,2.8174919560946974E-3,0,0,1.0713609448215027E-2]
[2004,3,10,16,2.9842234849675039E-3,1.813717258941471E-3,3.6687875238821991E-3,8.0282744962078805E-3,0,0,1.6495002763999053E-2,null,2.5523276721079718E-3,1.5014884964167897E-3,3.7912947975288882E-3,3.0417885496473764E-3,0,0,1.0886899515701026E-2]
[2004,3,10,17,3.5990864367268678E-3,1.7880557329638975E-3,3.4248461698144026E-3,6.8480104699263199E-3,0,0,1.5659998809431488E-2,null,3.0782037448064958E-3,1.4802445644500649E-3,3.5392078122349737E-3,2.5946048363351651E-3,0,0,1.0692260957826698E-2]
[2004,3,10,18,3.6647376748093824E-3,1.8289804561158222E-3,3.2524546410085944E-3,6.1354240096170437E-3,0,0,1.4881596781550842E-2,null,3.1343535179418599E-3,1.5141241566129135E-3,3.3610598268188257E-3,2.3246168910268255E-3,0,0,1.0334154392400425E-2]
[2004,3,10,19,3.406096706580521E-3,2.0454686937678864E-3,3.2026459233365587E-3,5.8994783525465107E-3,9.2545796836548983E-6,1.5694074838265893E-4,1.4719885004297792E-2,null,2.913144716497651E-3,1.6933442620850466E-3,3.3095879083846532E-3,2.2352207451482591E-3,1.3422209010469179E-6,6.2930065560355548E-5,1.0215569918577012E-2]
[2004,3,10,20,4.2028786455937453E-3,1.7407906052178809E-3,3.2316731966446416E-3,6.9892466185167918E-3,1.5874064092104082E-5,2.6919509946941503E-4,1.6449658229534581E-2,null,3.5946113029726393E-3,1.4411160590325598E-3,3.3395844534456574E-3,2.6481170200281516E-3,2.3022656173798181E-6,1.0794178970544877E-4,1.1133672890801836E-2]
[2004,3,10,21,4.065328465613219E-3,1.7862809574801691E-3,3.2053945844178664E-3,7.0503539774089468E-3,1.5874064092104082E-5,2.6919509946941503E-4,1.6392427148481721E-2,null,3.4769682603398746E-3,1.4787753139594475E-3,3.3124283520979767E-3,2.6712696494836027E-3,2.3022656173798181E-6,1.0794178970544877E-4,1.104968563120373E-2]
[2004,3,10,22,4.2063209906122142E-3,1.7626082879052384E-3,3.0534301415605031E-3,7.3633620114714662E-3,1.5874064092104082E-5,2.6919509946941503E-4,1.6670790595110941E-2,null,3.5975554499146625E-3,1.4591778596864599E-3,3.1553895489882123E-3,2.7898635334382095E-3,2.3022656173798181E-6,1.0794178970544877E-4,1.1112230447350373E-2]
[2004,3,10,23,4.1483149762654671E-3,1.6241732848039766E-3,2.7318858810611931E-3,7.5891411101111977E-3,1.5874064092104082E-5,2.6919509946941503E-4,1.6378584415803355E-2,null,3.547944435085622E-3,1.3445742390651959E-3,2.8231083596114218E-3,2.8754077281859642E-3,2.3022656173798181E-6,1.0794178970544877E-4,1.0701278817271032E-2]
[2004,3,10,24,3.8223700396114828E-3,1.7057334397497909E-3,2.6465009777961392E-3,6.9774497644355619E-3,1.5874064092104082E-5,2.6919509946941503E-4,1.5437123385154494E-2,null,3.2691723238157775E-3,1.4120939331152941E-3,2.7348723041219622E-3,2.6436473751893885E-3,2.3022656173798181E-6,1.0794178970544877E-4,1.0170029991565251E-2]
[2004,3,11,1,3.3184902700433097E-3,1.9222789438264783E-3,2.6093206264742198E-3,7.0175025346857108E-3,1.5874064092104082E-5,2.6919509946941503E-4,1.5152661538591237E-2,null,2.8382172409399248E-3,1.5913614466811523E-3,2.696450435420248E-3,2.6588227479280896E-3,2.3022656173798181E-6,1.0794178970544877E-4,9.8950959262922439E-3]
[2004,3,11,2,3.1673644797505203E-3,1.9213920835591247E-3,2.6032047956304699E-3,6.6139642774768696E-3,1.5874064092104082E-5,2.6919509946941503E-4,1.4590994799978505E-2,null,2.7089633367077246E-3,1.590627258106392E-3,2.6901303862188323E-3,2.5059283681080789E-3,2.3022656173798181E-6,1.0794178970544877E-4,9.6058934044638555E-3]
[2004,3,11,3,3.1478291183963027E-3,1.9230724679082361E-3,2.5335685001865375E-3,7.1487573753253779E-3,1.5874064092104082E-5,2.6919509946941503E-4,1.5038296625377973E-2,null,2.6922552571620193E-3,1.5920183667575949E-3,2.6181688122881631E-3,2.7085531690207061E-3,2.3022656173798181E-6,1.0794178970544877E-4,9.7212396605513111E-3]
[2004,3,11,4,3.1869625460999159E-3,1.8800893859352453E-3,2.5076865307043202E-3,6.2247184978270684E-3,1.5874064092104082E-5,2.6919509946941503E-4,1.4084526124128069E-2,null,2.7257250461826818E-3,1.5564347592218471E-3,2.5914225982844974E-3,2.3584491861124222E-3,2.3022656173798181E-6,1.0794178970544877E-4,9.3422756451242775E-3]
[2004,3,11,5,3.1346973105586028E-3,1.8343692966455321E-3,2.5690675256563903E-3,5.6873676773355778E-3,1.5874064092104082E-5,2.6919509946941503E-4,1.3510570973757623E-2,null,2.6810239681188896E-3,1.5185853161594166E-3,2.6548532127079459E-3,2.1548553038047494E-3,2.3022656173798181E-6,1.0794178970544877E-4,9.1195618561138291E-3]
[2004,3,11,6,3.4355098224553571E-3,1.8695127524945797E-3,2.7040755496267775E-3,5.4331749320420042E-3,1.5874064092104082E-5,2.6919509946941503E-4,1.3727342220180237E-2,null,2.9383009790726303E-3,1.5476788776952828E-3,2.7943693922554478E-3,2.0585456195254385E-3,2.3022656173798181E-6,1.0794178970544877E-4,9.4491389238716278E-3]
[2004,3,11,7,3.7854924096739689E-3,1.8886741010588719E-3,2.994255345613742E-3,5.4359390752373648E-3,1.322309570668092E-5,2.242395232500127E-4,1.4341823550540641E-2,null,3.2376318591537286E-3,1.5635416282443449E-3,3.0942388024384664E-3,2.0595929104626387E-3,1.9177873053918723E-6,8.9915512986717743E-5,1.004683850059129E-2]
[2004,3,11,8,3.9624780880171059E-3,2.0338365667759771E-3,3.6422093008302522E-3,6.4638439313649838E-3,0,0,1.6102367886988319E-2,null,3.3890030438781553E-3,1.6837145886720007E-3,3.7638290808231735E-3,2.4490500999213194E-3,0,0,1.1285596813294649E-2]
[2004,3,11,9,4.0067051599048326E-3,1.8021483066004535E-3,3.8736916160712473E-3,8.1869638416040003E-3,0,0,1.7869508924180533E-2,null,3.4268292924831867E-3,1.4919111222312621E-3,4.003040998052018E-3,3.1019134786100014E-3,0,0,1.2023694891376469E-2]
[2004,3,11,10,3.8092354533720181E-3,1.8142410938770605E-3,3.9402022121784279E-3,7.9867552704662257E-3,0,0,1.755043402989373E-2,null,3.2579386584788666E-3,1.5019221539375148E-3,4.0717725000428643E-3,3.0260575596929543E-3,0,0,1.18576908721522E-2]
[2004,3,11,11,3.6398892217065124E-3,1.9449988034660494E-3,3.8837588119576571E-3,7.418948405880599E-3,0,0,1.6887595243010818E-2,null,3.1131012910952426E-3,1.6101701158498681E-3,4.0134443553305182E-3,2.8109243551763985E-3,0,0,1.1547640117452027E-2]
[2004,3,11,12,3.3540212527253636E-3,1.8759987469387669E-3,3.8154765207120368E-3,8.1789889483241188E-3,0,0,1.7224485468700285E-2,null,2.8686059537067175E-3,1.5530483177211521E-3,3.9428819981818172E-3,3.0988919153743569E-3,0,0,1.1463428184984045E-2]
[2004,3,11,13,3.1651604575396409E-3,2.0314828925446136E-3,3.8306753362422879E-3,7.3298820524553667E-3,0,0,1.6357200738781909E-2,null,2.7070782946165056E-3,1.6817660960029904E-3,3.9585883289173377E-3,2.7771784968184552E-3,0,0,1.1124611216355291E-2]
[2004,3,11,14,3.0050408198429865E-3,1.9443631699262295E-3,3.8371953615316985E-3,8.410683343280179E-3,0,0,1.7197282694581095E-2,null,2.5701321898091022E-3,1.609643905690445E-3,3.9653260693284639E-3,3.1866773240481279E-3,0,0,1.1331779488876138E-2]
[2004,3,11,15,2.8078294692363897E-3,2.0235395004335002E-3,3.7166378032173321E-3,8.0716644731624061E-3,0,0,1.6619671246049628E-2,null,2.401462520817309E-3,1.6751901471782405E-3,3.840742881922619E-3,3.0582283381887475E-3,0,0,1.0975623888106916E-2]
[2004,3,11,16,3.0803708349386016E-3,1.813717258941471E-3,3.6688508052470405E-3,8.745843309084211E-3,0,0,1.7308782208211325E-2,null,2.6345599657573043E-3,1.5014884964167897E-3,3.7913601919698967E-3,3.3136642309811756E-3,0,0,1.1241072885125167E-2]
[2004,3,11,17,3.7291728664907786E-3,1.7880557329638975E-3,3.4427270720620933E-3,7.6018851351741107E-3,0,0,1.6561840806690882E-2,null,3.1894632386495901E-3,1.4802445644500649E-3,3.5576857892847475E-3,2.8802362414027333E-3,0,0,1.1107629833787134E-2]
[2004,3,11,18,3.786886931930107E-3,1.8289804561158222E-3,3.2694372977617068E-3,6.9214906023645139E-3,0,0,1.5806795288172151E-2,null,3.2388245572749115E-3,1.5141241566129135E-3,3.3786095643757617E-3,2.6224453175721541E-3,0,0,1.075400359583574E-2]
[2004,3,11,19,3.5155672517461715E-3,2.0454686937678864E-3,3.2289790786867089E-3,6.7174776715003591E-3,7.9370320460520408E-6,1.3459754973470752E-4,1.5650027277481885E-2,null,3.0067719877507884E-3,1.6933442620850466E-3,3.3368003741466113E-3,2.5451479858259974E-3,1.1511328086899091E-6,5.3970894852724384E-5,1.063718663746986E-2]
[2004,3,11,20,4.2681843522664438E-3,1.7407906052178809E-3,3.2845946417479547E-3,8.1952759626326786E-3,1.5874064092104082E-5,2.6919509946941503E-4,1.7773914725426481E-2,null,3.650465552202606E-3,1.4411160590325598E-3,3.3942730387594208E-3,3.1050628122034482E-3,2.3022656173798181E-6,1.0794178970544877E-4,1.1701161517520865E-2]
[2004,3,11,21,4.2111659921923693E-3,1.7862809574801691E-3,3.255034265829829E-3,7.7725415134910865E-3,1.5874064092104082E-5,2.6919509946941503E-4,1.7310091892554974E-2,null,3.6016992520349557E-3,1.4787753139594475E-3,3.3637255898537953E-3,2.9448952933240472E-3,2.3022656173798181E-6,1.0794178970544877E-4,1.1499339504495073E-2]
[2004,3,11,22,4.3435054053049746E-3,1.7626082879052384E-3,3.0779362736660485E-3,7.7746139491190582E-3,1.5874064092104082E-5,2.6919509946941503E-4,1.7243733079556841E-2,null,3.7148856631396554E-3,1.4591778596864599E-3,3.1807139839832906E-3,2.9456805070042749E-3,2.3022656173798181E-6,1.0794178970544877E-4,1.1410702069136509E-2]
[2004,3,11,23,4.2904600138521246E-3,1.6241732848039766E-3,2.8197102140947007E-3,8.2496422266639339E-3,1.5874064092104082E-5,2.6919509946941503E-4,1.7269054902976259E-2,null,3.6695173382923683E-3,1.3445742390651959E-3,2.9138653017234699E-3,3.1256613454867196E-3,2.3022656173798181E-6,1.0794178970544877E-4,1.1163862279890581E-2]
[2004,3,11,24,3.9569232314553109E-3,1.7057334397497909E-3,2.6659214771186483E-3,7.6202860846367347E-3,1.5874064092104082E-5,2.6919509946941503E-4,1.6233933396522005E-2,null,3.3842521215063297E-3,1.4120939331152941E-3,2.7549412881030595E-3,2.887208075438115E-3,2.3022656173798181E-6,1.0794178970544877E-4,1.0548739473485627E-2]
[2004,3,12,1,3.1395078570216851E-3,1.6068727522089779E-3,2.6404935542942432E-3,7.8584403699220422E-3,1.5874064092104082E-5,2.6919509946941503E-4,1.5530383697008468E-2,null,2.6851383016859081E-3,1.3302519677490842E-3,2.7286642821743759E-3,2.9774410362533536E-3,2.3022656173798181E-6,1.0794178970544877E-4,9.8317396431855508E-3]
[2004,3,12,2,2.8867155312858562E-3,1.7044554297748881E-3,2.5695583073979708E-3,7.1414423350322385E-3,1.5874064092104082E-5,2.6919509946941503E-4,1.4587240767052473E-2,null,2.4689316899752858E-3,1.4110359306807017E-3,2.6553603825158084E-3,2.7057816138360406E-3,2.3022656173798181E-6,1.0794178970544877E-4,9.3513536723306648E-3]
[2004,3,12,3,2.5024564948310435E-3,1.5526790056622282E-3,2.5338642745273074E-3,7.5999757103283796E-3,1.5874064092104082E-5,2.6919509946941503E-4,1.4474044648910478E-2,null,2.1402850665097365E-3,1.2853875950821106E-3,2.6184744630548275E-3,2.8795127899767887E-3,2.3022656173798181E-6,1.0794178970544877E-4,9.0339039699462928E-3]
[2004,3,12,4,2.6293725965485914E-3,1.4827220493667122E-3,2.4943304725203756E-3,6.967094439073885E-3,1.5874064092104082E-5,2.6919509946941503E-4,1.3858588721071085E-2,null,2.2488330623557299E-3,1.2274736260749718E-3,2.5776205578069119E-3,2.6397239031994983E-3,2.3022656173798181E-6,1.0794178970544877E-4,8.8038952047599407E-3]
[2004,3,12,5,2.6858634053107512E-3,1.5790199734480538E-3,2.5485561962914809E-3,6.2559414350195778E-3,1.5874064092104082E-5,2.6919509946941503E-4,1.3354450173631382E-2,null,2.2971481617944001E-3,1.3071940039476166E-3,2.6336569739491269E-3,2.3702790722085437E-3,2.3022656173798181E-6,1.0794178970544877E-4,8.7185222672225161E-3]
[2004,3,12,6,2.9205852168406555E-3,1.6469095083788815E-3,2.6666243962029899E-3,5.9942604983023945E-3,1.5874064092104082E-5,2.6919509946941503E-4,1.3513448783286442E-2,null,2.4978995391067497E-3,1.3633964551418097E-3,2.7556676788929868E-3,2.2711322284697921E-3,2.3022656173798181E-6,1.0794178970544877E-4,8.9983399569341666E-3]
[2004,3,12,7,3.4843837065262053E-3,1.6399917496263377E-3,3.099239629624394E-3,6.1042468802629309E-3,1.322309570668092E-5,2.242395232500127E-4,1.4565324584996561E-2,null,2.9801015236316387E-3,1.3576695783991837E-3,3.2027286964977173E-3,2.3128043608094035E-3,1.9177873053918723E-6,8.9915512986717743E-5,9.9451374596300525E-3]
[2004,3,12,8,3.6565911998418577E-3,1.8871301846736974E-3,3.6276011775428665E-3,6.7174231006397319E-3,0,0,1.5888745662698153E-2,null,3.127386052671753E-3,1.5622634947975022E-3,3.7487331665843134E-3,2.5451273097742409E-3,0,0,1.098351002382781E-2]
[2004,3,12,9,3.90486218380831E-3,1.6840275703468362E-3,3.8335600442357806E-3,8.4495650260143634E-3,0,0,1.7872014824405289E-2,null,3.3397256799654346E-3,1.3941246972530945E-3,3.9615693623887291E-3,3.2014089899107898E-3,0,0,1.1896828729518048E-2]
[2004,3,12,10,4.2955818689165912E-3,1.6037143813760596E-3,3.8592828139159025E-3,8.5231824694219811E-3,0,0,1.8281761533630536E-2,null,3.6738979258989653E-3,1.3276373058167094E-3,3.9881510606286658E-3,3.2293014961420324E-3,0,0,1.2218987788486372E-2]
[2004,3,12,11,4.1232975682025368E-3,1.7951332229070916E-3,3.8333312019122184E-3,8.1697576829536031E-3,0,0,1.792151967597545E-2,null,3.5265477055159097E-3,1.4861036748934498E-3,3.9613328786171492E-3,3.0953943322615655E-3,0,0,1.2069378591288074E-2]
[2004,3,12,12,3.4680464215175533E-3,1.7197981918851187E-3,3.73512811141602E-3,8.4773177163301201E-3,0,0,1.7400290441148811E-2,null,2.9661286744718006E-3,1.4237374588258415E-3,3.859850614060841E-3,3.2119240533486746E-3,0,0,1.1461640800707157E-2]
[2004,3,12,13,3.2772143491002935E-3,2.1063028888968116E-3,3.7637248484256201E-3,7.6261326991950837E-3,0,0,1.6773374785617811E-2,null,2.8029150339352275E-3,1.7437059398628524E-3,3.8894022464584766E-3,2.8894232669124708E-3,0,0,1.1325446487169027E-2]
[2004,3,12,14,3.0316735574677442E-3,1.9778974129904385E-3,3.6779246043275298E-3,8.3991565926393556E-3,0,0,1.7086652167425068E-2,null,2.5929104681672996E-3,1.637405278059113E-3,3.8007369811744345E-3,3.1823100172089737E-3,0,0,1.1213362744609819E-2]
[2004,3,12,15,2.94879893534247E-3,1.8218076244659819E-3,3.6365890429955897E-3,8.1465451677121044E-3,0,0,1.6553740770516148E-2,null,2.5220299887288998E-3,1.508186117397664E-3,3.7580211526859835E-3,3.0865994706629173E-3,0,0,1.0874836729475465E-2]
[2004,3,12,16,2.8691837185077372E-3,1.6858119286049821E-3,3.3769402664367279E-3,8.7692824166921961E-3,0,0,1.6701218330241643E-2,null,2.453937192706159E-3,1.3956018808575865E-3,3.4897022464140046E-3,3.3225449449091312E-3,0,0,1.0661786264886881E-2]
[2004,3,12,17,3.6388335465031528E-3,1.615566443230207E-3,3.2773639243554448E-3,7.3866011760268108E-3,0,0,1.5918365090115613E-2,null,3.1121983999251052E-3,1.3374490526284527E-3,3.3868008749848295E-3,2.7986684920480835E-3,0,0,1.0635116819586472E-2]
[2004,3,12,18,3.3899960912341185E-3,1.7129593911811645E-3,3.1295322394688371E-3,6.3992548117111272E-3,0,0,1.4631742533595248E-2,null,2.8993742846604937E-3,1.4180759476196971E-3,3.2340328299094228E-3,2.4245782853754036E-3,0,0,9.9760613475650163E-3]
[2004,3,12,19,3.4958906612901439E-3,1.6122577330811069E-3,3.0633079027723559E-3,6.4606838088249411E-3,7.9370320460520408E-6,1.3459754973470752E-4,1.4774674687749309E-2,null,2.9899431186775991E-3,1.3347099320723905E-3,3.1655971460349069E-3,2.4478527785588866E-3,1.1511328086899091E-6,5.3970894852724384E-5,9.9932250030051965E-3]
[2004,3,12,20,3.7089639490302268E-3,1.6221275437069502E-3,3.0746525304263671E-3,6.4261565590715162E-3,1.5874064092104082E-5,2.6919509946941503E-4,1.511696974579658E-2,null,3.1721790843234361E-3,1.3428806692936733E-3,3.1773205907764117E-3,2.434770939740297E-3,2.3022656173798181E-6,1.0794178970544877E-4,1.0237395339456647E-2]
[2004,3,12,21,3.6442314528576654E-3,1.7142412801864674E-3,2.9916249353788681E-3,6.4775206899910344E-3,1.5874064092104082E-5,2.6919509946941503E-4,1.5112687521975554E-2,null,3.1168150869223996E-3,1.4191371613153031E-3,3.091520558175498E-3,2.4542320114023805E-3,2.3022656173798181E-6,1.0794178970544877E-4,1.0191948873138408E-2]
[2004,3,12,22,4.3045505255034869E-3,1.436130692051305E-3,2.8474101060903976E-3,6.4849301531595118E-3,1.5874064092104082E-5,2.6919509946941503E-4,1.5358090640366221E-2,null,3.6815685814325324E-3,1.1889029024979372E-3,2.9424901418734577E-3,2.4570393419483844E-3,2.3022656173798181E-6,1.0794178970544877E-4,1.0380245023075141E-2]
[2004,3,12,23,4.0830236759419871E-3,1.3381510326735903E-3,2.6763209091420674E-3,6.2592723856523466E-3,1.5874064092104082E-5,2.6919509946941503E-4,1.4641837166971511E-2,null,3.4921025072263399E-3,1.1077902975904148E-3,2.7656879754680242E-3,2.371541117682821E-3,2.3022656173798181E-6,1.0794178970544877E-4,9.8473659532904278E-3]
[2004,3,12,24,3.9256466880188291E-3,1.0146762229250375E-3,2.5704232542090406E-3,6.457759015400342E-3,1.5874064092104082E-5,2.6919509946941503E-4,1.4253574344114768E-2,null,3.3575021184643525E-3,8.4000120128908495E-4,2.6562542114234792E-3,2.4467446197442831E-3,2.3022656173798181E-6,1.0794178970544877E-4,9.4107462062440281E-3]
[2004,3,13,1,3.5718595140530381E-3,1.3773251818204018E-3,2.514315518592547E-3,5.822983053177304E-3,1.5874064092104082E-5,2.6919509946941503E-4,{"$f":"SUM(E1731:J1731)","v":1.357155243120481E-2},null,3.0549172756406265E-3,1.1402206744922597E-3,2.5982729397474235E-3,2.2062378639783383E-3,2.3022656173798181E-6,1.0794178970544877E-4,{"$f":"SUM(M1731:R1731)","v":9.1098928091814767E-3}]
[2004,3,13,2,3.2795926686602435E-3,1.3641142489638069E-3,2.4659862373181372E-3,5.9320518745188573E-3,1.5874064092104082E-5,2.6919509946941503E-4,1.3326814193022564E-2,null,{"$f":"E1732*V$5","v":2.8049491479540181E-3},{"$f":"F1732*W$5","v":1.1292839843255198E-3},{"$f":"G1732*X$5","v":2.5483298586964688E-3},{"$f":"H1732*Y$5","v":2.2475623468466033E-3},{"$f":"I1732*Z$5","v":2.3022656173798181E-6},{"$f":"J1732*AA$5","v":1.0794178970544877E-4},8.8403693931454388E-3]
[2004,3,13,3,2.9662147944396937E-3,1.3599939321953852E-3,2.4576492134822667E-3,5.6804220571350685E-3,1.5874064092104082E-5,2.6919509946941503E-4,1.2749349160813933E-2,null,2.5369253138717023E-3,1.125872974037737E-3,2.5397144469589245E-3,2.1522237161571063E-3,2.3022656173798181E-6,1.0794178970544877E-4,8.4649805063482988E-3]
[2004,3,13,4,2.9081936412026087E-3,1.3639750120108007E-3,2.4472602314538467E-3,4.9923789678892726E-3,1.5874064092104082E-5,2.6919509946941503E-4,1.1996877016118047E-2,null,2.4873013511488695E-3,1.129168716809492E-3,2.5289785585326874E-3,1.8915348730538426E-3,2.3022656173798181E-6,1.0794178970544877E-4,8.1472275548677194E-3]
[2004,3,13,5,3.0152444804597586E-3,1.2833459448530413E-3,2.5176375140559038E-3,5.5749913497141366E-3,1.5874064092104082E-5,2.6919509946941503E-4,1.2676288452644359E-2,null,2.5788591117303903E-3,1.0624198251521185E-3,2.6017058624870624E-3,2.1122776581634873E-3,2.3022656173798181E-6,1.0794178970544877E-4,8.4655065128558873E-3]
[2004,3,13,6,3.1960076290853735E-3,1.176853956830738E-3,2.5703185881681685E-3,5.7948507911786988E-3,1.5874064092104082E-5,2.6919509946941503E-4,1.3023100128824497E-2,null,2.7334610672000714E-3,9.7426027647507581E-4,2.6561460503992571E-3,2.1955789867235237E-3,2.3022656173798181E-6,1.0794178970544877E-4,8.6696904361207566E-3]
[2004,3,13,7,3.3721050048502602E-3,1.2786672595121345E-3,2.9070626267990924E-3,5.4310341786925048E-3,1.190554806907806E-5,2.0189632460206126E-4,1.3202670942525131E-2,null,2.8840725101480888E-3,1.0585465686215911E-3,3.0041345652558845E-3,2.0577345213213098E-3,1.7266992130348634E-6,8.0956342279086573E-5,9.0871712068389954E-3]
[2004,3,13,8,3.8484473279522084E-3,1.4399821985390184E-3,3.1894753265654663E-3,5.2570200578205915E-3,0,0,1.3734924910877284E-2,null,3.2914755410449309E-3,1.1920913778000642E-3,3.2959775222029656E-3,1.9918032728824132E-3,0,0,9.7713477139303746E-3]
[2004,3,13,9,4.0970608006152837E-3,1.5241000293832038E-3,3.3238533430147389E-3,5.4173496703337808E-3,0,0,1.4362363843347006E-2,null,3.5041080898916325E-3,1.2617284475987993E-3,3.434842657169211E-3,2.0525496735868706E-3,0,0,1.0253228868246513E-2]
[2004,3,13,10,4.2865409773326498E-3,1.5187734901471062E-3,3.3513136423430068E-3,5.4404463186528982E-3,0,0,1.4597074428475659E-2,null,3.6661654896767925E-3,1.2573188642697082E-3,3.4632199042308456E-3,2.0613006350077225E-3,0,0,1.0448004893185068E-2]
[2004,3,13,11,4.1655695314684925E-3,1.5324845765029899E-3,3.3297379859492625E-3,5.4799070357510644E-3,0,0,1.450769912967181E-2,null,3.5627018012602519E-3,1.2686696072453534E-3,3.4409237986901477E-3,2.0762516880000899E-3,0,0,1.0348546895195843E-2]
[2004,3,13,12,4.2065286679412259E-3,1.421012200674753E-3,3.2806030148968177E-3,5.6347790551793397E-3,0,0,1.4542922938692136E-2,null,3.5977330708590644E-3,1.1763870372090346E-3,3.3901481244612008E-3,2.1349302914260453E-3,0,0,1.0299198523955345E-2]
[2004,3,13,13,4.2602272340298598E-3,1.441466379826089E-3,3.2898478055228084E-3,5.4587041551727288E-3,0,0,1.4450245574551485E-2,null,3.6436600387523663E-3,1.1933200594582154E-3,3.3997016149199433E-3,2.068218245771229E-3,0,0,1.0304899958901752E-2]
[2004,3,13,14,3.9287767950186361E-3,1.4810757334131424E-3,3.2459188409701516E-3,5.2883448936464541E-3,0,0,1.3944116263048385E-2,null,3.3601792164607027E-3,1.2261107209950502E-3,3.3543057849120274E-3,2.0036717667885071E-3,0,0,9.9442674891562881E-3]
[2004,3,13,15,3.9690426951913167E-3,1.4024284123224592E-3,3.2207392616553495E-3,5.200509846720866E-3,0,0,1.3792720215889991E-2,null,3.3946175793282173E-3,1.1610024207296728E-3,3.3282854151198958E-3,1.9703924313444845E-3,0,0,9.8542978465222704E-3]
[2004,3,13,16,3.8066069745085465E-3,1.4398918968666968E-3,3.1544054279336979E-3,5.2237158581893593E-3,0,0,1.36246201574983E-2,null,3.2556905898028497E-3,1.1920166214280169E-3,3.2597365779217895E-3,1.9791848287645268E-3,0,0,9.6866286179171819E-3]
[2004,3,13,17,4.4680295003376638E-3,1.3213202954936764E-3,3.0741482528376619E-3,5.2076058492253339E-3,0,0,1.4071103897894337E-2,null,3.8213878387297639E-3,1.0938569470986166E-3,3.1767994744713317E-3,1.973080996512075E-3,0,0,1.0065125256811787E-2]
[2004,3,13,18,4.4663953331400153E-3,1.2484018806149036E-3,2.8900137676491572E-3,5.399127426273605E-3,0,0,1.4003938407677682E-2,null,3.819990178607987E-3,1.0334913302541681E-3,2.9865164146875584E-3,2.0456455482536742E-3,0,0,9.8856434718033875E-3]
[2004,3,13,19,4.1583110732515633E-3,1.2513121861899108E-3,2.7877070970777681E-3,5.3407032493457234E-3,7.9370320460520408E-6,1.3459754973470752E-4,1.3680568187645726E-2,null,3.5564938333056974E-3,1.0359006309984754E-3,2.8807935442937528E-3,2.023509534782069E-3,1.1511328086899091E-6,5.3970894852724384E-5,9.5518195710414099E-3]
[2004,3,13,20,4.478211009354971E-3,1.2421621459743992E-3,2.767962986681141E-3,5.38637323837848E-3,1.5874064092104082E-5,2.6919509946941503E-4,1.4159778543950509E-2,null,3.8300958149720234E-3,1.0283257567684316E-3,2.8603901432951149E-3,2.0408131844975811E-3,2.3022656173798181E-6,1.0794178970544877E-4,9.8698689548559794E-3]
[2004,3,13,21,4.6271208600033604E-3,1.4117770475674802E-3,2.6623204048818296E-3,5.2393121519468174E-3,1.5874064092104082E-5,2.6919509946941503E-4,1.4225599627961008E-2,null,3.9574544844462999E-3,1.1687417021465504E-3,2.7512199697252294E-3,1.9850940223017908E-3,2.3022656173798181E-6,1.0794178970544877E-4,9.9727542339426989E-3]
[2004,3,13,22,4.5541164192176879E-3,1.3267494716573361E-3,2.5339648485815337E-3,5.2499093214389341E-3,1.5874064092104082E-5,2.6919509946941503E-4,1.3949809224457011E-2,null,3.8950157108951066E-3,1.0983514985589214E-3,2.6185783954537664E-3,1.989109125277532E-3,2.3022656173798181E-6,1.0794178970544877E-4,9.7112987855081552E-3]
[2004,3,13,23,4.5027304383109795E-3,1.1264717523087645E-3,2.4404158664190004E-3,5.4045318370658868E-3,1.5874064092104082E-5,2.6919509946941503E-4,1.3759219057666151E-2,null,3.8510666361400592E-3,9.3255129447089558E-4,2.5219056481010846E-3,2.0476931955872722E-3,2.3022656173798181E-6,1.0794178970544877E-4,9.46346082962214E-3]
[2004,3,13,24,4.1821822113162817E-3,1.1310513763993937E-3,2.3657756433082522E-3,5.4137459029131429E-3,1.5874064092104082E-5,2.6919509946941503E-4,1.337782429749859E-2,null,3.5769101883656317E-3,9.3634254299990063E-4,2.4447730565503121E-3,2.0511842620677618E-3,2.3022656173798181E-6,1.0794178970544877E-4,9.1194541053064345E-3]
[2004,3,14,1,3.828490620606066E-3,1.0810945670286271E-3,2.4064272088638091E-3,5.4328341990843151E-3,1.5874064092104082E-5,2.6919509946941503E-4,1.3033915759144336E-2,null,3.2744070953804891E-3,8.9498572499637668E-4,2.4867820494393579E-3,2.0584165210984135E-3,2.3022656173798181E-6,1.0794178970544877E-4,8.824835446237465E-3]
[2004,3,14,2,3.3015928509284509E-3,1.1313460304599593E-3,2.365644170355557E-3,5.4075177051241142E-3,1.5874064092104082E-5,2.6919509946941503E-4,1.24911699204296E-2,null,2.823765323846145E-3,9.3658647279666499E-4,2.4446371934842923E-3,2.0488244946322369E-3,2.3022656173798181E-6,1.0794178970544877E-4,8.3640575400821676E-3]
[2004,3,14,3,2.9221923247773267E-3,1.1795862268362029E-3,2.3678555503232096E-3,5.1334542335803911E-3,1.5874064092104082E-5,2.6919509946941503E-4,1.1888157499078648E-2,null,2.4992740561559897E-3,9.7652219021167699E-4,2.446922415321792E-3,1.9449861007143317E-3,2.3022656173798181E-6,1.0794178970544877E-4,7.9779488177266194E-3]
[2004,3,14,4,2.7700164832322859E-3,1.1670355454294981E-3,2.3922378199007148E-3,5.2864700254868441E-3,1.5874064092104082E-5,2.6919509946941503E-4,1.1900829037610862E-2,null,2.3691220707707681E-3,9.6613209017736533E-4,2.4721188518009819E-3,2.0029614083543635E-3,2.3022656173798181E-6,1.0794178970544877E-4,7.9205784764263074E-3]
[2004,3,14,5,3.0030775189831185E-3,1.0870588685684228E-3,2.4531243064745338E-3,5.4211133861840205E-3,1.5874064092104082E-5,2.6919509946941503E-4,1.2249443243771614E-2,null,2.5684530303431452E-3,8.9992328078519399E-4,2.5350384453409385E-3,2.0539756870823975E-3,2.3022656173798181E-6,1.0794178970544877E-4,8.1676344988745042E-3]
[2004,3,14,6,3.079046574950936E-3,1.1283821449690312E-3,2.4888449264585345E-3,5.3877727496851749E-3,1.5874064092104082E-5,2.6919509946941503E-4,1.2369115559625195E-2,null,2.6334273611019862E-3,9.3413281584027561E-4,2.5719518397057731E-3,2.041343437601136E-3,2.3022656173798181E-6,1.0794178970544877E-4,8.2910995095719989E-3]
[2004,3,14,7,3.2163776093688786E-3,1.1033830192742899E-3,2.8382192806861248E-3,5.3060636378788086E-3,1.190554806907806E-5,2.0189632460206126E-4,1.2677845419879241E-2,null,2.7508829743125175E-3,9.1343725292048611E-4,2.9329924186301823E-3,2.0103851238549059E-3,1.7266992130348634E-6,8.0956342279086573E-5,8.6903808112102146E-3]
[2004,3,14,8,3.5308986646171037E-3,1.1819328603212577E-3,2.96266203078998E-3,5.1210571600315211E-3,0,0,1.2796550715759863E-2,null,3.0198845409895479E-3,9.7846485418851578E-4,3.0615905312185313E-3,1.9402890420390335E-3,0,0,9.0002289684356293E-3]
[2004,3,14,9,3.8874909236569681E-3,1.1543734364662583E-3,3.0904359533465951E-3,4.8267614982745394E-3,0,0,1.295906181174436E-2,null,3.3248684991252606E-3,9.5564974467673514E-4,3.193631049971753E-3,1.8287849853994504E-3,0,0,9.302934279173199E-3]
[2004,3,14,10,3.9317715696460869E-3,1.2889964403653108E-3,3.1835486201495723E-3,4.8249677602276077E-3,0,0,1.3229284390388578E-2,null,3.3627405682468115E-3,1.0670975961601967E-3,3.2898529126269708E-3,1.8281053659052738E-3,0,0,9.547796442939252E-3]
[2004,3,14,11,4.0812236370242677E-3,1.311963615733235E-3,3.216348524374866E-3,4.9895699100207204E-3,0,0,1.3599105687153088E-2,null,3.4905629813953461E-3,1.0861110060178343E-3,3.323748063392533E-3,1.8904705646443712E-3,0,0,9.7908926154500857E-3]
[2004,3,14,12,4.2581661665758389E-3,1.3095748368362064E-3,3.1979302174896087E-3,4.8449417098905823E-3,0,0,1.3610612930792236E-2,null,3.6418972620958999E-3,1.084133451899799E-3,3.3047147368183423E-3,1.8356731852922127E-3,0,0,9.8664186361062545E-3]
[2004,3,14,13,4.2272886890914558E-3,1.2650961568494751E-3,3.2133664563733589E-3,4.8954545863648165E-3,0,0,1.3601205888679106E-2,null,3.6154885696419769E-3,1.0473117113519597E-3,3.3206664188910745E-3,1.8548117298626125E-3,0,0,9.8382784297476236E-3]
[2004,3,14,14,4.1856813417294227E-3,1.1826212933347647E-3,3.1937255740553494E-3,4.9199708014696763E-3,0,0,1.3481999010589213E-2,null,3.5799029023586559E-3,9.7903477446977145E-4,3.3003696929383131E-3,1.8641005430966241E-3,0,0,9.7234079128633646E-3]
[2004,3,14,15,4.141046953212324E-3,1.1697526299310906E-3,3.1682626701626799E-3,4.7271026101906926E-3,0,0,1.3206164863496787E-2,null,3.5417282865788159E-3,9.6838143257228445E-4,3.2740565378619182E-3,1.7910257801322137E-3,0,0,9.5751920371452328E-3]
[2004,3,14,16,4.0462356774448056E-3,1.255364532501257E-3,3.0969386804084423E-3,4.5853242656555609E-3,0,0,1.2983863156010064E-2,null,3.4606387019722085E-3,1.0392553718435477E-3,3.2003509145370479E-3,1.7373081668146037E-3,0,0,9.437553155167408E-3]
[2004,3,14,17,4.4455664789629749E-3,1.2072525750001031E-3,2.9404140050434315E-3,4.9868697236880458E-3,0,0,1.3580102782694555E-2,null,3.8021758087519236E-3,9.9942581716960864E-4,3.0385996047287566E-3,1.8894475059693691E-3,0,0,9.7296487366196581E-3]
[2004,3,14,18,4.5196709462910229E-3,1.2110367595186563E-3,2.7900193459941924E-3,5.0197924564236588E-3,0,0,1.354051950822753E-2,null,3.8655554060042581E-3,1.0025585598806982E-3,2.8831830032717844E-3,1.9019214182036345E-3,0,0,9.6532183873603745E-3]
[2004,3,14,19,4.3992909874716168E-3,1.3848286745326956E-3,2.6915580727075055E-3,4.8654735876336782E-3,7.9370320460520408E-6,1.3459754973470752E-4,1.3483685904126257E-2,null,3.7625976008634227E-3,1.1464324519536661E-3,2.7814339347471302E-3,1.8434523949656249E-3,1.1511328086899091E-6,5.3970894852724384E-5,9.5890384101912588E-3]
[2004,3,14,20,4.2879752785554177E-3,1.4381368441395543E-3,2.6861263843561693E-3,4.8388202407232683E-3,1.5874064092104082E-5,2.6919509946941503E-4,1.3536127911335929E-2,null,3.6673922096994212E-3,1.1905636984504038E-3,2.7758208727602569E-3,1.8333538556742541E-3,2.3022656173798181E-6,1.0794178970544877E-4,9.5773746919071649E-3]
[2004,3,14,21,4.5118010373364457E-3,1.4711687385117402E-3,2.6284670758682772E-3,5.2946502359677607E-3,1.5874064092104082E-5,2.6919509946941503E-4,1.4191156251245743E-2,null,3.8588244803537761E-3,1.2179092007166376E-3,2.716236218463368E-3,2.0060607630894701E-3,2.3022656173798181E-6,1.0794178970544877E-4,9.9092747179460802E-3]
[2004,3,14,22,4.6945351164805107E-3,1.463953947426576E-3,2.5209262155941785E-3,5.706772522796665E-3,1.5874064092104082E-5,2.6919509946941503E-4,1.467125696585945E-2,null,4.0151121207352555E-3,1.2119364253212342E-3,2.6051043795588531E-3,2.1622074984462124E-3,2.3022656173798181E-6,1.0794178970544877E-4,1.0104604479384384E-2]
[2004,3,14,23,4.4329880924015314E-3,1.650236843748153E-3,2.5221446025907061E-3,6.0166111008636142E-3,1.5874064092104082E-5,2.6919509946941503E-4,1.4907049803165524E-2,null,3.7914178463362524E-3,1.3661509946137434E-3,2.6063634506419404E-3,2.2796005247370096E-3,2.3022656173798181E-6,1.0794178970544877E-4,1.0153776871651775E-2]
[2004,3,14,24,4.0020201418804998E-3,1.6496389093501422E-3,2.4992758996974325E-3,7.3503172855891611E-3,1.5874064092104082E-5,2.6919509946941503E-4,1.5786321400078754E-2,null,3.4228223200804615E-3,1.3656559937442313E-3,2.5827311215029236E-3,2.7849210893500275E-3,2.3022656173798181E-6,1.0794178970544877E-4,1.0266374580000473E-2]
[2004,3,15,1,2.9698155764639423E-3,1.5142017140275972E-3,2.4663529691817199E-3,7.2414405412325154E-3,1.5874064092104082E-5,2.6919509946941503E-4,1.4476879964467294E-2,null,2.5400049678078146E-3,1.2535341126951203E-3,2.5487088363825403E-3,2.7436693814689179E-3,2.3022656173798181E-6,1.0794178970544877E-4,9.1961613536772208E-3]
[2004,3,15,2,2.5162055210844166E-3,1.6912824586039551E-3,2.4402159381292708E-3,7.0027232389353409E-3,1.5874064092104082E-5,2.6919509946941503E-4,1.3935496320314503E-2,null,2.152044246191752E-3,1.400130667151187E-3,2.5216990438538239E-3,2.6532231022499851E-3,2.3022656173798181E-6,1.0794178970544877E-4,8.8373411147695778E-3]
[2004,3,15,3,2.3758907845299578E-3,1.5388914557617156E-3,2.4313174145752367E-3,6.9314382880989473E-3,1.5874064092104082E-5,2.6919509946941503E-4,1.3562607106527376E-2,null,2.0320367512046984E-3,1.2739735516487508E-3,2.5125033829341099E-3,2.6262143412368009E-3,2.3022656173798181E-6,1.0794178970544877E-4,8.5549720823471891E-3]
[2004,3,15,4,2.3953424073119723E-3,1.8181520973044869E-3,2.4948426324943166E-3,6.1553035213734002E-3,1.5874064092104082E-5,2.6919509946941503E-4,1.3148709822045695E-2,null,2.0486732113572403E-3,1.5051598838685596E-3,2.5781498197039463E-3,2.3321489293573073E-3,2.3022656173798181E-6,1.0794178970544877E-4,8.5743758996098818E-3]
[2004,3,15,5,2.6208914629723317E-3,1.6501749344900421E-3,2.5798551648635146E-3,6.7160609456391272E-3,1.5874064092104082E-5,2.6919509946941503E-4,1.3852051671526535E-2,null,2.241579372400345E-3,1.3660997429434973E-3,2.6660010701778465E-3,2.544611210395023E-3,2.3022656173798181E-6,1.0794178970544877E-4,8.9285354512395401E-3]
[2004,3,15,6,2.8910720530203543E-3,1.7026572192911304E-3,2.7714323989812654E-3,6.4850775481413462E-3,1.5874064092104082E-5,2.6919509946941503E-4,1.4135308382995615E-2,null,2.4726577081616284E-3,1.4095472794908939E-3,2.8639754053792015E-3,2.4570951876183638E-3,2.3022656173798181E-6,1.0794178970544877E-4,9.313519635972916E-3]
[2004,3,15,7,3.035845620780762E-3,1.5634649145295195E-3,3.2690869136113463E-3,7.3854191563011897E-3,1.0588001067391641E-5,1.7955313673808981E-4,1.54439577430283E-2,null,2.5964787239287205E-3,1.2943167255779462E-3,3.3782474802818339E-3,2.7982206431275526E-3,1.5356112129068224E-6,7.1997175895613242E-5,1.0140796360024575E-2]
[2004,3,15,8,3.5381435513753513E-3,1.7988178740533762E-3,3.6364439423000917E-3,7.4019110224705538E-3,0,0,1.6375316390199374E-2,null,3.0260809016332832E-3,1.4891540187561333E-3,3.75787120682284E-3,2.8044691551459178E-3,0,0,1.1077575282358174E-2]
[2004,3,15,9,3.9995308592068778E-3,1.8448876045645474E-3,3.8934355268885777E-3,8.1951874730970455E-3,0,0,1.793304146375705E-2,null,3.4206933022359236E-3,1.5272929128172265E-3,4.0234441928070552E-3,3.1050292848923953E-3,0,0,1.2076459692752601E-2]
[2004,3,15,10,3.6677290663221385E-3,1.9021192752389938E-3,4.0025622932803899E-3,8.2892781589869319E-3,0,0,1.7861688793828455E-2,null,3.1369119762391612E-3,1.5746722354347705E-3,4.1362148940262498E-3,3.1406787848071663E-3,0,0,1.1988477890507348E-2]
[2004,3,15,11,3.6109956252422522E-3,2.0766070735545547E-3,3.9825834411989407E-3,7.8681414378734965E-3,0,0,1.7538327577869245E-2,null,3.0883893597757773E-3,1.7191222155208683E-3,4.1155689129047145E-3,2.981116620269324E-3,0,0,1.1904197108470686E-2]
[2004,3,15,12,3.3397538016500155E-3,1.9115118143349654E-3,3.8652864118820054E-3,8.6761583192519302E-3,0,0,1.7792710347118917E-2,null,2.8564033789419611E-3,1.582447862719134E-3,3.9943551292990851E-3,3.2872616703494674E-3,0,0,1.1720468041309648E-2]
[2004,3,15,13,3.4503033517210681E-3,1.9505424945740141E-3,3.8932629157990804E-3,7.5581363287841406E-3,0,0,1.6852245090878303E-2,null,2.9509534946443399E-3,1.6147594686749909E-3,4.0232658179294297E-3,2.8636604979599039E-3,0,0,1.1452639279208664E-2]
[2004,3,15,14,2.9803362591549025E-3,1.8311515238507593E-3,3.84357925990535E-3,8.3261609816280106E-3,0,0,1.6981228024539025E-2,null,2.5490030303513432E-3,1.5159214782256836E-3,3.9719231373064887E-3,3.1546531136173363E-3,0,0,1.1191500759500853E-2]
[2004,3,15,15,2.7417538357404096E-3,2.0248751763286702E-3,3.6886389034430523E-3,7.9870672900157081E-3,0,0,1.644233520552784E-2,null,2.3449497734733577E-3,1.6762958884296137E-3,3.8118090495979731E-3,3.0261757790554498E-3,0,0,1.0859230490556393E-2]
[2004,3,15,16,3.0264497235686525E-3,1.7818635124073588E-3,3.5583972856954157E-3,8.7800968976418058E-3,0,0,1.7146807419313233E-2,null,2.5884426607519673E-3,1.475118325568518E-3,3.6772184349673793E-3,3.3266423838218687E-3,0,0,1.1067421805109733E-2]
[2004,3,15,17,3.4359826013535535E-3,1.6336052865961546E-3,3.430721751486723E-3,7.543536687937248E-3,0,0,{"$f":"SUM(E1795:J1795)","v":1.6043846327373681E-2},null,2.9387053344001497E-3,1.3523825356005683E-3,3.5452795899222115E-3,2.8581289207351818E-3,0,0,{"$f":"SUM(M1795:R1795)","v":1.0694496380658112E-2}]
[2004,3,15,18,3.5029256218262299E-3,1.6017820156095973E-3,3.2691132046894431E-3,7.1116001934781225E-3,0,0,1.5485421035603391E-2,null,{"$f":"E1796*V$5","v":2.9959599349579104E-3},{"$f":"F1796*W$5","v":1.3260375939790959E-3},{"$f":"G1796*X$5","v":3.3782746492653087E-3},{"$f":"H1796*Y$5","v":2.694474889767358E-3},{"$f":"I1796*Z$5","v":0},{"$f":"J1796*AA$5","v":0},1.0394747067969673E-2]
[2004,3,15,19,3.5306747126199241E-3,1.7731412117913488E-3,3.1535632947580182E-3,6.6965208420609887E-3,6.6194850443656212E-6,1.1225436187073604E-4,1.527277390814538E-2,null,3.0196930007505194E-3,1.4678975561940944E-3,3.2588663244369535E-3,2.5372077685531951E-3,9.6004480856186812E-7,4.5011728469251047E-5,1.0329636423212576E-2]
[2004,3,15,20,3.989483005444527E-3,1.5446553800027491E-3,3.205776787943974E-3,8.1379787391670077E-3,1.5874064092104082E-5,2.6919509946941503E-4,1.7162963076119777E-2,null,3.4120996378096077E-3,1.2787452247965162E-3,3.3128233180726198E-3,3.0833537839001944E-3,2.3022656173798181E-6,1.0794178970544877E-4,1.1197266019901769E-2]
[2004,3,15,21,4.1097724985076937E-3,1.6608714825658494E-3,3.1141413718502198E-3,8.1044599151524795E-3,1.5874064092104082E-5,2.6919509946941503E-4,1.7274314431637763E-2,null,3.5149800699741255E-3,1.3749548959768687E-3,3.2181280341282343E-3,3.070654021936002E-3,2.3022656173798181E-6,1.0794178970544877E-4,1.128896107733806E-2]
[2004,3,15,22,4.3760175997676924E-3,1.6447273367182957E-3,2.9367099618452753E-3,7.8697544439388766E-3,1.5874064092104082E-5,2.6919509946941503E-4,1.7112278505831659E-2,null,3.7426924859282821E-3,1.361589941127884E-3,3.0347718770079284E-3,2.98172776322196E-3,2.3022656173798181E-6,1.0794178970544877E-4,1.1231026122608883E-2]
[2004,3,15,23,3.5089696845799464E-3,1.7072254523486832E-3,2.7109078874124311E-3,7.9691559621536678E-3,1.5874064092104082E-5,2.6919509946941503E-4,1.618132815005625E-2,null,3.0011292624884975E-3,1.4133290979364379E-3,2.8014298738268358E-3,3.0193894550420556E-3,2.3022656173798181E-6,1.0794178970544877E-4,1.0345521744616655E-2]
[2004,3,15,24,3.1880058469884193E-3,1.7230435405927529E-3,2.6683927764511524E-3,7.4268336274537008E-3,1.5874064092104082E-5,2.6919509946941503E-4,1.5291344955047545E-2,null,2.7266173539275528E-3,1.4264241255195341E-3,2.7574951084705429E-3,2.8139119431946982E-3,2.3022656173798181E-6,1.0794178970544877E-4,9.8346925864351564E-3]
[2004,3,16,1,3.1385802616173322E-3,1.9222789438264783E-3,2.6220854074465684E-3,7.5545710097789445E-3,1.5874064092104082E-5,2.6919509946941503E-4,1.5522584786230842E-2,null,2.6843449537912291E-3,1.5913614466811523E-3,2.7096414548993075E-3,2.8623096539484084E-3,2.3022656173798181E-6,1.0794178970544877E-4,9.9579015646429261E-3]
[2004,3,16,2,2.9923200734958393E-3,1.9213920835591247E-3,2.6099774227258646E-3,6.9493669580925716E-3,1.5874064092104082E-5,2.6919509946941503E-4,1.4758125701434919E-2,null,2.5592524708218213E-3,1.590627258106392E-3,2.6971291632549039E-3,2.6330072359145766E-3,2.3022656173798181E-6,1.0794178970544877E-4,9.5902601834205216E-3]
[2004,3,16,3,2.9598642844915943E-3,1.9230724679082361E-3,2.5421942866645244E-3,7.201739770123612E-3,1.5874064092104082E-5,2.6919509946941503E-4,1.4911939972749486E-2,null,2.5314938901347807E-3,1.5920183667575949E-3,2.6270826289607569E-3,2.7286273757392591E-3,2.3022656173798181E-6,1.0794178970544877E-4,9.5894663169152211E-3]
[2004,3,16,4,2.9965134076186386E-3,1.8800893859352453E-3,2.5132026674976357E-3,6.7459380341890829E-3,1.5874064092104082E-5,2.6919509946941503E-4,1.442081265880212E-2,null,2.5628389189460751E-3,1.5564347592218471E-3,2.5971229285954838E-3,2.555931175337799E-3,2.3022656173798181E-6,1.0794178970544877E-4,9.3825718374240339E-3]
[2004,3,16,5,2.9421703129278278E-3,1.8343692966455321E-3,2.5782045442454674E-3,6.0159412013797188E-3,1.5874064092104082E-5,2.6919509946941503E-4,1.3655754518760065E-2,null,2.5163607027313632E-3,1.5185853161594166E-3,2.6642953324317493E-3,2.2793467102242538E-3,2.3022656173798181E-6,1.0794178970544877E-4,9.088832116869611E-3]
[2004,3,16,6,3.2238986075473468E-3,1.8695127524945797E-3,2.708067242830986E-3,5.9959284392648504E-3,1.5874064092104082E-5,2.6919509946941503E-4,1.4082476205699282E-2,null,2.7573154857747036E-3,1.5476788776952828E-3,2.7984943751223853E-3,2.2717641854019424E-3,2.3022656173798181E-6,1.0794178970544877E-4,9.4854969793171425E-3]
[2004,3,16,7,3.7854924096739689E-3,1.8886741010588719E-3,2.9922475147537105E-3,6.0994467908537468E-3,1.0588001067391641E-5,1.7955313673808981E-4,1.495600195414578E-2,null,3.2376318591537286E-3,1.5635416282443449E-3,3.0921639265716026E-3,2.3109856814644164E-3,1.5356112129068224E-6,7.1997175895613242E-5,1.0277855882542613E-2]
[2004,3,16,8,3.756340213846192E-3,2.0338365667759771E-3,3.6850725422025638E-3,6.1310834661055099E-3,0,0,1.5606332788930241E-2,null,3.2126987546162323E-3,1.6837145886720007E-3,3.8081236012777434E-3,2.3229723264869776E-3,0,0,1.1027509271052954E-2]
[2004,3,16,9,3.7781204382413853E-3,1.8021483066004535E-3,3.9214207986950095E-3,7.1517329267010814E-3,0,0,1.665342247023793E-2,null,3.2313268063384306E-3,1.4919111222312621E-3,4.0523639421020169E-3,2.7096805592348519E-3,0,0,1.1485282429906561E-2]
[2004,3,16,10,3.6099329685703825E-3,1.8142410938770605E-3,3.9936680977089795E-3,7.3605324853301688E-3,0,0,1.677837464548659E-2,null,3.0874804975396792E-3,1.5019221539375148E-3,4.1270237056081184E-3,2.7887914699180109E-3,0,0,1.1505217827003323E-2]
[2004,3,16,11,3.444565246941692E-3,1.9449988034660494E-3,3.9350022106983303E-3,6.9045490829443357E-3,0,0,1.6229115344050409E-2,null,2.946045844903082E-3,1.6101701158498681E-3,4.0663988613597012E-3,2.6160264389189307E-3,0,0,1.1238641261031582E-2]
[2004,3,16,12,3.1827589444443187E-3,1.8759987469387669E-3,3.8479739958024945E-3,6.7695796706201249E-3,0,0,1.5676311357805707E-2,null,2.7221298165083143E-3,1.5530483177211521E-3,3.9764646211713607E-3,2.5648886242920963E-3,0,0,1.0816531379692924E-2]
[2004,3,16,13,3.0052264872315075E-3,2.0314828925446136E-3,3.8604481616548248E-3,5.8104436210318095E-3,0,0,1.4707601162462754E-2,null,2.5702909862316613E-3,1.6817660960029904E-3,3.9893553213799704E-3,2.2014868678412155E-3,0,0,1.0442899271455836E-2]
[2004,3,16,14,2.8495380149658554E-3,1.9443631699262295E-3,3.864986711211688E-3,6.4758108479507793E-3,0,0,1.5134698744054553E-2,null,2.4371347403963515E-3,1.609643905690445E-3,3.9940454210958178E-3,2.4535841788024602E-3,0,0,1.0494408245985075E-2]
[2004,3,16,15,2.6722841554408421E-3,2.0235395004335002E-3,3.7497036239656075E-3,5.9743193789943633E-3,0,0,1.4419846658834314E-2,null,2.2855341873772609E-3,1.6751901471782405E-3,3.8749128286319624E-3,2.2635768479945763E-3,0,0,1.009921401118204E-2]
[2004,3,16,16,2.934832845622124E-3,1.813717258941471E-3,3.6721569285585193E-3,6.2560416748995646E-3,0,0,1.4676748708021679E-2,null,2.5100851603861358E-3,1.5014884964167897E-3,3.7947767125585665E-3,2.3703170515426216E-3,0,0,1.0176667420904114E-2]
[2004,3,16,17,3.5322610972902445E-3,1.7880557329638975E-3,3.42483082784595E-3,5.5140691249669204E-3,0,0,1.4259216783067012E-2,null,3.0210497937363874E-3,1.4802445644500649E-3,3.5391919579711877E-3,2.0891951731609308E-3,0,0,1.012968148931857E-2]
[2004,3,16,18,3.6019898592617944E-3,1.8289804561158222E-3,3.249634761892536E-3,5.2128409931637646E-3,0,0,1.3893446070433918E-2,null,3.08068696555623E-3,1.5141241566129135E-3,3.3581457869752045E-3,1.9750645112629962E-3,0,0,9.928021420407343E-3]
[2004,3,16,19,3.3498618299312838E-3,2.0454686937678864E-3,3.2055893915026905E-3,5.2236514622597081E-3,6.6194850443656212E-6,1.1225436187073604E-4,1.3943445224376671E-2,null,2.8650485090478965E-3,1.6933442620850466E-3,3.312629664134285E-3,1.9791604301466733E-3,9.6004480856186812E-7,4.5011728469251047E-5,9.8961546386917166E-3]
[2004,3,16,20,4.1191956658371363E-3,1.7407906052178809E-3,3.2300528718313438E-3,6.8131678380228483E-3,1.5874064092104082E-5,2.6919509946941503E-4,1.6188276144470728E-2,null,3.5230394565632975E-3,1.4411160590325598E-3,3.3379100231345606E-3,2.5814035041169382E-3,2.3022656173798181E-6,1.0794178970544877E-4,1.0993713098170186E-2]
[2004,3,16,21,3.9904120210136193E-3,1.7862809574801691E-3,3.2097004218708996E-3,7.094923883721467E-3,1.5874064092104082E-5,2.6919509946941503E-4,1.6366386447647676E-2,null,3.4128942003337475E-3,1.4787753139594475E-3,3.3168779690432E-3,2.6881564949376682E-3,2.3022656173798181E-6,1.0794178970544877E-4,1.1006948033596892E-2]
[2004,3,16,22,4.135849464097275E-3,1.7626082879052384E-3,3.067874710197903E-3,7.0722800185836106E-3,1.5874064092104082E-5,2.6919509946941503E-4,1.6323681644345549E-2,null,3.5372830111627344E-3,1.4591778596864599E-3,3.1703164471994158E-3,2.6795770860337221E-3,2.3022656173798181E-6,1.0794178970544877E-4,1.0956598459405161E-2]
[2004,3,16,23,4.0752953995882822E-3,1.6241732848039766E-3,2.7313406757964436E-3,7.9397400557707498E-3,1.5874064092104082E-5,2.6919509946941503E-4,1.6655618579520973E-2,null,3.4854927162054528E-3,1.3445742390651959E-3,2.8225449489831488E-3,3.0082442248614829E-3,2.3022656173798181E-6,1.0794178970544877E-4,1.0771100184438109E-2]
[2004,3,16,24,3.7532502006081855E-3,1.7057334397497909E-3,2.6638745066173888E-3,7.2927367972867585E-3,1.5874064092104082E-5,2.6919509946941503E-4,1.5700664107823642E-2,null,3.2100559477573386E-3,1.4120939331152941E-3,2.7528259656534487E-3,2.7631047363984584E-3,2.3022656173798181E-6,1.0794178970544877E-4,1.0248324638247368E-2]
[2004,3,17,1,2.9879765407779483E-3,1.9222789438264783E-3,2.6044926440393452E-3,7.6536201648160418E-3,1.5874064092104082E-5,2.6919509946941503E-4,1.5453437457021333E-2,null,2.5555375617989469E-3,1.5913614466811523E-3,2.6914612381530997E-3,2.8998378408317048E-3,2.3022656173798181E-6,1.0794178970544877E-4,9.8484421427877319E-3]
[2004,3,17,2,2.8457893580040809E-3,1.9213920835591247E-3,2.5932298106785155E-3,6.9995112063356039E-3,1.5874064092104082E-5,2.6919509946941503E-4,1.4644991622138845E-2,null,2.4339286129246747E-3,1.590627258106392E-3,2.6798223189602095E-3,2.652006112971954E-3,2.3022656173798181E-6,1.0794178970544877E-4,9.4666283582860583E-3]
[2004,3,17,3,2.8025179409889452E-3,1.9230724679082361E-3,2.5292115797093204E-3,7.4242350657797189E-3,1.5874064092104082E-5,2.6919509946941503E-4,1.4964106217947739E-2,null,2.3969197107377607E-3,1.5920183667575949E-3,2.6136664065666559E-3,2.8129273885249243E-3,2.3022656173798181E-6,1.0794178970544877E-4,9.5257759279097649E-3]
[2004,3,17,4,2.8370874054311039E-3,1.8800893859352453E-3,2.4986391827887975E-3,6.7512431808756761E-3,1.5874064092104082E-5,2.6919509946941503E-4,1.4252128318592341E-2,null,2.4264860623029599E-3,1.5564347592218471E-3,2.5820731434958869E-3,2.5579412130430496E-3,2.3022656173798181E-6,1.0794178970544877E-4,9.2331792333865716E-3]
[2004,3,17,5,2.7810050006790324E-3,1.8343692966455321E-3,2.5603993518674103E-3,5.969447425350217E-3,1.5874064092104082E-5,2.6919509946941503E-4,1.343029023810371E-2,null,2.3785202600471581E-3,1.5185853161594166E-3,2.6458955933374296E-3,2.2617309404068153E-3,2.3022656173798181E-6,1.0794178970544877E-4,8.9149761652736487E-3]
[2004,3,17,6,3.0467579264598552E-3,1.8695127524945797E-3,2.6952073634156654E-3,5.7586000425859079E-3,1.5874064092104082E-5,2.6919509946941503E-4,1.3655147248517527E-2,null,2.6058117312894456E-3,1.5476788776952828E-3,2.7852050816959393E-3,2.1818441409558833E-3,2.3022656173798181E-6,1.0794178970544877E-4,9.2307838869593786E-3]
[2004,3,17,7,3.6201033356720426E-3,1.8886741010588719E-3,2.9853774769507888E-3,5.9920111736649455E-3,1.0588001067391641E-5,1.7955313673808981E-4,1.4676307225152131E-2,null,3.0961789443952259E-3,1.5635416282443449E-3,3.085064486113006E-3,2.2702799942904721E-3,1.5356112129068224E-6,7.1997175895613242E-5,1.0088597840151569E-2]
[2004,3,17,8,3.5564500690903915E-3,2.0338365667759771E-3,3.6909697265960261E-3,6.8792381057408555E-3,0,0,1.6160494468203251E-2,null,3.041737983611023E-3,1.6837145886720007E-3,3.8142177030390093E-3,2.6064365026662157E-3,0,0,1.114610677798825E-2]
[2004,3,17,9,3.5867711642778885E-3,1.8021483066004535E-3,3.9232049974805847E-3,8.8528247282504881E-3,0,0,1.8164949196609416E-2,null,3.0676708169546057E-3,1.4919111222312621E-3,4.0542077184257961E-3,3.3541978295768288E-3,0,0,1.1967987487188492E-2]
[2004,3,17,10,3.4430959279729721E-3,1.8142410938770605E-3,3.9973764105975789E-3,8.8178041565327298E-3,0,0,1.807251758898034E-2,null,2.944789175125531E-3,1.5019221539375148E-3,4.1308558455918692E-3,3.3409290787258833E-3,0,0,1.1918496253380798E-2]
[2004,3,17,11,3.2810585158531895E-3,1.9449988034660494E-3,3.9478994592909832E-3,8.2429062470080437E-3,0,0,1.7416863025618266E-2,null,2.8062028484132778E-3,1.6101701158498681E-3,4.0797267717860922E-3,3.1231091873862929E-3,0,0,1.1619208923435532E-2]
[2004,3,17,12,3.0393945048999742E-3,1.8759987469387669E-3,3.8636593878734857E-3,8.5818864735555112E-3,0,0,1.7360939113267738E-2,null,2.5995139909548654E-3,1.5530483177211521E-3,3.992673776094845E-3,3.2515435317969133E-3,0,0,1.1396779616567775E-2]
[2004,3,17,13,2.8713448241991586E-3,2.0314828925446136E-3,3.8762890031021008E-3,7.6128968721021649E-3,0,0,1.639201359194804E-2,null,2.4557855294297156E-3,1.6817660960029904E-3,4.0057251164080532E-3,2.884408417542862E-3,0,0,1.1027685159383623E-2]
[2004,3,17,14,2.7193659036739487E-3,1.9443631699262295E-3,3.8566253010585893E-3,8.5676176992927379E-3,0,0,1.7087972073951505E-2,null,2.3258019654012274E-3,1.609643905690445E-3,3.9854048087389852E-3,3.246137314783468E-3,0,0,1.1166987994614125E-2]
[2004,3,17,15,2.5588182739257333E-3,2.0235395004335002E-3,3.7473995424413178E-3,8.1738084953706588E-3,0,0,1.650356581217121E-2,null,2.1884898102754939E-3,1.6751901471782405E-3,3.8725318097696661E-3,3.0969291221884408E-3,0,0,1.0833140889411841E-2]
[2004,3,17,16,2.8130020668591786E-3,1.813717258941471E-3,3.6485388437143039E-3,8.6147526876711941E-3,0,0,1.6890010857186149E-2,null,2.4058865071962874E-3,1.5014884964167897E-3,3.7703699782861175E-3,3.2639960300036653E-3,0,0,1.0941741011902859E-2]
[2004,3,17,17,3.3674253370736336E-3,1.7880557329638975E-3,3.4184401235587622E-3,7.5045834674892951E-3,0,0,1.6078504661085589E-2,null,2.8800701136711755E-3,1.4802445644500649E-3,3.5325878568181934E-3,2.8433701503435566E-3,0,0,1.073627268528299E-2]
[2004,3,17,18,3.4472114133518366E-3,1.8289804561158222E-3,3.2549310863001597E-3,6.9551261752246393E-3,0,0,1.5486249130992457E-2,null,2.9483090412714629E-3,1.5141241566129135E-3,3.3636189649780017E-3,2.6351893138611554E-3,0,0,1.0461241476723534E-2]
[2004,3,17,19,3.211148834711778E-3,2.0454686937678864E-3,3.2072538694301192E-3,6.5557678112980952E-3,6.6194850443656212E-6,1.1225436187073604E-4,1.5138513056122979E-2,null,2.7464109411971158E-3,1.6933442620850466E-3,3.3143497219097172E-3,2.4838786307035906E-3,9.6004480856186812E-7,4.5011728469251047E-5,1.0283955329173283E-2]
[2004,3,17,20,3.9127777655704483E-3,1.7407906052178809E-3,3.2304978942753844E-3,8.019197129592202E-3,1.5874064092104082E-5,2.6919509946941503E-4,1.7188332558217435E-2,null,3.346495668364128E-3,1.4411160590325598E-3,3.3383699056613878E-3,3.0383492763831695E-3,2.3022656173798181E-6,1.0794178970544877E-4,1.1274574964764073E-2]
[2004,3,17,21,3.8056175744035983E-3,1.7862809574801691E-3,3.2049181954438449E-3,7.9105018302587371E-3,1.5874064092104082E-5,2.6919509946941503E-4,1.6992387721147872E-2,null,3.2548443819771402E-3,1.4787753139594475E-3,3.3119360556575178E-3,2.9971663152040021E-3,2.3022656173798181E-6,1.0794178970544877E-4,1.1152966122120937E-2]
[2004,3,17,22,3.962019455252961E-3,1.7626082879052384E-3,3.0576170832755699E-3,7.8755169298204315E-3,1.5874064092104082E-5,2.6919509946941503E-4,1.6942830919815723E-2,null,3.3886107873661486E-3,1.4591778596864599E-3,3.1597163000574844E-3,2.9839110796469645E-3,2.3022656173798181E-6,1.0794178970544877E-4,1.1101660082079886E-2]
[2004,3,17,23,3.8951799551515953E-3,1.6241732848039766E-3,2.7755804490467509E-3,8.1261698645560543E-3,1.5874064092104082E-5,2.6919509946941503E-4,1.67061727171199E-2,null,3.3314447250528106E-3,1.3445742390651959E-3,2.868261966138251E-3,3.0788795846693651E-3,2.3022656173798181E-6,1.0794178970544877E-4,1.0733404570248451E-2]
[2004,3,17,24,3.5827545338082828E-3,1.7057334397497909E-3,2.6520088224310664E-3,7.2614283428494601E-3,1.5874064092104082E-5,2.6919509946941503E-4,1.5486994302400121E-2,null,3.0642354988064014E-3,1.4120939331152941E-3,2.7405640653847948E-3,2.7512424491461336E-3,2.3022656173798181E-6,1.0794178970544877E-4,1.0078380001775453E-2]
[2004,3,18,1,2.7964451722226062E-3,1.9222789438264783E-3,2.595006677519553E-3,7.8646122442459984E-3,1.5874064092104082E-5,2.6919509946941503E-4,1.5463412201376155E-2,null,2.3917258317113681E-3,1.5913614466811523E-3,2.6816585185129157E-3,2.9797794636025102E-3,2.3022656173798181E-6,1.0794178970544877E-4,9.7547693158307747E-3]
[2004,3,18,2,2.5144768320559015E-3,1.9213920835591247E-3,2.5802484764640473E-3,7.1311082210474891E-3,1.5874064092104082E-5,2.6919509946941503E-4,1.4432294776688082E-2,null,2.1505657440399617E-3,1.590627258106392E-3,2.6664075151450737E-3,2.7018661785075141E-3,2.3022656173798181E-6,1.0794178970544877E-4,9.2197107511217714E-3]
[2004,3,18,3,2.1528588042685143E-3,1.9230724679082361E-3,2.5151230959369929E-3,7.4915221650635631E-3,1.5874064092104082E-5,2.6919509946941503E-4,1.4367645696738826E-2,null,1.8412833783913618E-3,1.5920183667575949E-3,2.5991074835209913E-3,2.8384214256604581E-3,2.3022656173798181E-6,1.0794178970544877E-4,8.9810747096532341E-3]
[2004,3,18,4,2.2618286013068967E-3,1.8800893859352453E-3,2.491690593367543E-3,6.675708123822688E-3,1.5874064092104082E-5,2.6919509946941503E-4,1.3594385867993893E-2,null,1.9344823729727215E-3,1.5564347592218471E-3,2.5748925284421456E-3,2.5293221527768282E-3,2.3022656173798181E-6,1.0794178970544877E-4,8.7053758687363706E-3]
[2004,3,18,5,2.363958497502617E-3,1.8343692966455321E-3,2.5518537344120309E-3,5.9168660462818783E-3,1.5874064092104082E-5,2.6919509946941503E-4,1.2952116738403577E-2,null,2.0218313806870986E-3,1.5185853161594166E-3,2.6370646226722303E-3,2.2418086723216511E-3,2.3022656173798181E-6,1.0794178970544877E-4,8.5295340471632248E-3]
[2004,3,18,6,2.5201326432886164E-3,1.8695127524945797E-3,2.6973358433577971E-3,5.9260671834029241E-3,1.5874064092104082E-5,2.6919509946941503E-4,1.3298117586105437E-2,null,2.1554030102803063E-3,1.5476788776952828E-3,2.7874046353301356E-3,2.2452948403085269E-3,2.3022656173798181E-6,1.0794178970544877E-4,8.8460254189370799E-3]
[2004,3,18,7,2.7746914093526734E-3,1.8886741010588719E-3,2.9906590487421979E-3,6.0916494358364444E-3,9.2545796836548983E-6,1.5694074838265893E-4,1.3911869323056502E-2,null,2.373120411834107E-3,1.5635416282443449E-3,3.0905224188837637E-3,2.3080313847197833E-3,1.3422209010469179E-6,6.2930065560355548E-5,9.3994881301434005E-3]
[2004,3,18,8,3.1621565235707026E-3,2.0338365667759771E-3,3.6816396121221338E-3,6.8844246984308697E-3,0,0,1.5762057400899681E-2,null,2.7045091090870947E-3,1.6837145886720007E-3,3.8045760396188868E-3,2.6084016221029787E-3,0,0,1.080120135948096E-2]
[2004,3,18,9,3.9271217319266439E-3,1.8021483066004535E-3,3.9233241588790537E-3,8.7768530104614211E-3,0,0,{"$f":"SUM(E1859:J1859)","v":1.8429447207867572E-2},null,3.3587636846313823E-3,1.4919111222312621E-3,4.0543308588331219E-3,3.3254133253378445E-3,0,0,{"$f":"SUM(M1859:R1859)","v":1.2230418991033611E-2}]
[2004,3,18,10,3.8460477869557939E-3,1.8142410938770605E-3,3.9810921029788783E-3,8.2609286643506377E-3,0,0,1.7902309648162369E-2,null,{"$f":"E1860*V$5","v":3.2894232768910041E-3},{"$f":"F1860*W$5","v":1.5019221539375148E-3},{"$f":"G1860*X$5","v":4.1140277762762578E-3},{"$f":"H1860*Y$5","v":3.1299376014789554E-3},{"$f":"I1860*Z$5","v":0},{"$f":"J1860*AA$5","v":0},1.2035310808583732E-2]
[2004,3,18,11,3.6554146278864582E-3,1.9449988034660494E-3,3.9204215344655702E-3,8.2557082693206704E-3,0,0,1.7776543235138748E-2,null,3.1263797616968582E-3,1.6101701158498681E-3,4.0513313106809367E-3,3.127959674860441E-3,0,0,1.1915840863088105E-2]
[2004,3,18,12,3.1801341316192487E-3,1.8759987469387669E-3,3.8472308678919043E-3,8.6994775105686088E-3,0,0,1.7602841257018529E-2,null,2.7198848832982927E-3,1.5530483177211521E-3,3.9756966789116967E-3,3.2960969498566162E-3,0,0,1.1544726829787758E-2]
[2004,3,18,13,2.9008332983246625E-3,2.0314828925446136E-3,3.8511802787016144E-3,7.6029492613982437E-3,0,0,1.6386445730969135E-2,null,2.4810062439297835E-3,1.6817660960029904E-3,3.9797779675005531E-3,2.880639422306111E-3,0,0,1.1023189729739438E-2]
[2004,3,18,14,2.6156012648939886E-3,1.9443631699262295E-3,3.8572884090879687E-3,8.6106414498736128E-3,0,0,1.7027894293781799E-2,null,2.2370548054520909E-3,1.609643905690445E-3,3.9860900591127454E-3,3.2624383458383483E-3,0,0,1.109522711609363E-2]
[2004,3,18,15,2.5529721614033214E-3,2.0235395004335002E-3,3.7712451627342483E-3,7.5567329369901123E-3,0,0,1.5904489761561183E-2,null,2.1834897843590797E-3,1.6751901471782405E-3,3.8971736772999972E-3,2.8631287745999514E-3,0,0,1.0618982383437269E-2]
[2004,3,18,16,2.8776287943811864E-3,1.813717258941471E-3,3.668844766363638E-3,8.4580752474294491E-3,0,0,1.6818266067115745E-2,null,2.4611600434589374E-3,1.5014884964167897E-3,3.7913539514375471E-3,3.2046333806646935E-3,0,0,1.0958635871977967E-2]
[2004,3,18,17,3.4213891606574192E-3,1.7880557329638975E-3,3.4177528418980227E-3,7.7269781104717184E-3,0,0,1.6354175845991057E-2,null,2.9262239493069633E-3,1.4802445644500649E-3,3.5318776256129691E-3,2.9276320273940214E-3,0,0,1.0865978166764018E-2]
[2004,3,18,18,3.411717298548546E-3,1.8289804561158222E-3,3.2541739787418393E-3,7.2674514448655787E-3,0,0,1.5762323178271788E-2,null,2.9179518606294095E-3,1.5141241566129135E-3,3.3628365762655606E-3,2.7535245089778744E-3,0,0,1.0548437102485759E-2]
[2004,3,18,19,3.3130820587433229E-3,2.0454686937678864E-3,3.20604164298553E-3,6.537391083018501E-3,5.2860636606288779E-6,8.9641973515305171E-5,1.5196911515691174E-2,null,2.8335917403944405E-3,1.6933442620850466E-3,3.3130970170902421E-3,2.4769159736983703E-3,7.6665449670196342E-7,3.5944618133993352E-5,1.0353660265898795E-2]
[2004,3,18,20,3.6251070727091328E-3,1.7407906052178809E-3,3.2491414925322863E-3,8.0155597812597394E-3,1.5874064092104082E-5,2.6919509946941503E-4,1.6915668115280561E-2,null,3.1004585087670128E-3,1.4411160590325598E-3,3.3576360464827064E-3,3.0369711415779892E-3,2.3022656173798181E-6,1.0794178970544877E-4,1.1046425811183095E-2]
[2004,3,18,21,3.8438617733384892E-3,1.7862809574801691E-3,3.2189231848115353E-3,8.0435165165435949E-3,1.5874064092104082E-5,2.6919509946941503E-4,1.7177651595735307E-2,null,3.2875536370751001E-3,1.4787753139594475E-3,3.3264086962733978E-3,3.0475635144860311E-3,2.3022656173798181E-6,1.0794178970544877E-4,1.1250545217116806E-2]
[2004,3,18,22,3.9811369442319302E-3,1.7626082879052384E-3,3.0523027622238312E-3,7.6214777342765222E-3,1.5874064092104082E-5,2.6919509946941503E-4,1.6702594892199042E-2,null,3.4049614716858832E-3,1.4591778596864599E-3,3.1542245244709451E-3,2.8876595729835975E-3,2.3022656173798181E-6,1.0794178970544877E-4,1.1016267484149713E-2]
[2004,3,18,23,3.676523874446916E-3,1.6241732848039766E-3,2.7846384351896143E-3,7.8969241405835167E-3,1.5874064092104082E-5,2.6919509946941503E-4,1.6267328898585544E-2,null,3.1444339437663332E-3,1.3445742390651959E-3,2.8776224143833395E-3,2.9920219394101426E-3,2.3022656173798181E-6,1.0794178970544877E-4,1.046889659194784E-2]
[2004,3,18,24,3.240061352007992E-3,1.7057334397497909E-3,2.7165104745558851E-3,7.3834764132763046E-3,1.5874064092104082E-5,2.6919509946941503E-4,1.5330850843151491E-2,null,2.7711390550053316E-3,1.4120939331152941E-3,2.8072195412173319E-3,2.7974845679608661E-3,2.3022656173798181E-6,1.0794178970544877E-4,9.8981811526216521E-3]
[2004,3,19,1,2.8848020648141628E-3,1.6068727522089779E-3,2.7173639861674246E-3,7.5446998042924106E-3,1.5874064092104082E-5,2.6919509946941503E-4,1.5038807771044495E-2,null,2.4672951525477257E-3,1.3302519677490842E-3,2.8081015530840307E-3,2.8585696074621631E-3,2.3022656173798181E-6,1.0794178970544877E-4,9.5744623361658336E-3]
[2004,3,19,2,2.6467659029887664E-3,1.7044554297748881E-3,2.5623166676971097E-3,6.9446708314111023E-3,1.5874064092104082E-5,2.6919509946941503E-4,1.4143277995433386E-2,null,2.2637090988055254E-3,1.4110359306807017E-3,2.6478769317177637E-3,2.6312279464328664E-3,2.3022656173798181E-6,1.0794178970544877E-4,9.0640939629596847E-3]
[2004,3,19,3,2.3017101258835482E-3,1.5526790056622282E-3,2.5217195672427263E-3,7.3542126530437794E-3,1.5874064092104082E-5,2.6919509946941503E-4,1.4015390515393801E-2,null,1.9685919895264395E-3,1.2853875950821106E-3,2.6059242226154954E-3,2.7863969835942668E-3,2.3022656173798181E-6,1.0794178970544877E-4,8.7565448461411413E-3]
[2004,3,19,4,2.4052289837343107E-3,1.4827220493667122E-3,2.4875009245164184E-3,6.6045964929983573E-3,1.5874064092104082E-5,2.6919509946941503E-4,1.3265117614177318E-2,null,2.0571289395264797E-3,1.2274736260749718E-3,2.5705629591729422E-3,2.502379060025033E-3,2.3022656173798181E-6,1.0794178970544877E-4,8.4677886401222542E-3]
[2004,3,19,5,2.4559656795788551E-3,1.5790199734480538E-3,2.5471538418371871E-3,5.69573000836604E-3,1.5874064092104082E-5,2.6919509946941503E-4,1.2562938666791656E-2,null,2.1005226978852861E-3,1.3071940039476166E-3,2.632207792411018E-3,2.1580236611882489E-3,2.3022656173798181E-6,1.0794178970544877E-4,8.3081922107549975E-3]
[2004,3,19,6,2.6691142536841217E-3,1.6469095083788815E-3,2.673945098034267E-3,5.7313499814167475E-3,1.5874064092104082E-5,2.6919509946941503E-4,1.3006388005075536E-2,null,2.2828230539744527E-3,1.3633964551418097E-3,2.7632328318451566E-3,2.1715195158971989E-3,2.3022656173798181E-6,1.0794178970544877E-4,8.6912159121814454E-3]
[2004,3,19,7,3.1612708095466588E-3,1.6399917496263377E-3,3.0951924213032988E-3,6.5693170465084922E-3,9.2545796836548983E-6,1.5694074838265893E-4,1.4631967355051102E-2,null,2.7037515812328543E-3,1.3576695783991837E-3,3.1985463447664164E-3,2.4890122255425478E-3,1.3422209010469179E-6,6.2930065560355548E-5,9.8132520164024035E-3]
[2004,3,19,8,3.3247586475724511E-3,1.8871301846736974E-3,3.6332869781581052E-3,6.704758025260076E-3,0,0,1.5549933835664331E-2,null,2.8435784189842096E-3,1.5622634947975022E-3,3.7546088260908988E-3,2.5403287093665873E-3,0,0,1.0700779449239198E-2]
[2004,3,19,9,3.6649478185236464E-3,1.6840275703468362E-3,3.8434400729380164E-3,8.3364483120000679E-3,0,0,1.7528863773808565E-2,null,3.1345332483205452E-3,1.3941246972530945E-3,3.9717793026413026E-3,3.1585508233614341E-3,0,0,1.1658988071576375E-2]
[2004,3,19,10,3.9496081524935181E-3,1.6037143813760596E-3,3.8733767491008937E-3,8.1526051081475467E-3,0,0,1.7579304391118017E-2,null,3.3779957273214144E-3,1.3276373058167094E-3,4.0027156171192589E-3,3.0888954879997412E-3,0,0,1.1797244138257125E-2]
[2004,3,19,11,3.7761051538735789E-3,1.7951332229070916E-3,3.8410111982391309E-3,7.7726011732834558E-3,0,0,1.7184850748303254E-2,null,3.2296031867486011E-3,1.4861036748934498E-3,3.9692693235406354E-3,2.9449178974930239E-3,0,0,1.162989408267571E-2]
[2004,3,19,12,3.1775953808054129E-3,1.7197981918851187E-3,3.7463643908699231E-3,7.948376839858471E-3,0,0,1.6592134803418927E-2,null,2.7177135566575838E-3,1.4237374588258415E-3,3.8714620926651087E-3,3.0115165682468785E-3,0,0,1.1024429676395412E-2]
[2004,3,19,13,3.0317008200896217E-3,2.1063028888968116E-3,3.6651207207157883E-3,4.1118355237342681E-3,0,0,1.291495995343649E-2,null,2.5929337851690534E-3,1.7437059398628524E-3,3.7875055533500195E-3,1.5579106344751918E-3,0,0,9.6820559128571165E-3]
[2004,3,19,14,2.8256519096393597E-3,1.9778974129904385E-3,3.5437927294038707E-3,3.9996034499222219E-3,0,0,1.2346945501955892E-2,null,2.4167055842320086E-3,1.637405278059113E-3,3.6621262068326299E-3,1.5153876443624453E-3,0,0,9.231624713486198E-3]
[2004,3,19,15,2.7349563490946058E-3,1.8218076244659819E-3,3.6542368740918969E-3,7.0799534717292077E-3,0,0,1.5290954319381694E-2,null,2.3391360623507612E-3,1.508186117397664E-3,3.7762582759283507E-3,2.6824844382830203E-3,0,0,1.0306064893959795E-2]
[2004,3,19,16,2.6738174480936535E-3,1.6858119286049821E-3,3.3830602703443608E-3,7.7166179176064234E-3,0,0,1.5459307564649419E-2,null,2.2868455721602454E-3,1.3956018808575865E-3,3.4960266080252523E-3,2.9237067111825893E-3,0,0,1.0102180772225675E-2]
[2004,3,19,17,3.3542546656030172E-3,1.615566443230207E-3,3.2746723444478363E-3,6.8633802088325499E-3,0,0,1.5107873662113611E-2,null,2.8688055855873936E-3,1.3374490526284527E-3,3.3840194184860759E-3,2.6004281917570708E-3,0,0,1.0190702248458992E-2]
[2004,3,19,18,3.1199502975327873E-3,1.7129593911811645E-3,3.1345947244110261E-3,6.2133438708526587E-3,0,0,1.4180848283977638E-2,null,2.6684112366608314E-3,1.4180759476196971E-3,3.2392643601354032E-3,2.3541395165684112E-3,0,0,9.6798910609843421E-3]
[2004,3,19,19,3.2601139585282405E-3,1.6122577330811069E-3,3.0616796482632637E-3,6.0722757056411118E-3,5.2860636606288779E-6,8.9641973515305171E-5,1.4101255082689656E-2,null,2.7882895207051485E-3,1.3347099320723905E-3,3.1639145212415142E-3,2.3006909791693808E-3,7.6665449670196342E-7,3.5944618133993352E-5,9.6243162258191298E-3]
[2004,3,19,20,3.4316155356423181E-3,1.6221275437069502E-3,3.0753224842613373E-3,6.1498994371023121E-3,1.5874064092104082E-5,2.6919509946941503E-4,1.4564034164274436E-2,null,2.93497029822848E-3,1.3428806692936733E-3,3.1780129155492619E-3,2.3301014057375193E-3,2.3022656173798181E-6,1.0794178970544877E-4,9.8962093441317626E-3]
[2004,3,19,21,3.3824133582499583E-3,1.7142412801864674E-3,2.9939222809997326E-3,5.9789391905202376E-3,1.5874064092104082E-5,2.6919509946941503E-4,1.4354585273517914E-2,null,2.892888973046545E-3,1.4191371613153031E-3,3.0938946162106964E-3,2.2653272228487955E-3,2.3022656173798181E-6,1.0794178970544877E-4,9.7814920287441695E-3]
[2004,3,19,22,3.9892980385043009E-3,1.436130692051305E-3,2.8417564388417789E-3,6.144217263198741E-3,1.5874064092104082E-5,2.6919509946941503E-4,1.4696471596157645E-2,null,3.4119414404620088E-3,1.1889029024979372E-3,2.9366476887231685E-3,2.3279485182739492E-3,2.3022656173798181E-6,1.0794178970544877E-4,9.9756846052798925E-3]
[2004,3,19,23,3.7772390306246052E-3,1.3381510326735903E-3,2.6601399328299103E-3,6.1724423118032987E-3,1.5874064092104082E-5,2.6919509946941503E-4,1.4233041471492925E-2,null,3.230572961640791E-3,1.1077902975904148E-3,2.7489666878731775E-3,2.3386425509330389E-3,2.3022656173798181E-6,1.0794178970544877E-4,9.5362165533602501E-3]
[2004,3,19,24,3.6305503108939332E-3,1.0146762229250375E-3,2.4985538586044659E-3,6.1301629969842042E-3,1.5874064092104082E-5,2.6919509946941503E-4,1.3559012552969161E-2,null,3.1051139668836466E-3,8.4000120128908495E-4,2.5819849701868426E-3,2.3226235750292623E-3,2.3022656173798181E-6,1.0794178970544877E-4,8.9599677687116665E-3]
[2004,3,20,1,3.3903655204268377E-3,1.3773251818204018E-3,2.4985738646406191E-3,5.6603155739444969E-3,1.5874064092104082E-5,2.6919509946941503E-4,1.3211649304393875E-2,null,2.8996902477095785E-3,1.1402206744922597E-3,2.5820056442597602E-3,2.1446056818744414E-3,2.3022656173798181E-6,1.0794178970544877E-4,8.8767663036588684E-3]
[2004,3,20,2,3.1069854900855594E-3,1.3641142489638069E-3,2.4499110606827014E-3,5.2898565977850479E-3,1.5874064092104082E-5,2.6919509946941503E-4,1.2495936561078634E-2,null,2.6573227786489571E-3,1.1292839843255198E-3,2.53171790361579E-3,2.0042445280140236E-3,2.3022656173798181E-6,1.0794178970544877E-4,8.432813249927118E-3]
[2004,3,20,3,2.8047203773796242E-3,1.3599939321953852E-3,2.4294152356997075E-3,5.3420915582573867E-3,1.5874064092104082E-5,2.6919509946941503E-4,1.2221290267093622E-2,null,2.3988033965187698E-3,1.125872974037737E-3,2.5105376869574915E-3,2.0240355434720889E-3,2.3022656173798181E-6,1.0794178970544877E-4,8.1694936563089151E-3]
[2004,3,20,4,2.7544885853133137E-3,1.3639750120108007E-3,2.4259563802571838E-3,5.4233453686898863E-3,1.5874064092104082E-5,2.6919509946941503E-4,1.2252834509832703E-2,null,2.3558414690504543E-3,1.129168716809492E-3,2.5069633342430643E-3,2.054821350597336E-3,2.3022656173798181E-6,1.0794178970544877E-4,8.1570389260231749E-3]
[2004,3,20,5,2.8488970842466986E-3,1.2833459448530413E-3,2.4982030587510839E-3,5.3313531447619781E-3,1.5874064092104082E-5,2.6919509946941503E-4,1.2246868396174322E-2,null,2.4365865692494355E-3,1.0624198251521185E-3,2.5816224565088381E-3,2.01996692533663E-3,2.3022656173798181E-6,1.0794178970544877E-4,8.2108398315698505E-3]
[2004,3,20,6,3.0191659861193536E-3,1.176853956830738E-3,2.5543324171285664E-3,5.3134704139730891E-3,1.5874064092104082E-5,2.6919509946941503E-4,1.2348891937613267E-2,null,2.5822130721364156E-3,9.7426027647507581E-4,2.639626072967935E-3,2.0131914363102194E-3,2.3022656173798181E-6,1.0794178970544877E-4,8.3195349132124743E-3]
[2004,3,20,7,3.185160363022264E-3,1.2786672595121345E-3,2.9037568820626052E-3,5.3716067287459951E-3,7.9370320460520408E-6,1.3459754973470752E-4,1.2881725815123759E-2,null,2.7241836865082251E-3,1.0585465686215911E-3,3.0007184358834915E-3,2.0352183832810099E-3,1.1511328086899091E-6,5.3970894852724384E-5,8.873789101955732E-3]
[2004,3,20,8,3.6277015794680036E-3,1.4399821985390184E-3,3.1752720171464173E-3,5.0993669546170782E-3,0,0,1.3342322749770517E-2,null,3.1026775219975882E-3,1.1920913778000642E-3,3.2812999392801061E-3,1.9320709599965826E-3,0,0,9.5081397990743419E-3]
[2004,3,20,9,3.9673812819246441E-3,1.5241000293832038E-3,3.3102163425165121E-3,4.7486460285718589E-3,0,0,1.3550343682396219E-2,null,3.3931966163619058E-3,1.2617284475987993E-3,3.4207502932189224E-3,1.7991882468469539E-3,0,0,9.8748636040265816E-3]
[2004,3,20,10,4.2865409773326498E-3,1.5187734901471062E-3,3.3370162285531247E-3,4.6931278618224624E-3,0,0,1.3835458557855344E-2,null,3.6661654896767925E-3,1.2573188642697082E-3,3.4484450746265576E-3,1.7781532755096515E-3,0,0,1.015008270408271E-2]
[2004,3,20,11,4.1655695314684925E-3,1.5324845765029899E-3,3.3197743358167478E-3,5.1320100027553656E-3,0,0,1.4149838446543595E-2,null,3.5627018012602519E-3,1.2686696072453534E-3,3.4306274447405386E-3,1.944438904079652E-3,0,0,1.0206437757325795E-2]
[2004,3,20,12,4.2065286679412259E-3,1.421012200674753E-3,3.2703109622189805E-3,5.2724704464679906E-3,0,0,1.4170322277302951E-2,null,3.5977330708590644E-3,1.1763870372090346E-3,3.3795124020271888E-3,1.9976571852389799E-3,0,0,1.0151289695334268E-2]
[2004,3,20,13,4.2602272340298598E-3,1.441466379826089E-3,3.2803063155995385E-3,4.8775044723241507E-3,0,0,1.3859504401779639E-2,null,3.6436600387523663E-3,1.1933200594582154E-3,3.3898415178521013E-3,1.8480107103683795E-3,0,0,1.0074832326431062E-2]
[2004,3,20,14,3.7445312809163494E-3,1.4810757334131424E-3,3.2344836402484617E-3,4.8628396023816358E-3,0,0,1.3322930256959589E-2,null,3.2025988856061766E-3,1.2261107209950502E-3,3.3424887427086773E-3,1.842454418852154E-3,0,0,9.6136527681620586E-3]
[2004,3,20,15,3.961094344412254E-3,1.4024284123224592E-3,3.2044258402647665E-3,4.6908289501630639E-3,0,0,1.3258777547162544E-2,null,3.3878195644532543E-3,1.1610024207296728E-3,3.3114272598723095E-3,1.7772822535776645E-3,0,0,9.6375314986329001E-3]
[2004,3,20,16,3.6057317220484497E-3,1.4398918968666968E-3,3.1513058290185856E-3,4.8866715218885961E-3,0,0,1.3083600969822327E-2,null,3.0838872821490454E-3,1.1920166214280169E-3,3.2565334779426289E-3,1.8514839631093454E-3,0,0,9.383921344629037E-3]
[2004,3,20,17,4.2535020529540961E-3,1.3213202954936764E-3,3.082736276358502E-3,4.8981682343417435E-3,0,0,1.3555726859148019E-2,null,3.6379081686775967E-3,1.0938569470986166E-3,3.1856742672151652E-3,1.8558398889455996E-3,0,0,9.7732792719369774E-3]
[2004,3,20,18,4.2545674515442385E-3,1.2484018806149036E-3,2.9028081902786468E-3,4.9858822353514159E-3,0,0,1.3391659757789205E-2,null,3.6388193760041065E-3,1.0334913302541681E-3,2.9997380656108697E-3,1.8890733619715909E-3,0,0,9.5611221338407354E-3]
[2004,3,20,19,3.9525621929550458E-3,1.2513121861899108E-3,2.7981986248139528E-3,5.0357802635738894E-3,3.9685160230260204E-6,6.7298774867353758E-5,1.3109120558423179E-2,null,3.3805222402493043E-3,1.0359006309984754E-3,2.8916354026094497E-3,1.9079789500862966E-3,5.7556640434495453E-7,2.6985447426362192E-5,9.243598237774233E-3]
[2004,3,20,20,4.478211009354971E-3,1.2421621459743992E-3,2.7775343675361581E-3,5.0522906390147049E-3,1.5874064092104082E-5,2.6919509946941503E-4,1.3835267325441752E-2,null,3.8300958149720234E-3,1.0283257567684316E-3,2.8702811294055329E-3,1.9142344749802167E-3,2.3022656173798181E-6,1.0794178970544877E-4,9.7531812314490332E-3]
[2004,3,20,21,4.5483555218289954E-3,1.4117770475674802E-3,2.6270456756985186E-3,4.8316031397563491E-3,1.5874064092104082E-5,2.6919509946941503E-4,1.3703850548412862E-2,null,3.8900885672359933E-3,1.1687417021465504E-3,2.7147673552398283E-3,1.8306194081795662E-3,2.3022656173798181E-6,1.0794178970544877E-4,9.7144610881247668E-3]
[2004,3,20,22,4.3630657893168187E-3,1.3267494716573361E-3,2.5340997855794935E-3,5.0624170864874089E-3,1.5874064092104082E-5,2.6919509946941503E-4,1.3571401296602576E-2,null,3.7316151439047433E-3,1.0983514985589214E-3,2.6187178382356198E-3,1.9180712286918176E-3,2.3022656173798181E-6,1.0794178970544877E-4,9.4769997647139309E-3]
[2004,3,20,23,4.307105021665739E-3,1.1264717523087645E-3,2.4374711532073471E-3,5.5169367354872103E-3,1.5874064092104082E-5,2.6919509946941503E-4,1.367305382623058E-2,null,3.6837533746546395E-3,9.3255129447089558E-4,2.518862605731669E-3,2.0902816662609841E-3,2.3022656173798181E-6,1.0794178970544877E-4,9.3356929964410161E-3]
[2004,3,20,24,3.9649499834328887E-3,1.1310513763993937E-3,2.3662308756591311E-3,5.6262044228033272E-3,1.5874064092104082E-5,2.6919509946941503E-4,1.3373505821856259E-2,null,3.3911171908594523E-3,9.3634254299990063E-4,2.4452434899107397E-3,2.1316814963591711E-3,2.3022656173798181E-6,1.0794178970544877E-4,9.0146287754520917E-3]
[2004,3,21,1,3.6951929133747477E-3,1.0810945670286271E-3,2.4011193352185809E-3,5.5290102756016509E-3,1.5874064092104082E-5,2.6919509946941503E-4,{"$f":"SUM(E1923:J1923)","v":1.2991486254785125E-2},null,3.1604010805800441E-3,8.9498572499637668E-4,2.4812969365495823E-3,2.0948561431415593E-3,2.3022656173798181E-6,1.0794178970544877E-4,{"$f":"SUM(M1923:R1923)","v":8.7417839405903898E-3}]
[2004,3,21,2,3.1804250893059521E-3,1.1313460304599593E-3,2.3585605149562634E-3,5.5693565035832941E-3,1.5874064092104082E-5,2.6919509946941503E-4,1.2524757301866989E-2,null,{"$f":"E1924*V$5","v":2.7201337317370664E-3},{"$f":"F1924*W$5","v":9.3658647279666499E-4},{"$f":"G1924*X$5","v":2.4373170023617467E-3},{"$f":"H1924*Y$5","v":2.1101427024581339E-3},{"$f":"I1924*Z$5","v":2.3022656173798181E-6},{"$f":"J1924*AA$5","v":1.0794178970544877E-4},8.3144239646764408E-3]
[2004,3,21,3,2.8145228386938026E-3,1.1795862268362029E-3,2.3615863232664125E-3,5.5505459705234095E-3,1.5874064092104082E-5,2.6919509946941503E-4,1.2191310522881348E-2,null,2.4071871832535689E-3,9.7652219021167699E-4,2.4404438477377494E-3,2.1030156835574539E-3,2.3022656173798181E-6,1.0794178970544877E-4,8.0374129600832775E-3]
[2004,3,21,4,2.6708152034902186E-3,1.1670355454294981E-3,2.3811278197482738E-3,5.6056227253681659E-3,1.5874064092104082E-5,2.6919509946941503E-4,1.2109670457597676E-2,null,2.2842778315006118E-3,9.6613209017736533E-4,2.4606378691863435E-3,2.123883410777998E-3,2.3022656173798181E-6,1.0794178970544877E-4,7.9451752569651476E-3]
[2004,3,21,5,2.8907005534071295E-3,1.0870588685684228E-3,2.4420429729999642E-3,5.5951585960484218E-3,1.5874064092104082E-5,2.6919509946941503E-4,1.2300030154585457E-2,null,2.4723399743364683E-3,8.9992328078519399E-4,2.5235870866350081E-3,2.1199187146578214E-3,2.3022656173798181E-6,1.0794178970544877E-4,8.1260131117373204E-3]
[2004,3,21,6,2.9624018864171714E-3,1.1283821449690312E-3,2.4764906881421809E-3,5.6287010708126793E-3,1.5874064092104082E-5,2.6919509946941503E-4,1.2481044953902582E-2,null,2.5336642341616507E-3,9.3413281584027561E-4,2.559185071624677E-3,2.1326274375238555E-3,2.3022656173798181E-6,1.0794178970544877E-4,8.2698536144732871E-3]
[2004,3,21,7,3.0911902373721269E-3,1.1033830192742899E-3,2.8171648298722734E-3,5.6163889178020288E-3,7.9370320460520408E-6,1.3459754973470752E-4,1.2770661586101479E-2,null,2.6438135154213502E-3,9.1343725292048611E-4,2.9112349226411761E-3,2.1279625539219068E-3,1.1511328086899091E-6,5.3970894852724384E-5,8.6515702725663331E-3]
[2004,3,21,8,3.3911461421669356E-3,1.1819328603212577E-3,2.9016200627663656E-3,5.4735444992834604E-3,0,0,1.2948243564538019E-2,null,2.9003578929039609E-3,9.7846485418851578E-4,2.9985102644294738E-3,2.0738410217251619E-3,0,0,8.9511740332471126E-3]
[2004,3,21,9,3.8495688074047497E-3,1.1543734364662583E-3,3.1009240611411491E-3,5.2161215873971368E-3,0,0,1.3320987892409293E-2,null,3.2924347128545626E-3,9.5564974467673514E-4,3.204469374147948E-3,1.9763074774794384E-3,0,0,9.4288613091586832E-3]
[2004,3,21,10,3.7816935758458745E-3,1.2889964403653108E-3,3.1787286487093831E-3,5.2421961851602155E-3,0,0,1.3491614850080783E-2,null,3.2343828167311264E-3,1.0670975961601967E-3,3.2848719938557221E-3,1.9861867377052637E-3,0,0,9.5725391444523092E-3]
[2004,3,21,11,4.0812236370242677E-3,1.311963615733235E-3,3.2039385892651574E-3,5.1214028768278852E-3,0,0,1.3718528718850546E-2,null,3.4905629813953461E-3,1.0861110060178343E-3,3.3109237387041078E-3,1.9404200287651472E-3,0,0,9.828017754882434E-3]
[2004,3,21,12,4.1196547705474309E-3,1.3095748368362064E-3,3.1968284557827653E-3,4.8878751657848406E-3,0,0,1.3513933228951242E-2,null,3.5234321167184044E-3,1.084133451899799E-3,3.3035761853486591E-3,1.8519400050923617E-3,0,0,9.763081759059225E-3]
[2004,3,21,13,4.0894398517817053E-3,1.2650961568494751E-3,3.2208464332462118E-3,5.027308712002374E-3,0,0,1.3602691153879767E-2,null,3.4975900932691802E-3,1.0473117113519597E-3,3.3283961653588325E-3,1.9047692107356858E-3,0,0,9.7780671807156591E-3]
[2004,3,21,14,4.0393820175909029E-3,1.1826212933347647E-3,3.2082165355192252E-3,5.0182193136149847E-3,0,0,1.3448439160059878E-2,null,3.4547769473856475E-3,9.7903477446977145E-4,3.3153445331141349E-3,1.9013253788199979E-3,0,0,9.650481633789551E-3]
[2004,3,21,15,3.9964630985749993E-3,1.1697526299310906E-3,3.1803970524551073E-3,5.0128815467595849E-3,0,0,1.3359494327720781E-2,null,3.4180695274443947E-3,9.6838143257228445E-4,3.2865961085394332E-3,1.8993029818392879E-3,0,0,9.5723500503954E-3]
[2004,3,21,16,3.9156958698454954E-3,1.255364532501257E-3,3.105641551394867E-3,5.1380436579134131E-3,0,0,1.3414745611655033E-2,null,3.3489914460191252E-3,1.0392553718435477E-3,3.2093443897055099E-3,1.9467249623330088E-3,0,0,9.5443161699011909E-3]
[2004,3,21,17,4.4455664789629749E-3,1.2072525750001031E-3,2.9544618151731822E-3,5.0433892419700331E-3,0,0,1.3650670111106293E-2,null,3.8021758087519236E-3,9.9942581716960864E-4,3.0531164959673204E-3,1.9108618738541419E-3,0,0,9.7655799957429949E-3]
[2004,3,21,18,4.4313218422041044E-3,1.2110367595186563E-3,2.8399428142543474E-3,5.0661981970157675E-3,0,0,1.3548499612992876E-2,null,3.7899927464705853E-3,1.0025585598806982E-3,2.9347735040182107E-3,1.9195038327607921E-3,0,0,9.6468286431302865E-3]
[2004,3,21,19,4.3992909874716168E-3,1.3848286745326956E-3,2.700567444889872E-3,5.1518629590489558E-3,3.9685160230260204E-6,6.7298774867353758E-5,1.370781735683352E-2,null,3.7625976008634227E-3,1.1464324519536661E-3,2.7907441457260054E-3,1.9519608809576245E-3,5.7556640434495453E-7,2.6985447426362192E-5,9.6792960933314263E-3]
[2004,3,21,20,4.2879752785554177E-3,1.4381368441395543E-3,2.6773926064396457E-3,5.2571071325149647E-3,1.5874064092104082E-5,2.6919509946941503E-4,1.3945681025211102E-2,null,3.6673922096994212E-3,1.1905636984504038E-3,2.766795458624894E-3,1.9918362641320815E-3,2.3022656173798181E-6,1.0794178970544877E-4,9.7268316862296287E-3]
[2004,3,21,21,4.5118010373364457E-3,1.4711687385117402E-3,2.5651490667652102E-3,5.3095538876880765E-3,1.5874064092104082E-5,2.6919509946941503E-4,1.4142741893862993E-2,null,3.8588244803537761E-3,1.2179092007166376E-3,2.6508039095766646E-3,2.011707525313682E-3,2.3022656173798181E-6,1.0794178970544877E-4,9.8494891712835875E-3]
[2004,3,21,22,4.6945351164805107E-3,1.463953947426576E-3,2.5256427392228143E-3,5.3199765174817299E-3,1.5874064092104082E-5,2.6919509946941503E-4,1.428917748417315E-2,null,4.0151121207352555E-3,1.2119364253212342E-3,2.6099783962140197E-3,2.0156564979077959E-3,2.3022656173798181E-6,1.0794178970544877E-4,9.9629274955011331E-3]
[2004,3,21,23,4.4329880924015314E-3,1.650236843748153E-3,2.5265168486196241E-3,5.531350206415632E-3,1.5874064092104082E-5,2.6919509946941503E-4,1.442616115474646E-2,null,3.7914178463362524E-3,1.3661509946137434E-3,2.6108816936622975E-3,2.0957427065943033E-3,2.3022656173798181E-6,1.0794178970544877E-4,9.9744372965294252E-3]
[2004,3,21,24,3.8594957044387696E-3,1.6496389093501422E-3,2.504261856987937E-3,6.6300019568657012E-3,1.5874064092104082E-5,2.6919509946941503E-4,1.4928467591204069E-2,null,3.3009249261799806E-3,1.3656559937442313E-3,2.5878835686842174E-3,2.5120047958075687E-3,2.3022656173798181E-6,1.0794178970544877E-4,9.8767133397388261E-3]
[2004,3,22,1,3.0506049689932348E-3,1.5142017140275972E-3,2.4776336587741601E-3,6.5994420401056389E-3,1.5874064092104082E-5,2.6919509946941503E-4,1.3926951545462149E-2,null,2.6091020053467277E-3,1.2535341126951203E-3,2.560366208058047E-3,2.5004261178584227E-3,2.3022656173798181E-6,1.0794178970544877E-4,9.0336724992811472E-3]
[2004,3,22,2,2.5876239710016617E-3,1.6912824586039551E-3,2.4483157649223715E-3,6.6531404424740931E-3,1.5874064092104082E-5,2.6919509946941503E-4,1.36654318005636E-2,null,2.2131265635654549E-3,1.400130667151187E-3,2.5300693381217986E-3,2.5207716087277086E-3,2.3022656173798181E-6,1.0794178970544877E-4,8.7743422328889781E-3]
[2004,3,22,3,2.4416780941595275E-3,1.5388914557617156E-3,2.4392899871871032E-3,6.766040895835706E-3,1.5874064092104082E-5,2.6919509946941503E-4,1.3470969596505572E-2,null,2.088302902746936E-3,1.2739735516487508E-3,2.5207421737797314E-3,2.5635478374736948E-3,2.3022656173798181E-6,1.0794178970544877E-4,8.5568105209719407E-3]
[2004,3,22,4,2.4645028343762095E-3,1.8181520973044869E-3,2.499496977314151E-3,6.4469083940417579E-3,1.5874064092104082E-5,2.6919509946941503E-4,1.3514129466598124E-2,null,2.1078243013141575E-3,1.5051598838685596E-3,2.5829595812904308E-3,2.4426334877917458E-3,2.3022656173798181E-6,1.0794178970544877E-4,8.7488213095877222E-3]
[2004,3,22,5,2.6986446715139322E-3,1.6501749344900421E-3,2.5875009416461568E-3,7.1665450865323619E-3,1.5874064092104082E-5,2.6919509946941503E-4,1.4387934797744013E-2,null,2.3080796418190313E-3,1.3660997429434973E-3,2.6739021529062421E-3,2.715292656602925E-3,2.3022656173798181E-6,1.0794178970544877E-4,9.1736182495945236E-3]
[2004,3,22,6,2.9822815304281517E-3,1.7026572192911304E-3,2.7775460131621364E-3,7.0217268997849443E-3,1.5874064092104082E-5,2.6919509946941503E-4,1.4769280826227882E-2,null,2.5506667695871883E-3,1.4095472794908939E-3,2.8702931638994625E-3,2.6604232942714474E-3,2.3022656173798181E-6,1.0794178970544877E-4,9.6011745625718212E-3]
[2004,3,22,7,3.1291129128781891E-3,1.5634649145295195E-3,3.2808505496765071E-3,7.6306038022016442E-3,7.9370320460520408E-6,1.3459754973470752E-4,1.5746566761066619E-2,null,2.6762477800071167E-3,1.2943167255779462E-3,3.3904039248629234E-3,2.8911172984177557E-3,1.1511328086899091E-6,5.3970894852724384E-5,1.0307207756527156E-2]
[2004,3,22,8,3.6461806286839206E-3,1.7988178740533762E-3,3.6574683718304628E-3,7.5049091550798775E-3,0,0,1.6607376029647635E-2,null,3.1184821656194931E-3,1.4891540187561333E-3,3.7795976790648634E-3,2.843493548314598E-3,0,0,1.1230727411755088E-2]
[2004,3,22,9,4.1239411471631193E-3,1.8448876045645474E-3,3.9176576514291057E-3,8.3858579383083581E-3,0,0,1.827234434146513E-2,null,3.5270981416338997E-3,1.5272929128172265E-3,4.048475136724578E-3,3.1772713635743908E-3,0,0,1.2280137554750097E-2]
[2004,3,22,10,3.7695847264378754E-3,1.9021192752389938E-3,4.0229190441943129E-3,8.5935420836334517E-3,0,0,1.8288165129504631E-2,null,3.2240264370641519E-3,1.5746722354347705E-3,4.1572513926874969E-3,3.2559596614759596E-3,0,0,1.221190972666238E-2]
[2004,3,22,11,3.7092393551285191E-3,2.0766070735545547E-3,3.9982041268993573E-3,8.0353372930789622E-3,0,0,1.7819387848661394E-2,null,3.172414631898636E-3,1.7191222155208683E-3,4.1317112007980064E-3,3.0444645337160685E-3,0,0,1.2067712581933579E-2]
[2004,3,22,12,3.4257585498453083E-3,1.9115118143349654E-3,3.8772644880432335E-3,8.2127987493927929E-3,0,0,1.7427333601616302E-2,null,2.9299609726869602E-3,1.582447862719134E-3,4.0067331745085319E-3,3.1117019240262944E-3,0,0,1.1630843933940919E-2]
[2004,3,22,13,3.5400438959758184E-3,1.9505424945740141E-3,3.8997795916854445E-3,7.186478005798763E-3,0,0,1.6576843988034041E-2,null,3.0277062162703222E-3,1.6147594686749909E-3,4.0300000970950461E-3,2.7228449302096908E-3,0,0,1.1395310712250051E-2]
[2004,3,22,14,3.0536565815418824E-3,1.8311515238507593E-3,3.8892614714469234E-3,8.273410241854743E-3,0,0,1.7047479818694308E-2,null,2.6117119691083895E-3,1.5159214782256836E-3,4.0191307583065487E-3,3.1346666773907792E-3,0,0,1.12814308830314E-2]
[2004,3,22,15,2.803530466996192E-3,2.0248751763286702E-3,3.712029197303355E-3,7.959622491060709E-3,0,0,1.6500057331688925E-2,null,2.3977856975380264E-3,1.6762958884296137E-3,3.8359803865445729E-3,3.015777370873452E-3,0,0,1.0925839343385665E-2]
[2004,3,22,16,3.1015035633518854E-3,1.7818635124073588E-3,3.5043650391569105E-3,8.702732457535698E-3,0,0,1.7090464572451853E-2,null,2.6526342312364376E-3,1.475118325568518E-3,3.6213819566031417E-3,3.297330198722095E-3,0,0,1.1046464712130192E-2]
[2004,3,22,17,3.5241132970126156E-3,1.6336052865961546E-3,3.4070222987823266E-3,7.9392344806065752E-3,0,0,1.6503975362997671E-2,null,3.0140811949634881E-3,1.3523825356005683E-3,3.5207887707734966E-3,3.0080526702819656E-3,0,0,1.0895305171619518E-2]
[2004,3,22,18,3.5853591460706449E-3,1.6017820156095973E-3,3.2641766881960658E-3,7.0738281220745613E-3,0,0,1.5525145971950869E-2,null,3.0664631550076965E-3,1.3260375939790959E-3,3.3731732937963901E-3,2.6801636384086646E-3,0,0,1.0445837681191847E-2]
[2004,3,22,19,3.6258162142562321E-3,1.7731412117913488E-3,3.1470266095700726E-3,6.7539801831436935E-3,3.9685160230260204E-6,6.7298774867353758E-5,1.5371231509651728E-2,null,3.1010650188367916E-3,1.4678975561940944E-3,3.252111367823953E-3,2.5589782207043029E-3,5.7556640434495453E-7,2.6985447426362192E-5,1.0407613177389849E-2]
[2004,3,22,20,4.1076096573437844E-3,1.5446553800027491E-3,3.2005695660004469E-3,8.2870396989813307E-3,1.5874064092104082E-5,2.6919509946941503E-4,1.7424943465889832E-2,null,3.5131302489467033E-3,1.2787452247965162E-3,3.3074422178220441E-3,3.1398306670681556E-3,2.3022656173798181E-6,1.0794178970544877E-4,1.1349392413956248E-2]
[2004,3,22,21,4.215402230931942E-3,1.6608714825658494E-3,3.1027170156397383E-3,8.2470291150256326E-3,1.5874064092104082E-5,2.6919509946941503E-4,1.7511089007724686E-2,null,3.6053223953468197E-3,1.3749548959768687E-3,3.2063221985534109E-3,3.1246712780613854E-3,2.3022656173798181E-6,1.0794178970544877E-4,1.1421514823261314E-2]
[2004,3,22,22,4.4872869972859431E-3,1.6447273367182957E-3,2.8919240818060573E-3,7.604969903301579E-3,1.5874064092104082E-5,2.6919509946941503E-4,1.6913977482673394E-2,null,3.8378582681745494E-3,1.361589941127884E-3,2.9884905175969136E-3,2.8814050121482877E-3,2.3022656173798181E-6,1.0794178970544877E-4,1.1179587794370463E-2]
[2004,3,22,23,3.5933818308216264E-3,1.7072254523486832E-3,2.70327489017054E-3,8.1054543350870915E-3,1.5874064092104082E-5,2.6919509946941503E-4,1.6394405671989461E-2,null,3.0733247457691375E-3,1.4133290979364379E-3,2.7935419973705534E-3,3.071030792208627E-3,2.3022656173798181E-6,1.0794178970544877E-4,1.0461470688607585E-2]
[2004,3,22,24,3.2672453272722078E-3,1.7230435405927529E-3,2.6733062451987813E-3,7.5156201536732822E-3,1.5874064092104082E-5,2.6919509946941503E-4,1.5464284430298543E-2,null,2.7943887923840027E-3,1.4264241255195341E-3,2.7625726465889114E-3,2.8475517793693653E-3,2.3022656173798181E-6,1.0794178970544877E-4,9.9411813991846423E-3]
[2004,3,23,1,2.783932516664425E-3,1.9222789438264783E-3,2.5901063196315907E-3,7.8718130801594104E-3,1.5874064092104082E-5,2.6919509946941503E-4,1.5453200023843424E-2,null,2.3810240872898878E-3,1.5913614466811523E-3,2.6765945290488976E-3,2.9825077485209762E-3,2.3022656173798181E-6,1.0794178970544877E-4,9.7417318668637422E-3]
[2004,3,23,2,2.5034989437483167E-3,1.9213920835591247E-3,2.5804727529424214E-3,7.2558270250839066E-3,1.5874064092104082E-5,2.6919509946941503E-4,1.4546259968895288E-2,null,2.1411766455860753E-3,1.590627258106392E-3,2.666639280609858E-3,2.749120196817785E-3,2.3022656173798181E-6,1.0794178970544877E-4,9.2578074364429389E-3]
[2004,3,23,3,2.1434961762980763E-3,1.9230724679082361E-3,2.5169570561484572E-3,7.5394651820300321E-3,1.5874064092104082E-5,2.6919509946941503E-4,1.4408060045946322E-2,null,1.8332757695199166E-3,1.5920183667575949E-3,2.6010026828922656E-3,2.8565862903661976E-3,2.3022656173798181E-6,1.0794178970544877E-4,8.9931271648588038E-3]
[2004,3,23,4,2.2516573383178332E-3,1.8800893859352453E-3,2.4903233656344255E-3,6.8107110007236656E-3,1.5874064092104082E-5,2.6919509946941503E-4,1.3717850254172688E-2,null,1.9257831598882976E-3,1.5564347592218471E-3,2.5734796465682669E-3,2.5804726466121869E-3,2.3022656173798181E-6,1.0794178970544877E-4,8.7464142676134272E-3]
[2004,3,23,5,2.3523186954193497E-3,1.8343692966455321E-3,2.5453181410733123E-3,5.9647825565428275E-3,1.5874064092104082E-5,2.6919509946941503E-4,1.298185785324254E-2,null,2.0118761648312369E-3,1.5185853161594166E-3,2.6303107943672246E-3,2.2599634940482453E-3,2.3022656173798181E-6,1.0794178970544877E-4,8.5309798247289528E-3]
[2004,3,23,6,2.5079022783510334E-3,1.8695127524945797E-3,2.6913829351183356E-3,5.7350397464536809E-3,1.5874064092104082E-5,2.6919509946941503E-4,1.3088906875979149E-2,null,2.1449427015844541E-3,1.5476788776952828E-3,2.7812529490055605E-3,2.172917510577816E-3,2.3022656173798181E-6,1.0794178970544877E-4,8.7570360941859431E-3]
[2004,3,23,7,2.7612355214100253E-3,1.8886741010588719E-3,2.9904894801837788E-3,5.7685752896199597E-3,6.6194850443656212E-6,1.1225436187073604E-4,1.3527848239187736E-2,null,2.3616119456211018E-3,1.5635416282443449E-3,3.090347188132685E-3,2.1856236071690046E-3,9.6004480856186812E-7,4.5011728469251047E-5,9.2470961424449497E-3]
[2004,3,23,8,3.1467050691004941E-3,2.0338365667759771E-3,3.6776606310034766E-3,6.7948795880368989E-3,0,0,1.5653081854916845E-2,null,2.6912938874331912E-3,1.6837145886720007E-3,3.8004641933164149E-3,2.5744743701633563E-3,0,0,1.0749947039584963E-2]
[2004,3,23,9,3.9064062292526024E-3,1.8021483066004535E-3,3.9313167789381291E-3,8.8832918584045972E-3,0,0,1.8523163173195779E-2,null,3.3410462613274912E-3,1.4919111222312621E-3,4.0625903665455036E-3,3.3657413521216992E-3,0,0,1.2261289102225955E-2]
[2004,3,23,10,3.8271096866979407E-3,1.8142410938770605E-3,3.9860203338836003E-3,8.7707075002346584E-3,0,0,1.839807861469326E-2,null,3.2732260190151247E-3,1.5019221539375148E-3,4.1191205694861305E-3,3.3230848869357523E-3,0,0,1.2217353629374523E-2]
[2004,3,23,11,3.6370240855277372E-3,1.9449988034660494E-3,3.9337340692826512E-3,7.8332965617520806E-3,0,0,1.7349053520028516E-2,null,3.1106508156565622E-3,1.6101701158498681E-3,4.0650883744698238E-3,2.9679144377517644E-3,0,0,1.1753823743728017E-2]
[2004,3,23,12,3.1655567522063713E-3,1.8759987469387669E-3,3.8573636243931261E-3,8.4018507443285421E-3,0,0,1.7300769867866807E-2,null,2.7074172349972445E-3,1.5530483177211521E-3,3.9861677859893445E-3,3.1833307894512594E-3,0,0,1.1429964128159002E-2]
[2004,3,23,13,2.8880613783176714E-3,2.0314828925446136E-3,3.8653835353807467E-3,7.8356546265590729E-3,0,0,1.6620582432802105E-2,null,2.470082757460355E-3,1.6817660960029904E-3,3.9944554959224169E-3,2.9688078718928894E-3,0,0,1.1115112221278653E-2]
[2004,3,23,14,2.6042762370153665E-3,1.9443631699262295E-3,3.8732655832551446E-3,8.7746383700871393E-3,0,0,1.7196543360283881E-2,null,2.2273688076749117E-3,1.609643905690445E-3,4.0026007392502333E-3,3.3245742324872875E-3,0,0,1.1164187685102876E-2]
[2004,3,23,15,2.5424023604346583E-3,2.0235395004335002E-3,3.7587251106455171E-3,8.2399475086351679E-3,0,0,1.6564614480148843E-2,null,2.1744497122475615E-3,1.6751901471782405E-3,3.8842355586327791E-3,3.1219881673578589E-3,0,0,1.085586358541644E-2]
[2004,3,23,16,2.8656945646649236E-3,1.813717258941471E-3,3.6775878432680309E-3,8.845010004828336E-3,0,0,1.720200967170276E-2,null,2.4509530114107184E-3,1.5014884964167897E-3,3.800388975070353E-3,3.3512369522132818E-3,0,0,1.1104067435111144E-2]
[2004,3,23,17,3.4055186114712458E-3,1.7880557329638975E-3,3.4320261389212477E-3,7.7563088110997663E-3,0,0,{"$f":"SUM(E1987:J1987)","v":1.6381909294456157E-2},null,2.9126502869912998E-3,1.4802445644500649E-3,3.5466275331493087E-3,2.9387449744370845E-3,0,0,{"$f":"SUM(M1987:R1987)","v":1.0878267359027758E-2}]
[2004,3,23,18,3.3975261362087445E-3,1.8289804561158222E-3,3.2545765832203231E-3,6.9449328774182041E-3,0,0,1.5426016052963093E-2,null,{"$f":"E1988*V$5","v":2.9058145336089279E-3},{"$f":"F1988*W$5","v":1.5141241566129135E-3},{"$f":"G1988*X$5","v":3.3632526244162918E-3},{"$f":"H1988*Y$5","v":2.6313272315961053E-3},{"$f":"I1988*Z$5","v":0},{"$f":"J1988*AA$5","v":0},1.0414518546234239E-2]
[2004,3,23,19,3.2992601032698272E-3,2.0454686937678864E-3,3.1999916515858622E-3,6.5758896513456889E-3,3.9685160230260204E-6,6.7298774867353758E-5,1.5191877390859644E-2,null,2.821770186273124E-3,1.6933442620850466E-3,3.3068450058278444E-3,2.4915024834609315E-3,5.7556640434495453E-7,2.6985447426362192E-5,1.0341022951477652E-2]
[2004,3,23,20,3.6081648279553255E-3,1.7407906052178809E-3,3.2307833623190056E-3,8.0944839288035371E-3,1.5874064092104082E-5,2.6919509946941503E-4,1.6959291887857272E-2,null,3.0859682534860014E-3,1.4411160590325598E-3,3.3386649059854992E-3,3.0668742756079482E-3,2.3022656173798181E-6,1.0794178970544877E-4,1.1042867549434838E-2]
[2004,3,23,21,3.8262531094028825E-3,1.7862809574801691E-3,3.1987128465649625E-3,8.0887130702094728E-3,1.5874064092104082E-5,2.6919509946941503E-4,1.7185029147219009E-2,null,3.2724934110370395E-3,1.4787753139594475E-3,3.3055234992561962E-3,3.0646877868921786E-3,2.3022656173798181E-6,1.0794178970544877E-4,1.1231724066467689E-2]
[2004,3,23,22,3.9647122169580431E-3,1.7626082879052384E-3,2.9815869203443221E-3,7.9033127033851323E-3,1.5874064092104082E-5,2.6919509946941503E-4,1.6897289292154258E-2,null,3.3909138354618739E-3,1.4591778596864599E-3,3.0811473561488728E-3,2.9944424666589102E-3,2.3022656173798181E-6,1.0794178970544877E-4,1.1035925573278944E-2]
[2004,3,23,23,3.6614732829034873E-3,1.6241732848039766E-3,2.7115833243096335E-3,8.2232121883392441E-3,1.5874064092104082E-5,2.6919509946941503E-4,1.6505511243917862E-2,null,3.1315615696055534E-3,1.3445742390651959E-3,2.8021278647510179E-3,3.1156474143511116E-3,2.3022656173798181E-6,1.0794178970544877E-4,1.0504155143095707E-2]
[2004,3,23,24,3.2269348841236943E-3,1.7057334397497909E-3,2.6434336469203751E-3,7.5744440740981188E-3,1.5874064092104082E-5,2.6919509946941503E-4,1.5435615208453499E-2,null,2.759912333083567E-3,1.4120939331152941E-3,2.7317025496687857E-3,2.8698392494450526E-3,2.3022656173798181E-6,1.0794178970544877E-4,9.8837921206355282E-3]
[2004,3,24,1,2.706510120522422E-3,1.9222789438264783E-3,2.5672571835143529E-3,7.5035468462289574E-3,1.5874064092104082E-5,2.6919509946941503E-4,1.4984662257653729E-2,null,2.3148067529952039E-3,1.5913614466811523E-3,2.652982420055012E-3,2.8429773906438844E-3,2.3022656173798181E-6,1.0794178970544877E-4,9.5123720656980805E-3]
[2004,3,24,2,2.4355731555837368E-3,1.9213920835591247E-3,2.5450313638189408E-3,7.1381783660995389E-3,1.5874064092104082E-5,2.6919509946941503E-4,1.432524413262286E-2,null,2.0830815097306289E-3,1.590627258106392E-3,2.6300144411155108E-3,2.7045449466878784E-3,2.3022656173798181E-6,1.0794178970544877E-4,9.1185122109632387E-3]
[2004,3,24,3,2.0855648631898146E-3,1.9230724679082361E-3,2.5104770835514731E-3,7.5028511268079006E-3,1.5874064092104082E-5,2.6919509946941503E-4,1.4307034705018944E-2,null,1.7837286446907661E-3,1.5920183667575949E-3,2.5943063326034706E-3,2.8427137933578501E-3,2.3022656173798181E-6,1.0794178970544877E-4,8.9230111927325103E-3]
[2004,3,24,4,2.188722436766375E-3,1.8800893859352453E-3,2.4667357676437275E-3,6.6639933080506215E-3,1.5874064092104082E-5,2.6919509946941503E-4,1.3484610061957489E-2,null,1.8719565977757999E-3,1.5564347592218471E-3,2.5491044171590403E-3,2.5248835909795785E-3,2.3022656173798181E-6,1.0794178970544877E-4,8.6126234204590944E-3]
[2004,3,24,5,2.2802971515765475E-3,1.8343692966455321E-3,2.5404239286974245E-3,5.9168147592020166E-3,1.5874064092104082E-5,2.6919509946941503E-4,1.2856974299683041E-2,null,1.9502780371226738E-3,1.5185853161594166E-3,2.6252531556247467E-3,2.2417892404434383E-3,2.3022656173798181E-6,1.0794178970544877E-4,8.4461498046731042E-3]
[2004,3,24,6,2.4322264166824329E-3,1.8695127524945797E-3,2.724920590756367E-3,5.9442107892697599E-3,1.5874064092104082E-5,2.6919509946941503E-4,1.3255939712764659E-2,null,2.0802191321801044E-3,1.5476788776952828E-3,2.8159104860022077E-3,2.252169170851301E-3,2.3022656173798181E-6,1.0794178970544877E-4,8.8062217220517235E-3]
[2004,3,24,7,2.6779771400579043E-3,1.8886741010588719E-3,3.2316007346501543E-3,5.9445614523895443E-3,6.6194850443656212E-6,1.1225436187073604E-4,1.3861687275071576E-2,null,2.2904032470332176E-3,1.5635416282443449E-3,3.3395095718176185E-3,2.2523020316625561E-3,9.6004480856186812E-7,4.5011728469251047E-5,9.49172825203555E-3]
[2004,3,24,11,3.5232323042132863E-3,1.9449988034660494E-3,3.9241503395745538E-3,7.7615858673579872E-3,0,0,1.7153967314611877E-2,null,3.0133277050482781E-3,1.6101701158498681E-3,4.0551846271563831E-3,2.9407443691151914E-3,0,0,1.1619426817169721E-2]
[2004,3,24,14,2.5342021582505578E-3,1.9443631699262295E-3,3.8857115019079631E-3,8.043312096297054E-3,0,0,1.6407588926381805E-2,null,2.1674362955055549E-3,1.609643905690445E-3,4.0154622490356159E-3,3.0474860628286996E-3,0,0,1.0840028513060315E-2]
[2004,3,24,18,3.3097181353370932E-3,1.8289804561158222E-3,3.222660122101885E-3,6.3730106205730011E-3,0,0,1.4734369334127801E-2,null,2.8307146653898971E-3,1.5141241566129135E-3,3.3302704164780619E-3,2.4146347688530903E-3,0,0,1.0089744007333963E-2]
[2004,3,24,21,3.7172994643582956E-3,1.7862809574801691E-3,3.0668403356442133E-3,7.7513047142377415E-3,1.5874064092104082E-5,2.6919509946941503E-4,1.6606794635281939E-2,null,3.1793082308301502E-3,1.4787753139594475E-3,3.1692475330585526E-3,2.9368489998358891E-3,2.3022656173798181E-6,1.0794178970544877E-4,1.0874424133006867E-2]
[2004,3,24,24,3.1457137607248365E-3,1.7057334397497909E-3,2.6126083966981871E-3,7.5858506870195115E-3,1.5874064092104082E-5,2.6919509946941503E-4,1.5334975447753845E-2,null,2.6904460475138526E-3,1.4120939331152941E-3,2.6998479900795071E-3,2.8741610379677219E-3,2.3022656173798181E-6,1.0794178970544877E-4,9.7867930639992037E-3]
[2004,3,25,4,2.1292840981501381E-3,1.8800893859352453E-3,2.4578021345604273E-3,6.9336687131552272E-3,1.5874064092104082E-5,2.6919509946941503E-4,1.3685913495362556E-2,null,1.8211205537601498E-3,1.5564347592218471E-3,2.5398724743410741E-3,2.6270594146582745E-3,2.3022656173798181E-6,1.0794178970544877E-4,8.6547312573041733E-3]
[2004,3,25,5,2.212277065130581E-3,1.8343692966455321E-3,2.5277362800543604E-3,5.8845788402569089E-3,1.5874064092104082E-5,2.6919509946941503E-4,1.2744030645648902E-2,null,1.8921022504331904E-3,1.5185853161594166E-3,2.6121418440592237E-3,2.229575551290071E-3,2.3022656173798181E-6,1.0794178970544877E-4,8.3626490172647311E-3]
[2004,3,25,9,3.6571737436304104E-3,1.8021483066004535E-3,3.9528800579998946E-3,8.5625434157696797E-3,0,0,1.7974745524000441E-2,null,3.1278842870162073E-3,1.4919111222312621E-3,4.0848736814533201E-3,3.2442147475462125E-3,0,0,1.1948883838247002E-2]
[2004,3,25,12,2.9901701189809088E-3,1.8759987469387669E-3,3.8715959053927324E-3,8.6463051291530962E-3,0,0,1.7384069900465503E-2,null,2.5574136714055337E-3,1.5530483177211521E-3,4.0008753079048354E-3,3.2759507601587442E-3,0,0,1.1387288057190265E-2]
[2004,3,25,15,2.4152338575993337E-3,2.0235395004335002E-3,3.778234415883543E-3,8.2782217813603485E-3,0,0,1.6495229555276728E-2,null,2.0656858443797118E-3,1.6751901471782405E-3,3.9043963139152389E-3,3.1364896949995116E-3,0,0,1.0781762000472704E-2]
[2004,3,25,19,3.1329640135182649E-3,2.0454686937678864E-3,3.1688502124984051E-3,6.2108166404955959E-3,2.6509690213396008E-6,4.4955587003382282E-5,1.4605706116304875E-2,null,2.6795415248560702E-3,1.6933442620850466E-3,3.2746636992704932E-3,2.353181988227039E-3,3.8447840421691364E-7,1.8026281042888855E-5,1.0019142233885754E-2]
[2004,3,25,21,3.6143991805175132E-3,1.7862809574801691E-3,3.0992912901976755E-3,7.8122278884859859E-3,1.5874064092104082E-5,2.6919509946941503E-4,1.6597268480242865E-2,null,3.0913003308730685E-3,1.4787753139594475E-3,3.2027820821084797E-3,2.959931844589642E-3,2.3022656173798181E-6,1.0794178970544877E-4,1.0843033626853467E-2]
[2004,3,26,2,2.1980798241335309E-3,1.7044554297748881E-3,2.5445548427269768E-3,6.9336677524122073E-3,1.5874064092104082E-5,2.6919509946941503E-4,1.3665827012609122E-2,null,1.8799597244974187E-3,1.4110359306807017E-3,2.6295220081454587E-3,2.627059050647662E-3,2.3022656173798181E-6,1.0794178970544877E-4,8.6578207692940695E-3]
[2004,3,26,3,1.9263307349792877E-3,1.5526790056622282E-3,2.5239540533701947E-3,7.2199575219586108E-3,1.5874064092104082E-5,2.6919509946941503E-4,1.3507990479531841E-2,null,1.6475398928017158E-3,1.2853875950821106E-3,2.6082333221681608E-3,2.7355297990380879E-3,2.3022656173798181E-6,1.0794178970544877E-4,8.3869346644129036E-3]
[2004,3,26,6,2.1988839795410563E-3,1.6469095083788815E-3,2.6810832671393622E-3,5.2117414395722837E-3,1.5874064092104082E-5,2.6919509946941503E-4,1.2023687358193104E-2,null,1.8806474974171216E-3,1.3633964551418097E-3,2.7706093569821021E-3,1.9746479074802198E-3,2.3022656173798181E-6,1.0794178970544877E-4,8.099545272344081E-3]
[2004,3,26,10,3.2555316092046146E-3,1.6037143813760596E-3,3.9221783172107326E-3,7.7210779495842877E-3,0,0,1.6502502257375692E-2,null,{"$f":"E2052*V$5","v":2.7843703581354315E-3},{"$f":"F2052*W$5","v":1.3276373058167094E-3},{"$f":"G2052*X$5","v":4.0531467554944522E-3},{"$f":"H2052*Y$5","v":2.9253965480470034E-3},{"$f":"I2052*Z$5","v":0},{"$f":"J2052*AA$5","v":0},1.1090550967493597E-2]
[2004,3,26,13,2.5726106814155398E-3,2.1063028888968116E-3,3.8397373411713683E-3,6.9578165477302773E-3,0,0,1.5476467459213997E-2,null,2.2002860927853494E-3,1.7437059398628524E-3,3.967952930142989E-3,2.6362086542294754E-3,0,0,1.0548153617020667E-2]
[2004,3,26,18,2.6149867442672703E-3,1.7129593911811645E-3,3.2126514787595433E-3,6.2968593642155138E-3,0,0,1.3837456978423491E-2,null,2.2365292221609755E-3,1.4180759476196971E-3,3.3199275669161471E-3,2.3857822402382702E-3,0,0,9.3603149769350899E-3]
[2004,3,26,21,2.8928350181629619E-3,1.7142412801864674E-3,2.9672759395481915E-3,6.5441184835650359E-3,1.5874064092104082E-5,2.6919509946941503E-4,1.4403539885024177E-2,null,2.4741655257701639E-3,1.4191371613153031E-3,3.0663585065121156E-3,2.4794648813074721E-3,2.3022656173798181E-6,1.0794178970544877E-4,9.5493701302278838E-3]
[2004,3,26,24,3.078744063362923E-3,1.0146762229250375E-3,2.4906734849636293E-3,6.5938165687348671E-3,1.5874064092104082E-5,2.6919509946941503E-4,1.3462979503547976E-2,null,2.6331686309160238E-3,8.4000120128908495E-4,2.5738414569981931E-3,2.498294714104096E-3,2.3022656173798181E-6,1.0794178970544877E-4,8.6555500586302271E-3]
[2004,3,27,1,2.7736469315236363E-3,1.3773251818204018E-3,2.463188656633477E-3,5.7465761157666851E-3,1.5874064092104082E-5,2.6919509946941503E-4,1.264580604930572E-2,null,2.3722270974830257E-3,1.1402206744922597E-3,2.5454388618681226E-3,2.1772884617825084E-3,2.3022656173798181E-6,1.0794178970544877E-4,8.3454191509487463E-3]
[2004,3,27,4,2.2321973583386027E-3,1.3639750120108007E-3,2.4077537219213637E-3,5.6198875665970736E-3,1.5874064092104082E-5,2.6919509946941503E-4,1.190888282242936E-2,null,1.9091395520453019E-3,1.129168716809492E-3,2.4881528571029862E-3,2.1292881376259805E-3,2.3022656173798181E-6,1.0794178970544877E-4,7.7659933189065892E-3]
[2004,3,27,7,2.5499205618476476E-3,1.2786672595121345E-3,2.903614714015311E-3,5.6439326956460676E-3,5.2860636606288779E-6,8.9641973515305171E-5,1.2471063268197094E-2,null,2.1808798317099662E-3,1.0585465686215911E-3,3.0005715205948377E-3,2.1383984636680923E-3,7.6665449670196342E-7,3.5944618133993352E-5,8.4151076572251838E-3]
[2004,3,27,11,3.4982265601473592E-3,1.5324845765029899E-3,3.3034580132981169E-3,4.2434621488088558E-3,0,0,1.2577631298757322E-2,null,2.9919409513876989E-3,1.2686696072453534E-3,3.4137662914911319E-3,1.6077819189174124E-3,0,0,9.2821587690415965E-3]
[2004,3,27,15,3.1366323201026738E-3,1.4024284123224592E-3,3.1898121003212853E-3,3.8135983751943509E-3,0,0,1.1542471207940769E-2,null,2.6826789307683035E-3,1.1610024207296728E-3,3.2963255414273193E-3,1.4449132096939759E-3,0,0,8.5849201026192718E-3]
[2004,3,27,18,3.5347734984558328E-3,1.2484018806149036E-3,2.8421044903602392E-3,3.1863901507847492E-3,0,0,1.0811670020215724E-2,null,3.0231985842176191E-3,1.0334913302541681E-3,2.937007362294511E-3,1.207273752279441E-3,0,0,8.2009710290457394E-3]
[2004,3,27,22,3.7138737436795619E-3,1.3267494716573361E-3,2.4773185459397175E-3,3.0875674717790783E-3,1.5874064092104082E-5,2.6919509946941503E-4,1.0890578396617213E-2,null,3.1763783022476263E-3,1.0983514985589214E-3,2.5600405730513641E-3,1.1698313736479039E-3,2.3022656173798181E-6,1.0794178970544877E-4,8.1148458028286446E-3]
[2004,3,28,1,3.3211436680986531E-3,1.0810945670286271E-3,2.365380298377641E-3,3.0647795066821447E-3,1.5874064092104082E-5,2.6919509946941503E-4,1.0117467203748584E-2,null,2.8404866223437925E-3,8.9498572499637668E-4,2.4443645103565358E-3,1.1611973675069384E-3,2.3022656173798181E-6,1.0794178970544877E-4,7.4512782805264714E-3]
[2004,3,28,2,2.8404137537807635E-3,1.1313460304599593E-3,2.3204285263929984E-3,3.2087639762707226E-3,1.5874064092104082E-5,2.6919509946941503E-4,9.7860214504659621E-3,null,2.4293310003522294E-3,9.3658647279666499E-4,2.3979117195760164E-3,1.21575084735226E-3,2.3022656173798181E-6,1.0794178970544877E-4,7.0898240953999993E-3]
[2004,3,28,5,2.5753572752502687E-3,1.0870588685684228E-3,2.4038720317165483E-3,3.1818000509253584E-3,1.5874064092104082E-5,2.6919509946941503E-4,9.5331573900221175E-3,null,2.2026351820823584E-3,8.9992328078519399E-4,2.4841415504292317E-3,1.205534634714312E-3,2.3022656173798181E-6,1.0794178970544877E-4,6.9024787033339242E-3]
[2004,3,28,8,2.9989837588230523E-3,1.1819328603212577E-3,2.8639907086912388E-3,3.1358534021326584E-3,0,0,1.0180760729968208E-2,null,2.5649517452040987E-3,9.7846485418851578E-4,2.9596243999822362E-3,1.1881261629115205E-3,0,0,7.6911671622863706E-3]
[2004,3,28,13,3.7026186864986188E-3,1.2650961568494751E-3,3.1822819104772673E-3,2.6864605434221774E-3,0,0,1.0836457297247538E-2,null,3.1667521485634993E-3,1.0473117113519597E-3,3.2885439052888982E-3,1.0178581865780607E-3,0,0,8.5204659517824181E-3]
[2004,3,28,16,3.5493851784198791E-3,1.255364532501257E-3,3.0881353819925284E-3,2.9370677078346579E-3,0,0,1.0829952800748322E-2,null,3.0356955688757999E-3,1.0392553718435477E-3,3.1912536584904421E-3,1.1128093499357095E-3,0,0,8.3790139491454994E-3]
[2004,3,28,19,3.9438792436187059E-3,1.3848286745326956E-3,2.685272142534105E-3,3.0190993923324338E-3,1.3175476376028579E-6,2.234319864795142E-5,1.1056740199303495E-2,null,3.3730959425948936E-3,1.1464324519536661E-3,2.7749381063000185E-3,1.1438898814660505E-3,1.9108809235700897E-7,8.9591707076311601E-6,8.4475066411146167E-3]
[2004,3,28,23,4.0942113990598246E-3,1.650236843748153E-3,2.492550776613655E-3,3.3152892759284389E-3,1.5874064092104082E-5,2.6919509946941503E-4,1.1837357458911591E-2,null,3.5016710718614548E-3,1.3661509946137434E-3,2.5757814347210392E-3,1.2561116293483975E-3,2.3022656173798181E-6,1.0794178970544877E-4,8.8099591858674629E-3]
[2004,3,29,2,2.4889437158632267E-3,1.6912824586039551E-3,2.428199143694635E-3,4.5087287301956557E-3,1.5874064092104082E-5,2.6919509946941503E-4,1.1402223211918991E-2,null,{"$f":"E2116*V$5","v":2.1287279429027515E-3},{"$f":"F2116*W$5","v":1.400130667151187E-3},{"$f":"G2116*X$5","v":2.5092809874996637E-3},{"$f":"H2116*Y$5","v":1.7082873077463071E-3},{"$f":"I2116*Z$5","v":2.3022656173798181E-6},{"$f":"J2116*AA$5","v":1.0794178970544877E-4},7.8566709606227372E-3]
[2004,3,29,5,2.5912114762486086E-3,1.6501749344900421E-3,2.5727385661612405E-3,4.9857315415575403E-3,1.5874064092104082E-5,2.6919509946941503E-4,1.2084925682018952E-2,null,2.2161948622239631E-3,1.3660997429434973E-3,2.6586468357174434E-3,1.8890162664329507E-3,2.3022656173798181E-6,1.0794178970544877E-4,8.2402017626406823E-3]
[2004,3,29,7,3.0002438753718606E-3,1.5634649145295195E-3,3.2589442541429651E-3,5.1463903731434708E-3,2.6509690213396008E-6,4.4955587003382282E-5,1.3016649973212537E-2,null,2.5660294896672079E-3,1.2943167255779462E-3,3.3677661395595205E-3,1.9498874031322053E-3,3.8447840421691364E-7,1.8026281042888855E-5,9.196410517383985E-3]
[2004,3,29,10,3.6288487119246725E-3,1.9021192752389938E-3,4.0043989956165173E-3,7.7400076333473174E-3,0,0,1.7275374616127499E-2,null,3.1036586341453474E-3,1.5746722354347705E-3,4.138112927086557E-3,2.9325687112990231E-3,0,0,1.1749012507965697E-2]
[2004,3,29,14,2.9523484005135095E-3,1.8311515238507593E-3,3.8898574244826357E-3,8.1256848890309593E-3,0,0,1.6799042237877863E-2,null,2.5250657527133547E-3,1.5159214782256836E-3,4.0197466112631896E-3,3.0786958349732392E-3,0,0,1.1139429677175468E-2]
[2004,3,29,17,3.4023414431821539E-3,1.6336052865961546E-3,3.4226042209216517E-3,7.7099906781200756E-3,0,0,1.6168541628820036E-2,null,2.9099329387149253E-3,1.3523825356005683E-3,3.5368910007221557E-3,2.9211957530439672E-3,0,0,1.0720402228081616E-2]
[2004,3,29,21,4.0694514649762988E-3,1.6608714825658494E-3,3.0836545164854069E-3,7.9941804657701673E-3,1.5874064092104082E-5,2.6919509946941503E-4,1.7093227093359243E-2,null,3.4804945529984112E-3,1.3749548959768687E-3,3.1866231689963E-3,3.0288708509008085E-3,2.3022656173798181E-6,1.0794178970544877E-4,1.1181187524195217E-2]
[2004,3,29,24,3.1577586519645389E-3,1.7230435405927529E-3,2.6621521229661968E-3,7.2252799995347989E-3,1.5874064092104082E-5,2.6919509946941503E-4,1.5053303478619806E-2,null,2.700747725445644E-3,1.4264241255195341E-3,2.7510460685802045E-3,2.7375464031483047E-3,2.3022656173798181E-6,1.0794178970544877E-4,9.7260083780165169E-3]
[2004,3,30,2,2.4204785739380149E-3,1.9213920835591247E-3,2.541027370477681E-3,7.2376156982021109E-3,1.5874064092104082E-5,2.6919509946941503E-4,1.4405582889738451E-2,null,2.0701715119950908E-3,1.590627258106392E-3,2.6258767473882941E-3,2.7422202078339632E-3,2.3022656173798181E-6,1.0794178970544877E-4,9.1391397806465692E-3]
[2004,3,30,5,2.2642925173010304E-3,1.8343692966455321E-3,2.5248269203138503E-3,5.77485361859097E-3,1.5874064092104082E-5,2.6919509946941503E-4,1.2683411516412902E-2,null,1.9365896953650475E-3,1.5185853161594166E-3,2.6091353356755866E-3,2.1880023685309832E-3,2.3022656173798181E-6,1.0794178970544877E-4,8.3625567710538633E-3]
[2004,3,30,8,3.0298531450206317E-3,2.0338365667759771E-3,3.7497968839970237E-3,6.2700928900034526E-3,0,0,1.5083579485797085E-2,null,2.5913535173937336E-3,1.6837145886720007E-3,3.8750092027799951E-3,2.3756408387688591E-3,0,0,1.0525718147614587E-2]
[2004,3,30,11,3.4979452198068057E-3,1.9449988034660494E-3,3.9425181414700691E-3,7.5081449697956808E-3,0,0,1.6893607134538607E-2,null,2.9917003284115401E-3,1.6101701158498681E-3,4.0741657622903197E-3,2.8447195482671356E-3,0,0,1.1520755754818864E-2]
[2004,3,30,15,2.4624677866205173E-3,2.0235395004335002E-3,3.7702947905615416E-3,7.7221424923914058E-3,0,0,1.5978444570006967E-2,null,2.1060837786197016E-3,1.6751901471782405E-3,3.8961915705274888E-3,2.9257998867872059E-3,0,0,1.0603265383112636E-2]
[2004,3,30,18,3.2902053002551602E-3,1.8289804561158222E-3,3.2310910867783703E-3,6.1827693778550115E-3,0,0,1.4533046221004365E-2,null,2.8140258519710058E-3,1.5141241566129135E-3,3.3389829059062544E-3,2.3425553159091726E-3,0,0,1.0009688230399346E-2]
[2004,3,30,23,3.5476536284934652E-3,1.6241732848039766E-3,2.656951689585089E-3,7.5539063681083849E-3,1.5874064092104082E-5,2.6919509946941503E-4,1.5667754134552434E-2,null,3.0342146198734598E-3,1.3445742390651959E-3,2.745671983574097E-3,2.8620578315394856E-3,2.3022656173798181E-6,1.0794178970544877E-4,1.0096762729375068E-2]
[2004,3,31,2,2.3278524549857778E-3,1.9213920835591247E-3,2.5525129689219729E-3,7.0912209159836618E-3,1.5874064092104082E-5,2.6919509946941503E-4,1.4178047587012056E-2,null,1.9909508344042055E-3,1.590627258106392E-3,2.63774587018292E-3,2.6867534979586926E-3,2.3022656173798181E-6,1.0794178970544877E-4,9.0163215159750378E-3]
[2004,3,31,5,2.1660814548929378E-3,1.8343692966455321E-3,2.5345961376690217E-3,5.9387175249053913E-3,1.5874064092104082E-5,2.6919509946941503E-4,1.2758833577674402E-2,null,1.8525923628750422E-3,1.5185853161594166E-3,2.6192307643951537E-3,2.2500878582788902E-3,2.3022656173798181E-6,1.0794178970544877E-4,8.3507403570313304E-3]
[2004,3,31,6,2.3122154279320026E-3,1.8695127524945797E-3,2.7176193756224872E-3,5.9294909844301693E-3,1.5874064092104082E-5,2.6919509946941503E-4,1.3113907704040759E-2,null,1.9775768974119208E-3,1.5476788776952828E-3,2.808365470442564E-3,2.2465920653555612E-3,2.3022656173798181E-6,1.0794178970544877E-4,8.6904573662281576E-3]
[2004,3,31,9,3.5749591059385829E-3,1.8021483066004535E-3,3.963711171965251E-3,8.4543093248765216E-3,0,0,1.7795127909380808E-2,null,3.057568274864233E-3,1.4919111222312621E-3,4.0960664653801595E-3,3.2032065310837821E-3,0,0,1.1848752393559436E-2]
[2004,3,31,13,2.6837093972175048E-3,2.0314828925446136E-3,3.8696519676719135E-3,7.5635256304207935E-3,0,0,1.6148369887854827E-2,null,2.295305895459445E-3,1.6817660960029904E-3,3.9988664586815739E-3,2.8657024206690377E-3,0,0,1.0841640870813046E-2]
[2004,3,31,16,2.6747461536282069E-3,1.813717258941471E-3,3.6568988689873625E-3,8.468933772371021E-3,0,0,1.6614296053928064E-2,null,2.2876398695200178E-3,1.5014884964167897E-3,3.7790091595193273E-3,3.2087475071621036E-3,0,0,1.0776885032618238E-2]
[2004,3,31,20,3.3370874276060971E-3,1.7407906052178809E-3,3.162029668664018E-3,7.9801222402484974E-3,1.5874064092104082E-5,2.6919509946941503E-4,1.6505099105298012E-2,null,2.854122899517158E-3,1.4411160590325598E-3,3.2676154054711655E-3,3.0235444075361263E-3,2.3022656173798181E-6,1.0794178970544877E-4,1.0696642826879838E-2]
[2004,3,31,24,3.0169088628630276E-3,1.7057334397497909E-3,2.6045854053198866E-3,7.2046184179466264E-3,1.5874064092104082E-5,2.6919509946941503E-4,1.4816915289440851E-2,null,2.5802826141209556E-3,1.4120939331152941E-3,2.6915570968960873E-3,2.729718050701936E-3,2.3022656173798181E-6,1.0794178970544877E-4,9.5238957501571023E-3]
[2004,4,1,3,1.996853177095196E-3,1.5681336539040787E-3,2.159517827618646E-3,7.1859710772385213E-3,1.5531848486561106E-5,2.6359329730152108E-4,1.3189600881644526E-2,null,1.7078558783248394E-3,1.2981817483256263E-3,2.2316279293159596E-3,2.7226528628494181E-3,2.2526330079988151E-6,1.0569558034736558E-4,8.068266632171207E-3]
[2004,4,1,6,2.3575450257343716E-3,1.487945362238468E-3,2.2951580913505628E-3,5.5248616616243792E-3,1.5531848486561106E-5,2.6359329730152108E-4,1.1944635286735865E-2,null,2.0163461073653003E-3,1.2317977533067455E-3,2.3717974602235703E-3,2.0932842977221069E-3,2.2526330079988151E-6,1.0569558034736558E-4,7.8211738319730884E-3]
[2004,4,1,7,2.6077943238304751E-3,1.4836135728657283E-3,2.7490765842656073E-3,5.8542473641813239E-3,1.5531848486561106E-5,2.6359329730152108E-4,1.2973856990931218E-2,null,2.2303777345787819E-3,1.2282116751129123E-3,2.8408730906568959E-3,2.2180834259692196E-3,2.2526330079988151E-6,1.0569558034736558E-4,8.625494139673175E-3]
[2004,4,1,13,2.7525474134919396E-3,1.6942145388248887E-3,3.3754742973095848E-3,7.3712845804371945E-3,0,0,1.5193520830063607E-2,null,2.3541812359677223E-3,1.4025579940681026E-3,3.4881873259971379E-3,2.7928652718036736E-3,0,0,1.0037791827836637E-2]
[2004,4,1,15,2.4181883380400182E-3,1.698884183757631E-3,3.2837291600035564E-3,8.0506149730988959E-3,0,0,1.5451416654900102E-2,null,2.0682127336101755E-3,1.4064237664834544E-3,3.3933786570560557E-3,3.0502530094553776E-3,0,0,9.918268166605064E-3]
[2004,4,1,18,3.3167252337505354E-3,1.5468142555841967E-3,2.8059582766932875E-3,6.558103306948746E-3,0,0,1.4227601072976766E-2,null,2.8367076519312546E-3,1.2805324531171148E-3,2.8996541629244723E-3,2.4847635137418144E-3,0,0,9.5016577817146567E-3]
[2004,4,1,21,3.6694428817229908E-3,1.6002388297487581E-3,2.6437524222890215E-3,7.5655929501953273E-3,1.5531848486561106E-5,2.6359329730152108E-4,1.575815222974418E-2,null,3.1383777573693325E-3,1.324760065297897E-3,2.7320319695081363E-3,2.8664856960318331E-3,2.2526330079988151E-6,1.0569558034736558E-4,1.0169603701562564E-2]
[2004,4,2,1,2.7494835379227129E-3,1.5421130098939029E-3,2.2373755986448405E-3,7.4801324727866462E-3,1.5531848486561106E-5,2.6359329730152108E-4,1.4288229765036185E-2,null,2.3515607839678554E-3,1.2766405199682155E-3,2.3120855083709753E-3,2.8341060481072494E-3,2.2526330079988151E-6,1.0569558034736558E-4,8.882341073769659E-3]
[2004,4,2,4,2.2811818633079336E-3,1.5284735854117907E-3,2.1251535322712113E-3,6.2085295464434833E-3,1.5531848486561106E-5,2.6359329730152108E-4,1.2422463673222502E-2,null,1.951034707742428E-3,1.2653491023800138E-3,2.1961161496548659E-3,2.3523154438029577E-3,2.2526330079988151E-6,1.0569558034736558E-4,7.872763616935629E-3]
[2004,4,2,7,3.031491927407981E-3,1.3972979095711741E-3,2.7201186264485281E-3,5.6347886203613907E-3,1.5531848486561106E-5,2.6359329730152108E-4,1.3062822229577156E-2,null,2.5927551247655889E-3,1.1567551264924304E-3,2.8109481756531567E-3,2.1349339155250033E-3,2.2526330079988151E-6,1.0569558034736558E-4,8.8033405557915445E-3]
[2004,4,2,10,3.8519974473441871E-3,1.5615474756583781E-3,3.3871640032077485E-3,7.996611202674404E-3,0,0,1.679732012888472E-2,null,3.2945118645673075E-3,1.2927293709925456E-3,3.5002673717528139E-3,3.0297918193711824E-3,0,0,1.111730042668385E-2]
[2004,4,2,12,3.0785081465206669E-3,1.6056274416669512E-3,3.2927630961852696E-3,8.1335780156214163E-3,0,0,1.6110476699994304E-2,null,2.6329668574604365E-3,1.3292210355880202E-3,3.402714252269456E-3,3.0816864180798721E-3,0,0,1.0446588563397786E-2]
[2004,4,2,16,2.5826805250541828E-3,1.6666092714905892E-3,2.9867100682839979E-3,7.330758190880666E-3,0,0,1.4566758055709436E-2,null,2.2088985645731282E-3,1.3797049329646583E-3,3.0864415750166121E-3,2.7775104520637874E-3,0,0,9.4525555246181853E-3]
[2004,4,2,19,3.2040390598211369E-3,1.4734689815993722E-3,2.6652120370810918E-3,6.0695156565733132E-3,0,0,1.3412235735074914E-2,null,2.7403301381717219E-3,1.2198134603348416E-3,2.7542081586138106E-3,2.2996452394335432E-3,0,0,9.0139969965539173E-3]
[2004,4,2,22,3.8908929417910032E-3,1.3441566002072973E-3,2.328452440629646E-3,6.1641274888831182E-3,1.5531848486561106E-5,2.6359329730152108E-4,1.4006754617299147E-2,null,3.3277781555461853E-3,1.1127620154928941E-3,2.4062035664336478E-3,2.3354921936348549E-3,2.2526330079988151E-6,1.0569558034736558E-4,9.2901841444629468E-3]
[2004,4,3,2,2.1924226942816776E-3,1.031185332027916E-3,2.0604679199511355E-3,5.3176730707544806E-3,1.5531848486561106E-5,2.6359329730152108E-4,1.0880874162803292E-2,null,1.8751213304768883E-3,8.5366829150497047E-4,2.1292705708723238E-3,2.0147837577090175E-3,2.2526330079988151E-6,1.0569558034736558E-4,6.9807921639185658E-3]
[2004,4,3,3,1.9477900277181306E-3,1.0170529375693603E-3,2.0391562068248657E-3,5.3191688576356292E-3,1.5531848486561106E-5,2.6359329730152108E-4,1.0602293175536069E-2,null,1.6658934601391201E-3,8.4196876799780046E-4,2.1072472221294247E-3,2.0153504881328388E-3,2.2526330079988151E-6,1.0569558034736558E-4,6.7384081517545486E-3]
[2004,4,3,7,2.2200315167786927E-3,9.2546306959304385E-4,2.5186724201186742E-3,5.3483949300198001E-3,1.5531848486561106E-5,2.6359329730152108E-4,1.1291687082298293E-2,null,1.8987344284933112E-3,7.661459612858919E-4,2.6027753258850302E-3,2.0264237931588848E-3,2.2526330079988151E-6,1.0569558034736558E-4,7.4020277221784822E-3]
[2004,4,3,10,3.2939206548444249E-3,1.0422762106172903E-3,2.9035303768369667E-3,5.1647857137412222E-3,0,0,1.2404512956039903E-2,null,{"$f":"E2244*V$5","v":2.8172034968014419E-3},{"$f":"F2244*W$5","v":8.6284989163310714E-4},{"$f":"G2244*X$5","v":3.0004843672496481E-3},{"$f":"H2244*Y$5","v":1.9568571120557772E-3},{"$f":"I2244*Z$5","v":0},{"$f":"J2244*AA$5","v":0},8.637394867739975E-3]
[2004,4,3,13,3.0948064325706363E-3,9.4311134485763578E-4,2.8368010890966644E-3,5.003371469854502E-3,0,0,1.1878090336379439E-2,null,2.6469063518390627E-3,7.8075611188171685E-4,2.9315268711270848E-3,1.8956997613652233E-3,0,0,8.2548890962130875E-3]
[2004,4,3,17,3.2316515027577394E-3,9.1142951541075266E-4,2.653334405949349E-3,4.6975743505648189E-3,0,0,1.149398977468266E-2,null,2.7639463326546766E-3,7.5452826284658301E-4,2.7419339124701986E-3,1.779837981052421E-3,0,0,8.0402464890238796E-3]
[2004,4,3,20,3.3537368981942772E-3,8.5817191571275944E-4,2.2900841020787326E-3,5.1341260662902625E-3,0,0,1.1636118982276032E-2,null,2.8683627527728607E-3,7.1043888072316592E-4,2.3665540415181308E-3,1.9452406476963926E-3,0,0,7.8905963227105507E-3]
[2004,4,3,24,2.8455695509778042E-3,7.9252847936069504E-4,2.0095504976911788E-3,4.9687080581400844E-3,1.5531848486561106E-5,2.6359329730152108E-4,1.0895481731957845E-2,null,2.4337406177699834E-3,6.5609586553599388E-4,2.0766529262523695E-3,1.8825663328938336E-3,2.2526330079988151E-6,1.0569558034736558E-4,7.1570039558075454E-3]
[2004,4,4,4,1.6102241075997223E-3,1.1418650536585849E-3,2.0134990742192E-3,5.28160991725494E-3,1.5531848486561106E-5,2.6359329730152108E-4,1.032632329852053E-2,null,1.3771822280819858E-3,9.4529466159975085E-4,2.0807333527014028E-3,2.0011199888093746E-3,2.2526330079988151E-6,1.0569558034736558E-4,6.5122784445478784E-3]
[2004,4,4,7,1.790854277908295E-3,1.0894075465078602E-3,2.5460107246554715E-3,5.2324318994398725E-3,1.5531848486561106E-5,2.6359329730152108E-4,1.0937829594299583E-2,null,1.5316704507028751E-3,9.0186763726659571E-4,2.6310265045343577E-3,1.9824872014582592E-3,2.2526330079988151E-6,1.0569558034736558E-4,7.1550000073174521E-3]
[2004,4,4,8,1.9533818032931669E-3,1.1845188122381789E-3,2.6110570275693686E-3,5.2546265540753733E-3,0,0,1.1003584197176088E-2,null,1.6706759583696566E-3,9.80605638280635E-4,2.698244818004578E-3,1.9908964114778633E-3,0,0,7.3404228261327326E-3]
[2004,4,4,11,2.4979180949872819E-3,1.3505472718779289E-3,2.7859371020002299E-3,5.0107556006149878E-3,0,0,1.1645158069480428E-2,null,2.1364034927714853E-3,1.1180525424206856E-3,2.8789644459648253E-3,1.8984974938551817E-3,0,0,8.0319179750121782E-3]
[2004,4,4,14,2.5573776021188973E-3,1.2509482146840572E-3,2.8129998684081614E-3,4.9686679092098163E-3,0,0,1.1589993594420932E-2,null,2.1872576416602624E-3,1.0355993166528306E-3,2.9069308857821302E-3,1.8825511210875572E-3,0,0,8.0123389651827817E-3]
[2004,4,4,18,2.8860651999275439E-3,1.186735663617097E-3,2.451181806974775E-3,4.7573144965081769E-3,0,0,1.1281297167027592E-2,null,2.4683754787095339E-3,9.8244086195031213E-4,2.5330310823634705E-3,1.8024725947506201E-3,0,0,7.7863200177739362E-3]
[2004,4,4,21,2.992063979002051E-3,1.3390171842205198E-3,2.1969335789987355E-3,4.5348748273408828E-3,1.4242705373043548E-5,2.4171505890126485E-4,1.1318847333836497E-2,null,2.559033439952832E-3,1.1085073424205595E-3,2.2702930584981647E-3,1.7181936579778402E-3,2.0656645134209376E-6,9.6922849294011289E-5,7.7550160126568287E-3]
[2004,4,5,1,2.9142393418695785E-3,1.1918119128115003E-3,2.1212933699697708E-3,6.5034625024701321E-3,1.5531848486561106E-5,2.6359329730152108E-4,1.3009932272909063E-2,null,2.4924720795434815E-3,9.866432423008139E-4,2.1921270897390759E-3,2.4640609613458949E-3,2.2526330079988151E-6,1.0569558034736558E-4,8.243251586284632E-3]
[2004,4,5,5,2.5745176909840175E-3,1.3431917047732759E-3,2.2147871552418755E-3,6.526699046410356E-3,1.5531848486561106E-5,2.6359329730152108E-4,1.2938320743197609E-2,null,2.2019171077938158E-3,1.1119632253908064E-3,2.2887427970799939E-3,2.4728649270453905E-3,2.2526330079988151E-6,1.0569558034736558E-4,8.1834362706653709E-3]
[2004,4,5,8,3.5412455167312222E-3,1.2181969026949673E-3,3.1994328755884246E-3,8.3140557508324681E-3,0,0,1.6272931045847081E-2,null,3.0287339308234869E-3,1.0084860949245026E-3,3.3062675713162303E-3,3.1500666296297606E-3,0,0,1.0493554226693982E-2]
[2004,4,5,9,4.03975234422734E-3,1.3853511536038739E-3,3.4272216082036513E-3,8.2458986875810578E-3,0,0,1.7098223793615926E-2,null,3.4550936779946849E-3,1.1468649870200471E-3,3.5416625706935607E-3,3.1242429766550573E-3,0,0,1.1267864212363352E-2]
[2004,4,5,12,3.3324973005390644E-3,1.5961491687478723E-3,3.3712868513152798E-3,7.3082170846845715E-3,0,0,1.5608150405286788E-2,null,2.8501970848485536E-3,1.3213744334322896E-3,3.483860053809856E-3,2.7689699769273116E-3,0,0,1.0424401549018011E-2]
[2004,4,5,18,3.5331650005984089E-3,1.3373758670910331E-3,2.8010708214263528E-3,6.4730037462373399E-3,0,0,1.4144615435353135E-2,null,3.0218228784058025E-3,1.1071485756244965E-3,2.8946035069227103E-3,2.4525206115497875E-3,0,0,9.4760955725027973E-3]
[2004,4,5,20,3.9817728076519494E-3,1.3445003737743233E-3,2.7356889673400796E-3,7.7891176700930808E-3,0,0,1.5851079818859432E-2,null,3.4055053089054386E-3,1.1130466089452182E-3,2.8270384376357927E-3,2.9511757416785379E-3,0,0,1.0296766097164987E-2]
[2004,4,5,23,3.4864867662806128E-3,1.4721663335998934E-3,2.3768585277121209E-3,6.816788429816356E-3,1.5531848486561106E-5,2.6359329730152108E-4,1.4431425203197066E-2,null,2.981900215195561E-3,1.2187350612754208E-3,2.4562260179738014E-3,2.5827752901296914E-3,2.2526330079988151E-6,1.0569558034736558E-4,9.3475847979298393E-3]
[2004,4,6,3,3.1109820960149638E-3,1.5681336539040787E-3,2.176442771575846E-3,6.0106365640956146E-3,1.5531848486561106E-5,2.6359329730152108E-4,1.3145320231378587E-2,null,2.6607409703358446E-3,1.2981817483256263E-3,2.249118026945135E-3,2.2773368655236966E-3,2.2526330079988151E-6,1.0569558034736558E-4,8.5933258244856661E-3]
[2004,4,6,6,3.4167597305076753E-3,1.487945362238468E-3,2.3572097625580283E-3,6.046777030058916E-3,1.5531848486561106E-5,2.6359329730152108E-4,1.3587817031151169E-2,null,2.9222645197478831E-3,1.2317977533067455E-3,2.435921145963184E-3,2.2910299269154086E-3,2.2526330079988151E-6,1.0569558034736558E-4,8.9889615592885861E-3]
[2004,4,6,9,4.0106455810720882E-3,1.5738111792815653E-3,3.4307215069927675E-3,8.3558581728782125E-3,0,0,1.7371036440224634E-2,null,3.4301994308242353E-3,1.3028818960473202E-3,3.5452793372641725E-3,3.1659049182665446E-3,0,0,1.1444265582402273E-2]
[2004,4,6,11,3.6283498909983748E-3,1.6566578152064921E-3,3.4248318512776423E-3,8.2328887863798317E-3,0,0,1.6942728343862339E-2,null,3.103232005757752E-3,1.3714666052652865E-3,3.5391930155770656E-3,3.119313727097805E-3,0,0,1.1133205353697908E-2]
[2004,4,6,14,2.9825087585095209E-3,1.7320697179666546E-3,3.3686079486517613E-3,7.2007272912535973E-3,0,0,1.5283913716381534E-2,null,2.5508611117746553E-3,1.433896459714248E-3,3.4810916978706883E-3,2.7282437632164154E-3,0,0,1.0194093032576007E-2]
[2004,4,6,17,3.759868911007447E-3,1.6051444568261832E-3,2.9679775150073559E-3,6.2253493260487052E-3,0,0,1.4558340208889691E-2,null,3.2157167562694355E-3,1.3288211958782849E-3,3.0670835088108554E-3,2.3586881971305778E-3,0,0,9.9703096580891527E-3]
[2004,4,6,21,4.2146039005380278E-3,1.6002388297487581E-3,2.679621174144573E-3,7.0720885763122807E-3,1.2938030100172413E-5,2.1957322192793705E-4,1.5799063732771752E-2,null,3.6046396044076903E-3,1.324760065297897E-3,2.7690984421284716E-3,2.6795045515296857E-3,1.8764433407490368E-6,8.8044420544832573E-5,1.0467923527249326E-2]
[2004,4,6,24,3.935293832100225E-3,1.4640502233869035E-3,2.2711872854198553E-3,7.1584123265291807E-3,1.5531848486561106E-5,2.6359329730152108E-4,1.5108068813224247E-2,null,3.3657530664646588E-3,1.2120161275163809E-3,2.3470262268866508E-3,2.7122112801170571E-3,2.2526330079988151E-6,1.0569558034736558E-4,9.7449549143401124E-3]
[2004,4,7,4,3.1330541089714462E-3,1.5392435446473852E-3,2.1390716527916959E-3,5.5109579685597744E-3,1.5531848486561106E-5,2.6359329730152108E-4,1.2601452420758384E-2,null,2.6796185811219443E-3,1.2742650289498257E-3,2.2104990207198151E-3,2.0880164043059432E-3,2.2526330079988151E-6,1.0569558034736558E-4,8.3603472484528926E-3]
[2004,4,7,8,3.9609897044340292E-3,1.5425926091554118E-3,3.2427485125513847E-3,8.6259195127416366E-3,0,0,1.7372250338882463E-2,null,3.3877300686385547E-3,1.277037556921189E-3,3.3510295936465791E-3,3.268226966632854E-3,0,0,1.1284024185839178E-2]
[2004,4,7,11,3.604806367132579E-3,1.6566578152064921E-3,3.4328348434316566E-3,8.2436844357292437E-3,0,0,1.6937983461499974E-2,null,3.0830958504850983E-3,1.3714666052652865E-3,3.5474632417268953E-3,3.1234040310096308E-3,0,0,1.1125429728486911E-2]
[2004,4,7,12,3.3277712952725991E-3,1.6932078052209795E-3,3.3669544577683884E-3,7.4727859292347976E-3,0,0,1.5860719487496767E-2,null,2.8461550571381995E-3,1.4017245681756301E-3,3.4793829940160535E-3,2.8313225568270179E-3,0,0,1.05585851761569E-2]
[2004,4,7,15,2.7645258205075342E-3,1.698884183757631E-3,3.2724006382653164E-3,8.2901300441486879E-3,0,0,1.6025940686679171E-2,null,2.3644260516953912E-3,1.4064237664834544E-3,3.3816718560352016E-3,3.1410015508675283E-3,0,0,1.0293523225081576E-2]
[2004,4,7,19,3.5278061166957851E-3,1.5269693887584735E-3,2.7733359918099072E-3,7.9903210788347077E-3,0,0,1.5818432576098874E-2,null,3.0172395662828402E-3,1.264103850971521E-3,2.8659425625233159E-3,3.0274085891166002E-3,0,0,1.0174694568894277E-2]
[2004,4,7,22,4.3369086161132156E-3,1.474424637083298E-3,2.6045933438224602E-3,7.9493532357841033E-3,1.5531848486561106E-5,2.6359329730152108E-4,1.6644404978591158E-2,null,3.7092436032584151E-3,1.2206046011306732E-3,2.691565300479236E-3,3.0118865095023644E-3,2.2526330079988151E-6,1.0569558034736558E-4,1.0741248227726053E-2]
[2004,4,8,1,2.8370918121463297E-3,1.4644469820594677E-3,2.1974330762577366E-3,7.2021907363134839E-3,1.5531848486561106E-5,2.6359329730152108E-4,1.39802877525651E-2,null,2.4264898312503164E-3,1.212344584766138E-3,2.2708092348499168E-3,2.7287982398263399E-3,2.2526330079988151E-6,1.0569558034736558E-4,8.7463901040480754E-3]
[2004,4,8,5,2.4030359005775275E-3,1.4581751576793155E-3,2.1893388244328543E-3,6.1444847255605365E-3,1.5531848486561106E-5,2.6359329730152108E-4,1.2474159754038316E-2,null,2.0552532533198373E-3,1.2071524457423074E-3,2.2624447017081631E-3,2.3280498556098803E-3,2.2526330079988151E-6,1.0569558034736558E-4,7.9608484697355521E-3]
[2004,4,8,9,4.0985533489869917E-3,1.5738111792815653E-3,3.4785626580918711E-3,8.6827351184492838E-3,0,0,1.7833662304809712E-2,null,3.5053846271651508E-3,1.3028818960473202E-3,3.5947179886140039E-3,3.2897535174457879E-3,0,0,1.1692738029272263E-2]
[2004,4,8,12,3.2887670125971418E-3,1.6932078052209795E-3,3.3682849269569522E-3,7.3864124248352323E-3,0,0,1.5736672169610305E-2,null,2.8127957224554035E-3,1.4017245681756301E-3,3.4807578899128692E-3,2.7985969771523803E-3,0,0,1.0493875157696283E-2]
[2004,4,8,13,2.9781335165538535E-3,1.6942145388248887E-3,3.3541103455596659E-3,8.5630593272985941E-3,0,0,1.6589517728237003E-2,null,2.5471190826766772E-3,1.4025579940681026E-3,3.4661099942909896E-3,3.2444102184138349E-3,0,0,1.0660197289449605E-2]
[2004,4,8,16,2.9572426798586322E-3,1.773263838213777E-3,3.1720856082668139E-3,7.3685606001139478E-3,0,0,1.5271152726453172E-2,null,2.5292517008068897E-3,1.4679990726579892E-3,3.278007130598927E-3,2.7918331979550986E-3,0,0,1.0067091102018904E-2]
[2004,4,8,20,3.7643974177033559E-3,1.5672768469944896E-3,2.7601566446473994E-3,5.922227318421955E-3,0,0,1.40140582277672E-2,null,3.2195898686591469E-3,1.2974724394672272E-3,2.8523231337592402E-3,2.2438399750897529E-3,0,0,9.613225416975367E-3]
[2004,4,8,22,4.1231668272084824E-3,1.474424637083298E-3,2.5238982960181762E-3,5.9325325938955733E-3,1.5531848486561106E-5,2.6359329730152108E-4,1.4333147499993612E-2,null,3.5264358861904857E-3,1.2206046011306732E-3,2.6081757029800079E-3,2.2477444839541943E-3,2.2526330079988151E-6,1.0569558034736558E-4,9.7109088876107252E-3]
[2004,4,9,3,2.0171382148645202E-3,1.1699703165866167E-3,2.1722450840840415E-3,4.8956545496711048E-3,1.5531848486561106E-5,2.6359329730152108E-4,1.0534133310994365E-2,null,1.7252051363442888E-3,9.6856164478975365E-4,2.2447801712787239E-3,1.8548874928544863E-3,2.2526330079988151E-6,1.0569558034736558E-4,6.9013826586226176E-3]
[2004,4,9,7,2.7692274573581682E-3,1.0894075465078602E-3,2.7276813555673729E-3,5.3052246326136462E-3,1.2938030100172413E-5,2.1957322192793705E-4,1.2124052244075157E-2,null,2.3684472377421212E-3,9.0186763726659571E-4,2.8187634376100703E-3,2.0100672377873744E-3,1.8764433407490368E-6,8.8044420544832573E-5,8.1890664142917433E-3]
[2004,4,9,10,3.5507174367774477E-3,1.321117060408313E-3,3.2363151458003839E-3,5.4718515855290712E-3,0,0,1.3580001228515217E-2,null,3.0368350143260311E-3,1.0936886986347299E-3,3.3443814054550059E-3,2.0731996029899067E-3,0,0,9.548104721405673E-3]
[2004,4,9,13,2.7533014778366098E-3,1.2748845346713662E-3,3.1773084266908066E-3,5.2443655891088199E-3,0,0,1.2449860028307603E-2,null,2.354826167321941E-3,1.0554150343068994E-3,3.2834043481239062E-3,1.9870086911765285E-3,0,0,8.680654240929276E-3]
[2004,4,9,14,2.5665293085136947E-3,1.2509482146840572E-3,3.1044189936975095E-3,5.2903812915208182E-3,0,0,1.2212277808416079E-2,null,2.195084854868694E-3,1.0355993166528306E-3,3.2080810086545499E-3,2.0044433263234599E-3,0,0,8.4432085064995339E-3]
[2004,4,9,19,3.0126636201102406E-3,1.2657285071474757E-3,2.5587236041311264E-3,5.179527764350652E-3,0,0,1.2016643495739495E-2,null,2.5766517699139669E-3,1.0478352034748212E-3,2.6441638894343861E-3,1.9624426461282937E-3,0,0,8.2310935089514679E-3]
[2004,4,9,22,3.6350083817819233E-3,1.2215038809458415E-3,2.3073697682121429E-3,5.1586753690287014E-3,1.5531848486561106E-5,2.6359329730152108E-4,1.2601682545756693E-2,null,3.1089268373837792E-3,1.0112237817260748E-3,2.3844169064719651E-3,1.9545419973210076E-3,2.2526330079988151E-6,1.0569558034736558E-4,8.567057736258191E-3]
[2004,4,10,1,2.7416886816800778E-3,1.0659831606459821E-3,2.1121300438608649E-3,5.118169852626901E-3,1.5531848486561106E-5,2.6359329730152108E-4,1.131709688460191E-2,null,2.3448940489232454E-3,8.8247572503008498E-4,2.1826577840410467E-3,1.9391950860953454E-3,2.2526330079988151E-6,1.0569558034736558E-4,7.4571708574450871E-3]
[2004,4,10,4,2.1937809193811218E-3,9.8816976462994324E-4,2.0595245480067863E-3,5.2185620667556222E-3,1.5531848486561106E-5,2.6359329730152108E-4,1.0739162444561556E-2,null,1.8762829845968714E-3,8.1805779086244364E-4,2.1282956980781206E-3,1.9772321372144535E-3,2.2526330079988151E-6,1.0569558034736558E-4,6.9078168241072536E-3]
[2004,4,10,8,2.871548927851182E-3,1.0153596411291977E-3,2.7871226727574317E-3,5.8051033126653986E-3,0,0,1.247913455440321E-2,null,2.4559600939024037E-3,8.4056697005305812E-4,2.8801896050165889E-3,2.1994635079214458E-3,0,0,8.3761801768934968E-3]
[2004,4,10,11,3.5346827687777254E-3,1.016442915683207E-3,2.863430922516408E-3,5.6234790156929953E-3,0,0,1.3038035622670335E-2,null,3.0231209855158861E-3,8.4146376048347803E-4,2.9590459215616273E-3,2.1306488819231241E-3,0,0,8.9542795494841152E-3]
[2004,4,10,12,3.8298494962232597E-3,9.1810978481627714E-4,2.836478652829673E-3,5.5617973101574252E-3,0,0,1.3146235244026635E-2,null,3.2755693058711534E-3,7.600585336845051E-4,2.9311936681455488E-3,2.1072786414425026E-3,0,0,9.0741001491437094E-3]
[2004,4,10,16,2.9342667745097923E-3,9.9797270940485644E-4,2.7013622768100399E-3,4.9024010539887647E-3,0,0,1.1536002814713453E-2,null,2.5096010146873761E-3,8.2617317309083553E-4,2.7915655184831429E-3,1.8574436385858384E-3,0,0,7.984783344847193E-3]
[2004,4,10,19,3.2870832781925216E-3,8.6884524355875024E-4,2.3752340868815436E-3,5.0515794942516982E-3,0,0,1.1582742102884513E-2,null,2.8113556688082689E-3,7.1927481085518291E-4,2.4545473342043622E-3,1.9139650332716306E-3,0,0,7.899142847139445E-3]
[2004,4,10,23,3.6644672557505061E-3,7.3174222713183934E-4,2.1639316275931207E-3,5.1540391313403475E-3,1.5531848486561106E-5,2.6359329730152108E-4,1.1993305387603896E-2,null,3.1341222356499965E-3,6.0577387735841898E-4,2.2361891138412636E-3,1.9527853988488778E-3,2.2526330079988151E-6,1.0569558034736558E-4,8.0368188390539212E-3]
[2004,4,11,2,2.6207407741573449E-3,1.1510726325798541E-3,2.0565928731335337E-3,5.1951178294787096E-3,1.5531848486561106E-5,2.6359329730152108E-4,1.1302649255137525E-2,null,2.2414504922295721E-3,9.5291716933185687E-4,2.1252661294201766E-3,1.9683494797345913E-3,2.2526330079988151E-6,1.0569558034736558E-4,7.395931484071562E-3]
[2004,4,11,5,2.3743405018792707E-3,1.1141963852556158E-3,2.1452228841230079E-3,5.0833558199215667E-3,1.5531848486561106E-5,2.6359329730152108E-4,1.0996240736967545E-2,null,2.030710835324447E-3,9.2238911382849851E-4,2.216855652493389E-3,1.926004589669226E-3,2.2526330079988151E-6,1.0569558034736558E-4,7.2039084046709246E-3]
[2004,4,11,9,3.1734830014220126E-3,1.2224224416487602E-3,2.60915159179852E-3,4.7607467035129507E-3,0,0,{"$f":"SUM(E2435:J2435)","v":1.1765803738382244E-2},null,2.7141963469876876E-3,1.0119842135529727E-3,2.6962757563791721E-3,1.8037730046920181E-3,0,0,{"$f":"SUM(M2435:R2435)","v":8.2262293216118498E-3}]
[2004,4,11,13,3.493040965067089E-3,1.2748845346713662E-3,2.6502855750306711E-3,5.0025279075703397E-3,0,0,1.2420738982339466E-2,null,2.9875058486259951E-3,1.0554150343068994E-3,2.7387832757202412E-3,1.8953801487139503E-3,0,0,8.6770843073670847E-3]
[2004,4,11,14,3.4288041783656566E-3,1.2509482146840572E-3,2.6393023275791188E-3,5.0335550780248473E-3,0,0,1.235260979865368E-2,null,2.9325658184669772E-3,1.0355993166528306E-3,2.7274332783022983E-3,1.9071358618327604E-3,0,0,8.6027342752548665E-3]
[2004,4,11,17,3.8594433060554442E-3,1.2022459571746369E-3,2.4595230545984489E-3,5.1213405835530031E-3,0,0,1.2642552901381533E-2,null,3.3008801112241271E-3,9.9528108125014115E-4,2.541650858928528E-3,1.9403964268105373E-3,0,0,8.7782084782133327E-3]
[2004,4,11,20,4.1352380197096205E-3,1.3089294384897349E-3,2.2214395447037478E-3,4.9392449766427716E-3,0,0,1.2604851979545875E-2,null,3.5367600588977893E-3,1.0835991579308485E-3,2.2956173215363035E-3,1.871403228794916E-3,0,0,8.7873797671598579E-3]
[2004,4,11,24,3.2358193176223651E-3,1.2996599992704538E-3,2.1048212873654125E-3,7.0991486028935446E-3,1.5531848486561106E-5,2.6359329730152108E-4,1.4018574352939859E-2,null,2.767510954830191E-3,1.0759254390601864E-3,2.1751049753004925E-3,2.6897571754337293E-3,2.2526330079988151E-6,1.0569558034736558E-4,8.8162467579799633E-3]
[2004,4,12,3,2.3475404074794681E-3,1.1699703165866167E-3,2.0878019999501529E-3,6.2683802432675854E-3,1.5531848486561106E-5,2.6359329730152108E-4,1.2152818113071905E-2,null,2.0077894211286643E-3,9.6856164478975365E-4,2.1575173839191186E-3,2.3749919435133203E-3,2.2526330079988151E-6,1.0569558034736558E-4,7.6168086067062218E-3]
[2004,4,12,6,2.8908341420012884E-3,1.0961230617154997E-3,2.4127554427755449E-3,7.0073200696940128E-3,1.5531848486561106E-5,2.6359329730152108E-4,1.3686157861974428E-2,null,2.4724542291391892E-3,9.0742708639356042E-4,2.4933215942210961E-3,2.6549647700483394E-3,2.2526330079988151E-6,1.0569558034736558E-4,8.6361158931575512E-3]
[2004,4,12,11,3.6726301697712731E-3,1.3505472718779289E-3,3.4077224796801083E-3,7.7005096872730635E-3,0,0,1.6131409608602373E-2,null,3.1411037608089507E-3,1.1180525424206856E-3,3.5215123319439945E-3,2.9176035528256793E-3,0,0,1.0698272187999309E-2]
[2004,4,12,14,2.9878093377364232E-3,1.2509482146840572E-3,3.3436726425625897E-3,7.8753095996980538E-3,0,0,1.5457739794681125E-2,null,2.5553945574455883E-3,1.0355993166528306E-3,3.4553237580171887E-3,2.9838325254828608E-3,0,0,1.0030150157598469E-2]
[2004,4,12,15,2.7360187396871967E-3,1.2424229454798355E-3,3.2106234059186183E-3,8.5638069368561744E-3,0,0,1.5752872027941824E-2,null,2.3400446970162666E-3,1.0285416600220138E-3,3.3178317731530154E-3,3.2446934760668867E-3,0,0,9.9311116062581837E-3]
[2004,4,12,18,3.566016370871743E-3,1.186735663617097E-3,2.7850934543424436E-3,6.4052006509978578E-3,0,0,1.3943046139829142E-2,null,3.0499197893233874E-3,9.8244086195031213E-4,2.8780926274266593E-3,2.4268310715586565E-3,0,0,9.337284350259014E-3]
[2004,4,12,21,4.1494745703270983E-3,1.3390171842205198E-3,2.661030633038416E-3,7.6599688572025681E-3,1.1648886364920831E-5,1.9769497297614084E-4,1.6018835104129665E-2,null,3.5489362053155735E-3,1.1085073424205595E-3,2.7498871301295585E-3,2.9022432617992725E-3,1.6894747559991115E-6,7.9271685260524195E-5,1.0390535099681488E-2]
[2004,4,13,3,2.0385339811535E-3,1.5681336539040787E-3,2.150894350154873E-3,6.2491202883368348E-3,1.5531848486561106E-5,2.6359329730152108E-4,1.2285807419337368E-2,null,1.7435043711839047E-3,1.2981817483256263E-3,2.2227164987596287E-3,2.3676946456440517E-3,2.2526330079988151E-6,1.0569558034736558E-4,7.7400454772685763E-3]
[2004,4,13,5,2.2492654242739904E-3,1.4581751576793155E-3,2.1774875001578913E-3,5.5217173398980478E-3,1.5531848486561106E-5,2.6359329730152108E-4,1.1685770567797328E-2,null,1.9237374188658318E-3,1.2071524457423074E-3,2.250197640853587E-3,2.0920929630426463E-3,2.2526330079988151E-6,1.0569558034736558E-4,7.5811286818597366E-3]
[2004,4,13,9,3.8248873782822435E-3,1.5738111792815653E-3,3.4487225457727677E-3,8.1834497678826383E-3,0,0,1.7030870871219215E-2,null,3.2713253372150136E-3,1.3028818960473202E-3,3.5638814624165478E-3,3.1005820506408528E-3,0,0,1.1238670746319734E-2]
[2004,4,13,12,3.096186664369692E-3,1.6932078052209795E-3,3.3633430561704723E-3,6.3303779626046608E-3,0,0,1.4483115488365804E-2,null,2.6480868277090498E-3,1.4017245681756301E-3,3.475651001361576E-3,2.3984819167165092E-3,0,0,9.9239443139627643E-3]
[2004,4,13,15,2.4652435595495089E-3,1.698884183757631E-3,3.2539532860342891E-3,7.9533342905773845E-3,0,0,1.5371415319918813E-2,null,2.1084578240267702E-3,1.4064237664834544E-3,3.3626085142400165E-3,3.0133948693487349E-3,0,0,9.8908849740989759E-3]
[2004,4,13,16,2.7995822846346944E-3,1.773263838213777E-3,3.1531604555695191E-3,7.030135758662538E-3,0,0,1.4756142337080528E-2,null,2.3944089212521551E-3,1.4679990726579892E-3,3.2584500337388264E-3,2.6636092803337757E-3,0,0,9.7844673079827468E-3]
[2004,4,13,19,3.2698574010266183E-3,1.5269693887584735E-3,2.6860227086688152E-3,7.5422099739396739E-3,0,0,1.5025059472393581E-2,null,2.7966228302027359E-3,1.264103850971521E-3,2.7757137351592E-3,2.8576262494017109E-3,0,0,9.6940666657351678E-3]
[2004,4,13,24,3.1306591925623376E-3,1.4640502233869035E-3,2.2589490304914736E-3,7.267556269670474E-3,1.5531848486561106E-5,2.6359329730152108E-4,1.4400339861899271E-2,null,2.6775702722556197E-3,1.2120161275163809E-3,2.334379315083018E-3,2.7535642254688094E-3,2.2526330079988151E-6,1.0569558034736558E-4,9.0854781536791919E-3]
[2004,4,14,3,2.0608992958429848E-3,1.5681336539040787E-3,2.141203812746198E-3,6.5153706684616605E-3,1.5531848486561106E-5,2.6359329730152108E-4,1.2564732576743004E-2,null,1.7626328352097808E-3,1.2981817483256263E-3,2.2127023772484729E-3,2.4685727805391026E-3,2.2526330079988151E-6,1.0569558034736558E-4,7.8500379546783475E-3]
[2004,4,14,6,2.4412085417752612E-3,1.487945362238468E-3,2.3684782510983255E-3,5.5252984374970747E-3,1.5531848486561106E-5,2.6359329730152108E-4,1.2102055738397214E-2,null,2.087901306971719E-3,1.2317977533067455E-3,2.4475659091719388E-3,2.0934497853183462E-3,2.2526330079988151E-6,1.0569558034736558E-4,7.9686629681241135E-3]
[2004,4,14,10,3.8043779788857189E-3,1.6216378513962165E-3,3.4387663851896942E-3,7.9138747191383144E-3,0,0,1.6778656934609944E-2,null,3.2537841886107781E-3,1.3424752767950765E-3,3.5535928481056195E-3,2.9984442504288099E-3,0,0,1.1148296563940285E-2]
[2004,4,14,13,2.8399157178142487E-3,1.6942145388248887E-3,3.3615968996541755E-3,7.7646016735183508E-3,0,0,1.5660328829811665E-2,null,2.4289050433200419E-3,1.4025579940681026E-3,3.4738465376054134E-3,2.9418870112421992E-3,0,0,1.0247196586235756E-2]
[2004,4,14,16,2.8280907447881623E-3,1.773263838213777E-3,3.1507624681458373E-3,7.4376595171867961E-3,0,0,1.5189776568334572E-2,null,2.4187914556385417E-3,1.4679990726579892E-3,3.2559719732938529E-3,2.8180137047183521E-3,0,0,9.9607762063087368E-3]
[2004,4,14,17,3.4010637190180102E-3,1.6051444568261832E-3,2.965085451039187E-3,6.698889481608042E-3,0,0,1.4670183108491421E-2,null,2.908840134922618E-3,1.3288211958782849E-3,3.0640948737358439E-3,2.5381052092991324E-3,0,0,9.8398614138358789E-3]
[2004,4,14,21,3.7898969019807974E-3,1.6002388297487581E-3,2.6273637129430936E-3,7.4891478454990482E-3,1.0359743251403269E-5,1.7581673457588457E-4,1.5692823767998985E-2,null,3.2413989053059126E-3,1.324760065297897E-3,2.7150960123078459E-3,2.8375218328440992E-3,1.5025062614212335E-6,7.0498954207169905E-5,1.0190778276224345E-2]
[2004,4,15,1,2.8325630563624154E-3,1.4644469820594677E-3,2.1994046322607996E-3,6.7122462420196871E-3,1.5531848486561106E-5,2.6359329730152108E-4,1.3487786058490452E-2,null,2.4226165058222008E-3,1.212344584766138E-3,2.2728466245784829E-3,2.5431658784254457E-3,2.2526330079988151E-6,1.0569558034736558E-4,8.5589218069476326E-3]
[2004,4,15,4,2.2821856443789837E-3,1.5392435446473852E-3,2.121019855280831E-3,5.3516501203832341E-3,1.5531848486561106E-5,2.6359329730152108E-4,1.1573224310478516E-2,null,1.9518932152293119E-3,1.2742650289498257E-3,2.1918444419132001E-3,2.0276571342434596E-3,2.2526330079988151E-6,1.0569558034736558E-4,7.5536080336911617E-3]
[2004,4,15,7,2.8405896443036644E-3,1.4836135728657283E-3,2.9257434211593636E-3,4.9930568822621332E-3,9.0550679785321362E-6,1.5367489760255678E-4,1.2405733486171976E-2,null,2.4294814348793763E-3,1.2282116751129123E-3,3.0234391442239407E-3,1.8917917242835785E-3,1.3132850887493329E-6,6.1620525457991188E-5,8.6358577890465471E-3]
[2004,4,15,11,3.7885633212548751E-3,1.6566578152064921E-3,3.4205560487621947E-3,5.9122941376544792E-3,0,0,1.4778071322878041E-2,null,3.2402583288688911E-3,1.3714666052652865E-3,3.5347744364888651E-3,2.2400764471318638E-3,0,0,1.0386575817754906E-2]
[2004,4,15,14,2.6698995560993405E-3,1.7320697179666546E-3,3.387678328245939E-3,5.5906706178083737E-3,0,0,1.3380318220120308E-2,null,2.2834947024268667E-3,1.433896459714248E-3,3.5007988710094042E-3,2.1182182893885941E-3,0,0,9.3364083225391126E-3]
[2004,4,15,18,3.5622414130457238E-3,1.5468142555841967E-3,2.7955968728960849E-3,4.4211247825392845E-3,0,0,1.2325777324065288E-2,null,3.0466911674159047E-3,1.2805324531171148E-3,2.8889467736151393E-3,1.6750955322270564E-3,0,0,8.891265926375215E-3]
[2004,4,15,19,3.447453562257763E-3,1.5269693887584735E-3,2.7146282270902075E-3,6.5983410045245784E-3,0,0,1.4287392182631021E-2,null,2.9485161448468081E-3,1.264103850971521E-3,2.8052744421954256E-3,2.5000089525728051E-3,0,0,9.5179033905865608E-3]
[2004,4,15,22,4.1172220327405588E-3,1.474424637083298E-3,2.5167798799421814E-3,6.8631578095826153E-3,1.5531848486561106E-5,2.6359329730152108E-4,1.5250709505136737E-2,null,3.5213514602076769E-3,1.2206046011306732E-3,2.6008195904605761E-3,2.6003439281345178E-3,2.2526330079988151E-6,1.0569558034736558E-4,1.0051067793288808E-2]
[2004,4,16,2,2.5958577651508871E-3,1.5263712698756972E-3,2.188049891968637E-3,6.1332459711404769E-3,1.5531848486561106E-5,2.6359329730152108E-4,1.2722650043923782E-2,null,2.2201687106296309E-3,1.2636086973760248E-3,2.2611127295200377E-3,2.3237916660669863E-3,2.2526330079988151E-6,1.0569558034736558E-4,8.1766300169480444E-3]
[2004,4,16,5,2.4137443080145052E-3,1.4863580808486207E-3,2.1814537060182242E-3,4.457362785059012E-3,1.5531848486561106E-5,2.6359329730152108E-4,1.0818044025728444E-2,null,2.0644118718895527E-3,1.2304837200770992E-3,2.254296285309371E-3,1.6888255487055245E-3,2.2526330079988151E-6,1.0569558034736558E-4,7.3459656393369118E-3]
[2004,4,16,8,3.3221925457813471E-3,1.4849310027843907E-3,3.1824327498855228E-3,6.6920252387880283E-3,0,0,1.4681581537239289E-2,null,2.8413836997737106E-3,1.2293023114058376E-3,3.2886997814905207E-3,2.5355044542773931E-3,0,0,9.8948902469474624E-3]
[2004,4,16,11,3.8140235333706573E-3,1.5555136918083572E-3,3.3619427060818958E-3,8.1129814026929085E-3,0,0,1.6844461333953821E-2,null,3.2620337770711415E-3,1.2877342941711677E-3,3.4742038911184836E-3,3.0738826812498664E-3,0,0,1.1097854643610659E-2]
[2004,4,16,16,2.6544256838102781E-3,1.6666092714905892E-3,2.9504688613456844E-3,6.8516914665629272E-3,0,0,1.4123195283209478E-2,null,2.2702603074035098E-3,1.3797049329646583E-3,3.0489902103826632E-3,2.5959995088050479E-3,0,0,9.2949549595558786E-3]
[2004,4,16,19,3.2906242443495274E-3,1.4734689815993722E-3,2.6530944126279118E-3,6.031245504114319E-3,0,0,1.3448433142691131E-2,null,2.8143841638100841E-3,1.2198134603348416E-3,2.7416859053492944E-3,2.2851452728967722E-3,0,0,9.0610288023909927E-3]
[2004,4,16,20,3.4333103218929214E-3,1.526669689712597E-3,2.6584312969265577E-3,6.0737855474381373E-3,0,0,1.3692196855970212E-2,null,2.9364198042281186E-3,1.2638557446762579E-3,2.7472009976092734E-3,2.3012630347825939E-3,0,0,9.2487395812962427E-3]
[2004,4,16,23,3.7608316093539042E-3,1.2639340976545843E-3,2.2259520062800631E-3,6.0451656451978785E-3,1.5531848486561106E-5,2.6359329730152108E-4,1.3575008504274512E-2,null,3.2165401267850598E-3,1.0463496989408839E-3,2.3002804621480087E-3,2.2904193982119254E-3,2.2526330079988151E-6,1.0569558034736558E-4,8.9615378994412423E-3]
[2004,4,17,3,2.3763140430655954E-3,1.0170529375693603E-3,2.0712184693388331E-3,5.2939747950301354E-3,1.5531848486561106E-5,2.6359329730152108E-4,1.1037685390792007E-2,null,2.0323987530716518E-3,8.4196876799780046E-4,2.1403801000284377E-3,2.0058048490059393E-3,2.2526330079988151E-6,1.0569558034736558E-4,7.128500683459194E-3]
[2004,4,17,8,3.0903295896781043E-3,1.0153596411291977E-3,2.7550159350374298E-3,4.4696284586758922E-3,0,0,1.1330333624520624E-2,null,2.6430774261383409E-3,8.4056697005305812E-4,2.8470107668061217E-3,1.6934728219868704E-3,0,0,8.0241279849843916E-3]
[2004,4,17,10,4.0417426734714549E-3,1.0422762106172903E-3,2.8769512078472611E-3,4.5071544894693281E-3,0,0,1.2468124581405334E-2,null,3.4567959541251252E-3,8.6284989163310714E-4,2.9730176730196479E-3,1.7076908523787192E-3,0,0,9.0003543711565989E-3]
[2004,4,17,14,3.2146059860613577E-3,9.7116503739234038E-4,2.7879504189379338E-3,4.8646111023871791E-3,0,0,1.1838332544778811E-2,null,2.7493677516037913E-3,8.0398040244586801E-4,2.8810449910991525E-3,1.843125612697744E-3,0,0,8.2775187578465557E-3]
[2004,4,17,17,3.8008979735856506E-3,9.1142951541075266E-4,2.6211160562842235E-3,4.3951006313451748E-3,0,0,1.1728544176625801E-2,null,3.2508078318227596E-3,7.5452826284658301E-4,2.7086397353952877E-3,1.6652353854229173E-3,0,0,8.3792112154875472E-3]
[2004,4,17,18,3.8158776344499458E-3,8.2138738251740298E-4,2.4154163425736319E-3,4.8295344174231532E-3,0,0,1.1882215776964133E-2,null,3.2636195408436578E-3,6.7998675089609264E-4,2.4960713461474647E-3,1.8298356014090718E-3,0,0,8.2695132392962868E-3]
[2004,4,17,21,4.0110379501309499E-3,9.1123273853761257E-4,2.3108488077138011E-3,5.0441411841727754E-3,9.0550679785321362E-6,1.5367489760255678E-4,1.2439990646136226E-2,null,3.4305350137360567E-3,7.5436536082316996E-4,2.3880121172267913E-3,1.9111467730791719E-3,1.3132850887493329E-6,6.1620525457991188E-5,8.5469930754119312E-3]
[2004,4,18,1,2.8627785785843842E-3,1.129122616840919E-3,1.991127937235064E-3,5.0631135444827507E-3,1.5531848486561106E-5,2.6359329730152108E-4,1.1325267822931201E-2,null,2.448459045391641E-3,9.3474581656686562E-4,2.0576152040731027E-3,1.9183351058121804E-3,2.2526330079988151E-6,1.0569558034736558E-4,7.4671033851991548E-3]
[2004,4,18,5,2.1897330026206317E-3,1.1141963852556158E-3,2.0316767070794875E-3,4.4144635283358902E-3,1.5531848486561106E-5,2.6359329730152108E-4,1.0029194769079708E-2,null,1.8728209081088898E-3,9.2238911382849851E-4,2.0995179687212677E-3,1.6725716864403003E-3,2.2526330079988151E-6,1.0569558034736558E-4,6.6752478904543201E-3]
[2004,4,18,8,2.5562324136562593E-3,1.1845188122381789E-3,2.5301403759882928E-3,4.8388988034177797E-3,0,0,1.110979040530051E-2,null,2.1862781921593477E-3,9.80605638280635E-4,2.6146262169883579E-3,1.8333836218593425E-3,0,0,7.6148936692876836E-3]
[2004,4,18,11,3.2689816230627318E-3,1.3505472718779289E-3,2.7009984751437417E-3,4.8602283218309224E-3,0,0,1.2180755691915325E-2,null,2.7958738003987984E-3,1.1180525424206856E-3,2.7911895688388011E-3,1.8414650451974753E-3,0,0,8.5465809568557611E-3]
[2004,4,18,15,3.1519391601317922E-3,1.2424229454798355E-3,2.6966073657532599E-3,4.7440394983187797E-3,0,0,1.1835008969683668E-2,null,2.6957704675032862E-3,1.0285416600220138E-3,2.7866518325760322E-3,1.797442904060775E-3,0,0,8.3084068641621073E-3]
[2004,4,18,18,3.5620359622492758E-3,1.186735663617097E-3,2.3875352028829128E-3,4.9850178567882658E-3,0,0,1.2121324685537553E-2,null,3.0465154507661055E-3,9.8244086195031213E-4,2.4672592061228647E-3,1.8887458623554291E-3,0,0,8.384961381194711E-3]
[2004,4,18,22,4.0602407666928964E-3,1.2215038809458415E-3,2.0963522232292317E-3,5.438525003001949E-3,1.5531848486561106E-5,2.6359329730152108E-4,1.3095747019658001E-2,null,3.4726168855828887E-3,1.0112237817260748E-3,2.1663531142045779E-3,2.060572678340312E-3,2.2526330079988151E-6,1.0569558034736558E-4,8.8187146732092193E-3]
[2004,4,18,23,3.5733632025967991E-3,1.2452726198933712E-3,2.096919286940582E-3,6.6019753552716571E-3,1.5531848486561106E-5,2.6359329730152108E-4,1.3796655610490493E-2,null,3.0562033408096075E-3,1.030900767170255E-3,2.1669391131714615E-3,2.5013859516394275E-3,2.2526330079988151E-6,1.0569558034736558E-4,8.8633773861461155E-3]
[2004,4,19,2,2.0588171513241686E-3,1.2464666114077802E-3,2.0519873788895008E-3,6.8196760565282059E-3,1.5531848486561106E-5,2.6359329730152108E-4,1.2456072343937738E-2,null,1.7608520318954605E-3,1.0318892147989393E-3,2.1205068496162119E-3,2.5838693670539306E-3,2.2526330079988151E-6,1.0569558034736558E-4,7.6050656767199069E-3]
[2004,4,19,6,2.3416258074714629E-3,1.2352334027874398E-3,2.3933850132757503E-3,6.7194911527090652E-3,1.5531848486561106E-5,2.6359329730152108E-4,1.29688605220318E-2,null,2.0027308196713927E-3,1.022589786545643E-3,2.4733043519822324E-3,2.545910862592165E-3,2.2526330079988151E-6,1.0569558034736558E-4,8.152484034146798E-3]
[2004,4,19,9,3.3402098525829411E-3,1.3853511536038739E-3,3.3942816800250171E-3,7.8379131837233301E-3,0,0,{"$f":"SUM(E2627:J2627)","v":1.5957755869935163E-2},null,2.8567934272817927E-3,1.1468649870200471E-3,3.5076227203283692E-3,2.9696636041332616E-3,0,0,{"$f":"SUM(M2627:R2627)","v":1.048094473876347E-2}]
[2004,4,19,13,2.9516571520312044E-3,1.3476957343856034E-3,3.3553546022529004E-3,7.979679261259906E-3,0,0,1.5634386749929612E-2,null,2.5244745461101702E-3,1.1156918929199323E-3,3.4673957989054959E-3,3.0233765696755914E-3,0,0,1.0130938807611189E-2]
[2004,4,19,16,2.5795533935636245E-3,1.5748919419388641E-3,3.0438352376660704E-3,6.9844936559664292E-3,0,0,1.4182774229134987E-2,null,2.2062240114513938E-3,1.3037766070003592E-3,3.1454742543626842E-3,2.6463161963182218E-3,0,0,9.3017910691326582E-3]
[2004,4,19,19,3.0108815817150611E-3,1.2553402699895108E-3,2.6418106443816488E-3,7.3273178048131474E-3,0,0,1.4235350300899369E-2,null,2.5751276394553445E-3,1.0392352860875669E-3,2.7300253522182945E-3,2.7762069432025137E-3,0,0,9.12059522096372E-3]
[2004,4,19,21,3.5134370908015719E-3,1.4263106225616618E-3,2.5031821188936927E-3,7.1044201688620703E-3,7.765924243280553E-6,1.3179664865076054E-4,1.4686912574013037E-2,null,3.0049501172533764E-3,1.180773343549307E-3,2.5867677762343262E-3,2.6917544899263198E-3,1.1263165039994076E-6,5.284779017368279E-5,9.5182198336410118E-3]
[2004,4,19,24,2.7198540707388239E-3,1.3374603190408655E-3,2.2328151158510809E-3,7.0982027993328834E-3,1.5531848486561106E-5,2.6359329730152108E-4,1.3667457450751737E-2,null,2.3262194818220215E-3,1.1072184892951904E-3,2.3073727430288423E-3,2.6893988251503157E-3,2.2526330079988151E-6,1.0569558034736558E-4,8.5381577526517337E-3]
[2004,4,20,3,1.7393126646724044E-3,1.5681336539040787E-3,2.1847277086963109E-3,6.1800568696715637E-3,1.5531848486561106E-5,2.6359329730152108E-4,1.1951356042732441E-2,null,1.4875882677196921E-3,1.2981817483256263E-3,2.257679612700157E-3,2.341527588676237E-3,2.2526330079988151E-6,1.0569558034736558E-4,7.4929254307770782E-3]
[2004,4,20,7,2.2376595900917128E-3,1.4836135728657283E-3,2.9187535320641406E-3,6.0487776042311391E-3,6.4767811297629929E-6,1.099184102505043E-4,1.2805199490632989E-2,null,1.9138112548601738E-3,1.2282116751129123E-3,3.0162158504274165E-3,2.2917879134058635E-3,9.3934800942152969E-7,4.4075059120328506E-5,8.4950411009361154E-3]
[2004,4,20,10,3.1538893103042844E-3,1.6216378513962165E-3,3.4819296819503338E-3,7.2094357664709936E-3,0,0,1.5466892610121828E-2,null,2.6974383795330286E-3,1.3424752767950765E-3,3.5981974433261258E-3,2.7315432692576794E-3,0,0,1.036965436891191E-2]
[2004,4,20,12,2.6303002768852421E-3,1.6932078052209795E-3,3.4559486073943431E-3,6.8150706150033333E-3,0,0,1.4594527304503897E-2,null,2.2496264828907636E-3,1.4017245681756301E-3,3.5713488149558175E-3,2.5821244367699643E-3,0,0,9.8048243027921752E-3]
[2004,4,20,18,2.9263647989468213E-3,1.5468142555841967E-3,2.8418260675986168E-3,5.557863393627795E-3,0,0,1.2872868515757429E-2,null,2.5028426633121235E-3,1.2805324531171148E-3,2.9367196425067656E-3,2.1057881415523019E-3,0,0,8.8258829004883056E-3]
[2004,4,20,21,3.1850772495047382E-3,1.6002388297487581E-3,2.5376292283117849E-3,7.0253872643194918E-3,7.765924243280553E-6,1.3179664865076054E-4,1.4487895144778815E-2,null,2.7241126017078488E-3,1.324760065297897E-3,2.6223651352736757E-3,2.6618101495582192E-3,1.1263165039994076E-6,5.284779017368279E-5,9.3870220585153229E-3]
[2004,4,20,22,3.3812636035209015E-3,1.474424637083298E-3,2.40843320733503E-3,7.4419167903037563E-3,1.5531848486561106E-5,2.6359329730152108E-4,1.4985163384031068E-2,null,2.8919056181383449E-3,1.2206046011306732E-3,2.4888550317307234E-3,2.8196267193986557E-3,2.2526330079988151E-6,1.0569558034736558E-4,9.5289401837537618E-3]
[2004,4,21,1,2.2877462992968649E-3,1.4644469820594677E-3,2.2396685389746039E-3,6.9029374480052228E-3,1.5531848486561106E-5,2.6359329730152108E-4,1.3173924414124242E-2,null,1.9566490967822332E-3,1.212344584766138E-3,2.3144550140146484E-3,2.6154158154647472E-3,2.2526330079988151E-6,1.0569558034736558E-4,8.2068127243831307E-3]
[2004,4,21,4,1.8393169787104934E-3,1.5392435446473852E-3,2.146814364758302E-3,5.4117746068268607E-3,1.5531848486561106E-5,2.6359329730152108E-4,1.1216274640731124E-2,null,1.5731193210524385E-3,1.2742650289498257E-3,2.2185002754686036E-3,2.0504373685894623E-3,2.2526330079988151E-6,1.0569558034736558E-4,7.2242702074156945E-3]
[2004,4,21,9,3.1890824948894629E-3,1.5738111792815653E-3,3.4993046310753551E-3,7.8998235887677969E-3,0,0,1.6162021894014181E-2,null,2.7275381824931051E-3,1.3028818960473202E-3,3.6161525725878275E-3,2.9931204953067311E-3,0,0,1.0639693146434984E-2]
[2004,4,21,12,2.6487669706471359E-3,1.6932078052209795E-3,3.4403574952541127E-3,7.4799314916750145E-3,0,0,1.5262263762797244E-2,null,2.2654205592185757E-3,1.4017245681756301E-3,3.5552370881359453E-3,2.8340298994847346E-3,0,0,1.0056412115014885E-2]
[2004,4,21,16,2.433291860345081E-3,1.773263838213777E-3,3.2043505719305965E-3,7.4353673715558859E-3,0,0,1.4846273642045341E-2,null,2.0811303780559403E-3,1.4679990726579892E-3,3.3113494781959654E-3,2.8171452463295011E-3,0,0,9.6776241752393952E-3]
[2004,4,21,19,2.8456279022939994E-3,1.5269693887584735E-3,2.7310945605231937E-3,7.5831312600419653E-3,0,0,1.4686823111617632E-2,null,2.4337905241123801E-3,1.264103850971521E-3,2.8222906154876846E-3,2.8731306893111323E-3,0,0,9.3933156798827189E-3]
[2004,4,21,22,3.4020701179258992E-3,1.474424637083298E-3,2.3988380187354953E-3,8.0518341561532803E-3,1.5531848486561106E-5,2.6359329730152108E-4,1.5606292075686055E-2,null,2.9097008813763351E-3,1.2206046011306732E-3,2.4789394428932892E-3,3.0507149389841326E-3,2.2526330079988151E-6,1.0569558034736558E-4,9.7679080777397943E-3]
[2004,4,21,23,3.1146596883430029E-3,1.4865688794732982E-3,2.2752814999269619E-3,7.0830027302182658E-3,1.5531848486561106E-5,2.6359329730152108E-4,1.4238637943749612E-2,null,2.6638863180997998E-3,1.2306582300281145E-3,2.3512571544232596E-3,2.683639754977948E-3,2.2526330079988151E-6,1.0569558034736558E-4,9.0373896708844867E-3]
[2004,4,22,2,2.024468188898074E-3,1.4765482762622709E-3,2.1951203011420085E-3,7.0977611746492709E-3,1.5531848486561106E-5,2.6359329730152108E-4,1.3073023086739707E-2,null,{"$f":"E2692*V$5","v":1.731474269891395E-3},{"$f":"F2692*W$5","v":1.2223626589437354E-3},{"$f":"G2692*X$5","v":2.2684192321018601E-3},{"$f":"H2692*Y$5","v":2.6892315004149086E-3},{"$f":"I2692*Z$5","v":2.2526330079988151E-6},{"$f":"J2692*AA$5","v":1.0569558034736558E-4},8.0194358747072633E-3]
[2004,4,22,6,2.0047411608329962E-3,1.487945362238468E-3,2.3228106613537225E-3,5.5527397674604226E-3,1.5531848486561106E-5,2.6359329730152108E-4,1.1647362097673692E-2,null,1.7146022628608971E-3,1.2317977533067455E-3,2.4003733982163886E-3,2.1038468791532709E-3,2.2526330079988151E-6,1.0569558034736558E-4,7.5585685068926666E-3]
[2004,4,22,10,3.1285278123874076E-3,1.6216378513962165E-3,3.4918705668120654E-3,8.1334039843768552E-3,0,0,1.6375440214972545E-2,null,2.6757473589826501E-3,1.3424752767950765E-3,3.6084702718324861E-3,3.0816204803435334E-3,0,0,1.0708313387953746E-2]
[2004,4,22,13,2.3841209811297235E-3,1.6942145388248887E-3,3.4462876654982703E-3,8.5360434646575729E-3,0,0,1.6060666650110456E-2,null,2.0390758213796657E-3,1.4025579940681026E-3,3.561365277203527E-3,3.234174327541005E-3,0,0,1.02371734201923E-2]
[2004,4,22,17,2.8346863547285758E-3,1.6051444568261832E-3,3.0136490107631497E-3,6.3935278043708438E-3,0,0,1.3847007626688753E-2,null,2.4244325069371951E-3,1.3288211958782849E-3,3.1142800562061861E-3,2.4224084112188025E-3,0,0,9.2899421702404682E-3]
[2004,4,22,20,2.9764270458681494E-3,1.5672768469944896E-3,2.7314841377281962E-3,7.1953812541272442E-3,0,0,1.447056928471808E-2,null,2.5456595832877393E-3,1.2974724394672272E-3,2.822693201361341E-3,2.7262182327584556E-3,0,0,9.3920434568747629E-3]
[2004,4,22,23,3.0754387226458509E-3,1.4865688794732982E-3,2.3143243299710136E-3,7.1264870449943077E-3,1.5531848486561106E-5,2.6359329730152108E-4,1.4281944122872554E-2,null,2.630341660141072E-3,1.2306582300281145E-3,2.3916036932901887E-3,2.7001152866550854E-3,2.2526330079988151E-6,1.0569558034736558E-4,9.0606670834698262E-3]
[2004,4,23,3,1.8655376875042875E-3,1.5595477026290395E-3,2.1632815641523051E-3,6.061171835954845E-3,1.5531848486561106E-5,2.6359329730152108E-4,1.1928663936028561E-2,null,1.5955452020140362E-3,1.2910738559533663E-3,2.2355173436378424E-3,2.2964838953577326E-3,2.2526330079988151E-6,1.0569558034736558E-4,7.5265685103183422E-3]
[2004,4,23,4,1.9299789091034617E-3,1.5284735854117907E-3,2.1187967133334774E-3,5.4091928184221531E-3,1.5531848486561106E-5,2.6359329730152108E-4,1.1265567172058967E-2,null,1.6506600799514725E-3,1.2653491023800138E-3,2.1895470653427928E-3,2.0494591690509733E-3,2.2526330079988151E-6,1.0569558034736558E-4,7.2629636300806169E-3]
[2004,4,23,8,2.6803951742273881E-3,1.4849310027843907E-3,3.2422976367084831E-3,7.9211841669033986E-3,0,0,1.532880798062366E-2,null,2.2924713279105259E-3,1.2293023114058376E-3,3.3505636622655995E-3,3.0012136866914316E-3,0,0,9.8735509882733954E-3]
[2004,4,23,11,3.1425189545328859E-3,1.5555136918083572E-3,3.3871225378297285E-3,7.5880014561759308E-3,0,0,1.5673156640346901E-2,null,2.6877136140041596E-3,1.2877342941711677E-3,3.5002245217728295E-3,2.8749759310055748E-3,0,0,1.0350648360953733E-2]
[2004,4,23,14,2.4109450874562777E-3,1.5900132403757015E-3,3.251821771191812E-3,7.645598610641611E-3,0,0,1.4898378709665403E-2,null,2.0620177723433605E-3,1.3162947961182416E-3,3.3604058243648098E-3,2.8967985985076305E-3,0,0,9.6355169913340429E-3]
[2004,4,23,18,2.6100226320364926E-3,1.5306374330228628E-3,2.762122662082958E-3,5.8063550358292736E-3,0,0,1.2709137762971588E-2,null,2.2322835478413789E-3,1.2671404468026389E-3,2.8543547999777836E-3,2.1999377663924286E-3,0,0,8.553716561014231E-3]
[2004,4,23,20,2.8968908648461921E-3,1.526669689712597E-3,2.6604066707852313E-3,5.8872444592113935E-3,0,0,1.2971211684555416E-2,null,2.4776343845120045E-3,1.2638557446762579E-3,2.7492423326783695E-3,2.2305855129222132E-3,0,0,8.7213179747888461E-3]
[2004,4,24,1,2.3950049597341685E-3,1.0659831606459821E-3,2.1073860794882339E-3,5.331800046751072E-3,1.5531848486561106E-5,2.6359329730152108E-4,1.1179299392407539E-2,null,2.0483846013402453E-3,8.8247572503008498E-4,2.1777554103471386E-3,2.0201362495611422E-3,2.2526330079988151E-6,1.0569558034736558E-4,7.2367001996339756E-3]
[2004,4,24,2,2.1496550216959604E-3,1.031185332027916E-3,2.0629563034061243E-3,5.4245771188984101E-3,1.5531848486561106E-5,2.6359329730152108E-4,1.0947498921816493E-2,null,1.838543267619988E-3,8.5366829150497047E-4,2.1318420458312152E-3,2.0552880416256614E-3,2.2526330079988151E-6,1.0569558034736558E-4,6.9872898599372003E-3]
[2004,4,24,5,1.9324249961887089E-3,9.3593703980911311E-4,2.1111181996831207E-3,5.527152261597508E-3,1.5531848486561106E-5,2.6359329730152108E-4,1.0785757643066534E-2,null,1.65275215374806E-3,7.7481685291120423E-4,2.1816121526050426E-3,2.0941521704852238E-3,2.2526330079988151E-6,1.0569558034736558E-4,6.811281543104895E-3]
[2004,4,24,9,2.7645287963051334E-3,1.0743034105345319E-3,2.877048894638537E-3,5.6819874014821421E-3,0,0,1.2397868502960345E-2,null,2.3644285968166252E-3,8.89363656119334E-4,2.9731186217448443E-3,2.1528168008247313E-3,0,0,8.3797276755055352E-3]
[2004,4,24,12,3.2455385426054251E-3,9.1810978481627714E-4,2.8389230230501214E-3,5.8529464435274061E-3,0,0,1.2855517793999231E-2,null,2.7758235517253856E-3,7.600585336845051E-4,2.9337196601905212E-3,2.2175905273331604E-3,0,0,8.6871922729335714E-3]
[2004,4,24,17,3.1784971174324945E-3,9.1142951541075266E-4,2.637282633603656E-3,5.022483156154371E-3,0,0,{"$f":"SUM(E2755:J2755)","v":1.1749692422601274E-2},null,2.7184847882217901E-3,7.5452826284658301E-4,2.7253461431896958E-3,1.902940882552454E-3,0,0,{"$f":"SUM(M2755:R2755)","v":8.101300076810522E-3}]
[2004,4,24,20,3.2898855401039158E-3,8.5817191571275944E-4,2.2913397781577699E-3,5.2453961698631724E-3,0,0,1.1684793403837618E-2,null,2.813752369543644E-3,7.1043888072316592E-4,2.3678516468318336E-3,1.9873991622222755E-3,0,0,7.8794420593209201E-3]
[2004,4,24,23,3.2907901357001755E-3,7.3174222713183934E-4,2.0719246157299802E-3,5.2408935238314434E-3,1.5531848486561106E-5,2.6359329730152108E-4,1.1614475648181521E-2,null,2.8145260463088161E-3,6.0577387735841898E-4,2.1411098258906254E-3,1.9856931795545307E-3,2.2526330079988151E-6,1.0569558034736558E-4,7.6550511424677559E-3]
[2004,4,24,24,2.7917449741792226E-3,7.9252847936069504E-4,2.0020027656290867E-3,5.2166032930902372E-3,1.5531848486561106E-5,2.6359329730152108E-4,1.1082004658047324E-2,null,2.3877058762385474E-3,6.5609586553599388E-4,2.0688531621303329E-3,1.9764899882869932E-3,2.2526330079988151E-6,1.0569558034736558E-4,7.1970931055472323E-3]
[2004,4,25,3,1.7549025951160721E-3,1.1699703165866167E-3,1.9842511671881858E-3,5.1764093764275392E-3,1.5531848486561106E-5,2.6359329730152108E-4,1.0364658601106497E-2,null,1.5009219242229834E-3,9.6856164478975365E-4,2.0505088065690732E-3,1.9612611373641922E-3,2.2526330079988151E-6,1.0569558034736558E-4,6.5892017263013674E-3]
[2004,4,25,6,1.8327297294909088E-3,1.0961230617154997E-3,2.1158456554029514E-3,5.2364461138300396E-3,1.5531848486561106E-5,2.6359329730152108E-4,1.0560269706227482E-2,null,1.5674854204578922E-3,9.0742708639356042E-4,2.1864974663931727E-3,1.9840081249610127E-3,2.2526330079988151E-6,1.0569558034736558E-4,6.7533663115610029E-3]
[2004,4,25,10,2.3807874864439638E-3,1.321117060408313E-3,2.7696316637642864E-3,4.5591592584780698E-3,0,0,1.1030695469094633E-2,null,2.0362247712575323E-3,1.0936886986347299E-3,2.862114540443465E-3,1.7273946518654665E-3,0,0,7.7194226622011933E-3]
[2004,4,25,14,2.6761035893509873E-3,1.2509482146840572E-3,2.7812273248354977E-3,4.7895074774008855E-3,0,0,1.1497786606271428E-2,null,2.288800848506951E-3,1.0355993166528306E-3,2.8740974010498682E-3,1.814670015342643E-3,0,0,8.0131675815522923E-3]
[2004,4,25,17,3.0021527905832344E-3,1.2022459571746369E-3,2.4413996002606879E-3,4.8630414121141928E-3,0,0,1.1508839760132752E-2,null,2.5676621345218044E-3,9.9528108125014115E-4,2.5229222305474279E-3,1.8425308814262712E-3,0,0,7.9283963277456439E-3]
[2004,4,25,21,3.1415610547501477E-3,1.3390171842205198E-3,2.1699878373607111E-3,5.1286539946066552E-3,6.4767811297629929E-6,1.099184102505043E-4,1.1895615262318301E-2,null,2.6868943475735776E-3,1.1085073424205595E-3,2.242447551113835E-3,1.9431673647016584E-3,9.3934800942152969E-7,4.4075059120328506E-5,8.0260310129393799E-3]
[2004,4,25,24,2.5025412435369749E-3,1.2996599992704538E-3,2.1019473100578612E-3,6.7598335633895622E-3,1.5531848486561106E-5,2.6359329730152108E-4,1.2943107262042935E-2,null,2.140357549843647E-3,1.0759254390601864E-3,2.1721350308315348E-3,2.5611959755926076E-3,2.2526330079988151E-6,1.0569558034736558E-4,8.0575622086833405E-3]
[2004,4,26,1,2.4021182013192976E-3,1.1918119128115003E-3,2.0689740001762248E-3,6.5832387490747084E-3,1.5531848486561106E-5,2.6359329730152108E-4,1.2525268009169815E-2,null,2.0544683693380405E-3,9.866432423008139E-4,2.1380606840895153E-3,2.4942869424792336E-3,2.2526330079988151E-6,1.0569558034736558E-4,7.7814074515629682E-3]
[2004,4,26,4,1.9042397659302778E-3,1.3166110509201792E-3,2.0896209907578329E-3,6.7579611642970558E-3,1.5531848486561106E-5,2.6359329730152108E-4,1.2347558117693428E-2,null,1.6286460693694259E-3,1.0899583920625103E-3,2.1593971140318651E-3,2.560486552649652E-3,2.2526330079988151E-6,1.0569558034736558E-4,7.5464363414688186E-3]
[2004,4,26,7,2.4200254501427695E-3,1.2191347520601708E-3,2.9235649318367406E-3,6.9012973557817624E-3,3.8829621216402765E-6,6.5898324325380271E-5,1.3533803776268463E-2,null,2.0697839671589479E-3,1.0092624948987998E-3,3.0211879113080063E-3,2.6147944099873879E-3,5.6315825199970378E-7,2.6423895086841395E-5,8.7420158366919836E-3]
[2004,4,26,12,2.787315971969483E-3,1.5961491687478723E-3,3.3390485594129936E-3,6.893090562990532E-3,0,0,1.4615604263120882E-2,null,2.3839178674125699E-3,1.3213744334322896E-3,3.4505452685913811E-3,2.6116849836276537E-3,0,0,9.767522553063894E-3]
[2004,4,26,15,2.319800564357277E-3,1.5144984088423816E-3,3.2307012803595176E-3,8.1952945458797898E-3,0,0,1.5260294799438967E-2,null,1.9840642646256914E-3,1.2537797319332618E-3,3.3385800831648937E-3,3.1050698531072318E-3,0,0,9.6814939328310791E-3]
[2004,4,26,19,2.9427517114007005E-3,1.2553402699895108E-3,2.6260081356335712E-3,7.2990435609805726E-3,0,0,1.4123143678004355E-2,null,2.516857957517511E-3,1.0392352860875669E-3,2.7136951698857143E-3,2.7654942712353947E-3,0,0,9.0352826847261876E-3]
[2004,4,26,22,3.6772842684075495E-3,1.25686862273585E-3,2.3756357037655021E-3,7.4251235011943738E-3,1.5531848486561106E-5,2.6359329730152108E-4,1.5014037241891357E-2,null,3.1450842886742146E-3,1.0405005351531433E-3,2.4549623617830486E-3,2.8132640029085846E-3,2.2526330079988151E-6,1.0569558034736558E-4,9.5617594018743562E-3]
[2004,4,27,1,2.2062276150421624E-3,1.4644469820594677E-3,2.2493213421939254E-3,6.457579639209887E-3,1.5531848486561106E-5,2.6359329730152108E-4,1.2656700724293526E-2,null,1.8869283152572612E-3,1.212344584766138E-3,2.3244301413254437E-3,2.4466766568909371E-3,2.2526330079988151E-6,1.0569558034736558E-4,7.9783279115951452E-3]
[2004,4,27,4,1.7730523349547881E-3,1.5392435446473852E-3,2.1534996221063145E-3,5.5766225245560408E-3,1.5531848486561106E-5,2.6359329730152108E-4,1.1321543172052612E-2,null,1.5164449182163168E-3,1.2742650289498257E-3,2.2254087653276297E-3,2.1128956849834372E-3,2.2526330079988151E-6,1.0569558034736558E-4,7.2369626108325742E-3]
[2004,4,27,6,1.9569333374079498E-3,1.487945362238468E-3,2.3235425037569017E-3,5.5701000827739306E-3,3.8829621216402765E-6,6.5898324325380271E-5,1.140830257262427E-2,null,1.6737134918671502E-3,1.2317977533067455E-3,2.4011296781256838E-3,2.1104244330677315E-3,5.6315825199970378E-7,2.6423895086841395E-5,7.4440524097061514E-3]
[2004,4,27,9,3.0541240086016572E-3,1.5738111792815653E-3,3.5098761403612932E-3,6.6172029198725965E-3,0,0,{"$f":"SUM(E2819:J2819)","v":1.4755014248117114E-2},null,2.6121117471496003E-3,1.3028818960473202E-3,3.6270770831780164E-3,2.5071554394246339E-3,0,0,{"$f":"SUM(M2819:R2819)","v":1.0049226165799572E-2}]
[2004,4,27,13,2.3341961966827779E-3,1.6942145388248887E-3,3.4560811101767195E-3,6.1750057884531065E-3,0,0,1.3659497634137492E-2,null,1.9963764694343965E-3,1.4025579940681026E-3,3.5714857422393439E-3,2.3396138124319272E-3,0,0,9.3100340181737698E-3]
[2004,4,27,16,2.3555415711761026E-3,1.773263838213777E-3,3.2132968817426789E-3,5.9100277139892158E-3,0,0,1.3252130005121775E-2,null,2.0146326054996931E-3,1.4679990726579892E-3,3.3205945210410029E-3,2.2392177343964056E-3,0,0,9.0424439335950908E-3]
[2004,4,27,20,2.9102007092000398E-3,1.5672768469944896E-3,2.701406047275224E-3,7.6336626609820697E-3,0,0,1.4812546264451824E-2,null,2.4890179434937294E-3,1.2974724394672272E-3,2.7916107505212093E-3,2.8922762525140163E-3,0,0,9.4703773859961815E-3]
[2004,4,27,23,3.0166073121333705E-3,1.4865688794732982E-3,2.2882916782927224E-3,7.1155314871579412E-3,1.5531848486561106E-5,2.6359329730152108E-4,1.4186124502845414E-2,null,2.5800247057318135E-3,1.2306582300281145E-3,2.3647017655466741E-3,2.6959643959004903E-3,2.2526330079988151E-6,1.0569558034736558E-4,8.9792973105624566E-3]
[2004,4,28,1,2.2420053090725788E-3,1.4644469820594677E-3,2.2428703199878692E-3,7.3629235592948972E-3,1.5531848486561106E-5,2.6359329730152108E-4,1.3591371316202895E-2,null,1.9175280337361332E-3,1.212344584766138E-3,2.3177637081320916E-3,2.7896974107164607E-3,2.2526330079988151E-6,1.0569558034736558E-4,8.3452819507061869E-3]
[2004,4,28,4,1.8021351580094058E-3,1.5392435446473852E-3,2.163147250131621E-3,6.1402689080953645E-3,1.5531848486561106E-5,2.6359329730152108E-4,1.192392000667186E-2,null,1.5413186900498392E-3,1.2742650289498257E-3,2.2353785446355724E-3,2.3264525478323473E-3,2.2526330079988151E-6,1.0569558034736558E-4,7.4853630248229493E-3]
[2004,4,28,7,2.2055163380468291E-3,1.4836135728657283E-3,2.9208909519925601E-3,6.7704972344868599E-3,0,0,1.3380518097391977E-2,null,1.8863199787949058E-3,1.2282116751129123E-3,3.01842464256978E-3,2.5652362749939654E-3,0,0,8.6981925714715632E-3]
[2004,4,28,10,3.1086498417041792E-3,1.6216378513962165E-3,3.4853016876163468E-3,7.5938816616405603E-3,0,0,1.5809471042357304E-2,null,2.6587462547102239E-3,1.3424752767950765E-3,3.6016820461971214E-3,2.8772038495527463E-3,0,0,1.0480107427255168E-2]
[2004,4,28,14,2.1353931866508126E-3,1.7320697179666546E-3,3.4701484416603439E-3,7.9464375347465723E-3,0,0,1.5284048881024383E-2,null,1.8263454960978037E-3,1.433896459714248E-3,3.5860228066841508E-3,3.0107817956520413E-3,0,0,9.8570465581482442E-3]
[2004,4,28,17,2.8180282331988051E-3,1.6051444568261832E-3,3.0036279219768812E-3,6.6062932182010753E-3,0,0,1.4033093830202945E-2,null,2.4101852547592189E-3,1.3288211958782849E-3,3.1039243456250643E-3,2.503021922858879E-3,0,0,9.3459527191214475E-3]
[2004,4,28,22,3.3420282308293274E-3,1.474424637083298E-3,2.397141201537974E-3,7.363788510778374E-3,1.5531848486561106E-5,2.6359329730152108E-4,1.4856507726017055E-2,null,2.8583486382571062E-3,1.2206046011306732E-3,2.4771859659826088E-3,2.7900251274032388E-3,2.2526330079988151E-6,1.0569558034736558E-4,9.4541125461289916E-3]
[2004,4,29,1,2.6029519554957629E-3,1.4644469820594677E-3,2.2013897892868926E-3,6.5343232911488922E-3,1.5531848486561106E-5,2.6359329730152108E-4,1.3082237163779098E-2,null,2.2262361846038946E-3,1.212344584766138E-3,2.2748980694921803E-3,2.4757536349933242E-3,2.2526330079988151E-6,1.0569558034736558E-4,8.2971806872109023E-3]
[2004,4,29,4,2.0955402324015224E-3,1.5392435446473852E-3,2.0997129485802132E-3,5.2655341423231217E-3,1.5531848486561106E-5,2.6359329730152108E-4,1.1279156013740325E-2,null,1.7922603149918639E-3,1.2742650289498257E-3,2.1698260600909662E-3,1.9950291273001662E-3,2.2526330079988151E-6,1.0569558034736558E-4,7.339328744688187E-3]
[2004,4,29,5,2.1852294071569257E-3,1.4581751576793155E-3,2.1557031826702992E-3,5.2869692975353391E-3,1.5531848486561106E-5,2.6359329730152108E-4,1.1365202190829963E-2,null,1.8689691016393344E-3,1.2071524457423074E-3,2.2276859066578079E-3,2.0031505747812204E-3,2.2526330079988151E-6,1.0569558034736558E-4,7.4149062421760351E-3]
[2004,4,29,8,2.9688110337566008E-3,1.5425926091554118E-3,3.3126298943719126E-3,8.174193819344984E-3,0,0,1.5998227356628911E-2,null,2.53914580891349E-3,1.277037556921189E-3,3.4232444378193877E-3,3.097075115459294E-3,0,0,1.0336502919113361E-2]
[2004,4,29,12,3.0159887226922878E-3,1.6932078052209795E-3,3.3764626123496322E-3,7.3745293342232648E-3,0,0,1.5460188474486165E-2,null,2.5794956424910402E-3,1.4017245681756301E-3,3.4892086426161189E-3,2.7940946586311362E-3,0,0,1.0264523511913926E-2]
[2004,4,29,15,2.4070939482577188E-3,1.698884183757631E-3,3.2715412338082724E-3,8.5143012543101599E-3,0,0,1.5891820620133782E-2,null,2.0587239945163527E-3,1.4064237664834544E-3,3.3807837545505137E-3,3.2259365416369454E-3,0,0,1.0071868057187267E-2]
[2004,4,29,19,3.1938162043257494E-3,1.5269693887584735E-3,2.7092088275379811E-3,7.1129415603385249E-3,0,0,1.4542935980960729E-2,null,2.7315867993767981E-3,1.264103850971521E-3,2.7996740793522963E-3,2.6949831128430355E-3,0,0,9.4903478425436508E-3]
[2004,4,29,23,3.493795507522551E-3,1.4865688794732982E-3,2.2712243214831973E-3,6.7241344068294916E-3,1.5531848486561106E-5,2.6359329730152108E-4,1.4254848261096622E-2,null,2.9881511888957693E-3,1.2306582300281145E-3,2.347064499649343E-3,2.5476701194814613E-3,2.2526330079988151E-6,1.0569558034736558E-4,9.2214922514100538E-3]
[2004,4,30,2,2.4096810292844528E-3,1.5263712698756972E-3,2.161321043932565E-3,6.9819524512405064E-3,1.5531848486561106E-5,2.6359329730152108E-4,1.3358450940121305E-2,null,{"$f":"E2884*V$5","v":2.0609366567139998E-3},{"$f":"F2884*W$5","v":1.2636086973760248E-3},{"$f":"G2884*X$5","v":2.2334913581968305E-3},{"$f":"H2884*Y$5","v":2.6453533733054716E-3},{"$f":"I2884*Z$5","v":2.2526330079988151E-6},{"$f":"J2884*AA$5","v":1.0569558034736558E-4},8.311338298947691E-3]
[2004,4,30,5,2.2353666548124659E-3,1.4863580808486207E-3,2.1751014478786088E-3,5.3942530492061902E-3,1.5531848486561106E-5,2.6359329730152108E-4,1.1570204378533969E-2,null,1.91185016776564E-3,1.2304837200770992E-3,2.2477319140884939E-3,2.043798722468466E-3,2.2526330079988151E-6,1.0569558034736558E-4,7.5418127377550638E-3]
[2004,4,30,6,2.4419894455763673E-3,1.5175253444832803E-3,2.3428968110214476E-3,5.590601403111288E-3,1.289143735251583E-6,2.187824895179626E-5,1.1916180396879431E-2,null,2.0885691934054455E-3,1.2562855850488991E-3,2.4211302597794836E-3,2.1181920650145819E-3,1.8696858474992545E-7,8.7727352843084E-6,7.8931368071174686E-3]
[2004,4,30,9,3.3708278619060264E-3,1.5532352780376112E-3,3.3802764249490939E-3,7.9433080230119704E-3,0,0,1.6247647587904701E-2,null,2.8829802034578472E-3,1.285848105985006E-3,3.4931498051317907E-3,3.0095960722484882E-3,0,0,1.0671574186823131E-2]
[2004,4,30,12,2.9598106994380329E-3,1.6056274416669512E-3,3.3010388600674193E-3,7.0874060415501792E-3,0,0,1.4953883042722582E-2,null,2.5314480602511595E-3,1.3292210355880202E-3,3.4112663584755878E-3,2.6853081012703267E-3,0,0,9.9572435555850946E-3]
[2004,4,30,17,3.1669648173172681E-3,1.592418374776449E-3,2.8548490914722452E-3,5.6327236556802827E-3,0,0,1.3246955939246245E-2,null,2.7086215159650654E-3,1.3182858901640503E-3,2.950177528072168E-3,2.1341515324705394E-3,0,0,9.1112364666718227E-3]
[2004,4,30,20,3.2181158302529052E-3,1.526669689712597E-3,2.6395928333536886E-3,5.7185842343740641E-3,0,0,1.3102962587693254E-2,null,2.7523696288090341E-3,1.2638557446762579E-3,2.7277334845760633E-3,2.1666827725595776E-3,0,0,8.9106416306209343E-3]
[2004,4,30,24,3.4006281724439161E-3,1.088296637478899E-3,2.1130755954505073E-3,4.973276998742871E-3,1.5531848486561106E-5,2.6359329730152108E-4,1.1854402549904277E-2,null,2.9084676234203289E-3,9.0094796959550331E-4,2.1836349092627366E-3,1.8842974335451803E-3,2.2526330079988151E-6,1.0569558034736558E-4,7.9852961491791146E-3]
[2004,5,1,3,2.2393603347087673E-3,9.4758058679951594E-4,1.8111351839413333E-3,4.917824339683353E-3,1.5512284125915815E-5,2.632616625685445E-4,1.0194674391827431E-2,null,1.9152658568935548E-3,7.8445598038677424E-4,1.8716121759028257E-3,1.863287282054419E-3,2.249795527024924E-6,1.0556260152763024E-4,6.5424336922922273E-3]
[2004,5,1,4,2.199863536616534E-3,9.1206426714669048E-4,1.8080018848806801E-3,4.8902576370291554E-3,1.5512284125915815E-5,2.632616625685445E-4,1.008896127236752E-2,null,1.8814852867592219E-3,7.5505374300336749E-4,1.8683742504709419E-3,1.8528426864536235E-3,2.249795527024924E-6,1.0556260152763024E-4,6.4655683637418089E-3]
[2004,5,1,9,3.3264420681889369E-3,9.7300864564627443E-4,2.5584456908498135E-3,4.5688657951277554E-3,0,0,1.1426762199812781E-2,null,2.8450182042566254E-3,8.0550663624638695E-4,2.6438766961393947E-3,1.731072307886283E-3,0,0,8.02547384452869E-3]
[2004,5,1,11,3.6954283550724616E-3,9.6807849180620843E-4,2.5592441279583657E-3,4.7674333133823129E-3,0,0,1.1990184288219349E-2,null,3.160602447657031E-3,8.0142520114952708E-4,2.6447017944685029E-3,1.8063064573469057E-3,0,0,8.4130359006219669E-3]
[2004,5,1,15,3.276096778897575E-3,9.3136922179490377E-4,2.4518118428366598E-3,4.8325821389168513E-3,0,0,1.1491859982445989E-2,null,2.8019592056039077E-3,7.7103537805990163E-4,2.5336821562318458E-3,1.830990335760323E-3,0,0,7.9376670756559787E-3]
[2004,5,1,18,3.6749341786600793E-3,8.6488784308616528E-4,2.1741377122921051E-3,4.5672794510829848E-3,0,0,1.1281239185121333E-2,null,3.1430743188698013E-3,7.159986710621655E-4,2.246735997674278E-3,1.7304712667592682E-3,0,0,7.8362802543655123E-3]
[2004,5,1,21,3.8852261840812063E-3,9.4021536103371247E-4,1.9544339205993192E-3,4.2184679329656449E-3,3.8780710314789538E-6,6.5815415642136126E-5,1.1068036885353497E-2,null,3.3229315270725799E-3,7.7835866742007693E-4,2.0196959096288373E-3,1.5983119986256729E-3,5.6244888175623099E-7,2.639065038190756E-5,7.7462512020108317E-3]
[2004,5,2,1,2.8541419811261553E-3,1.0202111324959433E-3,1.7562244002146746E-3,4.2339651414445506E-3,1.5512284125915815E-5,2.632616625685445E-4,1.0143316601975783E-2,null,2.4410723912765804E-3,8.4458328430585706E-4,1.8148678244472194E-3,1.6041836502894145E-3,2.249795527024924E-6,1.0556260152763024E-4,6.8125195473737257E-3]
[2004,5,2,2,2.3870980849071042E-3,1.04205537201118E-3,1.7178701802392361E-3,4.2459270428272288E-3,1.5512284125915815E-5,2.632616625685445E-4,9.6717246266792099E-3,null,2.0416220597535748E-3,8.6266707006871798E-4,1.7752328895512656E-3,1.6087158289879665E-3,2.249795527024924E-6,1.0556260152763024E-4,6.3960502454161808E-3]
[2004,5,2,6,2.1844991157669359E-3,1.0359869701715024E-3,1.8688421064180164E-3,4.8545549804135026E-3,1.5512284125915815E-5,2.632616625685445E-4,1.0222657119464419E-2,null,1.8683445026665155E-3,8.5764333469376321E-4,1.9312460341034067E-3,1.8393155042257636E-3,2.249795527024924E-6,1.0556260152763024E-4,6.6043617727441044E-3]
[2004,5,2,9,2.9075555571656808E-3,1.1009220891823441E-3,2.3770153745249984E-3,4.7329268038555257E-3,0,0,1.111841982472855E-2,null,2.4867556146942154E-3,9.1139996832977814E-4,2.4563881021778607E-3,1.7932324766781508E-3,0,0,7.6477761618800044E-3]
[2004,5,2,12,3.2017527758895475E-3,1.1740809452157218E-3,2.4307747383080511E-3,4.8520518375775651E-3,0,0,1.1658660296990885E-2,null,2.7383747397994869E-3,9.7196463473717511E-4,2.5119425857510814E-3,1.8383671022721329E-3,0,0,8.0606490625598753E-3]
[2004,5,2,16,3.1429392734016849E-3,1.1114360252652584E-3,2.3415706840454447E-3,4.9740665482426562E-3,0,0,1.1570012530955045E-2,null,2.6880731016515657E-3,9.2010394575665151E-4,2.4197598510893497E-3,1.8845965815911222E-3,0,0,7.9125334800886904E-3]
[2004,5,2,19,3.4656007660571935E-3,1.2370672238539626E-3,1.9327656724337585E-3,4.6418518247395586E-3,0,0,1.1277285487084473E-2,null,2.9640369698325998E-3,1.0241079180086903E-3,1.997304120514071E-3,1.7587255812344068E-3,0,0,7.744174589589768E-3]
[2004,5,2,23,3.5828396942355987E-3,1.1326200757752951E-3,1.9354259929183703E-3,6.8360958650657304E-3,1.5512284125915815E-5,2.632616625685445E-4,1.3765755574689455E-2,null,3.0643083342747576E-3,9.3764119308201253E-4,2.0000532737826679E-3,2.590090577554448E-3,2.249795527024924E-6,1.0556260152763024E-4,8.6999057757485426E-3]
[2004,5,3,3,1.8759849384550917E-3,1.0147381080156084E-3,1.8235752288111036E-3,6.6168189274834442E-3,1.5512284125915815E-5,2.632616625685445E-4,1.1609891149459707E-2,null,1.6044804603261274E-3,8.4005243295219773E-4,1.8844676157692038E-3,2.5070099506707267E-3,2.249795527024924E-6,1.0556260152763024E-4,6.9438228567729118E-3]
[2004,5,3,6,2.3129323134402366E-3,9.793452154759168E-4,2.1330661683933434E-3,7.0360123280096953E-3,1.5512284125915815E-5,2.632616625685445E-4,1.2740129972013653E-2,null,1.9781900306875002E-3,8.1075237488566221E-4,2.2042930026258535E-3,2.6658358212124957E-3,2.249795527024924E-6,1.0556260152763024E-4,7.7668836264661659E-3]
[2004,5,3,7,2.4612715439599588E-3,1.0126327577422818E-3,2.6743569744085219E-3,6.9764918000867378E-3,0,0,1.3124753076197499E-2,null,2.1050606638092729E-3,8.3830951563653355E-4,2.7636584614965805E-3,2.6432844173721643E-3,0,0,8.3503130583145509E-3]
[2004,5,3,10,3.1392754454390168E-3,1.1909205548724816E-3,3.1221423504753433E-3,7.723141298964971E-3,0,0,1.5175479649751814E-2,null,2.684939526186435E-3,9.8590533032196013E-4,3.2263961795138988E-3,2.9261783190892179E-3,0,0,9.8234193551115113E-3]
[2004,5,3,13,2.9190511525773706E-3,1.0510353148518977E-3,3.0358914086891387E-3,7.9411197206438345E-3,0,0,1.4947097596762242E-2,null,2.4965874943856702E-3,8.7010112893723597E-4,3.1372651669525661E-3,3.0087669584595036E-3,0,0,9.5127207487349756E-3]
[2004,5,3,17,2.9121474126444103E-3,1.15923665593194E-3,2.6377834218437599E-3,6.4124269305263102E-3,0,0,1.312159442094642E-2,null,2.4906829076277773E-3,9.5967576805346198E-4,2.7258636536306824E-3,2.4295689966677917E-3,0,0,8.6057913259797135E-3]
[2004,5,3,20,3.344346042377923E-3,1.1157610008044304E-3,2.399899709566394E-3,7.6251799741385252E-3,0,0,1.4485186726887273E-2,null,2.8603310013689885E-3,9.2368438310835908E-4,2.4800365854499426E-3,2.8890622941817341E-3,0,0,9.1531142641090232E-3]
[2004,5,4,1,2.6541372286413411E-3,1.2143217843668518E-3,1.9460372778836426E-3,6.9632630371758084E-3,1.5512284125915815E-5,2.632616625685445E-4,1.3056533274762104E-2,null,2.2700135993022068E-3,1.0052780725256225E-3,2.0110188882321422E-3,2.6382722445114238E-3,2.249795527024924E-6,1.0556260152763024E-4,8.0323952016260504E-3]
[2004,5,4,4,2.0856000733198896E-3,1.3029433496512042E-3,1.8647559594023573E-3,5.0413256175698201E-3,1.5512284125915815E-5,2.632616625685445E-4,1.0573398946637731E-2,null,1.7837587589867568E-3,1.0786435654947771E-3,1.927023443445986E-3,1.9100799986112979E-3,2.249795527024924E-6,1.0556260152763024E-4,6.8073181635934735E-3]
[2004,5,4,7,2.6444525638156351E-3,1.4555202015819268E-3,2.6262639011184535E-3,5.5616382629266889E-3,0,0,1.2287874929442704E-2,null,2.2617305607984702E-3,1.2049545364380494E-3,2.7139594758303649E-3,2.1072183809163415E-3,0,0,8.2878629539832258E-3]
[2004,5,4,8,3.0544059881960992E-3,1.5022532804813964E-3,2.9809157104507583E-3,6.9350380445965532E-3,0,0,1.4472613023724807E-2,null,2.6123529168627568E-3,1.2436425844365806E-3,3.0804537333754219E-3,2.6275782330794513E-3,0,0,9.5640274677542114E-3]
[2004,5,4,11,3.6042917072085594E-3,1.5582500171127894E-3,3.1093152154067346E-3,7.1941183076062558E-3,0,0,1.546597524733434E-2,null,3.0826556754203227E-3,1.2899995650929744E-3,3.2131407238255422E-3,2.7257397219317301E-3,0,0,1.0311535686270568E-2]
[2004,5,4,17,3.3560651301104043E-3,1.514781870732238E-3,2.6697553253433501E-3,6.2890487973794396E-3,0,0,1.3829651123565431E-2,null,2.8703540281503756E-3,1.254014396275068E-3,2.7589031552687675E-3,2.3828229377406479E-3,0,0,9.2660945174348579E-3]
[2004,5,4,19,3.2321519112404403E-3,1.4306827088497566E-3,2.3982154380652425E-3,7.614726927144857E-3,0,0,1.4675776985300298E-2,null,2.76437431883741E-3,1.1843927816036965E-3,2.4782960731585184E-3,2.8851017969828297E-3,0,0,9.3121649705824542E-3]
[2004,5,4,22,3.9054858822356337E-3,1.333135098945522E-3,2.1638387053544103E-3,7.8079496826077271E-3,1.5512284125915815E-5,2.632616625685445E-4,1.5489183315837754E-2,null,3.340259112787449E-3,1.1036378494872969E-3,2.2360930887654301E-3,2.9583108988111106E-3,2.249795527024924E-6,1.0556260152763024E-4,9.7461133469059422E-3]
[2004,5,5,2,2.2954469536259074E-3,1.2514732661375735E-3,1.9254178382651348E-3,7.7944150977092737E-3,1.5512284125915815E-5,2.632616625685445E-4,1.3545527102432351E-2,null,1.9632352634136401E-3,1.0360339812697081E-3,1.9897109292280491E-3,2.9531828547478696E-3,2.249795527024924E-6,1.0556260152763024E-4,8.0499754257139216E-3]
[2004,5,5,5,2.1410190217881981E-3,1.2550833344694315E-3,1.9225133479979482E-3,6.1250644276422865E-3,1.5512284125915815E-5,2.632616625685445E-4,1.1722454078592326E-2,null,1.8311571245740882E-3,1.0390225816399371E-3,1.9867094529180214E-3,2.3206918062723325E-3,2.249795527024924E-6,1.0556260152763024E-4,7.2853933624590344E-3]
[2004,5,5,8,2.9767232681620738E-3,1.5022532804813964E-3,2.9871862684198612E-3,8.6200410558429225E-3,0,0,1.6086203872906255E-2,null,2.5459129344062759E-3,1.2436425844365806E-3,3.0869336763132745E-3,3.2659997105901578E-3,0,0,1.0142488905746289E-2]
[2004,5,5,10,3.7151509990334649E-3,1.5192903925291244E-3,3.1120320499473824E-3,8.1194846062422731E-3,0,0,1.6465958047752242E-2,null,{"$f":"E3012*V$5","v":3.1774707050788941E-3},{"$f":"F3012*W$5","v":1.2577467826657782E-3},{"$f":"G3012*X$5","v":3.2159482782539886E-3},{"$f":"H3012*Y$5","v":3.0763466440979011E-3},{"$f":"I3012*Z$5","v":0},{"$f":"J3012*AA$5","v":0},1.0727512410096562E-2]
[2004,5,5,13,2.7128121896035726E-3,1.5976861534212231E-3,3.0360425388960962E-3,8.4647682963499195E-3,0,0,1.581130917827081E-2,null,2.3201967465356953E-3,1.3226468284513191E-3,3.1374213436631709E-3,3.2071692729760651E-3,0,0,9.9874341916262495E-3]
[2004,5,5,16,2.686754349070025E-3,1.6370776504905336E-3,2.8493244727525852E-3,7.3268467925408556E-3,0,0,1.4500003264853999E-2,null,2.2979101625033083E-3,1.3552571371499994E-3,2.9444684326083853E-3,2.7760284839660641E-3,0,0,9.3736642162277582E-3]
[2004,5,5,20,3.4630504093683149E-3,1.3959850193989841E-3,2.3750268684321241E-3,7.7564883896641531E-3,0,0,1.4990550686863575E-2,null,2.9618557169929379E-3,1.1556682484352892E-3,2.4543331963661468E-3,2.9388130139667706E-3,0,0,9.5106701757611441E-3]
[2004,5,5,23,3.4892055809978024E-3,1.2454653214147751E-3,2.0183177931038785E-3,7.5766114705055872E-3,1.5512284125915815E-5,2.632616625685445E-4,1.4608374112716505E-2,null,2.9842255457456935E-3,1.0310602954077481E-3,2.0857129770921073E-3,2.8706604422901526E-3,2.249795527024924E-6,1.0556260152763024E-4,9.0794716575903576E-3]
[2004,5,6,3,1.6196380506990815E-3,1.322001975142898E-3,1.9308613845936135E-3,6.8666237429639773E-3,1.5512284125915815E-5,2.632616625685445E-4,1.2017899100094031E-2,null,1.3852337254303508E-3,1.0944212765973307E-3,1.9953362451507958E-3,2.6016571164763276E-3,2.249795527024924E-6,1.0556260152763024E-4,7.1844607607094609E-3]
[2004,5,6,6,1.9148238207047836E-3,1.3439563176256041E-3,2.0573727121861282E-3,5.6961478017501874E-3,1.5512284125915815E-5,2.632616625685445E-4,1.1291074598961164E-2,null,1.6376983323853011E-3,1.1125962112635071E-3,2.1260720086715003E-3,2.1581819566143232E-3,2.249795527024924E-6,1.0556260152763024E-4,7.1423609059892874E-3]
[2004,5,6,7,2.1441577242227619E-3,1.4555202015819268E-3,2.6193481220948204E-3,6.1228991347504792E-3,0,0,1.2341925182649989E-2,null,1.8338415740191795E-3,1.2049545364380494E-3,2.7068127667711781E-3,2.3198714104166549E-3,0,0,8.0654802876450622E-3]
[2004,5,6,11,2.920523254718691E-3,1.5582500171127894E-3,3.1353364820618929E-3,7.8520599055047716E-3,0,0,1.5466169659398146E-2,null,2.497846544537372E-3,1.2899995650929744E-3,3.24003088637996E-3,2.9750235773566684E-3,0,0,1.0002900573366974E-2]
[2004,5,6,14,2.0521726922281347E-3,1.5730975016959607E-3,3.1254137220298834E-3,7.591174333326076E-3,0,0,1.4341858249280054E-2,null,1.7551692012018399E-3,1.3022910770099797E-3,3.2297767879232915E-3,2.8761780848917317E-3,0,0,9.1634151510268415E-3]
[2004,5,6,18,2.8163521996918545E-3,1.4594227655544013E-3,2.5303653423200613E-3,5.5514573053366701E-3,0,0,1.2357597612902987E-2,null,2.4087517874868381E-3,1.2081852797539182E-3,2.6148586953419562E-3,2.1033609741676817E-3,0,0,8.3351567367503931E-3]
[2004,5,6,21,3.1155038517171707E-3,1.4711642885186353E-3,2.2997442674999747E-3,7.3687432119859042E-3,2.590551759503375E-6,4.3964702918079342E-5,1.4301710874399269E-2,null,2.6646083087786222E-3,1.2179055167833106E-3,2.3765367768677288E-3,2.791902386757924E-3,3.757158980423944E-7,1.7628956567929763E-5,9.0689576616535591E-3]
[2004,5,6,24,2.6347700287783112E-3,1.1880775883970505E-3,1.9984491702368505E-3,8.2575624408799935E-3,1.5512284125915815E-5,2.632616625685445E-4,1.4357633174986666E-2,null,2.2534493438465886E-3,9.8355177635013028E-4,2.0651809059325003E-3,3.1286621916740971E-3,2.249795527024924E-6,1.0556260152763024E-4,8.5386566148579722E-3]
[2004,5,7,4,2.0179496298823314E-3,1.3114352813815625E-3,1.8755897074468671E-3,6.160263736945659E-3,1.5512284125915815E-5,2.632616625685445E-4,1.1644012302350881E-2,null,1.7258991182172803E-3,1.0856736236488972E-3,1.9382189494085186E-3,2.3340282780191656E-3,2.249795527024924E-6,1.0556260152763024E-4,7.1916323663485174E-3]
[2004,5,7,8,2.897883681472114E-3,1.2868705896831787E-3,2.9261098030187219E-3,8.4648155760695693E-3,0,0,1.5575679650243583E-2,null,2.4784835143980316E-3,1.0653377075509963E-3,3.0238177602185307E-3,3.2071871865277167E-3,0,0,9.7748261686952751E-3]
[2004,5,7,11,3.3792234833220441E-3,1.4260486380709163E-3,3.0698122964534641E-3,8.0310788978030546E-3,0,0,1.590616331564948E-2,null,2.8901607571169769E-3,1.1805564593038963E-3,3.1723187328708134E-3,3.0428510938671637E-3,0,0,1.028588704315885E-2]
[2004,5,7,12,2.7878938015910605E-3,1.5459134625845697E-3,2.9889106997972774E-3,7.3861271089247999E-3,0,0,1.4708845072897707E-2,null,2.3844120698542923E-3,1.2797867303094806E-3,3.0887156894899262E-3,2.7984888753840864E-3,0,0,9.5514033650377847E-3]
[2004,5,7,15,2.3728041963306367E-3,1.4183166706325358E-3,2.897014179521156E-3,8.3322013490477204E-3,0,0,1.5020336395532049E-2,null,2.0293968736910966E-3,1.174155538704964E-3,2.9937505826348981E-3,3.1569417150424141E-3,0,0,9.3542447100733728E-3]
[2004,5,7,19,2.9334399939708071E-3,1.3363743331862151E-3,2.3709706472081369E-3,6.2381617129825193E-3,0,0,1.2878946687347678E-2,null,2.5088938910892132E-3,1.1063194543105531E-3,2.4501415307752608E-3,2.3635426115987596E-3,0,0,8.4288974877737861E-3]
[2004,5,7,21,2.9957192480294251E-3,1.4566215838575892E-3,2.2333522167653453E-3,6.0866154543760672E-3,1.2875198929264468E-6,2.1850723262321605E-5,1.2795446746183676E-2,null,2.5621596951862493E-3,1.2058663173724327E-3,2.3079277786881014E-3,2.3061240873082979E-3,1.8673307377230083E-7,8.7616980396088249E-6,8.3910263096684621E-3]
[2004,5,8,2,2.1390300637752955E-3,9.4914008650459863E-4,1.8078730820292391E-3,5.0633332225122479E-3,1.5512284125915815E-5,2.632616625685445E-4,1.0238150401515841E-2,null,{"$f":"E3076*V$5","v":1.8294560212215531E-3},{"$f":"F3076*W$5","v":7.8574701450788832E-4},{"$f":"G3076*X$5","v":1.8682411466655574E-3},{"$f":"H3076*Y$5","v":1.9184183384065628E-3},{"$f":"I3076*Z$5","v":2.249795527024924E-6},{"$f":"J3076*AA$5","v":1.0556260152763024E-4},6.5096749178562164E-3]
[2004,5,8,6,2.0365018127203945E-3,8.4452618063446481E-4,1.9634293113755721E-3,5.1905995409730586E-3,1.2921732987363307E-5,2.1929697018873001E-4,1.0267275548879583E-2,null,1.7417663110981482E-3,6.9914223889864678E-4,2.0289916723378364E-3,1.9666375703763618E-3,1.8740797190409936E-6,8.7933649185331509E-5,6.5263455216153657E-3]
[2004,5,8,9,2.8102903533384184E-3,9.7300864564627443E-4,2.5579914257881295E-3,5.6711829478976947E-3,0,0,1.2012473372670517E-2,null,2.4035672501122487E-3,8.0550663624638695E-4,2.6434072623676514E-3,2.1487231611249562E-3,0,0,8.0012043098512432E-3]
[2004,5,8,10,3.3288195222208844E-3,9.635047457820583E-4,2.5744452290888311E-3,5.6014839409826572E-3,0,0,1.2468253438074431E-2,null,2.8470515780121336E-3,7.9763881878648917E-4,2.6604104871244517E-3,2.1223152896382379E-3,0,0,8.427416173561313E-3]
[2004,5,8,13,3.0778638130963014E-3,9.2812281066433522E-4,2.522960625945302E-3,5.579348414301505E-3,0,0,1.2108295664007444E-2,null,2.632415776069463E-3,7.6834783183782232E-4,2.607206722452805E-3,2.1139284822824424E-3,0,0,8.1218988126425321E-3]
[2004,5,8,18,3.2004632039684131E-3,8.6488784308616528E-4,2.1912016504407696E-3,4.6060075891531651E-3,0,0,1.0862560286648514E-2,null,2.7372718029329735E-3,7.159986710621655E-4,2.2643697307556448E-3,1.7451447569328642E-3,0,0,7.4627849616836477E-3]
[2004,5,8,21,3.3576503085450725E-3,9.4021536103371247E-4,2.0304780564496241E-3,4.8441267391811363E-3,1.2875198929264468E-6,2.1850723262321605E-5,1.1195608708364793E-2,null,2.8717097894746905E-3,7.7835866742007693E-4,2.0982792930368697E-3,1.8353644055446514E-3,1.8673307377230083E-7,8.7616980396088249E-6,7.5926605865896694E-3]
[2004,5,8,24,2.8346999114954264E-3,7.963422618985016E-4,1.7576769571208653E-3,4.9785311304081951E-3,1.5512284125915815E-5,2.632616625685445E-4,1.064602420761745E-2,null,2.4244441016824788E-3,6.5925311101078959E-4,1.8163688847854665E-3,1.8862881424509944E-3,2.249795527024924E-6,1.0556260152763024E-4,6.8941666369843838E-3]
[2004,5,9,3,1.7126915229734078E-3,1.0489065477585022E-3,1.7392551885156641E-3,5.0930958382745441E-3,1.5512284125915815E-5,2.632616625685445E-4,9.8727230442165782E-3,null,1.4648199070510886E-3,8.6833882597268821E-4,1.7973319808984093E-3,1.9296949313875413E-3,2.249795527024924E-6,1.0556260152763024E-4,6.167998042364382E-3]
[2004,5,9,7,1.862197023732992E-3,1.0455572621915685E-3,2.2506408435592658E-3,4.9202545430762122E-3,0,0,1.0078649672560037E-2,null,1.5926880203620466E-3,8.6556611499738402E-4,2.3257937031641121E-3,1.8642080483856158E-3,0,0,6.6482558869091586E-3]
[2004,5,9,10,2.3880917022071641E-3,1.1648349206871014E-3,2.4554285666567371E-3,5.038293837982627E-3,0,0,1.104664902753363E-2,null,2.0424718744350835E-3,9.6431029975256274E-4,2.5374196488268511E-3,1.9089313044008875E-3,0,0,7.4531331274153845E-3]
[2004,5,9,11,2.6941679153162285E-3,1.205817554157789E-3,2.433605481043725E-3,4.796824243114322E-3,0,0,1.1130415193632065E-2,null,2.3042507902661107E-3,9.9823783305784571E-4,2.5148678519697001E-3,1.8174422242622677E-3,0,0,7.6347986995559235E-3]
[2004,5,9,15,2.6451606921237478E-3,1.1148262582126604E-3,2.4235763214403897E-3,4.923012708829241E-3,0,0,1.110657598060604E-2,null,2.2623362042716562E-3,9.229105550810113E-4,2.5045038010727224E-3,1.8652530745627296E-3,0,0,7.5550036349881205E-3]
[2004,5,9,18,3.0011305230060658E-3,1.1023082308918258E-3,2.1311520356302877E-3,4.7796752302341006E-3,0,0,1.101426601976228E-2,null,2.5667878160136061E-3,9.1254748777964262E-4,2.2023149536003614E-3,1.8109447295588353E-3,0,0,7.4925949869524451E-3]
[2004,5,9,22,3.4261281078120376E-3,1.2157127954256159E-3,1.8653921993760339E-3,5.3813948685279686E-3,1.5512284125915815E-5,2.632616625685445E-4,1.2167401917836116E-2,null,2.9302770458730612E-3,1.0064296230734415E-3,1.9276809285923668E-3,2.0389269574615787E-3,2.249795527024924E-6,1.0556260152763024E-4,8.0111269520551035E-3]
[2004,5,10,1,2.3276017849658947E-3,9.1016364237256103E-4,1.8436757727147745E-3,7.1983261222317045E-3,1.5512284125915815E-5,2.632616625685445E-4,1.2558541268979396E-2,null,1.9907364429447394E-3,7.5348030799287106E-4,1.9052393522171213E-3,2.7273339975575541E-3,2.249795527024924E-6,1.0556260152763024E-4,7.4846024977669404E-3]
[2004,5,10,4,1.7935164151932821E-3,9.5186229755262364E-4,1.8740088369212753E-3,7.4768534631487827E-3,1.5512284125915815E-5,2.632616625685445E-4,1.2375014959510424E-2,null,1.5339473065394604E-3,7.8800060092180035E-4,1.9365852908332462E-3,2.8328636822694412E-3,2.249795527024924E-6,1.0556260152763024E-4,7.1992092776186033E-3]
[2004,5,10,8,2.791969336202002E-3,9.81842748307839E-4,2.9251775662397254E-3,7.7739341542113162E-3,0,0,1.4472923804960881E-2,null,2.3878977671616618E-3,8.1281996110841399E-4,3.0228543944124525E-3,2.9454229432690723E-3,0,0,9.168995065951601E-3]
[2004,5,10,12,2.7090284049579587E-3,1.2696646123809331E-3,3.0373507862380958E-3,6.9407083212552553E-3,0,0,1.3956752124832243E-2,null,2.3169605752821195E-3,1.051093713972853E-3,3.138773275686848E-3,2.6297266128616722E-3,0,0,9.1365541778034923E-3]
[2004,5,10,13,2.804725672219381E-3,1.0510353148518977E-3,3.0599725523427924E-3,8.0075259304028413E-3,0,0,1.4923259469816912E-2,null,2.3988079250556234E-3,8.7010112893723597E-4,3.1621504223832307E-3,3.0339272402318618E-3,0,0,9.4649867166079517E-3]
[2004,5,10,16,2.4150090733421909E-3,1.2201679920625702E-3,2.7471422048323574E-3,7.1418682110077347E-3,0,0,1.3524187481244853E-2,null,2.0654935923306778E-3,1.0101178641521893E-3,2.8388741188892512E-3,2.7059429716304764E-3,0,0,8.6204285470025954E-3]
[2004,5,10,19,2.8628852630812676E-3,1.0417241855620173E-3,2.3582388411002588E-3,6.824953797834472E-3,0,0,1.3087802087578015E-2,null,2.4485502898292481E-3,8.6239289688040243E-4,2.4369845872494428E-3,2.585869021286105E-3,0,0,8.333796795245197E-3]
[2004,5,10,23,2.8605718477626749E-3,1.1971166778508436E-3,2.0097462820625397E-3,7.2282821934867647E-3,1.5512284125915815E-5,2.632616625685445E-4,1.3574490947857282E-2,null,2.4465716866969873E-3,9.9103479982914455E-4,2.0768552482085326E-3,2.738683887820911E-3,2.249795527024924E-6,1.0556260152763024E-4,8.3609580196102318E-3]
[2004,5,11,2,2.3146998047230251E-3,1.2514732661375735E-3,1.9216959138408703E-3,7.8831627626233611E-3,1.5512284125915815E-5,2.632616625685445E-4,1.3649805694019289E-2,null,1.9797017193844075E-3,1.0360339812697081E-3,1.9858647231954965E-3,2.986807966977294E-3,2.249795527024924E-6,1.0556260152763024E-4,8.0962207878815615E-3]
[2004,5,11,5,2.1614327181901207E-3,1.2550833344694315E-3,1.9199933358321642E-3,6.032331572778782E-3,1.5512284125915815E-5,2.632616625685445E-4,1.1647614907964959E-2,null,1.8486164209301065E-3,1.0390225816399371E-3,1.9841052931100049E-3,2.2855567674500855E-3,2.249795527024924E-6,1.0556260152763024E-4,7.2651134601847897E-3]
[2004,5,11,10,3.7483647747081524E-3,1.5192903925291244E-3,3.1120900866109216E-3,5.8645162617257749E-3,0,0,1.4244261515573974E-2,null,3.2058775717819805E-3,1.2577467826657782E-3,3.2160082528638863E-3,2.2219741518011483E-3,0,0,9.9016067591127938E-3]
[2004,5,11,13,2.7352114437275716E-3,1.5976861534212231E-3,3.0474647402095748E-3,6.0406025939797915E-3,0,0,1.342096493133816E-2,null,2.3393542380651488E-3,1.3226468284513191E-3,3.1492249523851867E-3,2.2886905289569953E-3,0,0,9.0999165478586504E-3]
[2004,5,11,14,2.4361678461504686E-3,1.5730975016959607E-3,3.0597247126996439E-3,6.0134768139544414E-3,0,0,1.3082466874500515E-2,null,2.0835901328942279E-3,1.3022910770099797E-3,3.1618943069381213E-3,2.2784129920939574E-3,0,0,8.8261885089362859E-3]
[2004,5,11,17,3.3041086737424425E-3,1.514781870732238E-3,2.6532542487395011E-3,4.4200174724898043E-3,0,0,1.1892162265703986E-2,null,2.8259170407730497E-3,1.254014396275068E-3,2.7418510786700119E-3,1.6746759896427801E-3,0,0,8.4964585053609095E-3]
[2004,5,11,20,3.4927634492339507E-3,1.3959850193989841E-3,2.4099927455427106E-3,7.4062939373823007E-3,0,0,1.4705035151557945E-2,null,2.9872684966502014E-3,1.1556682484352892E-3,2.4904666456644384E-3,2.8061297735513958E-3,0,0,9.4395331643013242E-3]
[2004,5,11,24,3.0798490254720133E-3,1.1880775883970505E-3,1.9838154620204504E-3,7.9546851826498097E-3,1.5512284125915815E-5,2.632616625685445E-4,1.4485201205233784E-2,null,2.6341136758772569E-3,9.8355177635013028E-4,2.0500585524388082E-3,3.0139067013793481E-3,2.249795527024924E-6,1.0556260152763024E-4,8.7894431031001995E-3]
[2004,5,12,2,2.1370948595202518E-3,1.2514732661375735E-3,1.9249934634206578E-3,7.7076500484390643E-3,1.5512284125915815E-5,2.632616625685445E-4,1.3299985584212007E-2,null,1.8278008920409772E-3,1.0360339812697081E-3,1.9892723837604811E-3,2.920308924801357E-3,2.249795527024924E-6,1.0556260152763024E-4,7.8812285789271776E-3]
[2004,5,12,8,2.7181841008496986E-3,1.5022532804813964E-3,3.0082990726362476E-3,8.3115286179855224E-3,0,0,1.5540265071952865E-2,null,2.3247912006021088E-3,1.2436425844365806E-3,3.1087514742276466E-3,3.1491091382334574E-3,0,0,9.8262943974997928E-3]
[2004,5,12,11,3.1874708881901503E-3,1.5582500171127894E-3,3.1179040256947583E-3,8.5924481396871116E-3,0,0,1.645607307068481E-2,null,2.7261598177707813E-3,1.2899995650929744E-3,3.2220163296081002E-3,3.2555451831006244E-3,0,0,1.0493720895572479E-2]
[2004,5,12,14,2.250178589260163E-3,1.5730975016959607E-3,3.0950133748948736E-3,7.9612411241009248E-3,0,0,1.4879530589951923E-2,null,1.9245184248042775E-3,1.3022910770099797E-3,3.1983613196832354E-3,3.0163906457994819E-3,0,0,9.4415614672969748E-3]
[2004,5,12,15,2.19509131081954E-3,1.5860002753370782E-3,2.950508456291588E-3,8.399589074088552E-3,0,0,1.5131189116536759E-2,null,1.8774037278476419E-3,1.312972657117628E-3,3.0490311274735098E-3,3.18247387771483E-3,0,0,9.4218813901536091E-3]
[2004,5,12,18,3.042324163040456E-3,1.4594227655544013E-3,2.4918386961060635E-3,6.3158846743517211E-3,0,0,1.3309470299052642E-2,null,2.6020196503263684E-3,1.2081852797539182E-3,2.5750455765918127E-3,2.3929906348382733E-3,0,0,8.778241141510372E-3]
[2004,5,12,23,3.2396456196125429E-3,1.2454653214147751E-3,2.033374315236783E-3,6.8573227825063686E-3,1.5512284125915815E-5,2.632616625685445E-4,1.3654581985464929E-2,null,2.7707834900476663E-3,1.0310602954077481E-3,2.1012722630032615E-3,2.598133126977209E-3,2.249795527024924E-6,1.0556260152763024E-4,8.6090615724905405E-3]
[2004,5,13,2,2.105620565433685E-3,1.2514732661375735E-3,1.9285222316987251E-3,7.5190167946091145E-3,1.5512284125915815E-5,2.632616625685445E-4,1.3083406804573558E-2,null,1.8008817580813827E-3,1.0360339812697081E-3,1.9929189838230996E-3,2.8488387138794844E-3,2.249795527024924E-6,1.0556260152763024E-4,7.7864858341083303E-3]
[2004,5,13,5,1.9335358291743242E-3,1.2550833344694315E-3,1.923839537614561E-3,6.0910224622547958E-3,1.5512284125915815E-5,2.632616625685445E-4,1.1482255110207574E-2,null,1.6537022199152082E-3,1.0390225816399371E-3,1.9880799263404451E-3,2.3077938341648676E-3,2.249795527024924E-6,1.0556260152763024E-4,7.0964109591151129E-3]
[2004,5,13,9,3.3478318392399613E-3,1.4882314010573811E-3,3.1644312166627148E-3,8.4138453743526111E-3,0,0,{"$f":"SUM(E3203:J3203)","v":1.6414339831312668E-2},null,2.8633123115272738E-3,1.2320345509630557E-3,3.2700971453850213E-3,3.1878753685238488E-3,0,0,{"$f":"SUM(M3203:R3203)","v":1.05533193763992E-2}]
[2004,5,13,12,2.7362704668467213E-3,1.5259996367251441E-3,3.0808545331336792E-3,7.2432004898173828E-3,0,0,1.4586325126522926E-2,null,2.3402599926193985E-3,1.2633010403265638E-3,3.1837296892716035E-3,2.7443361986605754E-3,0,0,9.5316269208781407E-3]
[2004,5,13,15,2.1653632628949922E-3,1.5860002753370782E-3,2.986043238768759E-3,8.017511991358018E-3,0,0,1.4754918768358848E-2,null,1.8519781121932562E-3,1.312972657117628E-3,3.085752478890029E-3,3.0377108036717874E-3,0,0,9.2884140518727006E-3]
[2004,5,13,16,2.4714168206554994E-3,1.6370776504905336E-3,2.8774308457796848E-3,7.0031943577394448E-3,0,0,1.3989119674665162E-2,null,2.1137376515019362E-3,1.3552571371499994E-3,2.9735133269069495E-3,2.6534016018496839E-3,0,0,9.0959097174085693E-3]
[2004,5,13,20,3.114123421419937E-3,1.3959850193989841E-3,2.4197839465655395E-3,7.2738933414103774E-3,0,0,1.4203785728794837E-2,null,2.6634276631383766E-3,1.1556682484352892E-3,2.5005847921250241E-3,2.7559652435538086E-3,0,0,9.0756459472524989E-3]
[2004,5,13,24,2.8096844921926441E-3,1.1880775883970505E-3,1.9905116303275483E-3,7.7785657515815603E-3,1.5512284125915815E-5,2.632616625685445E-4,1.4045613409193263E-2,null,2.4030490730468901E-3,9.8355177635013028E-4,2.0569783175930505E-3,2.9471777835967214E-3,2.249795527024924E-6,1.0556260152763024E-4,8.4985693476414478E-3]
[2004,5,14,3,1.8811692258681205E-3,1.2931163555686275E-3,1.9217302074593882E-3,6.8707000863951311E-3,1.5512284125915815E-5,2.632616625685445E-4,1.2245489821985728E-2,null,1.6089144446745144E-3,1.0705082740117174E-3,1.9859001619383044E-3,2.6032015797080184E-3,2.249795527024924E-6,1.0556260152763024E-4,7.3763368573872105E-3]
[2004,5,14,6,2.2580614164520976E-3,1.3069195974276585E-3,2.0652056353440886E-3,6.0563911433568684E-3,1.163421309443686E-5,1.974462469264084E-4,1.1895658252601558E-2,null,1.9312603990826011E-3,1.0819353080559816E-3,2.1341664869221223E-3,2.2946725651633334E-3,1.6873466452686929E-6,7.9171951145722694E-5,7.5228940570150286E-3]
[2004,5,14,10,3.591410206448951E-3,1.4302641214489424E-3,3.0684489938128221E-3,7.1084342601482704E-3,0,0,1.5198557581858986E-2,null,3.0716384674221134E-3,1.1840462534092003E-3,3.1709099071551574E-3,2.6932753667868918E-3,0,0,1.0119869994773364E-2]
[2004,5,14,13,2.7530245860106152E-3,1.4404801027327202E-3,3.0027961929599439E-3,7.3544360425508958E-3,0,0,1.4550736924254175E-2,null,2.3545893490430061E-3,1.192503568518036E-3,3.1030648437121457E-3,2.7864816224098901E-3,0,0,9.4366393836830768E-3]
[2004,5,14,17,3.1835722469724858E-3,1.4516876510122119E-3,2.5526177470224089E-3,5.9935610053855736E-3,0,0,1.3181438650392681E-2,null,2.7228254127191522E-3,1.2017817538204759E-3,2.6378541470085722E-3,2.2708672014648047E-3,0,0,8.8333285150130041E-3]
[2004,5,14,18,2.845006364517148E-3,1.4286308535530437E-3,2.4401484629500612E-3,5.7694312836021099E-3,0,0,1.2483216964622363E-2,null,2.433258939237752E-3,1.1826941501829843E-3,2.5216293155596028E-3,2.1859479299976151E-3,0,0,8.3235303349779542E-3]
[2004,5,14,21,3.4797538025161225E-3,1.4566215838575892E-3,2.2206441354604284E-3,6.1263758301040357E-3,0,0,1.3283395351938176E-2,null,2.976141688792303E-3,1.2058663173724327E-3,2.2947953521781782E-3,2.3211886763026251E-3,0,0,8.7979920346455392E-3]
[2004,5,15,1,2.4777421863859104E-3,9.7823079198782956E-4,1.8360906861218411E-3,5.3760177140891856E-3,1.5512284125915815E-5,2.632616625685445E-4,1.0946855325279227E-2,null,2.1191475700523587E-3,8.0982979776442112E-4,1.8974009862307028E-3,2.0368896371371053E-3,2.249795527024924E-6,1.0556260152763024E-4,6.9710803882392421E-3]
[2004,5,15,4,1.9045868867747073E-3,9.1206426714669048E-4,1.7878024334184728E-3,5.6725049018178332E-3,1.5512284125915815E-5,2.632616625685445E-4,1.0555732435852163E-2,null,1.6289429526763449E-3,7.5505374300336749E-4,1.847500303767E-3,2.1492240289389974E-3,2.249795527024924E-6,1.0556260152763024E-4,6.4885334254403647E-3]
[2004,5,15,7,2.2975036666248827E-3,9.0383642763472991E-4,2.319364515478769E-3,5.5499395641208128E-3,0,0,1.1070644173859195E-2,null,1.9649943158195041E-3,7.482423139800905E-4,2.3968121794643656E-3,2.1027859255873292E-3,0,0,7.2128347348512896E-3]
[2004,5,15,10,3.3635553195677645E-3,9.635047457820583E-4,2.5708708190430919E-3,5.509502827927136E-3,0,0,1.2407433712320051E-2,null,2.8767601897256236E-3,7.9763881878648917E-4,2.6567167212351952E-3,2.0874650741145584E-3,0,0,8.4185808038618661E-3]
[2004,5,15,15,2.2798112429402509E-3,9.3136922179490377E-4,2.4421513978120889E-3,5.2294463803694126E-3,0,0,1.0882778242916655E-2,null,1.9498624522763031E-3,7.7103537805990163E-4,2.5236991319424712E-3,1.981356034639341E-3,0,0,7.2259529969180168E-3]
[2004,5,15,16,2.4667901589052999E-3,9.5467209999142903E-4,2.3950825429173341E-3,4.9689914362524021E-3,0,0,1.0785536238066464E-2,null,2.1097805896820015E-3,7.9032669999720554E-4,2.4750585651267367E-3,1.88267370046051E-3,0,0,7.2578395552664546E-3]
[2004,5,15,19,2.9568475204595733E-3,8.7224501840553915E-4,2.0305961126879908E-3,4.9836299006076465E-3,0,0,1.0843318552160749E-2,null,2.5289137313906605E-3,7.2208931945496322E-4,2.0984012913808515E-3,1.8882199873097247E-3,0,0,7.2376243295361993E-3]
[2004,5,15,22,3.7231254060987244E-3,8.2669017156355713E-4,1.9331303039335946E-3,5.0674723576143079E-3,1.4224764853940238E-5,2.4141094984448779E-4,1.180605395390861E-2,null,3.1842910052085065E-3,6.8437667259555986E-4,1.9976809277015531E-3,1.9199865924273785E-3,2.0630625433110876E-6,9.6800907713652474E-5,7.8851991681899609E-3]
[2004,5,16,2,2.0792606305168027E-3,1.04205537201118E-3,1.7118447983067292E-3,5.053895713677278E-3,1.5512284125915815E-5,2.632616625685445E-4,1.016583046120645E-2,null,{"$f":"E3268*V$5","v":1.778336800687196E-3},{"$f":"F3268*W$5","v":8.6266707006871798E-4},{"$f":"G3268*X$5","v":1.769006309509458E-3},{"$f":"H3268*Y$5","v":1.9148426128474819E-3},{"$f":"I3268*Z$5","v":2.249795527024924E-6},{"$f":"J3268*AA$5","v":1.0556260152763024E-4},6.4326651901675091E-3]
[2004,5,16,7,2.1255519456126939E-3,1.0455572621915685E-3,2.21334287593363E-3,4.9784045430122893E-3,0,0,1.0362856626750183E-2,null,1.8179285420874881E-3,8.6556611499738402E-4,2.2872502907432582E-3,1.8862401804522391E-3,0,0,6.8569851282803693E-3]
[2004,5,16,9,2.9521847252877501E-3,1.1009220891823441E-3,2.3824603431858993E-3,4.329055890730499E-3,0,0,1.0764623048386494E-2,null,2.5249257656078149E-3,9.1139996832977814E-4,2.4620148879272129E-3,1.6402120586967268E-3,0,0,7.5385526805615329E-3]
[2004,5,16,13,2.9169040625593411E-3,1.1298683319433899E-3,2.451079338192818E-3,4.7295423695400858E-3,0,0,1.1227394102235635E-2,null,2.4947511448980635E-3,9.3536315790959375E-4,2.5329251919685067E-3,1.7919501670669634E-3,0,0,7.7549896618431275E-3]
[2004,5,16,16,2.8102352288569441E-3,1.1114360252652584E-3,2.3487007010330688E-3,4.5908580749096442E-3,0,0,1.0861230030064915E-2,null,2.4035201035965182E-3,9.2010394575665151E-4,2.4271279518952717E-3,1.7394048412161772E-3,0,0,7.4901568424646193E-3]
[2004,5,16,17,3.1558908686609376E-3,1.1002824355761942E-3,2.1868806443180217E-3,4.7329782668003896E-3,0,0,1.1176032215355543E-2,null,2.6991502596273847E-3,9.1087043015253982E-4,2.2599044386321233E-3,1.7932519751888822E-3,0,0,7.6631771036009301E-3]
[2004,5,16,20,3.0653206108677564E-3,1.271962684332792E-3,1.9537635501294805E-3,4.3977208819629843E-3,0,0,1.0688767727293014E-2,null,2.6216879058861375E-3,1.0529961762131186E-3,2.0190031543089468E-3,1.6662281576967383E-3,0,0,7.3599153941049412E-3]
[2004,5,16,24,2.6300037785719392E-3,1.2153117977812286E-3,1.8332441923925365E-3,7.2750831169690836E-3,1.5512284125915815E-5,2.632616625685445E-4,1.3232416832409248E-2,null,2.2493728957001299E-3,1.0060976565846355E-3,1.8944594430650493E-3,2.7564160310390683E-3,2.249795527024924E-6,1.0556260152763024E-4,8.0141584234435376E-3]
[2004,5,17,4,1.6898917082097072E-3,9.5186229755262364E-4,1.8567263198735488E-3,6.9883702839654404E-3,1.5512284125915815E-5,2.632616625685445E-4,1.1765624556295781E-2,null,1.4453198265666799E-3,7.8800060092180035E-4,1.9187256801186101E-3,2.6477849904737037E-3,2.249795527024924E-6,1.0556260152763024E-4,6.9076434951354498E-3]
[2004,5,17,7,2.1257521954768182E-3,1.0126327577422818E-3,2.655527304259248E-3,6.6911334293405329E-3,0,0,1.248504568681888E-2,null,1.8180998105169859E-3,8.3830951563653355E-4,2.7442000355148584E-3,2.5351665615250788E-3,0,0,7.9357759231934565E-3]
[2004,5,17,10,3.0356028748228276E-3,1.1909205548724816E-3,3.1343385625486617E-3,7.573064684591348E-3,0,0,1.4933926676835319E-2,null,2.5962711097105326E-3,9.8590533032196013E-4,3.2389996445775287E-3,2.8693166201790524E-3,0,0,9.6904927047890728E-3]
[2004,5,17,14,2.3117572742380674E-3,1.1464319945731409E-3,3.0557931592246983E-3,7.5787736543267885E-3,0,0,1.4092756082362694E-2,null,1.9771850506360342E-3,9.4907541034281741E-4,3.157831471971872E-3,2.871479660167253E-3,0,0,8.9555715931179773E-3]
[2004,5,17,17,2.8117282584566002E-3,1.15923665593194E-3,2.6414742227909801E-3,6.9777798812219721E-3,0,0,1.3590219018401493E-2,null,2.404797052451614E-3,9.5967576805346198E-4,2.7296776969185049E-3,2.6437724513139562E-3,0,0,8.7379229687375368E-3]
[2004,5,17,18,2.8747709737463926E-3,1.1522326037364176E-3,2.5068400157022058E-3,6.3906759364380419E-3,0,0,1.2924519529623058E-2,null,2.4587158248121611E-3,9.5387745315733685E-4,2.5905478166563288E-3,2.4213278827407091E-3,0,0,8.4244689773665359E-3]
[2004,5,17,21,3.2585016651854779E-3,1.2001240552986742E-3,2.2929297831155303E-3,7.4590113936007472E-3,0,0,1.4210566897200429E-2,null,2.7869105687147841E-3,9.9352446166592746E-4,2.3694947448540441E-3,2.826103599155833E-3,0,0,8.9760333743905876E-3]
[2004,5,18,1,2.3230988355741854E-3,1.2143217843668518E-3,1.9894873257368436E-3,7.3841583006049082E-3,1.5512284125915815E-5,2.632616625685445E-4,1.3189840192977248E-2,null,1.9868851890435298E-3,1.0052780725256225E-3,2.0559198096689628E-3,2.7977429244818441E-3,2.249795527024924E-6,1.0556260152763024E-4,7.9536383927746139E-3]
[2004,5,18,5,1.8998413966585478E-3,1.2550833344694315E-3,1.9133690352991751E-3,5.9978318384683723E-3,1.5512284125915815E-5,2.632616625685445E-4,1.1344899551589986E-2,null,1.6248842600877366E-3,1.0390225816399371E-3,1.9772597955213592E-3,2.2724853538056158E-3,2.249795527024924E-6,1.0556260152763024E-4,7.0214643881093032E-3]
[2004,5,18,8,2.6178493288682406E-3,1.5022532804813964E-3,3.0004500261437772E-3,8.4140376789962907E-3,0,0,1.5534590314489706E-2,null,2.2389775153024275E-3,1.2436425844365806E-3,3.1006403342559931E-3,3.1879482297673782E-3,0,0,9.7712086637623801E-3]
[2004,5,18,12,2.6902281505183914E-3,1.5259996367251441E-3,3.0933339398660289E-3,7.4513381723520563E-3,0,0,1.4760899899461621E-2,null,2.3008812133005212E-3,1.2633010403265638E-3,3.1966258053624419E-3,2.8231963347686716E-3,0,0,9.5840043937581981E-3]
[2004,5,18,15,2.1361660729690979E-3,1.5860002753370782E-3,2.9788587478284641E-3,7.5553627895707173E-3,0,0,1.4256387885705359E-2,null,1.8270065253898423E-3,1.312972657117628E-3,3.0783280851502657E-3,2.8626096470173541E-3,0,0,9.0809169146750905E-3]
[2004,5,18,18,2.9526801596428537E-3,1.4594227655544013E-3,2.5215390747369924E-3,6.0608523562635935E-3,0,0,1.2994494356197841E-2,null,{"$f":"E3332*V$5","v":2.5253494975503495E-3},{"$f":"F3332*W$5","v":1.2081852797539182E-3},{"$f":"G3332*X$5","v":2.6057377031472712E-3},{"$f":"H3332*Y$5","v":2.2963628494633561E-3},{"$f":"I3332*Z$5","v":0},{"$f":"J3332*AA$5","v":0},8.6356353299148966E-3]
[2004,5,18,20,3.0581416968775425E-3,1.3959850193989841E-3,2.3561656556873685E-3,7.1043234068655882E-3,0,0,1.3914615778829484E-2,null,2.6155479700116281E-3,1.1556682484352892E-3,2.4348421745261552E-3,2.6917178283082997E-3,0,0,8.897776221281373E-3]
[2004,5,18,23,3.1427119265904531E-3,1.2454653214147751E-3,2.0171257314685362E-3,7.2899348486837627E-3,1.5512284125915815E-5,2.632616625685445E-4,1.3974011774851988E-2,null,2.6878786579175775E-3,1.0310602954077481E-3,2.084481110420356E-3,2.7620431215793187E-3,2.249795527024924E-6,1.0556260152763024E-4,8.673275582379656E-3]
[2004,5,19,2,2.0511025917480234E-3,1.2514732661375735E-3,1.9358158547158626E-3,7.724009777283645E-3,1.5512284125915815E-5,2.632616625685445E-4,1.3241175436579565E-2,null,1.7542539724727979E-3,1.0360339812697081E-3,2.0004561537518583E-3,2.9265073720390897E-3,2.249795527024924E-6,1.0556260152763024E-4,7.8250638765881078E-3]
[2004,5,19,6,2.0210262256074381E-3,1.3439563176256041E-3,2.0390154235195523E-3,5.8400004000655958E-3,1.0346693822461282E-5,1.7559553420235161E-4,1.1429940594843003E-2,null,1.7285304494311237E-3,1.1125962112635071E-3,2.107101737821724E-3,2.2126854724818382E-3,1.5006136615548563E-6,7.0410257331744887E-5,7.2328247419914922E-3]
[2004,5,19,9,3.2211309086602117E-3,1.4882314010573811E-3,3.1583347112727539E-3,8.195938187489555E-3,0,0,1.60636352084799E-2,null,2.7549483458827748E-3,1.2320345509630557E-3,3.2637970669483155E-3,3.1053137189191926E-3,0,0,1.0356093682713337E-2]
[2004,5,19,11,3.0148062237580729E-3,1.5582500171127894E-3,3.1585295853768921E-3,8.0422271897694839E-3,0,0,1.5773813016017237E-2,null,2.5784842823274204E-3,1.2899995650929744E-3,3.263998448241831E-3,3.0470750085910101E-3,0,0,1.0179557304253236E-2]
[2004,5,19,17,2.865146954067717E-3,1.514781870732238E-3,2.6934712069249236E-3,6.4978620631121736E-3,0,0,1.3571262094837052E-2,null,2.4504846545038614E-3,1.254014396275068E-3,2.7834109518837884E-3,2.461939041832545E-3,0,0,8.9498490444952644E-3]
[2004,5,19,20,3.0153920163178954E-3,1.3959850193989841E-3,2.3858967753827812E-3,7.5174616612575691E-3,0,0,1.431473547235723E-2,null,2.5789852952602926E-3,1.1556682484352892E-3,2.4655660686443543E-3,2.8482494979995164E-3,0,0,9.0484691103394528E-3]
[2004,5,19,21,3.2112999739801027E-3,1.4711642885186353E-3,2.2127268406127928E-3,7.2641572327831853E-3,0,0,1.4159348335894717E-2,null,2.7465402066287532E-3,1.2179055167833106E-3,2.2866136849186416E-3,2.7522763831698861E-3,0,0,9.003335791500592E-3]
[2004,5,19,24,2.7392383638913031E-3,1.1880775883970505E-3,1.995562076817193E-3,7.4546017203333615E-3,1.5512284125915815E-5,2.632616625685445E-4,1.3656253696133368E-2,null,2.3427983567174664E-3,9.8355177635013028E-4,2.0621974073813647E-3,2.8244328424248872E-3,2.249795527024924E-6,1.0556260152763024E-4,8.3207927799285042E-3]
[2004,5,20,4,1.7735799332255602E-3,1.3029433496512042E-3,1.9077027359344523E-3,5.5999884168339191E-3,1.5512284125915815E-5,2.632616625685445E-4,1.0862988382339596E-2,null,1.5168961591079696E-3,1.0786435654947771E-3,1.9714042884463726E-3,2.1217486587596472E-3,2.249795527024924E-6,1.0556260152763024E-4,6.7965050688634215E-3]
[2004,5,20,8,2.5003401364575239E-3,1.5022532804813964E-3,3.0059359574217907E-3,6.3620674821235302E-3,0,0,1.3370596856484241E-2,null,2.1384750009874856E-3,1.2436425844365806E-3,3.1063094504363504E-3,2.4104885836113512E-3,0,0,8.8989156194717676E-3]
[2004,5,20,11,2.915495828529166E-3,1.5582500171127894E-3,3.1450174107579281E-3,6.2591523386241674E-3,0,0,1.387791559502405E-2,null,2.4935467194580367E-3,1.2899995650929744E-3,3.2500350783266465E-3,2.3714956337278431E-3,0,0,9.4050769966055013E-3]
[2004,5,20,15,2.0671545331442552E-3,1.5860002753370782E-3,2.9620953545739276E-3,6.055703901144043E-3,0,0,1.2670954064199304E-2,null,1.7679827747635901E-3,1.312972657117628E-3,3.0610049326860959E-3,2.2944121797598702E-3,0,0,8.436372544327185E-3]
[2004,5,20,18,2.8476916871952107E-3,1.4594227655544013E-3,2.5168661120161919E-3,4.360068234730956E-3,0,0,1.1184048799496759E-2,null,2.435555624929787E-3,1.2081852797539182E-3,2.6009087019753336E-3,1.651962154302311E-3,0,0,7.896611760961349E-3]
[2004,5,20,21,3.1172481503750843E-3,1.4711642885186353E-3,2.2191524379875129E-3,6.9834509718470711E-3,0,0,1.3791015848728303E-2,null,2.666100161434913E-3,1.2179055167833106E-3,2.2932538443007837E-3,2.645921139495406E-3,0,0,8.8231806620144137E-3]
[2004,5,20,22,3.3068044591816653E-3,1.333135098945522E-3,2.1745456445437369E-3,7.5439644685818272E-3,1.163421309443686E-5,1.974462469264084E-4,1.4567530131273597E-2,null,2.8282226749888695E-3,1.1036378494872969E-3,2.2471575515018815E-3,2.858291000179159E-3,1.6873466452686929E-6,7.9171951145722694E-5,9.1181683739481982E-3]
[2004,5,21,1,1.8589024222056296E-3,1.3185924723198776E-3,2.0136289157291739E-3,7.2919632229137546E-3,1.5512284125915815E-5,2.632616625685445E-4,1.2761860979862896E-2,null,1.5898702345329306E-3,1.0915987146781407E-3,2.0808675298479564E-3,2.7628116410800042E-3,2.249795527024924E-6,1.0556260152763024E-4,7.6329605171936866E-3]
[2004,5,21,5,1.5298455485671619E-3,1.2517796661054793E-3,1.9366999788746776E-3,5.8894455315721319E-3,1.5512284125915815E-5,2.632616625685445E-4,1.088654467181391E-2,null,1.3084365656018174E-3,1.036287634933114E-3,2.0013698003726738E-3,2.2314194650631123E-3,2.249795527024924E-6,1.0556260152763024E-4,6.6853258630253723E-3]
[2004,5,21,9,2.1474891476966299E-3,1.4334217791437856E-3,3.0778322730044862E-3,7.4710377912816008E-3,0,0,{"$f":"SUM(E3395:J3395)","v":1.4129780991126502E-2},null,1.8366908526883862E-3,1.1866603249691722E-3,3.1806065105565648E-3,2.8306602145003138E-3,0,0,{"$f":"SUM(M3395:R3395)","v":9.0346179027144362E-3}]
[2004,5,21,12,2.037800132063965E-3,1.5459134625845697E-3,2.9974850084678465E-3,6.904255810952626E-3,0,0,1.3485454414069007E-2,null,1.7428767294044582E-3,1.2797867303094806E-3,3.0975763094204961E-3,2.615915322714977E-3,0,0,8.7361550918494124E-3]
[2004,5,21,16,1.9863634796011827E-3,1.5458607427545567E-3,2.6918248692606528E-3,6.7824636915618033E-3,0,0,1.3006512783178195E-2,null,1.6988843166033808E-3,1.2797430861207805E-3,2.7817096401068333E-3,2.5697701797735796E-3,0,0,8.3301072226045735E-3]
[2004,5,21,19,2.4419708069976617E-3,1.3363743331862151E-3,2.3928385681085637E-3,5.9613788110863038E-3,0,0,1.2132562519378744E-2,null,2.0885532523204566E-3,1.1063194543105531E-3,2.4727396600489971E-3,2.25867386774555E-3,0,0,7.9262862344255565E-3]
[2004,5,21,22,2.7625110893094722E-3,1.2566584147403112E-3,2.1375567882260357E-3,5.9229318360373333E-3,1.163421309443686E-5,1.974462469264084E-4,1.2288738588333997E-2,null,2.3627029052170605E-3,1.0403265141553277E-3,2.2089335721596679E-3,2.244106905875004E-3,1.6873466452686929E-6,7.9171951145722694E-5,7.936929195198051E-3]
[2004,5,22,2,1.6402288862968246E-3,9.4914008650459863E-4,1.8253269032837687E-3,5.1835187823054104E-3,1.5512284125915815E-5,2.632616625685445E-4,9.8769886050850634E-3,null,1.402844524270545E-3,7.8574701450788832E-4,1.8862777817360114E-3,1.9639547808618478E-3,2.249795527024924E-6,1.0556260152763024E-4,6.146636498430948E-3]
[2004,5,22,3,1.4167164712320819E-3,9.4758058679951594E-4,1.810105102771973E-3,5.0112624339028397E-3,1.5512284125915815E-5,2.632616625685445E-4,9.4644385414008707E-3,null,1.2116802482358907E-3,7.8445598038677424E-4,1.8705476985099525E-3,1.8986895251182252E-3,2.249795527024924E-6,1.0556260152763024E-4,5.873185849305497E-3]
[2004,5,22,7,1.6242383876877761E-3,9.0383642763472991E-4,2.3547482631253273E-3,4.8070912069024998E-3,0,0,9.6899142853503328E-3,null,1.3891682723757835E-3,7.482423139800905E-4,2.4333774527314088E-3,1.8213322174239707E-3,0,0,6.3921202565112535E-3]
[2004,5,22,10,2.3148947170966842E-3,9.635047457820583E-4,2.5987713133234481E-3,4.5801483737691068E-3,0,0,1.0457319149971297E-2,null,1.979868422799025E-3,7.9763881878648917E-4,2.6855488621332505E-3,1.7353471017461553E-3,0,0,7.1984032054649202E-3]
[2004,5,22,13,2.1564256395972129E-3,9.2812281066433522E-4,2.5560348531041849E-3,4.6581727871099037E-3,0,0,1.0298756090475637E-2,null,1.8443339986137239E-3,7.6834783183782232E-4,2.6413853562776042E-3,1.7649093404569884E-3,0,0,7.018976527186139E-3]
[2004,5,22,17,2.5118157328265721E-3,8.6051223019945153E-4,2.360112110156833E-3,3.8758536603297369E-3,0,0,9.6082937335125931E-3,null,2.1482897760250136E-3,7.1237631350793004E-4,2.4389204080573607E-3,1.4685007705788579E-3,0,0,6.7680872681691621E-3]
[2004,5,22,19,2.258512624008233E-3,8.7224501840553915E-4,2.124487158355115E-3,4.2678067293279113E-3,0,0,9.5230515300967974E-3,null,1.9316463050099517E-3,7.2208931945496322E-4,2.1954275243406826E-3,1.6170057024718746E-3,0,0,6.4661688512774726E-3]
[2004,5,22,22,2.8465720014903364E-3,8.2669017156355713E-4,1.9317213886420547E-3,4.6763857320188109E-3,1.163421309443686E-5,1.974462469264084E-4,1.0490449753735604E-2,null,2.4345979872652454E-3,6.8437667259555986E-4,1.9962249662482932E-3,1.7718099424861591E-3,1.6873466452686929E-6,7.9171951145722694E-5,6.9678688663862478E-3]
[2004,5,23,1,2.3548501643664873E-3,1.0202111324959433E-3,1.7755474035186371E-3,4.7282279314052262E-3,1.5512284125915815E-5,2.632616625685445E-4,1.0157610578480756E-2,null,2.0140412634833348E-3,8.4458328430585706E-4,1.8348360568460871E-3,1.7914521468672649E-3,2.249795527024924E-6,1.0556260152763024E-4,6.5927251485571985E-3]
[2004,5,23,4,1.6902546124513303E-3,1.0533111812594204E-3,1.7664503736493403E-3,4.77043372888733E-3,1.5512284125915815E-5,2.632616625685445E-4,9.5592238429418816E-3,null,1.4456302089971133E-3,8.719852082850121E-4,1.8254352611358103E-3,1.8074432681935773E-3,2.249795527024924E-6,1.0556260152763024E-4,6.0583063436661679E-3]
[2004,5,23,8,2.1301351371065358E-3,1.1036139977106799E-3,2.2875821784899392E-3,4.5569121134005153E-3,0,0,1.007824342670767E-2,null,1.8218484249431885E-3,9.1362846875826364E-4,2.3639685742965324E-3,1.7265432434875479E-3,0,0,6.8259887114855318E-3]
[2004,5,23,11,2.6489287595388524E-3,1.205817554157789E-3,2.4387873164486377E-3,4.5048600225074424E-3,0,0,1.0798393652652722E-2,null,2.2655589329923388E-3,9.9823783305784571E-4,2.5202227179804493E-3,1.7068215144736059E-3,0,0,7.4908409985042397E-3]
[2004,5,23,14,2.4694286383100342E-3,1.1044828656966382E-3,2.4620650257191237E-3,4.6472212798993259E-3,0,0,1.0683197809625122E-2,null,2.1120372115573114E-3,9.1434776239644766E-4,2.5442777109395938E-3,1.7607599844216097E-3,0,0,7.3314226693149626E-3]
[2004,5,23,16,2.6393856872028213E-3,1.1114360252652584E-3,2.3653583213169701E-3,4.6806364229462147E-3,0,0,1.0796816456731265E-2,null,2.2573969948121472E-3,9.2010394575665151E-4,2.4443417994431229E-3,1.7734204632770432E-3,0,0,7.3952632032889647E-3]
[2004,5,23,22,3.155316663583695E-3,1.2157127954256159E-3,1.8581722804331669E-3,4.6365688194598955E-3,1.0346693822461282E-5,1.7559553420235161E-4,1.1051712786927185E-2,null,2.698659157162876E-3,1.0064296230734415E-3,1.9202199238466608E-3,1.7567239325644471E-3,1.5006136615548563E-6,7.0410257331744887E-5,7.4539435076407257E-3]
[2004,5,23,23,2.8139385967305857E-3,1.1326200757752951E-3,1.8699600026995146E-3,4.4926240302068871E-3,1.5512284125915815E-5,2.632616625685445E-4,1.0587916652106743E-2,null,2.4066874965050942E-3,9.3764119308201253E-4,1.9324012589095945E-3,1.7021854869821464E-3,2.249795527024924E-6,1.0556260152763024E-4,7.0867278325335032E-3]
[2004,5,24,2,1.5087132475576129E-3,1.04205537201118E-3,1.8100853682668405E-3,4.7796004393687638E-3,1.5512284125915815E-5,2.632616625685445E-4,9.419228373898858E-3,null,{"$f":"E3460*V$5","v":1.2903626656698309E-3},{"$f":"F3460*W$5","v":8.6266707006871798E-4},{"$f":"G3460*X$5","v":1.8705273050349546E-3},{"$f":"H3460*Y$5","v":1.810916392461255E-3},{"$f":"I3460*Z$5","v":2.249795527024924E-6},{"$f":"J3460*AA$5","v":1.0556260152763024E-4},5.9422858302894139E-3]
[2004,5,24,5,1.5087894883414439E-3,1.0162141948858582E-3,1.9244302692068755E-3,4.7173349225440976E-3,1.5512284125915815E-5,2.632616625685445E-4,9.4455428216727363E-3,null,1.2904278724022672E-3,8.4127441363549633E-4,1.9886903835005013E-3,1.7873249549481746E-3,2.249795527024924E-6,1.0556260152763024E-4,6.0155300215410951E-3]
[2004,5,24,9,2.3006414959526279E-3,1.1009220891823441E-3,2.9652316362551515E-3,4.8084062355142933E-3,0,0,1.1175201456904416E-2,null,1.9676780185193519E-3,9.1139996832977814E-4,3.0642459403335018E-3,1.821830461346211E-3,0,0,7.7651543885288426E-3]
[2004,5,24,13,2.1906043825483642E-3,1.1298683319433899E-3,2.8640424761109803E-3,4.3257894171723262E-3,0,0,1.0510304607775061E-2,null,1.8735661763884521E-3,9.3536315790959375E-4,2.9596778960072497E-3,1.6389744425848625E-3,0,0,7.4075816728901584E-3]
[2004,5,24,16,1.9828316521059057E-3,1.1114360252652584E-3,2.5975918080185364E-3,4.6421230267793137E-3,0,0,1.0333982512169014E-2,null,1.6958636376580153E-3,9.2010394575665151E-4,2.684329971069906E-3,1.7588283354762501E-3,0,0,7.0591258899608232E-3]
[2004,5,24,20,2.283839048865117E-3,1.271962684332792E-3,2.3182551995426506E-3,4.5989312706019607E-3,0,0,1.0472988203342519E-2,null,1.9533073284967676E-3,1.0529961762131186E-3,2.3956658215163939E-3,1.7424636497095278E-3,0,0,7.1444329759358079E-3]
[2004,5,24,23,2.3689042685951728E-3,1.1326200757752951E-3,2.0084935213282597E-3,7.0661094978548018E-3,1.5512284125915815E-5,2.632616625685445E-4,1.2854901310247989E-2,null,2.0260613683147108E-3,9.3764119308201253E-4,2.0755606555880805E-3,2.6772391715407487E-3,2.249795527024924E-6,1.0556260152763024E-4,7.8243147855802074E-3]
[2004,5,24,24,2.1202671524792474E-3,1.2153117977812286E-3,1.9723357006552751E-3,7.4414555910647948E-3,1.5512284125915815E-5,2.632616625685445E-4,1.3028144188675006E-2,null,1.813408597846111E-3,1.0060976565846355E-3,2.0381954616336458E-3,2.8194519781681656E-3,2.249795527024924E-6,1.0556260152763024E-4,7.784966091287213E-3]
[2004,5,25,3,1.3112098166964195E-3,1.322001975142898E-3,1.9445514361145354E-3,6.9729179133069903E-3,1.5512284125915815E-5,2.632616625685445E-4,1.1829455087955304E-2,null,1.1214431881365397E-3,1.0944212765973307E-3,2.0094834315908137E-3,2.6419303271639247E-3,2.249795527024924E-6,1.0556260152763024E-4,6.9750906205432641E-3]
[2004,5,25,6,1.3908922226705477E-3,1.3439563176256041E-3,2.0744414354656282E-3,7.5493540291982431E-3,9.0436619558843546E-6,1.5348155454659388E-4,1.2521169221462502E-2,null,1.1895934492588643E-3,1.1125962112635071E-3,2.1437106866676442E-3,2.8603330210117037E-3,1.3116308372847628E-6,6.1542998803423949E-5,7.3690879978424283E-3]
[2004,5,25,11,1.9336771484251951E-3,1.5582500171127894E-3,3.1668868657992334E-3,7.5556365836016376E-3,0,0,1.4214450614938857E-2,null,1.6538230865448076E-3,1.2899995650929744E-3,3.2726347929689262E-3,2.8627133833244037E-3,0,0,9.0791708279311118E-3]
[2004,5,25,14,1.5962733221553237E-3,1.5730975016959607E-3,3.1490305721942318E-3,7.1604324062015581E-3,0,0,1.3478833802247073E-2,null,1.3652504890829655E-3,1.3022910770099797E-3,3.2541822462877398E-3,2.7129766569386538E-3,0,0,8.634700469319339E-3]
[2004,5,25,18,2.1450765254302185E-3,1.4594227655544013E-3,2.5490264819142119E-3,6.0201451186033357E-3,0,0,1.2173670891502168E-2,null,1.8346274004690988E-3,1.2081852797539182E-3,2.6341429632366522E-3,2.2809395091850392E-3,0,0,7.9578951526447089E-3]
[2004,5,25,21,2.1874176215527434E-3,1.4711642885186353E-3,2.2783405179240298E-3,6.9542103611176624E-3,0,0,1.2891132789113071E-2,null,1.8708406237230807E-3,1.2179055167833106E-3,2.3544183184160869E-3,2.6348423261160899E-3,0,0,8.0780067850385676E-3]
[2004,5,25,24,2.0434920658223897E-3,1.1880775883970505E-3,2.0144569853459198E-3,7.8324478073129589E-3,1.5512284125915815E-5,2.632616625685445E-4,1.3357248393572779E-2,null,1.7477448902887263E-3,9.8355177635013028E-4,2.0817232501668696E-3,2.967592857873597E-3,2.249795527024924E-6,1.0556260152763024E-4,7.8884251717339787E-3]
[2004,5,26,3,1.3061751220621119E-3,1.322001975142898E-3,1.9502603402276318E-3,6.6897782999116853E-3,1.5512284125915815E-5,2.632616625685445E-4,1.1546989684038786E-2,null,1.1171371465480034E-3,1.0944212765973307E-3,2.0153829660617198E-3,2.5346531240259115E-3,2.249795527024924E-6,1.0556260152763024E-4,6.8694069102876194E-3]
[2004,5,26,5,1.2651218346287319E-3,1.2550833344694315E-3,1.9404681517920645E-3,5.8111677232470403E-3,1.5512284125915815E-5,2.632616625685445E-4,1.0550614990831727E-2,null,1.0820253521146991E-3,1.0390225816399371E-3,2.0052637992169463E-3,2.2017612189272552E-3,2.249795527024924E-6,1.0556260152763024E-4,6.4358853489534934E-3]
[2004,5,26,8,1.6827829681436693E-3,1.5022532804813964E-3,3.0492285101463876E-3,8.5214646843808448E-3,0,0,1.4755729443152298E-2,null,1.4392399085994877E-3,1.2436425844365806E-3,3.1510476177049815E-3,3.228650654062411E-3,0,0,9.0625807648034608E-3]
[2004,5,26,12,1.8485643163168007E-3,1.5259996367251441E-3,3.1156242462568422E-3,7.6087800776733555E-3,0,0,1.4098968276972143E-2,null,1.5810283251149007E-3,1.2633010403265638E-3,3.2196604243216209E-3,2.8828486280562523E-3,0,0,8.9468384178193368E-3]
[2004,5,26,15,1.636603018037574E-3,1.5860002753370782E-3,2.9992363260690439E-3,8.4317644564726978E-3,0,0,1.4653604075916394E-2,null,1.3997434147389966E-3,1.312972657117628E-3,3.0993861065992693E-3,3.1946646305052143E-3,0,0,9.0067668089611076E-3]
[2004,5,26,19,2.1046254262216488E-3,1.4306827088497566E-3,2.442944341432112E-3,7.598349131056603E-3,0,0,1.3576601607560121E-2,null,1.8000306417486837E-3,1.1843927816036965E-3,2.5245185533457983E-3,2.8788965043470035E-3,0,0,8.3878384810451827E-3]
[2004,5,26,22,2.459435824428429E-3,1.333135098945522E-3,2.1706250805493283E-3,7.5620423128494136E-3,1.0346693822461282E-5,1.7559553420235161E-4,1.3711180544797506E-2,null,2.1034906212899526E-3,1.1036378494872969E-3,2.2431060729742689E-3,2.8651404146730736E-3,1.5006136615548563E-6,7.0410257331744887E-5,8.3872858294178915E-3]
[2004,5,26,24,2.0384163345890166E-3,1.1880775883970505E-3,2.014866353943981E-3,7.6343199173401557E-3,1.5512284125915815E-5,2.632616625685445E-4,1.3154454140964665E-2,null,1.7434037511788777E-3,9.8355177635013028E-4,2.0821462883030381E-3,2.8925252767427164E-3,2.249795527024924E-6,1.0556260152763024E-4,7.8094394896294165E-3]
[2004,5,27,3,1.3183500173308777E-3,1.322001975142898E-3,1.9486312063348183E-3,6.7648491704839168E-3,1.5512284125915815E-5,2.632616625685445E-4,1.1632606315986971E-2,null,1.1275500134984911E-3,1.0944212765973307E-3,2.0136994325204356E-3,2.5630963112421102E-3,2.249795527024924E-6,1.0556260152763024E-4,6.9065794309130218E-3]
[2004,5,27,6,1.3738221167473139E-3,1.3439563176256041E-3,2.0661267904332871E-3,5.8971211613182504E-3,7.7561420629579075E-6,1.3163083128427225E-4,1.0820413359471686E-2,null,1.174993837690511E-3,1.1125962112635071E-3,2.1351184010012731E-3,2.2343276419925515E-3,1.124897763512462E-6,5.278130076381512E-5,6.7109422904751701E-3]
[2004,5,27,10,2.0674717151263327E-3,1.5192903925291244E-3,3.1786548510881587E-3,7.6851023712200773E-3,0,0,1.4450519329963694E-2,null,1.7682540521508328E-3,1.2577467826657782E-3,3.2847957320020177E-3,2.9117659600063372E-3,0,0,9.2225625268249657E-3]
[2004,5,27,13,1.7755865897244711E-3,1.5976861534212231E-3,3.1426983907590802E-3,8.0162313926062968E-3,0,0,1.4532202526511072E-2,null,1.5186123995089935E-3,1.3226468284513191E-3,3.24763862216783E-3,3.0372256046889276E-3,0,0,9.1261234548170693E-3]
[2004,5,27,16,1.8845715645355731E-3,1.6370776504905336E-3,2.9041271882621236E-3,7.3162604563323987E-3,0,0,1.3742036859620629E-2,null,1.611824375239221E-3,1.3552571371499994E-3,3.0011011072588675E-3,2.7720174855532906E-3,0,0,8.7402001052013789E-3]
[2004,5,27,21,2.204532455288016E-3,1.4711642885186353E-3,2.3180993328824522E-3,7.0348113338211879E-3,0,0,1.3028607410510292E-2,null,1.8854784898098892E-3,1.2179055167833106E-3,2.3955047501940372E-3,2.6653807831625983E-3,0,0,8.1642695399498366E-3]
[2004,5,27,24,2.060809725980918E-3,1.1880775883970505E-3,2.0300660454083291E-3,7.7209595634653095E-3,1.5512284125915815E-5,2.632616625685445E-4,1.3278686869946066E-2,null,1.7625562284681302E-3,9.8355177635013028E-4,2.0978535242216364E-3,2.9253516933847325E-3,2.249795527024924E-6,1.0556260152763024E-4,7.8771256194792843E-3]
[2004,5,28,3,1.3754624746385319E-3,1.2931163555686275E-3,1.9288126207914534E-3,6.7898516032628151E-3,1.5512284125915815E-5,2.632616625685445E-4,1.1666017000955887E-2,null,1.1763967925492896E-3,1.0705082740117174E-3,1.9932190695188105E-3,2.5725693448031954E-3,2.249795527024924E-6,1.0556260152763024E-4,6.9205058779376674E-3]
[2004,5,28,4,1.3616683944837526E-3,1.3114352813815625E-3,1.8865907635547852E-3,6.0436663549339013E-3,1.5512284125915815E-5,2.632616625685445E-4,1.0882134741048462E-2,null,1.16459907945318E-3,1.0856736236488972E-3,1.9495873501452119E-3,2.2898513404107481E-3,2.249795527024924E-6,1.0556260152763024E-4,6.5975237907126925E-3]
[2004,5,28,7,1.6143288489590324E-3,1.3101198224739949E-3,2.5739852737835401E-3,6.240036255453091E-3,0,0,1.1738470200669659E-2,null,1.3806929051512428E-3,1.084584619060401E-3,2.6599351731018506E-3,2.3642528466343835E-3,0,0,7.489465543947877E-3]
[2004,5,28,11,2.2014527786509649E-3,1.4260486380709163E-3,3.0844245041215558E-3,8.1784100795930254E-3,0,0,1.4890336000436462E-2,null,1.8828445235732835E-3,1.1805564593038963E-3,3.1874188678750414E-3,3.0986725910003812E-3,0,0,9.3494924417526024E-3]
[2004,5,28,14,1.9188065495416037E-3,1.4948364294759193E-3,2.9508485834126097E-3,7.6173913841237296E-3,0,0,1.3981882946553862E-2,null,1.6411046553607498E-3,1.2375025334394032E-3,3.0493826120378338E-3,2.8861113183604546E-3,0,0,8.8141011191984406E-3]
[2004,5,28,18,1.9138393742699801E-3,1.4286308535530437E-3,2.4706733213922458E-3,5.9748801837773017E-3,0,0,1.1788023732992571E-2,null,1.6368563613030703E-3,1.1826941501829843E-3,2.5531734527585595E-3,2.2637893282190795E-3,0,0,7.6365132924636932E-3]
[2004,5,28,22,2.5433727381573754E-3,1.2566584147403112E-3,2.1426556768332603E-3,5.9952765288174151E-3,9.0436619558843546E-6,1.5348155454659388E-4,1.2100488575050838E-2,null,2.1752796507312454E-3,1.0403265141553277E-3,2.214202721633141E-3,2.2715171866557809E-3,1.3116308372847628E-6,6.1542998803423949E-5,7.7641807028162044E-3]
[2004,5,29,1,1.7178515455375904E-3,9.7823079198782956E-4,1.8610178370391528E-3,5.0716926918106088E-3,1.5512284125915815E-5,2.632616625685445E-4,9.9075668130696407E-3,null,1.4692331383139639E-3,8.0982979776442112E-4,1.9231604985967985E-3,1.9215856115242038E-3,2.249795527024924E-6,1.0556260152763024E-4,6.2316214432540425E-3]
[2004,5,29,4,1.3441361033564422E-3,9.1206426714669048E-4,1.8088773967432224E-3,5.3814525162122753E-3,1.5512284125915815E-5,2.632616625685445E-4,9.7253042301530899E-3,null,1.1496041730646009E-3,7.5505374300336749E-4,1.8692789972157516E-3,2.0389487992740528E-3,2.249795527024924E-6,1.0556260152763024E-4,5.9206981096124271E-3]
[2004,5,29,5,1.3134772046482779E-3,8.6795219194351855E-4,1.8628376985292119E-3,5.4543373946621364E-3,1.5512284125915815E-5,2.632616625685445E-4,9.7773784364776056E-3,null,1.1233824252754752E-3,7.1853549676398907E-4,1.9250411284655415E-3,2.0665637480175155E-3,2.249795527024924E-6,1.0556260152763024E-4,5.9413351955771767E-3]
[2004,5,29,8,1.5647242949401155E-3,9.8078210366065095E-4,2.5284815866129197E-3,5.0519306114988833E-3,0,0,1.0125918596712569E-2,null,1.3382674378486707E-3,8.1194190487959015E-4,2.6129120377157483E-3,1.9140980661447064E-3,0,0,6.6772194465887155E-3]
[2004,5,29,11,1.9040587919275239E-3,9.6807849180620843E-4,2.5866514580083345E-3,5.1837691783153412E-3,0,0,1.0642557920057407E-2,null,1.6284912870759792E-3,8.0142520114952708E-4,2.6730243035143937E-3,1.9640496520220508E-3,0,0,7.0669904437619504E-3]
[2004,5,29,16,1.7717250033764389E-3,9.5467209999142903E-4,2.4400796843355478E-3,4.8939970945745459E-3,0,0,1.0060473882277963E-2,null,1.5153096865104649E-3,7.9032669999720554E-4,2.521558240306079E-3,1.8542595088541075E-3,0,0,6.681454135667857E-3]
[2004,5,29,19,2.0989818450426996E-3,8.7224501840553915E-4,2.0456788411861116E-3,4.8567429707531209E-3,0,0,9.8736486753874704E-3,null,1.7952038355508976E-3,7.2208931945496322E-4,2.1139876587338885E-3,1.8401444997919881E-3,0,0,6.4714253135317373E-3]
[2004,5,29,23,2.5085959249432424E-3,7.5276016031064442E-4,1.8289633744556946E-3,4.9165326323980726E-3,1.5512284125915815E-5,2.632616625685445E-4,1.0285626038802115E-2,null,2.1455359592278162E-3,6.2317360420716204E-4,1.8900356810817051E-3,1.8627978742206787E-3,2.249795527024924E-6,1.0556260152763024E-4,6.6293555157920167E-3]
[2004,5,30,2,1.4981102718469694E-3,1.04205537201118E-3,1.7491098309902735E-3,4.9697701688296509E-3,1.5512284125915815E-5,2.632616625685445E-4,9.5378195903725333E-3,null,1.2812942200760992E-3,8.6266707006871798E-4,1.8075156872325278E-3,1.8829687501424599E-3,2.249795527024924E-6,1.0556260152763024E-4,5.942258124574459E-3]
[2004,5,30,3,1.3282641821651634E-3,1.0489065477585022E-3,1.7599382545724291E-3,4.9208120921195074E-3,1.5512284125915815E-5,2.632616625685445E-4,9.336695023310063E-3,null,1.1360293373091415E-3,8.6833882597268821E-4,1.8187056909395355E-3,1.8644192950609212E-3,2.249795527024924E-6,1.0556260152763024E-4,5.7953055463369416E-3]
[2004,5,30,8,1.4386387356127015E-3,1.1036139977106799E-3,2.3240511918098776E-3,4.2183583386588026E-3,0,0,9.0846622637920614E-3,null,1.2304297830129523E-3,9.1362846875826364E-4,2.4016553521681999E-3,1.5982704750445078E-3,0,0,6.1439840789839235E-3]
[2004,5,30,10,1.6909398212294137E-3,1.1648349206871014E-3,2.4850173566649488E-3,4.611049192049005E-3,0,0,9.9518412906304705E-3,null,1.4462162500005042E-3,9.6431029975256274E-4,2.5679964606190485E-3,1.7470549419879068E-3,0,0,6.7255779523600215E-3]
[2004,5,30,14,2.0191698360281238E-3,1.1044828656966382E-3,2.4876900933496803E-3,4.7209571264993574E-3,0,0,1.03322999215738E-2,null,1.7269427283648682E-3,9.1434776239644766E-4,2.5707584446865435E-3,1.7886973517839829E-3,0,0,7.000746287231842E-3]
[2004,5,30,17,2.1881159898897943E-3,1.1002824355761942E-3,2.1750790987184613E-3,4.7544033701432311E-3,0,0,1.021788089432768E-2,null,1.8714379197503244E-3,9.1087043015253982E-4,2.2477088186505477E-3,1.8013696141727074E-3,0,0,6.8313867827261192E-3]
[2004,5,30,20,2.0128641894707399E-3,1.271962684332792E-3,2.0265736796703186E-3,4.8598561630330784E-3,0,0,1.017125671650693E-2,null,1.7215496751032697E-3,1.0529961762131186E-3,2.0942445422439675E-3,1.8413240400075722E-3,0,0,6.7101144335679277E-3]
[2004,5,30,24,1.8790625758545525E-3,1.2153117977812286E-3,1.8721983017722008E-3,7.1415390977984817E-3,1.5512284125915815E-5,2.632616625685445E-4,1.2386885719900924E-2,null,1.6071126824565836E-3,1.0060976565846355E-3,1.9347142987284306E-3,2.7058182757457114E-3,2.249795527024924E-6,1.0556260152763024E-4,7.3615553105700164E-3]
[2004,5,31,1,1.8612589247820645E-3,9.1016364237256103E-4,1.7886200422797169E-3,6.9157909306161473E-3,1.5512284125915815E-5,2.632616625685445E-4,1.1754607486744948E-2,null,1.5918856890608927E-3,7.5348030799287106E-4,1.8483452140273706E-3,2.6202858004468837E-3,2.249795527024924E-6,1.0556260152763024E-4,6.9218094085826739E-3]
[2004,5,31,5,1.3438844040064195E-3,1.0046120488097616E-3,1.8286946101236353E-3,7.1006483689238986E-3,1.5512284125915815E-5,2.632616625685445E-4,1.1556613378558176E-2,null,1.149388901246203E-3,8.3166955996763568E-4,1.8897579422354884E-3,2.6903254134953993E-3,2.249795527024924E-6,1.0556260152763024E-4,6.668954213999382E-3]
[2004,5,31,8,1.4543680804798653E-3,9.81842748307839E-4,2.3806951665970798E-3,7.6886119084966361E-3,0,0,1.2505517903881422E-2,null,1.2438826769972074E-3,8.1281996110841399E-4,2.4601907689848247E-3,2.9130956691869885E-3,0,0,7.4299890762774337E-3]
[2004,5,31,11,1.8233683956391071E-3,1.1970755180965324E-3,2.5515867827737059E-3,7.8029299231975732E-3,0,0,1.3374960619706919E-2,null,1.5594789184119992E-3,9.9100072566609136E-4,2.6367887570487823E-3,2.9564089899136252E-3,0,0,8.1436773910404988E-3]
[2004,5,31,15,2.0469596234534014E-3,1.1560185073201737E-3,2.5147343090035318E-3,7.0776618039920611E-3,0,0,1.2795374243769168E-2,null,1.7507106009135647E-3,9.5701161899907912E-4,2.5987057143074341E-3,2.6816161609606961E-3,0,0,7.9880440951807744E-3]
[2004,5,31,18,2.335309692220045E-3,1.1522326037364176E-3,2.2212698835969535E-3,6.0828439321753249E-3,0,0,1.1791656111728742E-2,null,1.997328812811778E-3,9.5387745315733685E-4,2.2954419951464961E-3,2.3046951161077769E-3,0,0,7.5513433772233882E-3]
[2004,5,31,22,2.4611104514276243E-3,1.0406469477227437E-3,1.8989458952254586E-3,7.7801523191157948E-3,9.0436619558843546E-6,1.5348155454659388E-4,1.3343380829994098E-2,null,2.1049228856133309E-3,8.6150110395314197E-4,1.9623550414113013E-3,2.9477789094004242E-3,1.3116308372847628E-6,6.1542998803423949E-5,7.9394125700189069E-3]
[2004,6,1,2,1.9229573438777426E-3,1.0973553232733726E-3,1.8812498799315605E-3,6.6849113316185347E-3,1.5449265141447738E-5,2.621902472901438E-4,1.1864113391132802E-2,null,{"$f":"E3652*V$5","v":1.6446547203269705E-3},{"$f":"F3652*W$5","v":9.084472159339291E-4},{"$f":"G3652*X$5","v":1.9440681250161664E-3},{"$f":"H3652*Y$5","v":2.5328091053102341E-3},{"$f":"I3652*Z$5","v":2.2406556848054878E-6},{"$f":"J3652*AA$5","v":1.05132985673195E-4},7.1373528079453014E-3]
[2004,6,1,5,1.5779968821206297E-3,1.1952795390358002E-3,1.8337571569185802E-3,5.7612309243620973E-3,1.5449265141447738E-5,2.621902472901438E-4,1.0645904014868699E-2,null,1.349619131752273E-3,9.8951392176311226E-4,1.8949895363795969E-3,2.1828409412105415E-3,2.2406556848054878E-6,1.05132985673195E-4,6.5243371724635242E-3]
[2004,6,1,6,1.64702883521724E-3,1.2631169726880402E-3,2.0188254458476758E-3,5.7699909071618994E-3,7.7246325707238692E-6,1.310951236450719E-4,1.083778191713065E-2,null,1.4086603413117026E-3,1.0456732408373113E-3,2.0862375812546489E-3,2.1861599626750087E-3,1.1203278424027439E-6,5.2566492836597498E-5,6.7804179467576718E-3]
[2004,6,1,9,1.9175112101542614E-3,1.4764982353978114E-3,3.0913038425767984E-3,6.5125777798875168E-3,0,0,1.2997891068016389E-2,null,1.6399967857324397E-3,1.222321232540603E-3,3.1945279195511119E-3,2.4675145984242182E-3,0,0,8.5243605362483738E-3]
[2004,6,1,12,2.2937095819426348E-3,1.4891909305202865E-3,3.0641324948743206E-3,5.1620315183558444E-3,0,0,1.2009064525693086E-2,null,1.9617493352161405E-3,1.2328288988380748E-3,3.1664492727186983E-3,1.9558135901893174E-3,0,0,8.3168410969622318E-3]
[2004,6,1,16,2.3479265210760375E-3,1.580029105835083E-3,2.7845796758274892E-3,5.5540399677812676E-3,0,0,1.2266575270519877E-2,null,2.0081196539085033E-3,1.3080294156762177E-3,2.8775616929426783E-3,2.1043395048663135E-3,0,0,8.2980502673937126E-3]
[2004,6,1,19,2.0939662219597701E-3,1.3378944122792488E-3,2.4215458202554133E-3,6.9084534988302334E-3,0,0,1.2761859953324666E-2,null,1.7909141053574621E-3,1.1075778540200897E-3,2.5024054978788567E-3,2.6175057614732846E-3,0,0,8.0184032187296927E-3]
[2004,6,1,24,2.7343282876404118E-3,9.6195715505709449E-4,1.9834913843662567E-3,7.6510677275211684E-3,1.5449265141447738E-5,2.621902472901438E-4,1.3608484067016523E-2,null,2.338598897946889E-3,7.9635764353205591E-4,2.0497236532612622E-3,2.8988707619729904E-3,2.2406556848054878E-6,1.05132985673195E-4,8.1909245980711972E-3]
[2004,6,2,3,1.6760491234174E-3,1.1533192327789364E-3,1.8039020570866193E-3,6.812916341011682E-3,1.5449265141447738E-5,2.621902472901438E-4,1.1723826266726229E-2,null,1.4334806287328451E-3,9.5477702060599561E-4,1.8641375222098462E-3,2.5813082158044624E-3,2.2406556848054878E-6,1.05132985673195E-4,6.9410770287111501E-3]
[2004,6,2,6,1.6423901168570358E-3,1.2631169726880402E-3,1.9921995725868981E-3,5.8268930991837295E-3,6.4423438731978274E-6,1.093333383676782E-4,1.084037544355658E-2,null,1.4046929677910853E-3,1.0456732408373113E-3,2.0587226232157514E-3,2.2077193196979399E-3,9.3435346541018838E-7,4.3840457129939147E-5,6.7615829621374361E-3]
[2004,6,2,7,1.7143200685582817E-3,1.4480257296458964E-3,2.6308420611806313E-3,6.4759629947582307E-3,0,0,1.2269150854143041E-2,null,1.4662127591556649E-3,1.1987502268395206E-3,2.7186905087160256E-3,2.4536418248653829E-3,0,0,7.8372953195765954E-3]
[2004,6,2,10,1.9166589190318744E-3,1.5505458987694835E-3,3.1145086041495847E-3,7.7559669776937623E-3,0,0,1.4337680399644705E-2,null,1.6392678436048416E-3,1.2836216994082982E-3,3.2185075289605197E-3,2.9386154590672797E-3,0,0,9.0800125310409388E-3]
[2004,6,2,16,2.3164550627984906E-3,1.580029105835083E-3,2.7743598230956417E-3,6.8750183392133615E-3,0,0,1.3545862330942578E-2,null,1.9812029453416015E-3,1.3080294156762177E-3,2.8670005813379472E-3,2.6048376986502865E-3,0,0,8.7610706410060531E-3]
[2004,6,2,18,2.2611494269686215E-3,1.4917907868111295E-3,2.4480312725974735E-3,5.7486522987175099E-3,0,0,1.1949623785094735E-2,null,1.9339014930666095E-3,1.2349811936865651E-3,2.5297753460973758E-3,2.1780750952651797E-3,0,0,7.8767331281157302E-3]
[2004,6,2,21,2.4617903435873944E-3,1.3430688297604364E-3,2.2347185029464125E-3,7.1523135666166672E-3,0,0,1.3191891242910911E-2,null,2.1055043794532429E-3,1.1118615031309746E-3,2.3093396875698492E-3,2.7099005546831305E-3,0,0,8.2366061248371966E-3]
[2004,6,3,1,2.3319306486369313E-3,1.0700900770947784E-3,1.88144870882078E-3,7.1528290609310262E-3,1.5449265141447738E-5,2.621902472901438E-4,1.2713938007915107E-2,null,1.9944388059185665E-3,8.8587564184358614E-4,1.9442735931519987E-3,2.710095867474636E-3,2.2406556848054878E-6,1.05132985673195E-4,7.6420575497467887E-3]
[2004,6,3,4,1.5987144183824339E-3,1.2022251267899096E-3,1.7435559973835511E-3,6.1239547885775297E-3,1.5449265141447738E-5,2.621902472901438E-4,1.0946089843565017E-2,null,1.3673382943301651E-3,9.9526383678555353E-4,1.8017764013451764E-3,2.3202713812603311E-3,2.2406556848054878E-6,1.05132985673195E-4,6.5920235550792263E-3]
[2004,6,3,7,1.7063273690476419E-3,1.4480257296458964E-3,2.6034063655258045E-3,6.335854669877663E-3,0,0,1.2093614134097007E-2,null,1.4593768139797721E-3,1.1987502268395206E-3,2.6903386868877984E-3,2.4005569560640871E-3,0,0,7.7490226837711781E-3]
[2004,6,3,9,1.8925902952134361E-3,1.4764982353978114E-3,3.0439394845414381E-3,8.1921023838684107E-3,0,0,1.4605130399021097E-2,null,1.6186825841861671E-3,1.222321232540603E-3,3.1455819822247279E-3,3.1038603924865944E-3,0,0,9.0904461914380931E-3]
[2004,6,3,12,2.2525432772029282E-3,1.4891909305202865E-3,3.0248199498984375E-3,7.3232348124058644E-3,0,0,1.4089788970027516E-2,null,1.9265408800602671E-3,1.2328288988380748E-3,3.1258240126635808E-3,2.7746599607770079E-3,0,0,9.0598537523389304E-3]
[2004,6,3,16,2.2751102058456343E-3,1.580029105835083E-3,2.7522955484780148E-3,7.3562208000034447E-3,0,0,1.3963655660162177E-2,null,1.945841779185083E-3,1.3080294156762177E-3,2.8441995417507488E-3,2.7871578392962989E-3,0,0,8.885228575908349E-3]
[2004,6,3,19,2.0196099834317201E-3,1.3378944122792488E-3,2.4145809387507702E-3,7.7077408749621646E-3,0,0,1.3479826209423904E-2,null,1.7273191748353367E-3,1.1075778540200897E-3,2.4952080467203833E-3,2.920343337560674E-3,0,0,8.2504484131364839E-3]
[2004,6,3,22,2.6591971063895355E-3,1.2582570813910654E-3,2.1664530694590041E-3,7.6511184341264849E-3,7.7246325707238692E-6,1.310951236450719E-4,1.3873845447581886E-2,null,2.2743411793441351E-3,1.0416499726899362E-3,2.2387947510895826E-3,2.8988899739184107E-3,1.1203278424027439E-6,5.2566492836597498E-5,8.5073626977210659E-3]
[2004,6,4,2,2.0463176280400004E-3,9.7333101097774077E-4,1.8805894939549123E-3,7.6970856282618768E-3,1.5449265141447738E-5,2.621902472901438E-4,1.2874963273666122E-2,null,1.7501615191617308E-3,8.0577350685946301E-4,1.9433856875892702E-3,2.9163062300325356E-3,2.2406556848054878E-6,1.05132985673195E-4,7.5230005850010009E-3]
[2004,6,4,5,1.6678589463211047E-3,1.1529336088722587E-3,1.8404359625214567E-3,5.8590986392515502E-3,1.5449265141447738E-5,2.621902472901438E-4,1.0797966669397962E-2,null,1.4264757861841421E-3,9.544577812885301E-4,1.9018913590583598E-3,2.2199214987664033E-3,2.2406556848054878E-6,1.05132985673195E-4,6.6101200666554352E-3]
[2004,6,4,6,1.670512037387185E-3,1.233622853585374E-3,1.9819809783509263E-3,5.6993587298197505E-3,6.4423438731978274E-6,1.093333383676782E-4,1.0701250281384113E-2,null,1.4287449050281863E-3,1.0212564910234809E-3,2.0481628121302884E-3,2.1593985274030217E-3,9.3435346541018838E-7,4.3840457129939147E-5,6.7023375461803258E-3]
[2004,6,4,10,2.5424231104164293E-3,1.2285362666503625E-3,3.173764469191433E-3,7.5816336325159415E-3,0,0,1.4526357478774166E-2,null,2.1744674591599282E-3,1.0170455525592348E-3,3.2797420516451443E-3,2.8725632614955477E-3,0,0,9.3438183248598546E-3]
[2004,6,4,13,2.0909444535728598E-3,1.3216237849096345E-3,3.1603582741979641E-3,7.8905979709303908E-3,0,0,1.4463524483610849E-2,null,1.7883296665205375E-3,1.0941081912573182E-3,3.2658882002017083E-3,2.9896250519565442E-3,0,0,9.1379511099361072E-3]
[2004,6,4,17,2.0411313601517828E-3,1.4167052171167173E-3,2.5996781298114361E-3,5.8211892989000202E-3,0,0,1.1878704005979956E-2,null,1.7457258409651272E-3,1.1728214945453334E-3,2.6864859588200556E-3,2.2055582383347333E-3,0,0,7.8105915326652491E-3]
[2004,6,4,20,2.1769249057183911E-3,1.3408692412328266E-3,2.3289933957946767E-3,5.7672061719788309E-3,0,0,1.1613993714724725E-2,null,1.8618664804947044E-3,1.1100405705381051E-3,2.4067625850438907E-3,2.1851048697534028E-3,0,0,7.5637745058301023E-3]
[2004,6,4,23,2.52358048010623E-3,9.5362159800848234E-4,1.9466178635513766E-3,5.6382995564221638E-3,1.5449265141447738E-5,2.621902472901438E-4,1.1339759010519845E-2,null,2.1583518542133552E-3,7.8945704038786929E-4,2.0116188606773356E-3,2.1362641546832746E-3,2.2406556848054878E-6,1.05132985673195E-4,7.2030655513198351E-3]
[2004,6,5,3,1.8041759433344113E-3,7.8959136921154032E-4,1.770038611058231E-3,5.2143368671063815E-3,1.5449265141447738E-5,2.621902472901438E-4,9.8557823031421559E-3,null,1.5430641199360663E-3,6.5366437458561359E-4,1.8291433161082143E-3,1.9756312746730563E-3,2.2406556848054878E-6,1.05132985673195E-4,6.1088767266609511E-3]
[2004,6,5,7,1.7047968649354704E-3,7.967533065216841E-4,2.2454367338924433E-3,5.3280055203564665E-3,0,0,1.0074992425706064E-2,null,1.4580678141620815E-3,6.5959339490574611E-4,2.3204158191146382E-3,2.0186985624287583E-3,0,0,6.4567755906112237E-3]
[2004,6,5,10,2.0099319754105513E-3,9.5612056677180069E-4,2.5837923515468772E-3,5.6433474685970014E-3,0,0,1.1193192362326231E-2,null,1.7190418297210245E-3,7.9152581534853615E-4,2.6700697264552581E-3,2.1381767302261633E-3,0,0,7.3188141017509825E-3]
[2004,6,5,11,2.0105693256045379E-3,9.8413917386713529E-4,2.5778941674022707E-3,5.6086224381400127E-3,0,0,1.1181225105013957E-2,null,1.7195869385391574E-3,8.1472106038017874E-4,2.6639745915593973E-3,2.1250199553699829E-3,0,0,7.3233025458487172E-3]
[2004,6,5,14,2.3662716617905196E-3,8.6787305797217244E-4,2.5680240400120509E-3,5.0457947694252745E-3,0,0,1.0847963529200018E-2,null,2.023809769119428E-3,7.1846998558959508E-4,2.6537748832410777E-3,1.9117732908557246E-3,0,0,7.307827928805825E-3]
[2004,6,5,18,2.2025731908684697E-3,8.9261147775358536E-4,2.1867003650047003E-3,4.759275216007941E-3,0,0,1.0041160249634697E-2,null,1.8838027826049244E-3,7.389497227361663E-4,2.2597181394751814E-3,1.8032154809245133E-3,0,0,6.6856861257407856E-3]
[2004,6,5,20,2.60205698462677E-3,7.9129204309469217E-4,1.997240280437598E-3,4.9595295350174477E-3,0,0,1.0350118843176508E-2,null,2.2254707396142121E-3,6.5507227995736884E-4,2.063931649174823E-3,1.8790887329998218E-3,0,0,6.8235634017462261E-3]
[2004,6,6,1,2.5379923115391337E-3,7.3215085359839194E-4,1.7218390475495582E-3,5.0322675447586644E-3,1.5449265141447738E-5,2.621902472901438E-4,1.0301889269877339E-2,null,2.1706779136915566E-3,6.0611215937885821E-4,1.7793342843275388E-3,1.906648035470045E-3,2.2406556848054878E-6,1.05132985673195E-4,6.5701460342259986E-3]
[2004,6,6,5,1.6994366407191695E-3,7.2453157713615218E-4,1.7269334670677154E-3,5.1932755654422059E-3,1.5449265141447738E-5,2.621902472901438E-4,9.6218167627968344E-3,null,1.4534833557041664E-3,5.9980453017002052E-4,1.7845988154811939E-3,1.9676514744964408E-3,2.2406556848054878E-6,1.05132985673195E-4,5.9129118172098222E-3]
[2004,6,6,8,1.825279869773699E-3,8.0641766730269913E-4,2.275932526035555E-3,4.8884551686548209E-3,0,0,9.7960852317667737E-3,null,1.5611137518461615E-3,6.6759405017126664E-4,2.3519299194396299E-3,1.8521597591739519E-3,0,0,6.4327974806310095E-3]
[2004,6,6,9,1.9631854551503598E-3,8.6916406974572489E-4,2.4356747890345249E-3,4.6446853569604585E-3,0,0,{"$f":"SUM(E3779:J3779)","v":9.9127096708910671E-3},null,1.6790607633445087E-3,7.1953875158229394E-4,2.5170062577969483E-3,1.7597991625959636E-3,0,0,{"$f":"SUM(M3779:R3779)","v":6.6754049353197151E-3}]
[2004,6,6,12,2.3917817059254123E-3,9.1671220931519026E-4,2.4996519627791145E-3,4.7747958556607368E-3,0,0,1.0582941733680453E-2,null,2.0456278373338771E-3,7.5890154875346875E-4,2.5831197419928929E-3,1.8090960102962205E-3,0,0,7.1967451383764588E-3]
[2004,6,6,15,2.4769973262829697E-3,9.1834668648581991E-4,2.4653210566999476E-3,4.4750771353486924E-3,0,0,1.0335742204817429E-2,null,2.1185105108434349E-3,7.6025465307954685E-4,2.5476424665265098E-3,1.6955372409752699E-3,0,0,7.1219448714247612E-3]
[2004,6,6,21,2.9153888824052011E-3,1.0796777579202528E-3,1.9433708655945772E-3,4.7281849811920346E-3,0,0,1.0666622487112067E-2,null,2.4934552512576838E-3,8.9381281749530128E-4,2.0082634397430173E-3,1.791435873698385E-3,0,0,7.186967382194388E-3]
[2004,6,6,23,3.1843504651828574E-3,9.333025216213994E-4,1.8729281400546439E-3,6.8744319396246856E-3,1.5449265141447738E-5,2.621902472901438E-4,1.3142652578915177E-2,null,2.7234910022379249E-3,7.7263586316048561E-4,1.9354685075958704E-3,2.6046155209513062E-3,2.2406556848054878E-6,1.05132985673195E-4,8.1435845353035868E-3]
[2004,6,7,2,2.2400279888171782E-3,9.6012325908902639E-4,1.7579821502212666E-3,7.4031332723954249E-3,1.5449265141447738E-5,2.621902472901438E-4,1.2638906182954488E-2,null,1.9158368838507777E-3,7.9483945006165438E-4,1.8166842688207264E-3,2.8049322466642806E-3,2.2406556848054878E-6,1.05132985673195E-4,7.4396664907554391E-3]
[2004,6,7,6,1.6345495093932419E-3,1.1083643421761576E-3,2.0133391563964325E-3,6.4760328921379257E-3,6.4423438731978274E-6,1.093333383676782E-4,1.1348061582344634E-2,null,1.3979871029331805E-3,9.1756104840030471E-4,2.0805680949410273E-3,2.4536683078972359E-3,9.3435346541018838E-7,4.3840457129939147E-5,6.8945593647670982E-3]
[2004,6,7,9,2.3340939991217031E-3,1.2501559749697451E-3,3.1083187658501668E-3,8.2518368070671234E-3,0,0,1.4944405547008738E-2,null,1.996289062554695E-3,1.0349434598418642E-3,3.2121110010642144E-3,3.1264928379257056E-3,0,0,9.3698363613864792E-3]
[2004,6,7,10,2.0833258369795365E-3,1.3628652041470873E-3,3.1523190024058084E-3,7.714039524476927E-3,0,0,1.4312549568009359E-2,null,1.7818136646016894E-3,1.1282499607396671E-3,3.2575804829727559E-3,2.9227297980611586E-3,0,0,9.0903739063752723E-3]
[2004,6,7,14,2.1862782663030545E-3,1.3887207701139849E-3,3.1991606548775319E-3,7.6424323041422533E-3,0,0,1.4416591995436824E-2,null,1.8698661632154173E-3,1.1496545289965186E-3,3.3059862606766065E-3,2.8955989341390331E-3,0,0,9.2211058870275749E-3]
[2004,6,7,17,2.4901500839352689E-3,1.4986508537342708E-3,2.6531022121324185E-3,6.318818872937104E-3,0,0,1.2960722022739062E-2,null,2.129759717710681E-3,1.2406603101634945E-3,2.7416939652929861E-3,2.3941023571222614E-3,0,0,8.5062163502894229E-3]
[2004,6,7,21,2.8044327019314985E-3,1.2997584096652922E-3,2.139122109879267E-3,7.1208209695914114E-3,0,0,1.3364134191067471E-2,null,2.3985573552921208E-3,1.0760069082500774E-3,2.2105511626583606E-3,2.6979684986634554E-3,0,0,8.3830839248640147E-3]
[2004,6,7,24,2.8724240789603033E-3,9.0943482179470638E-4,1.9609211014232045E-3,7.7859466645345066E-3,1.5449265141447738E-5,2.621902472901438E-4,1.3806366179144313E-2,null,2.4567085875739866E-3,7.5287695280715737E-4,2.0263997088399181E-3,2.9499742969093671E-3,2.2406556848054878E-6,1.05132985673195E-4,8.2933331874884293E-3]
[2004,6,8,4,1.6642456113566306E-3,1.2022251267899096E-3,1.8435084526703894E-3,6.0235375927520313E-3,1.5449265141447738E-5,2.621902472901438E-4,1.1011156296000553E-2,null,1.4233853960491944E-3,9.9526383678555353E-4,1.9050664450619181E-3,2.2822248649642112E-3,2.2406556848054878E-6,1.05132985673195E-4,6.7133141842188777E-3]
[2004,6,8,7,1.7567887405849642E-3,1.4480257296458964E-3,2.7456131944934127E-3,5.0053708790098886E-3,0,0,1.0955798543734161E-2,null,1.5025350947171251E-3,1.1987502268395206E-3,2.8372940522035485E-3,1.8964573064488882E-3,0,0,7.4350366802090825E-3]
[2004,6,8,11,2.3541943142814888E-3,1.5211166285143329E-3,3.3224503839616934E-3,6.0086929883636708E-3,0,0,1.3206454315121186E-2,null,2.013480332196141E-3,1.25925863480812E-3,3.4333928508437335E-3,2.2766004748572348E-3,0,0,8.9827322927052301E-3]
[2004,6,8,12,2.4001140136850974E-3,1.4891909305202865E-3,3.2022322510553008E-3,4.9744357559375575E-3,0,0,1.2065972951198243E-2,null,2.0527542404919154E-3,1.2328288988380748E-3,3.30916042285773E-3,1.8847364686539428E-3,0,0,8.4794800308416636E-3]
[2004,6,8,15,2.3670826641396404E-3,1.527155186905527E-3,3.1709865868540074E-3,6.0004783446358572E-3,0,0,1.3065702782535032E-2,null,2.0245033980477683E-3,1.26425766424042E-3,3.2768714109265222E-3,2.2734880738995325E-3,0,0,8.8391205471142435E-3]
[2004,6,8,18,2.5185252144517734E-3,1.4917907868111295E-3,2.5741266331467476E-3,4.2007594074745325E-3,0,0,1.0785202041884184E-2,null,2.1540282187736096E-3,1.2349811936865651E-3,2.6600812527030324E-3,1.5916025132816619E-3,0,0,7.6406931784448696E-3]
[2004,6,8,22,2.8658730300832524E-3,1.2582570813910654E-3,2.1993379764749322E-3,7.7029924522695426E-3,6.4423438731978274E-6,1.093333383676782E-4,1.4142236222459669E-2,null,2.4511056481780415E-3,1.0416499726899362E-3,2.2727777430385904E-3,2.9185442339323508E-3,9.3435346541018838E-7,4.3840457129939147E-5,8.7288524084342695E-3]
[2004,6,9,1,2.421885765093083E-3,1.0700900770947784E-3,1.952181976196051E-3,7.1790251015667354E-3,1.5449265141447738E-5,2.621902472901438E-4,{"$f":"SUM(E3843:J3843)","v":1.2900822432382239E-2},null,2.0713750454915323E-3,8.8587564184358614E-4,2.0173687688378105E-3,2.7200211405192277E-3,2.2406556848054878E-6,1.05132985673195E-4,{"$f":"SUM(M3843:R3843)","v":7.8020142380501572E-3}]
[2004,6,9,4,1.6571031390523953E-3,1.2022251267899096E-3,1.8181704388530683E-3,5.9384482579791223E-3,1.5449265141447738E-5,2.621902472901438E-4,1.0893586475106088E-2,null,1.4172766277879719E-3,9.9526383678555353E-4,1.8788823503603331E-3,2.2499858372214999E-3,2.2406556848054878E-6,1.05132985673195E-4,6.6487822935133592E-3]
[2004,6,9,9,1.9729173602171012E-3,1.4764982353978114E-3,3.1542712937591985E-3,7.8797659844332749E-3,0,0,1.4483452873807385E-2,null,1.6873842051809845E-3,1.222321232540603E-3,3.259597964771085E-3,2.9855209804636692E-3,0,0,9.1548243829563409E-3]
[2004,6,9,12,2.3874974501998541E-3,1.4891909305202865E-3,3.1356121597026607E-3,6.6912433867214243E-3,0,0,1.3703543927144225E-2,null,2.041963626359796E-3,1.2328288988380748E-3,3.2403157693824329E-3,2.5352082226693636E-3,0,0,9.0503165172496659E-3]
[2004,6,9,13,2.1615210323289464E-3,1.5319486452472057E-3,3.2540060561435744E-3,7.9367172777546728E-3,0,0,1.4884193011474398E-2,null,1.8486919536847741E-3,1.2682259357681906E-3,3.3626630464361428E-3,3.0070989412065989E-3,0,0,9.4866798770957064E-3]
[2004,6,9,16,2.5186927612174236E-3,1.580029105835083E-3,2.8301542836863952E-3,7.2057731726947434E-3,0,0,1.4134649323433645E-2,null,2.1541715171051502E-3,1.3080294156762177E-3,2.9246581171836908E-3,2.7301555693458406E-3,0,0,9.1170146193108991E-3]
[2004,6,9,19,2.2679998438924313E-3,1.3378944122792488E-3,2.4741284619614317E-3,7.3898183316870791E-3,0,0,1.3469841049820191E-2,null,1.9397604740605571E-3,1.1075778540200897E-3,2.5567439665534885E-3,2.7998874223742029E-3,0,0,8.4039697170083388E-3]
[2004,6,9,23,2.8014530245625137E-3,1.1638659051872371E-3,2.0618706277950398E-3,7.4092585971546072E-3,1.5449265141447738E-5,2.621902472901438E-4,1.3714087667130989E-2,null,2.3960089157931612E-3,9.6350809884791625E-4,2.1307201176003448E-3,2.8072530371061311E-3,2.2406556848054878E-6,1.05132985673195E-4,8.404863810705555E-3]
[2004,6,10,1,2.3685128810213801E-3,1.0700900770947784E-3,1.8824967176819115E-3,6.9886717412468236E-3,1.5449265141447738E-5,2.621902472901438E-4,1.2587410929476484E-2,null,2.0257266248411934E-3,8.8587564184358614E-4,1.9453565968738297E-3,2.6478992079568193E-3,2.2406556848054878E-6,1.05132985673195E-4,7.6122317128734292E-3]
[2004,6,10,7,1.7114907166163248E-3,1.4480257296458964E-3,2.613189902314037E-3,6.3214675413617218E-3,0,0,1.2094173889937981E-2,null,1.4637928890313377E-3,1.1987502268395206E-3,2.7004489131915036E-3,2.3951058964618321E-3,0,0,7.758097925524194E-3]
[2004,6,10,10,1.9429696273569007E-3,1.5505458987694835E-3,3.0997636410925234E-3,7.8533796024762362E-3,0,0,1.4446658769695144E-2,null,1.6617706987927994E-3,1.2836216994082982E-3,3.2032702056311933E-3,2.9755235900479015E-3,0,0,9.1241861938801926E-3]
[2004,6,10,13,2.0852131572362083E-3,1.5319486452472057E-3,3.1429855578157199E-3,8.1458769937054927E-3,0,0,1.4906024354004626E-2,null,1.7834278398608475E-3,1.2682259357681906E-3,3.2479353782379956E-3,3.0863463099067121E-3,0,0,9.3859354637737449E-3]
[2004,6,10,14,2.0954701080594389E-3,1.5563488563774136E-3,3.1045604436414523E-3,7.9363400901749492E-3,0,0,1.4692719498253255E-2,null,1.7922003394908032E-3,1.2884256863861729E-3,3.2082271818611174E-3,3.0069560306893246E-3,0,0,9.2958092384274188E-3]
[2004,6,10,17,2.3287349437588175E-3,1.6106719531643191E-3,2.569226657042338E-3,6.2911548207884487E-3,0,0,1.2799788374753924E-2,null,1.9917056037862908E-3,1.3333971418394216E-3,2.6550176577709917E-3,2.3836208773095851E-3,0,0,8.363741280706289E-3]
[2004,6,10,22,2.7552354615414652E-3,1.2582570813910654E-3,2.167088371717211E-3,7.6274966988374507E-3,6.4423438731978274E-6,1.093333383676782E-4,1.392385329572807E-2,null,2.3564802525981184E-3,1.0416499726899362E-3,2.2394512672085235E-3,2.8899400651978104E-3,9.3435346541018838E-7,4.3840457129939147E-5,8.5722963682897391E-3]
[2004,6,11,1,2.3173797689844352E-3,9.4912065010089447E-4,1.8951963350219343E-3,7.2004372926293813E-3,1.5449265141447738E-5,2.621902472901438E-4,1.2639773559168238E-2,null,1.9819938221639459E-3,7.8573092405253783E-4,1.9584802767921715E-3,2.728133887240579E-3,2.2406556848054878E-6,1.05132985673195E-4,7.5617125516072338E-3]
[2004,6,11,4,1.6545509445841133E-3,1.190198261134111E-3,1.7271013667098504E-3,6.1572445926933875E-3,1.5449265141447738E-5,2.621902472901438E-4,1.1006734677553054E-2,null,1.4150938031440366E-3,9.8530737838989878E-4,1.7847723215879362E-3,2.3328843711409651E-3,2.2406556848054878E-6,1.05132985673195E-4,6.625431515620837E-3]
[2004,6,11,8,2.0828310709944502E-3,1.163429608896794E-3,2.942297268519049E-3,8.1754951886779548E-3,0,0,1.4364053137088249E-2,null,1.7813905042984096E-3,9.6314691032313372E-4,3.0405457536869631E-3,3.0975681840928792E-3,0,0,8.8826513524013842E-3]
[2004,6,11,11,2.2747108385281281E-3,1.2939057537729472E-3,3.1538083034169245E-3,8.129900577761846E-3,0,0,1.4852325473479845E-2,null,1.9455002108471414E-3,1.0711617784744637E-3,3.2591195143662735E-3,3.0802930939753505E-3,0,0,9.3560745976632304E-3]
[2004,6,11,14,2.0240781655449336E-3,1.3743681769117703E-3,3.0597260691921165E-3,7.370514483197004E-3,0,0,1.3828686894845826E-2,null,1.7311406931998358E-3,1.1377727136360294E-3,3.1618957087262652E-3,2.7925734939168519E-3,0,0,8.8233826094789823E-3]
[2004,6,11,15,1.9021397244282808E-3,1.3837321999257649E-3,2.9180244592088653E-3,7.8043684407273798E-3,0,0,1.4008264824290292E-2,null,1.6268499592372182E-3,1.1455247338400499E-3,3.0154624325461053E-3,2.9569540218694584E-3,0,0,8.7447911474928322E-3]
[2004,6,11,19,2.1545681790375937E-3,1.3649624003204569E-3,2.3717044811479718E-3,5.8096872681207808E-3,0,0,1.1700922328626802E-2,null,1.8427453615662487E-3,1.1299861276717067E-3,2.4508998687221262E-3,2.2012002974673016E-3,0,0,7.6248316554273828E-3]
[2004,6,11,23,2.5750339830705399E-3,9.5362159800848234E-4,1.8986164771603964E-3,5.9568631969624313E-3,1.5449265141447738E-5,2.621902472901438E-4,1.1661774767633441E-2,null,2.2023586788041507E-3,7.8945704038786929E-4,1.9620146234971669E-3,2.2569629716690507E-3,2.2406556848054878E-6,1.05132985673195E-4,7.318166955716238E-3]
[2004,6,12,2,2.1777327861973055E-3,7.9675248399012008E-4,1.7100218971530428E-3,5.3769812623519469E-3,1.5449265141447738E-5,2.621902472901438E-4,1.0339127942124007E-2,null,1.8625574393697603E-3,6.5959271397178281E-4,1.7671225384773685E-3,2.0372547106126179E-3,2.2406556848054878E-6,1.05132985673195E-4,6.4339010437895298E-3]
[2004,6,12,5,1.599750367946905E-3,7.8591354096360373E-4,1.6953735477179517E-3,5.4343084152716917E-3,1.5449265141447738E-5,2.621902472901438E-4,9.7929853843317424E-3,null,1.3682243146813978E-3,6.5061967906934748E-4,1.7519850548689203E-3,2.0589750787212984E-3,2.2406556848054878E-6,1.05132985673195E-4,5.9371777686989639E-3]
[2004,6,12,9,1.8287820462977676E-3,9.4462826591468001E-4,2.431896966477852E-3,4.7291263412720585E-3,0,0,9.9344336199623587E-3,null,1.5641090710975562E-3,7.8201189720652196E-4,2.5131022870949478E-3,1.7917925404159797E-3,0,0,6.6510157958150056E-3]
[2004,6,12,12,2.2465923477506581E-3,8.9941869413866292E-4,2.4768723948031717E-3,4.7193796694799794E-3,0,0,1.0342263106172471E-2,null,1.9214512069870866E-3,7.4458508681754423E-4,2.5595795241430022E-3,1.7880996778128985E-3,0,0,7.0137154957605309E-3]
[2004,6,12,16,2.2019868743462408E-3,9.228179792924241E-4,2.3004119482971752E-3,4.800136260842679E-3,0,0,1.022535306277852E-2,null,1.8833013215408196E-3,7.6395621939597794E-4,2.377226752702077E-3,1.8186970963530395E-3,0,0,6.843181389991914E-3]
[2004,6,12,17,2.1711543383535555E-3,9.4443760973107033E-4,2.1308470014147116E-3,4.9494445246944007E-3,0,0,1.0195883474193739E-2,null,1.8569310663599302E-3,7.8185406220492536E-4,2.2019997337553703E-3,1.8752676791808213E-3,0,0,6.7160525415010473E-3]
[2004,6,12,20,2.5172958167067228E-3,7.9129204309469217E-4,1.8199675884120617E-3,4.8936959251974256E-3,0,0,1.0022251373410902E-2,null,2.1529767472934988E-3,6.5507227995736884E-4,1.880739509906652E-3,1.8541454004534466E-3,0,0,6.5429339376109671E-3]
[2004,6,12,24,2.7282618452702367E-3,6.3500795009960808E-4,1.7539508724898367E-3,4.8737603196981651E-3,1.5449265141447738E-5,2.621902472901438E-4,1.0268620499989438E-2,null,2.3334104297203498E-3,5.2569226405455765E-4,1.8125183796295226E-3,1.8465921090747598E-3,2.2406556848054878E-6,1.05132985673195E-4,6.6255868238371905E-3]
[2004,6,13,3,1.8188087036344908E-3,7.4955779076641348E-4,1.6112962539471208E-3,4.8960534666334533E-3,1.5449265141447738E-5,2.621902472901438E-4,9.3533557274130697E-3,null,1.5555791340499045E-3,6.2052251787701133E-4,1.6651002722565015E-3,1.8550386362974397E-3,2.2406556848054878E-6,1.05132985673195E-4,5.8036142018388576E-3]
[2004,6,13,6,1.5819443882812739E-3,7.175977499908659E-4,1.6850321320401793E-3,4.8682704300596624E-3,5.1446056013162179E-6,8.7309357595306123E-5,8.9452986635686037E-3,null,1.3529953297013815E-3,5.9406435118486488E-4,1.7412983211175107E-3,1.8445120751335795E-3,7.461383878865274E-7,3.5009286333390764E-5,5.5686255018586144E-3]
[2004,6,13,9,1.9215871840808437E-3,8.6916406974572489E-4,2.3697490974479056E-3,4.7798945402084524E-3,0,0,9.9403948914829274E-3,null,1.6434828587748949E-3,7.1953875158229394E-4,2.4488791913182223E-3,1.8110278227028379E-3,0,0,6.6229286243782489E-3]
[2004,6,13,14,2.5922548720500155E-3,8.6165937640038707E-4,2.4812341593641175E-3,4.7391752900442282E-3,0,0,1.0674323697858748E-2,null,2.217087251145338E-3,7.1332598017505885E-4,2.5640869357007206E-3,1.7955999310732894E-3,0,0,7.2901000980944066E-3]
[2004,6,13,15,2.4013841907258586E-3,9.1834668648581991E-4,2.4096317232945013E-3,4.324266060646959E-3,0,0,1.0053628661153138E-2,null,2.0538405894285623E-3,7.6025465307954685E-4,2.4900935682478482E-3,1.6383972664509273E-3,0,0,6.9425860772068838E-3]
[2004,6,13,18,2.4084703274160546E-3,9.827110771219779E-4,2.0918296124384553E-3,4.4559194014381276E-3,0,0,9.9389304184146141E-3,null,2.0599011753243014E-3,8.1353880839241555E-4,2.1616794854782749E-3,1.6882786730633391E-3,0,0,6.7233981422583303E-3]
[2004,6,13,21,2.8857860768716991E-3,1.0796777579202528E-3,1.9215675135642917E-3,4.828542195923778E-3,0,0,1.0715573544280021E-2,null,2.4681367521185316E-3,8.9381281749530128E-4,1.9857320354076577E-3,1.8294596640894224E-3,0,0,7.1771412691109138E-3]
[2004,6,14,1,2.5486206652977836E-3,9.1130028031453545E-4,1.7741875940355805E-3,6.3241768913180965E-3,1.5449265141447738E-5,2.621902472901438E-4,1.1835924943397589E-2,null,2.1797680644606941E-3,7.5442127538238662E-4,1.8334308409306973E-3,2.3961324270915683E-3,2.2406556848054878E-6,1.05132985673195E-4,7.271126249223347E-3]
[2004,6,14,6,1.5904486998298839E-3,1.1083643421761576E-3,1.9669773098125024E-3,7.4124398493539637E-3,6.4423438731978274E-6,1.093333383676782E-4,1.2194005883413385E-2,null,1.3602688431654647E-3,9.1756104840030471E-4,2.0326581446881735E-3,2.8084583641683927E-3,9.3435346541018838E-7,4.3840457129939147E-5,7.1637212110176839E-3]
[2004,6,14,8,1.879427242834904E-3,1.2372997658707653E-3,2.9059742338520787E-3,7.7097619604973491E-3,0,0,1.3732463203055097E-2,null,1.6074245725109793E-3,1.0243004282588087E-3,3.0030098289524549E-3,2.92110909548807E-3,0,0,8.5558439252103134E-3]
[2004,6,14,12,2.5656556330818083E-3,1.3315797458143322E-3,3.0321107579691503E-3,6.9550159724373678E-3,0,0,1.3884362109302658E-2,null,2.1943376233049465E-3,1.1023502481134696E-3,3.1333582736498985E-3,2.635147559736204E-3,0,0,9.0651937048045195E-3]
[2004,6,14,15,2.1650017257086622E-3,1.3897311259079687E-3,3.0107087260523723E-3,8.1610371192523817E-3,0,0,1.4726478696921385E-2,null,1.8516688989691748E-3,1.1504909535243637E-3,3.1112415902130866E-3,3.0920902460814812E-3,0,0,9.2054916887881061E-3]
[2004,6,14,16,2.2531378304157523E-3,1.4883018718069825E-3,2.8148547204524272E-3,7.1379594134481647E-3,0,0,1.3694253836123327E-2,null,1.9270493857486901E-3,1.2320928902766056E-3,2.9088476746012793E-3,2.7044619889280033E-3,0,0,8.7724519395545788E-3]
[2004,6,14,19,2.3271958550168548E-3,1.2106766879286831E-3,2.3711147237706603E-3,7.4946036978032291E-3,0,0,1.3403590964519428E-2,null,1.9903892617610607E-3,1.0022604740861423E-3,2.4502904183078271E-3,2.8395889705678111E-3,0,0,8.2825291247228417E-3]
[2004,6,14,23,2.9588442766774439E-3,1.0635175521050042E-3,1.9506744240922061E-3,7.4319068876298059E-3,1.5449265141447738E-5,2.621902472901438E-4,1.3682582652936053E-2,null,2.5306215043423169E-3,8.8043456737847507E-4,2.0158108769154507E-3,2.8158341227016831E-3,2.2406556848054878E-6,1.05132985673195E-4,8.3500747126959273E-3]
[2004,6,15,3,1.6653974318716668E-3,1.1533192327789364E-3,1.7636174547455805E-3,6.7001130865849863E-3,1.5449265141447738E-5,2.621902472901438E-4,1.1560086718412762E-2,null,1.4243705177696812E-3,9.5477702060599561E-4,1.8225077460830221E-3,2.5385688142256853E-3,2.2406556848054878E-6,1.05132985673195E-4,6.8475977400423854E-3]
[2004,6,15,6,1.636296114305395E-3,1.2631169726880402E-3,1.933612964792336E-3,5.6483152382683938E-3,6.4423438731978274E-6,1.093333383676782E-4,1.0597116972295042E-2,null,1.3994809280679214E-3,1.0456732408373113E-3,1.9981797054560036E-3,2.1400589410188894E-3,9.3435346541018838E-7,4.3840457129939147E-5,6.6281676259754736E-3]
[2004,6,15,10,1.9194713374595612E-3,1.5505458987694835E-3,3.0536056991429944E-3,6.2196724443260975E-3,0,0,1.2743295379698136E-2,null,1.6416732309408406E-3,1.2836216994082982E-3,3.1555709687474194E-3,2.3565373147922015E-3,0,0,8.4374032138887604E-3]
[2004,6,15,13,2.0439888597364895E-3,1.5319486452472057E-3,3.0967766309632867E-3,6.250412767505909E-3,0,0,1.2923126903452891E-2,null,1.748169785026228E-3,1.2682259357681906E-3,3.2001834539756606E-3,2.3681843459325762E-3,0,0,8.5847635207026551E-3]
[2004,6,15,16,2.3710561646740238E-3,1.580029105835083E-3,2.7158765712095617E-3,5.1478948437901134E-3,0,0,1.181485668550878E-2,null,2.0279018282994333E-3,1.3080294156762177E-3,2.8065644707224047E-3,1.9504574236999374E-3,0,0,8.0929531383979927E-3]
[2004,6,15,17,2.3451782433130839E-3,1.6106719531643191E-3,2.5183709997610082E-3,4.6410509487976835E-3,0,0,1.1115272145036095E-2,null,2.0057691243920784E-3,1.3333971418394216E-3,2.6024638405710266E-3,1.7584221417754253E-3,0,0,7.7000522485779523E-3]
[2004,6,15,20,2.4059462527549554E-3,1.2347782190314425E-3,2.2561580921052751E-3,6.864808076158491E-3,0,0,1.2761690640050165E-2,null,2.057742400810113E-3,1.0222129620047636E-3,2.3314951823511718E-3,2.6009691885160277E-3,0,0,8.0124197336820767E-3]
[2004,6,15,24,2.7453270234558871E-3,9.6195715505709449E-4,1.8805392550697356E-3,7.609668596810568E-3,1.5449265141447738E-5,2.621902472901438E-4,1.3475131542824877E-2,null,2.3480058267246607E-3,7.9635764353205591E-4,1.9433337711392811E-3,2.8831852741610896E-3,2.2406556848054878E-6,1.05132985673195E-4,8.0782561569150875E-3]
[2004,6,16,4,1.6056804817443898E-3,1.2022251267899096E-3,1.7189659178641424E-3,6.0065467158642262E-3,1.5449265141447738E-5,2.621902472901438E-4,1.0811057754694259E-2,null,1.3732961846738138E-3,9.9526383678555353E-4,1.7763652157843117E-3,2.275787285532889E-3,2.2406556848054878E-6,1.05132985673195E-4,6.5280861641345677E-3]
[2004,6,16,7,1.7166983792090704E-3,1.4480257296458964E-3,2.5910549284160591E-3,5.9588092332357968E-3,0,0,1.1714588270506823E-2,null,1.4682468655546847E-3,1.1987502268395206E-3,2.6775748135505302E-3,2.2577002945964515E-3,0,0,7.6022722005411863E-3]
[2004,6,16,11,2.2306836123269762E-3,1.5211166285143329E-3,3.1009688878570864E-3,7.2602531720587912E-3,0,0,1.4113022300757186E-2,null,1.9078448849892053E-3,1.25925863480812E-3,3.2045156977068396E-3,2.7507971951807111E-3,0,0,9.1224164126848754E-3]
[2004,6,16,14,2.048371462605563E-3,1.5563488563774136E-3,3.0572189344496496E-3,6.9364576334777946E-3,0,0,1.3598396886910421E-2,null,1.7519181097193828E-3,1.2884256863861729E-3,3.1593048563413988E-3,2.6281160932642529E-3,0,0,8.8277647457112064E-3]
[2004,6,16,17,2.3465325874568385E-3,1.6106719531643191E-3,2.5253181951365071E-3,5.5579755151183774E-3,0,0,1.2040498250876042E-2,null,2.0069274592329758E-3,1.3333971418394216E-3,2.6096430150293706E-3,2.1058306226441458E-3,0,0,8.0557982387459131E-3]
[2004,6,16,19,2.1274197344932897E-3,1.3378944122792488E-3,2.3651403601690477E-3,7.4031126878721099E-3,0,0,1.3233567194813696E-2,null,1.819526012675604E-3,1.1075778540200897E-3,2.4441165601887908E-3,2.8049244475080171E-3,0,0,8.1761448743925026E-3]
[2004,6,16,22,2.7910506856673343E-3,1.2582570813910654E-3,2.0291888989227278E-3,7.7532816415560799E-3,5.1446056013162179E-6,8.7309357595306123E-5,1.3924232270733829E-2,null,2.3871120695782067E-3,1.0416499726899362E-3,2.096947088270826E-3,2.9375980269005773E-3,7.461383878865274E-7,3.5009286333390764E-5,8.499062582160823E-3]
[2004,6,17,1,2.3428001445651814E-3,1.0700900770947784E-3,1.8412170982122335E-3,6.9489557077594384E-3,1.5449265141447738E-5,2.621902472901438E-4,{"$f":"SUM(E4035:J4035)","v":1.2480702540063223E-2},null,2.0037351992280104E-3,8.8587564184358614E-4,1.902698578244897E-3,2.6328514195489362E-3,2.2406556848054878E-6,1.05132985673195E-4,{"$f":"SUM(M4035:R4035)","v":7.5325344802234309E-3}]
[2004,6,17,5,1.5676915719561417E-3,1.1952795390358002E-3,1.7687962830504496E-3,5.6364787800076864E-3,1.5449265141447738E-5,2.621902472901438E-4,1.044588568648167E-2,null,1.3408052716526616E-3,9.8951392176311226E-4,1.8278595045813637E-3,2.1355742907714663E-3,2.2406556848054878E-6,1.05132985673195E-4,6.4011266301266046E-3]
[2004,6,17,8,1.7881109766928484E-3,1.446313460500217E-3,2.9534013182675313E-3,7.9004244350069155E-3,0,0,1.4088250190467512E-2,null,1.5293241774963335E-3,1.1973327223126532E-3,3.0520205872031805E-3,2.9933481466172477E-3,0,0,8.7720256336294156E-3]
[2004,6,17,10,1.9203373360577127E-3,1.5505458987694835E-3,3.0857677433589392E-3,7.5657332951099224E-3,0,0,1.4122384273296058E-2,null,1.6424138967110829E-3,1.2836216994082982E-3,3.1888069602350861E-3,2.8665388705408036E-3,0,0,8.9813814268952692E-3]
[2004,6,17,16,2.3724487945648511E-3,1.580029105835083E-3,2.7571526006150578E-3,6.8667274640316026E-3,0,0,1.3576357965046595E-2,null,2.0290929079304553E-3,1.3080294156762177E-3,2.8492187794085929E-3,2.6016964147783485E-3,0,0,8.7880375177936156E-3]
[2004,6,17,19,2.1278497007472612E-3,1.3378944122792488E-3,2.4223177655169747E-3,7.5366677137867636E-3,0,0,1.3424729592330247E-2,null,1.8198937514772092E-3,1.1075778540200897E-3,2.5032032197515692E-3,2.8555263730857912E-3,0,0,8.2862011983346594E-3]
[2004,6,17,20,2.4072368008049511E-3,1.2347782190314425E-3,2.3500001304888217E-3,7.5563077408533118E-3,0,0,1.3548322891178528E-2,null,2.0588461725339069E-3,1.0222129620047636E-3,2.4284707715879579E-3,2.8629676743858416E-3,0,0,8.372497580512471E-3]
[2004,6,17,23,2.7642616050182903E-3,1.1638659051872371E-3,1.9367802539647168E-3,6.6285249770030022E-3,1.5449265141447738E-5,2.621902472901438E-4,1.2771072253604838E-2,null,2.3642000751530868E-3,9.6350809884791625E-4,2.0014527559892789E-3,2.5114451910710168E-3,2.2406556848054878E-6,1.05132985673195E-4,7.9479797624193004E-3]
[2004,6,18,3,1.8432395506718399E-3,1.1161087628786836E-3,1.8007101693866363E-3,5.7685512365037066E-3,1.5449265141447738E-5,2.621902472901438E-4,1.0806249231872457E-2,null,1.5764741934382407E-3,9.2397227845224857E-4,1.8608390517608306E-3,2.1856144938167347E-3,2.2406556848054878E-6,1.05132985673195E-4,6.654273658826055E-3]
[2004,6,18,6,1.678406787895203E-3,1.233622853585374E-3,1.9702327973004381E-3,5.0697304419482789E-3,6.4423438731978274E-6,1.093333383676782E-4,1.0067768562970172E-2,null,1.4354970770044154E-3,1.0212564910234809E-3,2.0360223386340168E-3,1.9208421455196966E-3,9.3435346541018838E-7,4.3840457129939147E-5,6.4583928627769587E-3]
[2004,6,18,11,2.2984963180507096E-3,1.2939057537729472E-3,3.2238238040606876E-3,6.918840603084812E-3,0,0,1.3735066478969157E-2,null,1.9658433044142452E-3,1.0711617784744637E-3,3.3314729558259165E-3,2.6214412739922568E-3,0,0,8.989919312706882E-3]
[2004,6,18,14,2.0567089957168883E-3,1.3743681769117703E-3,3.1273290165056305E-3,6.6625508917528657E-3,0,0,1.3220957080887155E-2,null,1.7590489819829201E-3,1.1377727136360294E-3,3.2317560374531067E-3,2.524337081841107E-3,0,0,8.6529148149131624E-3]
[2004,6,18,17,2.1638831826104837E-3,1.4167052171167173E-3,2.5967965531688546E-3,4.9797320563839198E-3,0,0,1.1157117009279975E-2,null,1.8507122385460172E-3,1.1728214945453334E-3,2.6835081612608938E-3,1.8867431546561277E-3,0,0,7.5937850490083725E-3]
[2004,6,18,20,2.2821314497771653E-3,1.3408692412328266E-3,2.291887869430432E-3,4.9220898640597727E-3,0,0,1.0836978424500196E-2,null,1.9518468640151363E-3,1.1100405705381051E-3,2.3684180398369035E-3,1.8649034230088127E-3,0,0,7.2952088973989582E-3]
[2004,6,18,21,2.2739754065163381E-3,1.3057700612343474E-3,2.1797060975185601E-3,4.903737343449093E-3,0,0,1.0663188908718337E-2,null,1.9448712152360214E-3,1.0809836628301549E-3,2.2524903210855603E-3,1.8579499379134661E-3,0,0,7.1362951370652029E-3]
[2004,6,18,24,2.6926936619975496E-3,8.2465773595453919E-4,1.8368880896814752E-3,4.9140801338131024E-3,1.5449265141447738E-5,2.621902472901438E-4,1.0545959133878258E-2,null,2.3029899002691263E-3,6.826941177918253E-4,1.8982250164988751E-3,1.8618686605873741E-3,2.2406556848054878E-6,1.05132985673195E-4,6.8531513365052013E-3]
[2004,6,19,4,1.6724295683589591E-3,7.9991086408721663E-4,1.7506354975701745E-3,4.9865535991984195E-3,1.5449265141447738E-5,2.621902472901438E-4,9.4871690416463619E-3,null,1.430384918715511E-3,6.6220738357352109E-4,1.8090922985051865E-3,1.8893277313087914E-3,2.2406556848054878E-6,1.05132985673195E-4,5.8983859734610105E-3]
[2004,6,19,8,1.7883706418071359E-3,8.7953546960938597E-4,2.4193371013416483E-3,4.7535297791776029E-3,0,0,9.8407729919357742E-3,null,1.5295462622229015E-3,7.2812473019073169E-4,2.5001230259525187E-3,1.8010386241202898E-3,0,0,6.5588326424864413E-3]
[2004,6,19,11,2.025056273954422E-3,9.8413917386713529E-4,2.5464095870433813E-3,4.3589718416890714E-3,0,0,9.9145768765540113E-3,null,1.7319772435361073E-3,8.1472106038017874E-4,2.6314386856395233E-3,1.6515467480027017E-3,0,0,6.8296837375585112E-3]
[2004,6,19,15,2.3046027815525187E-3,8.8937805081439785E-4,2.4786857851964847E-3,3.8911672373545254E-3,0,0,9.5638338549179271E-3,null,1.9710660016595736E-3,7.3627292549599034E-4,2.5614534668336876E-3,1.4743028471359248E-3,0,0,6.7430952411251764E-3]
[2004,6,19,18,2.2200350228117642E-3,8.9261147775358536E-4,2.1826645899297595E-3,4.0228449208021969E-3,0,0,9.3181560112973062E-3,null,{"$f":"E4100*V$5","v":1.8987374271109659E-3},{"$f":"F4100*W$5","v":7.389497227361663E-4},{"$f":"G4100*X$5","v":2.2555476027662502E-3},{"$f":"H4100*Y$5","v":1.524193476802911E-3},{"$f":"I4100*Z$5","v":0},{"$f":"J4100*AA$5","v":0},6.4174282294162943E-3]
[2004,6,19,19,2.2536294830528048E-3,8.7346715973590143E-4,2.0209946430422023E-3,4.046748567231884E-3,0,0,9.1948398530627921E-3,null,1.9274698832874753E-3,7.2310107095012476E-4,2.0884792117619724E-3,1.5332501972774024E-3,0,0,6.2723003632769751E-3]
[2004,6,20,1,2.538693992391513E-3,7.3215085359839194E-4,1.6866240543610387E-3,4.794897386930199E-3,1.5449265141447738E-5,2.621902472901438E-4,1.0030005799712733E-2,null,2.1712780428258314E-3,6.0611215937885821E-4,1.7429434005269493E-3,1.8167121683728669E-3,2.2406556848054878E-6,1.05132985673195E-4,6.4444194124625067E-3]
[2004,6,20,2,2.1327219130855119E-3,7.3661703877182447E-4,1.6613542323714505E-3,4.8050506093055036E-3,1.5449265141447738E-5,2.621902472901438E-4,9.6133833059658825E-3,null,1.8240608262415307E-3,6.0980949733366698E-4,1.7168297746982645E-3,1.8205590666793229E-3,2.2406556848054878E-6,1.05132985673195E-4,6.078632806310786E-3]
[2004,6,20,6,1.6109423921686667E-3,7.175977499908659E-4,1.7221500463391862E-3,4.8347838047589744E-3,6.4423438731978274E-6,1.093333383676782E-4,9.0012496754985696E-3,null,1.3777965579373065E-3,5.9406435118486488E-4,1.7796556679142085E-3,1.8318245127621037E-3,9.3435346541018838E-7,4.3840457129939147E-5,5.6281159003938319E-3]
[2004,6,20,9,1.9620821267716895E-3,8.6916406974572489E-4,2.3902909996533278E-3,4.4463761764836291E-3,0,0,9.6679133726543711E-3,null,1.6781171156698329E-3,7.1953875158229394E-4,2.4701070237985161E-3,1.6846628933080486E-3,0,0,6.5524257843586915E-3]
[2004,6,20,12,2.3999511527801089E-3,9.1671220931519026E-4,2.4948943415972272E-3,4.5619053014241987E-3,0,0,1.0373463005116726E-2,null,2.0526149498534627E-3,7.5890154875346875E-4,2.5782032554648271E-3,1.7284350848992798E-3,0,0,7.1181548389710383E-3]
[2004,6,20,16,2.2668386539380415E-3,9.9529483224023775E-4,2.4132718604951489E-3,4.2749632172607611E-3,0,0,9.9503685639341886E-3,null,1.9387673389056022E-3,8.2395628854740964E-4,2.4938552560374158E-3,1.6197171846291073E-3,0,0,6.8762960681195348E-3]
[2004,6,20,18,2.4969914488692743E-3,9.827110771219779E-4,2.123414029652168E-3,4.5257347923752635E-3,0,0,1.0128851348018685E-2,null,2.1356109567763908E-3,8.1353880839241555E-4,2.1943185619812985E-3,1.7147306406489072E-3,0,0,6.8581989677990122E-3]
[2004,6,20,21,2.9633234345714859E-3,1.0796777579202528E-3,1.8549718173511954E-3,4.7662008208687627E-3,0,0,1.0664173830711696E-2,null,2.5344524100027986E-3,8.9381281749530128E-4,1.9169125916685568E-3,1.8058394850707319E-3,0,0,7.1510173042373887E-3]
[2004,6,20,24,2.9863669502160442E-3,9.1909755272663672E-4,1.7953122344162484E-3,7.0905901426165843E-3,1.5449265141447738E-5,2.621902472901438E-4,1.3069006392407106E-2,null,2.5541609214257961E-3,7.6087625879971968E-4,1.855260870239712E-3,2.6865145077240777E-3,2.2406556848054878E-6,1.05132985673195E-4,7.9641861995473056E-3]
[2004,6,21,3,1.7467230076289512E-3,1.0543940400415913E-3,1.6777754776719747E-3,6.5439926273018305E-3,1.5449265141447738E-5,2.621902472901438E-4,1.130052466507594E-2,null,1.493926138687828E-3,8.7288165451810491E-4,1.7337993542859492E-3,2.4794171963235445E-3,2.2406556848054878E-6,1.05132985673195E-4,6.6873979851734267E-3]
[2004,6,21,7,1.7492965895309675E-3,1.2068401299518429E-3,2.5343554154740825E-3,6.9365669931954919E-3,0,0,1.2427059128152385E-2,null,1.4961272554399883E-3,9.9908437393069491E-4,2.6189820040623786E-3,2.6281575279632334E-3,0,0,7.7423511613962954E-3]
[2004,6,21,10,2.0283707228063359E-3,1.3628652041470873E-3,3.1251848893144793E-3,7.8759444083013625E-3,0,0,1.4392365224569265E-2,null,1.7348120042586671E-3,1.1282499607396671E-3,3.2295403140807023E-3,2.9840730446058276E-3,0,0,9.0766753236848647E-3]
[2004,6,21,13,2.082353445607605E-3,1.3581625045456999E-3,3.1753730936795819E-3,8.1531620691422859E-3,0,0,1.4769051112975173E-2,null,1.7809820038969192E-3,1.1243568239683339E-3,3.2814043909366397E-3,3.0891065118725794E-3,0,0,9.2758497306744715E-3]
[2004,6,21,15,2.1711058730988341E-3,1.3897311259079687E-3,3.0348889822998932E-3,8.2495052135933503E-3,0,0,1.4845231194900046E-2,null,1.8568896153052809E-3,1.1504909535243637E-3,3.1362292677815967E-3,3.1256094333617108E-3,0,0,9.2692192699729524E-3]
[2004,6,21,21,2.7046001628999966E-3,1.2997584096652922E-3,2.1784787576925968E-3,6.7679136602936266E-3,0,0,1.2950750990551513E-2,null,2.3131732165939172E-3,1.0760069082500774E-3,2.2512219982223024E-3,2.5642573988479325E-3,0,0,8.2046595219142301E-3]
[2004,6,21,22,2.936166556018205E-3,1.2394684379450716E-3,2.1361576751283079E-3,7.3611431092274575E-3,5.1446056013162179E-6,8.7309357595306123E-5,1.3765389741515664E-2,null,2.5112258477266261E-3,1.0260957666204074E-3,2.2074877402127259E-3,2.789022825831388E-3,7.461383878865274E-7,3.5009286333390764E-5,8.5695876051124255E-3]
[2004,6,22,1,2.3432413307599288E-3,1.0700900770947784E-3,1.8865081828938982E-3,7.1415970766088117E-3,1.5449265141447738E-5,2.621902472901438E-4,1.2719076179789008E-2,null,2.0041125341491643E-3,8.8587564184358614E-4,1.9495020119706899E-3,2.7058402430166942E-3,2.2406556848054878E-6,1.05132985673195E-4,7.6527040723381352E-3]
[2004,6,22,4,1.6062080859578355E-3,1.2022251267899096E-3,1.7435518724294656E-3,6.2352098303473328E-3,1.5449265141447738E-5,2.621902472901438E-4,1.1064834427956135E-2,null,1.3737474306480786E-3,9.9526383678555353E-4,1.8017721386516126E-3,2.3624241891028854E-3,2.2406556848054878E-6,1.05132985673195E-4,6.6405812365461312E-3]
[2004,6,22,8,1.7885288593113059E-3,1.446313460500217E-3,2.9078321846235187E-3,6.6650624728942787E-3,0,0,1.280773697732932E-2,null,1.5296815814830505E-3,1.1973327223126532E-3,3.0049298199707332E-3,2.5252886809376584E-3,0,0,8.2572328047040948E-3]
[2004,6,22,12,2.2745442331347497E-3,1.4891909305202865E-3,2.9871089034843035E-3,5.5894418210894435E-3,0,0,1.2340285888228783E-2,null,1.9453577176464867E-3,1.2328288988380748E-3,3.086853728026332E-3,2.1177527173916163E-3,0,0,8.3827930619025104E-3]
[2004,6,22,16,2.3732454265415898E-3,1.580029105835083E-3,2.708658603641017E-3,5.6556129374673112E-3,0,0,1.2317546073485001E-2,null,2.0297742462581504E-3,1.3080294156762177E-3,2.7991054825108447E-3,2.1428239259322131E-3,0,0,8.2797330703774253E-3]
[2004,6,22,19,2.1287158672298702E-3,1.3378944122792488E-3,2.3573909547945017E-3,7.0350613132120036E-3,0,0,1.2859062547515624E-2,null,1.8206345608346021E-3,1.1075778540200897E-3,2.4361083885273888E-3,2.6654754964722878E-3,0,0,8.0297962998543675E-3]
[2004,6,22,22,2.7925846580895393E-3,1.2582570813910654E-3,2.0901945095863315E-3,7.0757639627970405E-3,5.1446056013162179E-6,8.7309357595306123E-5,1.3309254175060599E-2,null,2.3884240357500319E-3,1.0416499726899362E-3,2.1599897836636216E-3,2.6808970984001437E-3,7.461383878865274E-7,3.5009286333390764E-5,8.3067163152250115E-3]
[2004,6,22,23,2.7650879282715124E-3,1.1638659051872371E-3,1.9847100621009214E-3,6.5463225497022944E-3,1.5449265141447738E-5,2.621902472901438E-4,1.2737625957693557E-2,null,2.3649068076467918E-3,9.6350809884791625E-4,2.0509830247907447E-3,2.4802999677438096E-3,2.2406556848054878E-6,1.05132985673195E-4,7.9670715403872636E-3]
[2004,6,23,2,1.9730905379651484E-3,1.0973553232733726E-3,1.9235920398847335E-3,7.6211785812239337E-3,1.5449265141447738E-5,2.621902472901438E-4,1.289285599477878E-2,null,1.6875323195433172E-3,9.084472159339291E-4,1.9878241642257446E-3,2.8875462285369935E-3,2.2406556848054878E-6,1.05132985673195E-4,7.578723569597985E-3]
[2004,6,23,5,1.599841172456236E-3,1.1952795390358002E-3,1.8621641839594296E-3,5.6466704283181174E-3,1.5449265141447738E-5,2.621902472901438E-4,1.0581594836201176E-2,null,1.3683019773843036E-3,9.8951392176311226E-4,1.9243451240586759E-3,2.1394357480680926E-3,2.2406556848054878E-6,1.05132985673195E-4,6.5289704126321856E-3]
[2004,6,23,10,2.0031655279285345E-3,1.5505458987694835E-3,3.2089582948337265E-3,7.7002372116251024E-3,0,0,1.4462906933156848E-2,null,1.7132546655769139E-3,1.2836216994082982E-3,3.3161110610778776E-3,2.9175003160334624E-3,0,0,9.2304877420965534E-3]
[2004,6,23,13,2.1644559216615132E-3,1.5319486452472057E-3,3.2461826154684824E-3,8.0525829243636472E-3,0,0,1.4995170106740849E-2,null,1.851202087156955E-3,1.2682259357681906E-3,3.3545783673051841E-3,3.0509986356327349E-3,0,0,9.5250050258630647E-3]
[2004,6,23,17,2.4380790616699319E-3,1.6106719531643191E-3,2.64436938541788E-3,6.5388598224738591E-3,0,0,1.323198022272599E-2,null,2.0852247451416889E-3,1.3333971418394216E-3,2.7326695341219173E-3,2.477472456272532E-3,0,0,8.6287638773755587E-3]
[2004,6,23,20,2.5441391847384649E-3,1.2347782190314425E-3,2.3689185274066668E-3,7.6172575545332011E-3,0,0,1.3765093485709775E-2,null,2.1759351722858348E-3,1.0222129620047636E-3,2.4480208870812409E-3,2.8860606124066078E-3,0,0,8.5322296337784469E-3]
[2004,6,23,23,2.8042770514948643E-3,1.1638659051872371E-3,2.0641202553123511E-3,7.264951720119219E-3,1.5449265141447738E-5,2.621902472901438E-4,1.3574854444545264E-2,null,2.3984242315771582E-3,9.6350809884791625E-4,2.1330448641405137E-3,2.7525774020853116E-3,2.2406556848054878E-6,1.05132985673195E-4,8.3549282380089001E-3]
[2004,6,23,24,2.8147709263319403E-3,9.6195715505709449E-4,2.0269395034021218E-3,7.6747504874338972E-3,1.5449265141447738E-5,2.621902472901438E-4,1.3756057584656646E-2,null,2.4073993660700087E-3,7.9635764353205591E-4,2.0946225814741405E-3,2.9078437919759642E-3,2.2406556848054878E-6,1.05132985673195E-4,8.313597024410169E-3]
[2004,6,24,6,1.636296114305395E-3,1.2631169726880402E-3,1.9889719931740976E-3,5.7623010322368842E-3,6.4423438731978274E-6,1.093333383676782E-4,1.0766461794645294E-2,null,1.3994809280679214E-3,1.0456732408373113E-3,2.0553872692447984E-3,2.1832463884684738E-3,9.3435346541018838E-7,4.3840457129939147E-5,6.7285626372138533E-3]
[2004,6,24,7,1.7143218654905312E-3,1.4480257296458964E-3,2.6297433584926166E-3,6.3262266322917197E-3,0,0,1.2118317585920763E-2,null,1.4662142960244445E-3,1.1987502268395206E-3,2.7175551184111944E-3,2.3969090421196485E-3,0,0,7.7794286833948092E-3]
[2004,6,24,11,2.2796061686834483E-3,1.5211166285143329E-3,3.1490781728206914E-3,8.084349062908865E-3,0,0,1.5034150032927338E-2,null,1.9496870576709356E-3,1.25925863480812E-3,3.2542314363829088E-3,3.0630343322869784E-3,0,0,9.5262114611489417E-3]
[2004,6,24,14,2.1015539616573253E-3,1.5563488563774136E-3,3.1025440109523593E-3,7.5722746707517089E-3,0,0,1.4332721499738807E-2,null,1.797403699081383E-3,1.2884256863861729E-3,3.2061434169349777E-3,2.8690172962019499E-3,0,0,9.160990098604483E-3]
[2004,6,24,18,2.3956962670057397E-3,1.4917907868111295E-3,2.450071894014669E-3,5.8549441680492949E-3,0,0,1.2192503115880833E-2,null,2.0489758582243386E-3,1.2349811936865651E-3,2.5318841074558293E-3,2.2183474341353508E-3,0,0,8.0341885935020837E-3]
[2004,6,24,21,2.5111979649337377E-3,1.3430688297604364E-3,2.2194072961575647E-3,7.212417639747541E-3,0,0,1.3286091730599279E-2,null,2.1477614154327977E-3,1.1118615031309746E-3,2.2935172126337645E-3,2.7326730547418934E-3,0,0,8.28581318593943E-3]
[2004,6,24,23,2.7334409981089043E-3,1.1638659051872371E-3,2.0099707175603113E-3,7.2600287976059569E-3,1.5449265141447738E-5,2.621902472901438E-4,1.3444945930894002E-2,null,2.337840022602651E-3,9.6350809884791625E-4,2.0770871780026521E-3,2.7507121831844487E-3,2.2406556848054878E-6,1.05132985673195E-4,8.2365211239956698E-3]
[2004,6,25,2,2.0861797474335023E-3,9.7333101097774077E-4,1.8811031623993098E-3,7.6114963562238609E-3,1.5449265141447738E-5,2.621902472901438E-4,1.2829749789466006E-2,null,{"$f":"E4228*V$5","v":1.7842545389738895E-3},{"$f":"F4228*W$5","v":8.0577350685946301E-4},{"$f":"G4228*X$5","v":1.9439165083272446E-3},{"$f":"H4228*Y$5","v":2.8838777838227224E-3},{"$f":"I4228*Z$5","v":2.2406556848054878E-6},{"$f":"J4228*AA$5","v":1.05132985673195E-4},7.52519597934132E-3]
[2004,6,25,5,1.6960971649801271E-3,1.1529336088722587E-3,1.8431594849666355E-3,5.9990670520917305E-3,1.5449265141447738E-5,2.621902472901438E-4,1.0968896823342343E-2,null,1.4506271901448421E-3,9.544577812885301E-4,1.9047058247122425E-3,2.2729533570680447E-3,2.2406556848054878E-6,1.05132985673195E-4,6.69011779457166E-3]
[2004,6,25,9,2.4414406348750111E-3,1.1280797438013581E-3,3.1224870608991115E-3,7.725531105702667E-3,0,0,1.4417538545278148E-2,null,2.0880998100811479E-3,9.3388247258951497E-4,3.2267524004255155E-3,2.9270837797550219E-3,0,0,9.1758184628512006E-3]
[2004,6,25,12,2.2907528426993748E-3,1.3352460393133837E-3,3.1044499261921933E-3,7.0082624483299265E-3,0,0,1.3738711256534877E-2,null,1.9592205140913838E-3,1.1053853945709314E-3,3.2081129740396822E-3,2.6553218226809455E-3,0,0,8.928040705382943E-3]
[2004,6,25,15,1.9551712832167412E-3,1.3837321999257649E-3,2.9589971582633092E-3,7.7267278743123396E-3,0,0,1.4024628515718155E-2,null,1.6722064533713304E-3,1.1455247338400499E-3,3.0578032821468623E-3,2.9275372167987101E-3,0,0,8.8030716861569533E-3]
[2004,6,25,20,2.3114770501402259E-3,1.3408692412328266E-3,2.3171379492940795E-3,6.2600922192622335E-3,0,0,1.2229576459929364E-2,null,1.9769453823528394E-3,1.1100405705381051E-3,2.3945112643153099E-3,2.3718517399078519E-3,0,0,7.8533489571141063E-3]
[2004,6,25,23,2.6357286319560139E-3,9.5362159800848234E-4,2.0216981776398604E-3,5.6702270892717722E-3,1.5449265141447738E-5,2.621902472901438E-4,1.1558915009307721E-2,null,2.2542692118723397E-3,7.8945704038786929E-4,2.0892062386182893E-3,2.1483610011334428E-3,2.2406556848054878E-6,1.05132985673195E-4,7.3886671333699416E-3]
[2004,6,26,2,2.2403760764508436E-3,7.9675248399012008E-4,1.8140197918449447E-3,5.1117053182643066E-3,1.5449265141447738E-5,2.621902472901438E-4,1.0240493182981807E-2,null,1.9161345940270423E-3,6.5959271397178281E-4,1.8745931059421593E-3,1.9367457744017518E-3,2.2406556848054878E-6,1.05132985673195E-4,6.4944398297007372E-3]
[2004,6,26,3,1.8382418323752534E-3,7.8959136921154032E-4,1.7786778641409331E-3,5.0958593869562937E-3,1.5449265141447738E-5,2.621902472901438E-4,9.7800099651156134E-3,null,1.5721997767365312E-3,6.5366437458561359E-4,1.8380710490591605E-3,1.9307419970727654E-3,2.2406556848054878E-6,1.05132985673195E-4,6.1020508388120714E-3]
[2004,6,26,6,1.6206937212967143E-3,7.7233991029637184E-4,1.9056557950161966E-3,4.8826727654058544E-3,6.4423438731978274E-6,1.093333383676782E-4,9.2971378742560135E-3,null,1.3861366126613312E-3,6.3938272898741825E-4,1.9692889965675941E-3,1.8499688963676967E-3,9.3435346541018838E-7,4.3840457129939147E-5,5.889552045179389E-3]
[2004,6,26,10,2.0589323572297678E-3,9.5612056677180069E-4,2.5991599375599227E-3,4.5593863656837796E-3,0,0,1.017359922724527E-2,null,1.7609505644692882E-3,7.9152581534853615E-4,2.6859504632170822E-3,1.7274806992593613E-3,0,0,6.965907542294268E-3]
[2004,6,26,13,2.3860474314028432E-3,8.7176698216777479E-4,2.538857521107362E-3,4.9596396609407085E-3,0,0,1.0756311595618689E-2,null,2.0407234635102874E-3,7.2169357645349207E-4,2.6236344429278803E-3,1.8791304580021934E-3,0,0,7.2651819408938532E-3]
[2004,6,26,17,2.3581817468209822E-3,9.4443760973107033E-4,2.3246092594680664E-3,4.056578592138909E-3,0,0,9.6838072081590273E-3,null,2.0168906781244801E-3,7.8185406220492536E-4,2.4022320546878708E-3,1.5369746410814926E-3,0,0,6.7379514360987689E-3]
[2004,6,26,21,2.5289425471521254E-3,8.5263298479377775E-4,1.9541271345669122E-3,4.5876696897416795E-3,0,0,9.9233723562544944E-3,null,2.1629378887948387E-3,7.0585346862748349E-4,2.019378879470768E-3,1.7381968115828654E-3,0,0,6.6263670484759552E-3]
[2004,6,26,24,2.8351811727700986E-3,6.3500795009960808E-4,1.7661524184506066E-3,4.7905604622731782E-3,1.5449265141447738E-5,2.621902472901438E-4,1.0304541516025082E-2,null,2.4248557117629728E-3,5.2569226405455765E-4,1.8251273566884955E-3,1.815068974960803E-3,2.2406556848054878E-6,1.05132985673195E-4,6.6981179488248294E-3]
[2004,6,27,1,2.5966600758742793E-3,7.3215085359839194E-4,1.7470140971792298E-3,4.791736514824411E-3,1.5449265141447738E-5,2.621902472901438E-4,1.0145201053907904E-2,null,2.2208549058396268E-3,6.0611215937885821E-4,1.8053499731803802E-3,1.8155145630116118E-3,2.2406556848054878E-6,1.05132985673195E-4,6.5552052427684778E-3]
[2004,6,27,4,1.7678564654598748E-3,7.5974892284433478E-4,1.708667384143321E-3,4.7967687312878088E-3,1.5449265141447738E-5,2.621902472901438E-4,9.3106810161669318E-3,null,1.5120010280186384E-3,6.2895926153428534E-4,1.7657227958938816E-3,1.8174211916931475E-3,2.2406556848054878E-6,1.05132985673195E-4,5.8314779184979529E-3]
[2004,6,27,7,1.7008631313191408E-3,7.1547965102239071E-4,2.1302847302806386E-3,4.5592613831492686E-3,0,0,9.1058888957714391E-3,null,1.4547033955070328E-3,5.9231087984319957E-4,2.2014186873983562E-3,1.7274333453176692E-3,0,0,5.9758663080662581E-3]
[2004,6,27,10,2.1223405764333172E-3,8.9837867462479941E-4,2.5164942687438095E-3,4.4856085230660942E-3,0,0,1.0022822042868021E-2,null,1.8151819426913082E-3,7.4372410513563281E-4,2.6005244422015249E-3,1.6995274202579813E-3,0,0,6.8589579102864466E-3]
[2004,6,27,15,2.5514400164572963E-3,9.1834668648581991E-4,2.5197789473484964E-3,4.4302544050389683E-3,0,0,1.041982005533058E-2,null,2.1821793811794524E-3,7.6025465307954685E-4,2.6039188020068934E-3,1.6785546044343232E-3,0,0,7.2249074407002159E-3]
[2004,6,27,18,2.6151110087235955E-3,9.827110771219779E-4,2.2232023137627715E-3,4.3403847672693705E-3,0,0,1.0161409166877716E-2,null,{"$f":"E4292*V$5","v":2.2366355022744237E-3},{"$f":"F4292*W$5","v":8.1353880839241555E-4},{"$f":"G4292*X$5","v":2.2974389525572381E-3},{"$f":"H4292*Y$5","v":1.6445043941110907E-3},{"$f":"I4292*Z$5","v":0},{"$f":"J4292*AA$5","v":0},6.992117657335168E-3]
[2004,6,27,22,3.4074279009426488E-3,1.0531690360835533E-3,1.8782269340592551E-3,5.177571501699332E-3,5.1446056013162179E-6,8.7309357595306123E-5,1.1608849335981412E-2,null,2.9142832519406321E-3,8.7186753319241797E-4,1.9409442376598456E-3,1.9617014485850733E-3,7.461383878865274E-7,3.5009286333390764E-5,7.7245518960992465E-3]
[2004,6,28,1,2.6433510884698442E-3,9.1130028031453545E-4,1.822203917624025E-3,6.4701006161762597E-3,1.5449265141447738E-5,2.621902472901438E-4,1.2124595415016256E-2,null,2.2607884979739638E-3,7.5442127538238662E-4,1.8830505140876481E-3,2.4514206606472489E-3,2.2406556848054878E-6,1.05132985673195E-4,7.4570545894492484E-3]
[2004,6,28,2,2.2763501693909547E-3,9.6012325908902639E-4,1.7764959538149945E-3,6.8295556351900804E-3,1.5449265141447738E-5,2.621902472901438E-4,1.2120164529916648E-2,null,1.9469022873156128E-3,7.9483945006165438E-4,1.835816280906588E-3,2.5876125860063003E-3,2.2406556848054878E-6,1.05132985673195E-4,7.272544245648156E-3]
[2004,6,28,7,1.8143922360145579E-3,1.2068401299518429E-3,2.629589876194664E-3,6.9764389046320157E-3,0,0,1.2627261146793082E-2,null,1.5518018457281331E-3,9.9908437393069491E-4,2.7173965110691362E-3,2.6432643761056906E-3,0,0,7.9115471068336544E-3]
[2004,6,28,9,2.3722406913412545E-3,1.2501559749697451E-3,3.1715242588431689E-3,8.0807074371852822E-3,0,0,1.4874628362339451E-2,null,2.0289149227296433E-3,1.0349434598418642E-3,3.2774270367298742E-3,3.0616545768447187E-3,0,0,9.4029399961461004E-3]
[2004,6,28,13,2.2126402818216828E-3,1.3581625045456999E-3,3.2541497362502678E-3,8.0037493930252418E-3,0,0,1.4828701915642893E-2,null,1.8924129000934254E-3,1.1243568239683339E-3,3.3628115242745212E-3,3.0324963688587014E-3,0,0,9.4120776171949822E-3]
[2004,6,28,16,2.4167371420842311E-3,1.4883018718069825E-3,2.9012200786973962E-3,6.7500409813059286E-3,0,0,1.3556300073894538E-2,null,2.0669715639677995E-3,1.2320928902766056E-3,2.9980969241883435E-3,2.5574857182929164E-3,0,0,8.8546470967256659E-3]
[2004,6,28,19,2.506079137085939E-3,1.2106766879286831E-3,2.462033368168381E-3,7.0849963953615097E-3,0,0,1.3263785588544512E-2,null,2.1433834169248089E-3,1.0022604740861423E-3,2.5442449962875045E-3,2.6843951237446009E-3,0,0,8.3742840110430563E-3]
[2004,6,28,23,3.1278532503267249E-3,1.0635175521050042E-3,2.0240367246834785E-3,7.1523826035149842E-3,1.5449265141447738E-5,2.621902472901438E-4,1.3645429643061783E-2,null,2.6751704238359669E-3,8.8043456737847507E-4,2.0916228738642748E-3,2.7099267116919503E-3,2.2406556848054878E-6,1.05132985673195E-4,8.4645282181286668E-3]
[2004,6,28,24,2.932591291516789E-3,9.0943482179470638E-4,1.9796257275701908E-3,7.3520097770028098E-3,1.5449265141447738E-5,2.621902472901438E-4,1.3451301130316088E-2,null,2.5081680182550614E-3,7.5287695280715737E-4,2.0457289153799994E-3,2.7855623480669343E-3,2.2406556848054878E-6,1.05132985673195E-4,8.1997098758671526E-3]
[2004,6,29,4,1.6402672629332231E-3,1.2022251267899096E-3,1.7915813746919686E-3,5.8376528310439641E-3,1.5449265141447738E-5,2.621902472901438E-4,1.0749366107890656E-2,null,1.4028773467959139E-3,9.9526383678555353E-4,1.8514054305417474E-3,2.2117960150308158E-3,2.2406556848054878E-6,1.05132985673195E-4,6.5687162705120317E-3]
[2004,6,29,7,1.7336473770891668E-3,1.4480257296458964E-3,2.6786374099958309E-3,4.9502951841875371E-3,0,0,1.0810605700918432E-2,null,1.482742896606575E-3,1.1987502268395206E-3,2.7680818283630677E-3,1.8755899808543743E-3,0,0,7.325164932663537E-3]
[2004,6,29,10,1.9764118107475212E-3,1.5505458987694835E-3,3.1618200361318068E-3,5.8460829035739828E-3,0,0,1.2534860649222795E-2,null,1.6903729165936956E-3,1.2836216994082982E-3,3.2673987729396844E-3,2.2149900386166585E-3,0,0,8.4563834275583373E-3]
[2004,6,29,14,2.1430826094056034E-3,1.5563488563774136E-3,3.1623991980089744E-3,5.275516185740038E-3,0,0,1.2137346849532028E-2,null,1.8329220566598566E-3,1.2884256863861729E-3,3.2679972740514386E-3,1.998811168557226E-3,0,0,8.3881561856546938E-3]
[2004,6,29,17,2.3894817217796228E-3,1.6106719531643191E-3,2.6126214563728812E-3,5.199408413594825E-3,0,0,1.1812183544911647E-2,null,2.0436607215296222E-3,1.3333971418394216E-3,2.6998614858397283E-3,1.969975115435247E-3,0,0,8.0468944646440201E-3]
[2004,6,29,21,2.551230434489737E-3,1.3430688297604364E-3,2.1781126157654615E-3,7.1593919117097513E-3,0,0,1.3231803791725387E-2,null,2.1820001312479139E-3,1.1118615031309746E-3,2.2508436301716945E-3,2.7125824297317184E-3,0,0,8.2572876942823021E-3]
[2004,6,30,1,2.4037526761132317E-3,1.0700900770947784E-3,1.9328873827266729E-3,6.931188353031875E-3,1.5449265141447738E-5,2.621902472901438E-4,1.261555800139815E-2,null,2.0558662925388108E-3,8.8587564184358614E-4,1.9974298949279145E-3,2.6261196447206897E-3,2.2406556848054878E-6,1.05132985673195E-4,7.6726651153890017E-3]
[2004,6,30,4,1.643583417868226E-3,1.2022251267899096E-3,1.7931609480506482E-3,6.1484472274883949E-3,1.5449265141447738E-5,2.621902472901438E-4,1.1065056232628769E-2,null,1.4057135666863615E-3,9.9526383678555353E-4,1.8530377486354211E-3,2.3295511860636172E-3,2.2406556848054878E-6,1.05132985673195E-4,6.6909399795289544E-3]
[2004,6,30,5,1.5869890852817968E-3,1.1952795390358002E-3,1.8544380770536412E-3,5.8576335610257295E-3,1.5449265141447738E-5,2.621902472901438E-4,1.0771979774828558E-2,null,1.3573099260500443E-3,9.8951392176311226E-4,1.916361028842916E-3,2.219366403375265E-3,2.2406556848054878E-6,1.05132985673195E-4,6.5899249213893377E-3]
[2004,6,30,8,1.813329843597989E-3,1.446313460500217E-3,3.0388851412470768E-3,7.7932298430870477E-3,0,0,1.4091758288432329E-2,null,1.5508932095026275E-3,1.1973327223126532E-3,3.140358865510528E-3,2.9527337801752442E-3,0,0,8.841318577501053E-3]
[2004,6,30,11,2.3191703215118663E-3,1.5211166285143329E-3,3.2151017507606539E-3,7.6764851890031155E-3,0,0,1.4731873889789969E-2,null,1.9835252345354205E-3,1.25925863480812E-3,3.3224596578126271E-3,2.9085010434654092E-3,0,0,9.473744570621577E-3]
[2004,6,30,15,2.3222593445987759E-3,1.527155186905527E-3,3.089881662277299E-3,7.4591191260505452E-3,0,0,1.4398415319832148E-2,null,1.9861671945441851E-3,1.26425766424042E-3,3.1930582501479262E-3,2.8261444173082735E-3,0,0,9.2696275262408052E-3]
[2004,6,30,18,2.4608490067455648E-3,1.4917907868111295E-3,2.5147775549470433E-3,5.6236252777346974E-3,0,0,1.2091042626238436E-2,null,2.1046992788693627E-3,1.2349811936865651E-3,2.598750404309126E-3,2.1307042983396787E-3,0,0,8.0691351752047325E-3]
[2004,6,30,23,2.776507429054297E-3,1.1638659051872371E-3,2.0499412841034417E-3,6.6487410927669128E-3,1.5449265141447738E-5,2.621902472901438E-4,1.2916695223543479E-2,null,2.3746736056082648E-3,9.6350809884791625E-4,2.1183924321234735E-3,2.5191047634334283E-3,2.2406556848054878E-6,1.05132985673195E-4,8.0830525413710837E-3]
[2004,7,1,2,1.8528232103730037E-3,6.9362446202137602E-4,1.8182421776981122E-3,7.0540985922924355E-3,1.5597601540512758E-5,2.6479431570797181E-4,1.1699180359633412E-2,null,1.5846708449218049E-3,5.7421802953245703E-4,1.8789564846916961E-3,2.6726884259194129E-3,2.2621693809447895E-6,1.0617716443458336E-4,6.8189731188808981E-3]
[2004,7,1,5,1.5234248510032817E-3,7.9614104805131802E-4,1.7922168693780055E-3,5.1441269277184339E-3,1.5597601540512758E-5,2.6479431570797181E-4,9.5363016133995244E-3,null,1.3029451122475101E-3,6.5908653583189852E-4,1.8520621455140223E-3,1.949029818805725E-3,2.2621693809447895E-6,1.0617716443458336E-4,5.8715629462146833E-3]
[2004,7,1,6,1.5921752893910093E-3,7.8603709920782995E-4,1.8830708927544068E-3,5.203269538168109E-3,7.7988007702563789E-6,1.323971578539859E-4,9.6047487781455981E-3,null,1.3617455496981463E-3,6.5072196694328623E-4,1.945949944662725E-3,1.9714380355834462E-3,1.1310846904723947E-6,5.3088582217291682E-5,5.9840751637953672E-3]
[2004,7,1,9,1.8704298492130775E-3,8.756884510677346E-4,2.438954752694145E-3,6.9278094836265729E-3,0,0,1.2112882536601529E-2,null,1.5997293389490447E-3,7.2493997024134307E-4,2.5203957452169345E-3,2.6248394435675459E-3,0,0,7.4699044979748682E-3]
[2004,7,1,15,2.1656418744826298E-3,8.8174864752850121E-4,2.4581226303042386E-3,6.7567001518855909E-3,0,0,1.2262213304200961E-2,null,1.8522164013389851E-3,7.2995691278131616E-4,2.540203672001945E-3,2.5600087746269935E-3,0,0,7.6823857607492396E-3]
[2004,7,1,17,2.3012390696682235E-3,9.8655378059699312E-4,2.087925354669719E-3,4.988407641572652E-3,0,0,1.0364125846507588E-2,null,1.9681891075641641E-3,8.1671999610755228E-4,2.1576448576699141E-3,1.8900301991762224E-3,0,0,6.8325841605178525E-3]
[2004,7,1,20,2.3578565861123702E-3,9.5998149940647239E-4,2.0131951027111492E-3,5.070287124273311E-3,0,0,1.0401320312503303E-2,null,2.0166125767427795E-3,7.9472209410026565E-4,2.0804192310496122E-3,1.9210530638089098E-3,0,0,6.8128069657015667E-3]
[2004,7,1,24,2.685757014861118E-3,9.3654556311054289E-4,1.8809133635849227E-3,4.8485098065085622E-3,1.5597601540512758E-5,2.6479431570797181E-4,1.0632117665313631E-2,null,2.2970571688476537E-3,7.7532061981996252E-4,1.9437203717963395E-3,1.8370250816980634E-3,2.2621693809447895E-6,1.0617716443458336E-4,6.9615625759775462E-3]
[2004,7,2,3,1.773906902524464E-3,1.1994626420264176E-3,1.6260970700144963E-3,4.7733475283813134E-3,1.5597601540512758E-5,2.6479431570797181E-4,9.6532060601951762E-3,null,1.5171758073292659E-3,9.9297690971714668E-4,1.6803953136264754E-3,1.8085472615785758E-3,2.2621693809447895E-6,1.0617716443458336E-4,6.1075346260669912E-3]
[2004,7,2,6,1.6260110427002417E-3,1.2347061009010064E-3,1.7643721249197973E-3,5.0008135671964216E-3,7.7988007702563789E-6,1.323971578539859E-4,9.7660987943417096E-3,null,1.3906843774745496E-3,1.0221532589045703E-3,1.823287616022814E-3,1.8947306117652518E-3,1.1310846904723947E-6,5.3088582217291682E-5,6.1850755310749496E-3]
[2004,7,2,7,1.7267174073963335E-3,1.3497040625991344E-3,2.2959829316738832E-3,4.7807215915679855E-3,0,0,1.0153125993237337E-2,null,1.4768158762265714E-3,1.1173544903809091E-3,2.3726498434172658E-3,1.811341179621138E-3,0,0,6.7781613896458846E-3]
[2004,7,2,12,2.1921562961714626E-3,1.3822819072035791E-3,2.7232725858834586E-3,4.2446625562615062E-3,0,0,1.0542373345520006E-2,null,1.8748934871964087E-3,1.1443241068801069E-3,2.8142074513455837E-3,1.608236734662204E-3,0,0,7.441661780084304E-3]
[2004,7,2,15,1.8507501949358008E-3,1.4342752312854657E-3,2.6226403082906849E-3,4.6722994391924901E-3,0,0,1.057996517370444E-2,null,1.582897849470314E-3,1.187366856578031E-3,2.7102148848594096E-3,1.7702617095831262E-3,0,0,7.2507413004908811E-3]
[2004,7,2,18,2.095460852620544E-3,1.4110483562696507E-3,2.2306397196092146E-3,4.783471468741537E-3,0,0,1.0520620397240946E-2,null,1.792192423557922E-3,1.1681384539854955E-3,2.305124706477076E-3,1.8123830653841867E-3,0,0,7.0778386494046806E-3]
[2004,7,2,21,2.1819617447790787E-3,1.3152382175223444E-3,1.9553859494916975E-3,4.7933165621326674E-3,0,0,1.0245902473925789E-2,null,1.8661743561545889E-3,1.088821889917987E-3,2.0206797284418035E-3,1.8161132184029323E-3,0,0,6.7917891929173118E-3]
[2004,7,3,1,2.4715236610176757E-3,7.9742060557508852E-4,1.674300018580726E-3,5.0328978518889159E-3,1.5597601540512758E-5,2.6479431570797181E-4,{"$f":"SUM(E4419:J4419)","v":1.0256534054310892E-2},null,2.1138290292470195E-3,6.6014581940709383E-4,1.7302078434977386E-3,1.9068868490547657E-3,2.2621693809447895E-6,1.0617716443458336E-4,{"$f":"SUM(M4419:R4419)","v":6.5195088750221453E-3}]
[2004,7,3,4,1.6014109874817628E-3,8.3756481415738274E-4,1.5968555114160891E-3,5.0385416074941701E-3,1.5597601540512758E-5,2.6479431570797181E-4,9.3547648377978899E-3,null,1.3696445987898135E-3,6.9337926143722012E-4,1.6501773279120927E-3,1.909025180421634E-3,2.2621693809447895E-6,1.0617716443458336E-4,5.7306657023762876E-3]
[2004,7,3,5,1.5549770830162288E-3,8.3246458345261965E-4,1.6206775149679538E-3,5.0150458971198585E-3,1.5597601540512758E-5,2.6479431570797181E-4,9.303556995805146E-3,null,1.3299309044608211E-3,6.8915702795814809E-4,1.674794790096801E-3,1.9001230205844025E-3,2.2621693809447895E-6,1.0617716443458336E-4,5.7024450769156999E-3]
[2004,7,3,9,1.7996002004188423E-3,1.0281104708032536E-3,2.2650634664066367E-3,4.8783179657182502E-3,0,0,9.9710921033469829E-3,null,1.5391506076529921E-3,8.5112276312443165E-4,2.3406979227767258E-3,1.8483189303840947E-3,0,0,6.5792902239382445E-3]
[2004,7,3,12,2.2361937992587066E-3,9.4228640070526462E-4,2.3094754517945428E-3,4.8754720884729656E-3,0,0,1.036342774023148E-2,null,1.9125576026040847E-3,7.8007318065367393E-4,2.3865929025358493E-3,1.8472406716844825E-3,0,0,6.9264643574780908E-3]
[2004,7,3,16,2.198569990575982E-3,9.09204087880644E-4,2.1699555014606229E-3,4.7623418239446632E-3,0,0,1.0040071403861912E-2,null,1.8803789509331426E-3,7.5268593939754804E-4,2.2424141354611214E-3,1.8043773710557721E-3,0,0,6.6798563968475839E-3]
[2004,7,3,19,2.1343186150187504E-3,8.6972319727948754E-4,1.8927642185786245E-3,4.6955852203127632E-3,0,0,9.5923912511896268E-3,null,1.8254264433103732E-3,7.2000162613224691E-4,1.9559669476995269E-3,1.779084330485625E-3,0,0,6.2804793476277723E-3]
[2004,7,3,22,2.5808203189036536E-3,8.6375242648605109E-4,1.6506033765751446E-3,4.8865137385728499E-3,5.1940016251737942E-6,8.817651243056279E-5,1.0075060374593435E-2,null,2.2073075792941308E-3,7.1505871476230259E-4,1.7057199289020198E-3,1.8514241814609489E-3,7.5330244913150742E-7,3.5356997881832136E-5,6.5156207047503654E-3]
[2004,7,4,2,2.0610499390154901E-3,6.9362446202137602E-4,1.5365643929682055E-3,4.872968079313365E-3,1.5597601540512758E-5,2.6479431570797181E-4,9.4445987905669212E-3,null,1.7627616763437428E-3,5.7421802953245703E-4,1.5878729828878323E-3,1.8462919414942677E-3,2.2621693809447895E-6,1.0617716443458336E-4,5.8795839640738276E-3]
[2004,7,4,6,1.5509338638575196E-3,7.8603709920782995E-4,1.5843626908850247E-3,4.8407578122164861E-3,7.7988007702563789E-6,1.323971578539859E-4,8.9022874247911034E-3,null,1.3264728457077974E-3,6.5072196694328623E-4,1.6372673501121881E-3,1.8340879714278918E-3,1.1310846904723947E-6,5.3088582217291682E-5,5.502769801098927E-3]
[2004,7,4,7,1.6055612934433999E-3,8.3597838203736466E-4,1.869525281098702E-3,4.7431584069271178E-3,0,0,9.0542233635065843E-3,null,1.3731942460621983E-3,6.920659312768491E-4,1.9319520211892834E-3,1.797109072213394E-3,0,0,5.7943212707417249E-3]
[2004,7,4,10,1.9926832473154978E-3,8.9257144210929523E-4,2.1978688394084897E-3,4.8845644911599557E-3,0,0,9.9676880199932386E-3,null,1.7042894473182197E-3,7.3891657916924495E-4,2.2712595488993542E-3,1.8506856418826409E-3,0,0,6.5651512172694602E-3]
[2004,7,4,13,2.2715133523602562E-3,9.1647985291072424E-4,2.2473177828416543E-3,4.7252644902387722E-3,0,0,1.0160575478351407E-2,null,1.9427654852246967E-3,7.5870919216279586E-4,2.3223596795995034E-3,1.7903293450233654E-3,0,0,6.8141637020103611E-3]
[2004,7,4,17,2.255942410923935E-3,9.8655378059699312E-4,2.01936398679365E-3,4.8743475289416286E-3,0,0,1.0136207707256206E-2,null,1.9294480695187721E-3,8.1671999610755228E-4,2.0867941050308112E-3,1.8468145935393676E-3,0,0,6.6797767641965031E-3]
[2004,7,4,19,2.3918867103765932E-3,9.644531261522926E-4,1.8253587794994273E-3,4.8880371158238249E-3,0,0,1.0069735731852138E-2,null,2.0457176448726872E-3,7.9842393686876706E-4,1.8863107223546229E-3,1.8520013654474952E-3,0,0,6.5824536695435719E-3]
[2004,7,4,24,2.8926706235903677E-3,9.3654556311054289E-4,1.639110515207387E-3,6.7052914202277046E-3,1.5597601540512758E-5,2.6479431570797181E-4,1.2454010039384488E-2,null,2.4740249234262409E-3,7.7532061981996252E-4,1.6938433006621284E-3,2.5405308044376684E-3,2.2621693809447895E-6,1.0617716443458336E-4,7.5921589821615273E-3]
[2004,7,5,4,1.6552779542018427E-3,1.1034614610240766E-3,1.4105432045807137E-3,6.6494654973181504E-3,1.5597601540512758E-5,2.6479431570797181E-4,1.1099140034373269E-2,null,1.4157155953035603E-3,9.1350219103824562E-4,1.4576437251830061E-3,2.5193792290698872E-3,2.2621693809447895E-6,1.0617716443458336E-4,6.414680074410227E-3]
[2004,7,5,7,1.6035657139117489E-3,1.2161115889724513E-3,1.7498802478850338E-3,6.0126553421955492E-3,0,0,1.0582212892964783E-2,null,1.3714874794992441E-3,1.0067597648968523E-3,1.808311829703581E-3,2.2781017491997043E-3,0,0,6.4646608232993815E-3]
[2004,7,5,8,1.7497548089409692E-3,1.1755225976925669E-3,1.9325157300728603E-3,6.5922480876660057E-3,0,0,1.1450041224372404E-2,null,1.4965191584210939E-3,9.7315810885732388E-4,1.9970458321377648E-3,2.4977004409812904E-3,0,0,6.9644235403974724E-3]
[2004,7,5,11,2.3709834507357457E-3,1.2797680664931612E-3,2.1148310075825285E-3,6.1716793777147521E-3,0,0,1.1937261902526187E-2,null,2.0278396379850181E-3,1.0594578732974651E-3,2.1854489376959257E-3,2.3383534870531513E-3,0,0,7.6110999360315609E-3]
[2004,7,5,14,2.5054712308106315E-3,1.2429866566078206E-3,2.1488076594194188E-3,6.2390028308320529E-3,0,0,1.2136268377669924E-2,null,2.1428634907140775E-3,1.0290083291071752E-3,2.2205601297472831E-3,2.3638612980917068E-3,0,0,7.756293247660243E-3]
[2004,7,5,20,2.6178137899833011E-3,1.2060415455059266E-3,1.5843337987791976E-3,6.1886857096647594E-3,0,0,1.1596874843933184E-2,null,2.2389471198310685E-3,9.9842326462435218E-4,1.6372374932480881E-3,2.3447969221675668E-3,0,0,7.2194047998710752E-3]
[2004,7,5,22,3.0302284848234573E-3,1.2055463438144136E-3,1.5401756831519189E-3,6.4338687585903604E-3,6.5042001545768665E-6,1.1041923495003243E-4,1.2326742705484759E-2,null,2.591674535631818E-3,9.9801331117678623E-4,1.5916048604077905E-3,2.437692972388794E-3,9.4332467713086985E-7,4.4275879694337135E-5,7.6642048839766575E-3]
[2004,7,6,1,2.2810377563103699E-3,1.1988036292300368E-3,1.6554114914155533E-3,5.0334648578496304E-3,1.5597601540512758E-5,2.6479431570797181E-4,1.0449109652054075E-2,null,1.9509114568265771E-3,9.9243134500584507E-4,1.7106885951607498E-3,1.9071016788092413E-3,2.2621693809447895E-6,1.0617716443458336E-4,6.6695724096179406E-3]
[2004,7,6,5,1.5234248510032817E-3,1.2721996727438566E-3,1.5969846766330964E-3,4.3417883295177239E-3,1.5597601540512758E-5,2.6479431570797181E-4,9.0147894471464454E-3,null,1.3029451122475101E-3,1.0531923674172567E-3,1.6503108061830675E-3,1.6450361820535403E-3,2.2621693809447895E-6,1.0617716443458336E-4,5.7599238017169022E-3]
[2004,7,6,8,1.7404343797234592E-3,1.3755955713392024E-3,2.5922733675952329E-3,7.3965035296013658E-3,0,0,1.3104806848259262E-2,null,1.488547641030521E-3,1.1387888139153149E-3,2.678833938558734E-3,2.802420340061236E-3,0,0,8.1085907335658059E-3]
[2004,7,6,9,1.8678940153142927E-3,1.3844036715646318E-3,2.6925901104571516E-3,7.0189198625610965E-3,0,0,1.2963807659897172E-2,null,1.5975605070688785E-3,1.1460806126224006E-3,2.7825004340539493E-3,2.6593597514528796E-3,0,0,8.1855013051981076E-3]
[2004,7,6,13,1.9925120924952108E-3,1.3851062948297703E-3,2.7753988318905509E-3,6.9117123087591966E-3,0,0,1.3064729527974727E-2,null,1.7041430631126687E-3,1.146662280324309E-3,2.8680742844655019E-3,2.6187404739550363E-3,0,0,8.3376201018575159E-3]
[2004,7,6,16,2.3141885428780633E-3,1.4565005475055831E-3,2.4473730821276043E-3,6.8858504476664636E-3,0,0,1.3103912620177714E-2,null,1.9792644506070648E-3,1.2057661172506719E-3,2.5290951774890945E-3,2.608941816350391E-3,0,0,8.3230675616972234E-3]
[2004,7,6,20,2.3538854321172109E-3,1.3792047341420113E-3,2.0774410976932547E-3,7.4547493629477648E-3,0,0,1.3265280626900241E-2,null,2.0132161534242503E-3,1.1417766646419907E-3,2.1468105128974037E-3,2.8244887819190018E-3,0,0,8.1262921128826462E-3]
[2004,7,6,23,2.6991808713985681E-3,1.267135251450704E-3,1.7142930113141195E-3,7.0420436972048889E-3,1.5597601540512758E-5,2.6479431570797181E-4,1.3003044748616766E-2,null,2.3085382394442528E-3,1.0489997788121755E-3,1.7715362726587929E-3,2.6681210133500219E-3,2.2621693809447895E-6,1.0617716443458336E-4,7.9056346380807704E-3]
[2004,7,7,3,1.6183886362413215E-3,1.2994993046986656E-3,1.6244207199417446E-3,6.311961180850271E-3,1.5597601540512758E-5,2.6479431570797181E-4,1.1134661758980488E-2,null,1.3841651341835704E-3,1.0757924078229374E-3,1.6786629872738892E-3,2.3915040840716091E-3,2.2621693809447895E-6,1.0617716443458336E-4,6.6385639471675337E-3]
[2004,7,7,6,1.5921752893910093E-3,1.3061528081676726E-3,1.7541432265048141E-3,5.3662822180085244E-3,7.7988007702563789E-6,1.323971578539859E-4,1.0158949500696264E-2,null,1.3617455496981463E-3,1.0813005204410055E-3,1.812717156683664E-3,2.0332010088375523E-3,1.1310846904723947E-6,5.3088582217291682E-5,6.3431839025681318E-3]
[2004,7,7,10,1.8764513971678397E-3,1.4426867063568991E-3,2.748286824099264E-3,7.8387536908936465E-3,0,0,1.3906178618517648E-2,null,1.6048794101656554E-3,1.1943303085689024E-3,2.8400569590083711E-3,2.9699820592493354E-3,0,0,8.609248736992264E-3]
[2004,7,7,11,2.1814293376315173E-3,1.398145018572474E-3,2.7615757054100447E-3,8.3786901480219673E-3,0,0,1.4719840209636003E-2,null,1.8657190023573969E-3,1.15745640692321E-3,2.8537895794587451E-3,3.1745555991308958E-3,0,0,9.0515205878702494E-3]
[2004,7,7,14,1.998118588171457E-3,1.4297315827962263E-3,2.7308796858284382E-3,8.1114867993032219E-3,0,0,1.4270216656099344E-2,null,1.7089381510576966E-3,1.1836053905034697E-3,2.8220685657486238E-3,3.0733163992325836E-3,0,0,8.7879285065423744E-3]
[2004,7,7,17,2.2990741171554667E-3,1.5474898780153713E-3,2.2858542346705511E-3,6.1713830595554976E-3,0,0,1.2303801289396888E-2,null,1.9663374807557354E-3,1.2810917681389733E-3,2.3621829313912883E-3,2.3382412167036134E-3,0,0,7.9478533969896108E-3]
[2004,7,7,21,2.4472301922980636E-3,1.4454807879358386E-3,1.8858021661219985E-3,7.1570541096435351E-3,0,0,1.2935567255999435E-2,null,2.0930514659120705E-3,1.1966433931073803E-3,1.9487724200559641E-3,2.7116966728284492E-3,0,0,7.9501639519038644E-3]
[2004,7,7,24,2.6845730528431856E-3,1.1107657097500397E-3,1.734825586784527E-3,7.5066528502671171E-3,1.5597601540512758E-5,2.6479431570797181E-4,1.3317209116893354E-2,null,2.2960445573471022E-3,9.1954902407296083E-4,1.792754466967972E-3,2.8441542073462649E-3,2.2621693809447895E-6,1.0617716443458336E-4,7.9609415895498265E-3]
[2004,7,8,4,1.57411889389888E-3,1.2915562037647801E-3,1.6207730424026927E-3,6.182979282711264E-3,1.5597601540512758E-5,2.6479431570797181E-4,1.0949819340026102E-2,null,1.3463023906635644E-3,1.0692167000496834E-3,1.6748935073607443E-3,2.3426348455999634E-3,2.2621693809447895E-6,1.0617716443458336E-4,6.5414867774894834E-3]
[2004,7,8,7,1.672230942524682E-3,1.4371075202734456E-3,2.3521135562560263E-3,6.035899559488145E-3,0,0,1.14973515785423E-2,null,1.4302150392759268E-3,1.1897115711761938E-3,2.430654768361826E-3,2.2869086222132681E-3,0,0,7.3374900010272151E-3]
[2004,7,8,11,2.2302412742517255E-3,1.398145018572474E-3,2.8245546963515224E-3,7.9698948324317051E-3,0,0,1.4422835821607426E-2,null,1.9074665648950244E-3,1.15745640692321E-3,2.9188715497706652E-3,3.019669401517786E-3,0,0,9.0034639231066846E-3]
[2004,7,8,12,2.2697355633149764E-3,1.3709053520341162E-3,2.7459119129266676E-3,6.9031956050575145E-3,0,0,1.3289748433333276E-2,null,1.9412449891230157E-3,1.1349060089756028E-3,2.8376027453711284E-3,2.6155136271633936E-3,0,0,8.5292673706331406E-3]
[2004,7,8,15,2.2185510718594169E-3,1.3777384145650148E-3,2.734886323690627E-3,7.665797095852054E-3,0,0,1.3996972905967114E-2,null,1.8974682429835686E-3,1.1405627698267561E-3,2.8262089923019786E-3,2.9044514909270873E-3,0,0,8.7686914960393905E-3]
[2004,7,8,19,2.1323653341311453E-3,1.4448173232652522E-3,2.2500159295277895E-3,7.2627053578636844E-3,0,0,1.3089903944787871E-2,null,1.8237558536625311E-3,1.1960941429054795E-3,2.3251479221530788E-3,2.751726290306501E-3,0,0,8.09672420902759E-3]
[2004,7,8,22,2.7075843885259812E-3,1.3774784168859076E-3,2.0046807476821089E-3,7.5624668050955713E-3,6.5042001545768665E-6,1.1041923495003243E-4,1.3769133793294178E-2,null,2.3157255460971807E-3,1.1403475303662779E-3,2.0716205667181994E-3,2.8653012481939487E-3,9.4332467713086985E-7,4.4275879694337135E-5,8.4382140957470729E-3]
[2004,7,8,24,2.6951485766727522E-3,1.1107657097500397E-3,1.8026992363240867E-3,7.8235135753705679E-3,1.5597601540512758E-5,2.6479431570797181E-4,1.3712519015365932E-2,null,2.3050895240706764E-3,9.1954902407296083E-4,1.8628945371447082E-3,2.964207816114612E-3,2.2621693809447895E-6,1.0617716443458336E-4,8.1601802352184848E-3]
[2004,7,9,6,1.6447065857720844E-3,1.2347061009010064E-3,1.8058052921130006E-3,5.5041946505956976E-3,9.0934020103019828E-6,1.5437509135755574E-4,1.0352881122749645E-2,null,1.4066741825838913E-3,1.0221532589045703E-3,1.8661043096040528E-3,2.0854538881450333E-3,1.3188447943677047E-6,6.1901288990477981E-5,6.4436057730223933E-3]
[2004,7,9,9,2.3865385948873604E-3,1.2269465885100959E-3,2.7954442159403813E-3,7.0834841748055738E-3,0,0,1.3492413574143412E-2,null,2.041143542689805E-3,1.015729535176234E-3,2.8887890191749603E-3,2.6838221668565722E-3,0,0,8.629484263897572E-3]
[2004,7,9,12,2.2396516537721953E-3,1.3822819072035791E-3,2.8158583766621737E-3,6.406270916525186E-3,0,0,1.2844062854163134E-2,null,1.9155150144083137E-3,1.1443241068801069E-3,2.909884844658621E-3,2.4272365785486887E-3,0,0,8.3969605444957299E-3]
[2004,7,9,13,2.1244174145012605E-3,1.4023211762499842E-3,2.8572923134125698E-3,7.1416011395782613E-3,0,0,1.3525632043742075E-2,null,1.8169582075380935E-3,1.160913645189589E-3,2.9527023334939219E-3,2.7058417824127319E-3,0,0,8.6364159686343374E-3]
[2004,7,9,16,2.0036673329256482E-3,1.512580121314023E-3,2.4952417911499681E-3,5.6690665756244677E-3,0,0,1.1680555821014106E-2,null,1.7136838461616075E-3,1.2521916747857374E-3,2.5785623069697551E-3,2.147921300532056E-3,0,0,7.6923591284491569E-3]
[2004,7,9,21,2.2517474574740557E-3,1.3152382175223444E-3,1.9512526079398249E-3,6.5447892122178167E-3,0,0,1.2063027495154042E-2,null,1.9258602364267581E-3,1.088821889917987E-3,2.0164083673395276E-3,2.4797190099794444E-3,0,0,7.5108095036637169E-3]
[2004,7,9,24,2.6488029687226911E-3,8.5357249110242124E-4,1.7211503983989658E-3,5.3296186345103526E-3,1.5597601540512758E-5,2.6479431570797181E-4,1.0833536409982915E-2,null,2.2654513474235625E-3,7.0663124030484101E-4,1.7786226399695681E-3,2.0193097463344508E-3,2.2621693809447895E-6,1.0617716443458336E-4,6.8784543078479494E-3]
[2004,7,10,3,1.7658967699305194E-3,8.309900962566012E-4,1.6396413186461265E-3,4.9589531666566463E-3,1.5597601540512758E-5,2.6479431570797181E-4,9.4758732687383797E-3,null,1.5103249520968195E-3,6.8793637156751102E-4,1.6943918285620692E-3,1.8788703559773255E-3,2.2621693809447895E-6,1.0617716443458336E-4,5.8799628420192528E-3]
[2004,7,10,7,1.6634733208556126E-3,8.8212848727512491E-4,2.0510598915576385E-3,5.1649027340474173E-3,0,0,9.7615644337357942E-3,null,1.4227248763439566E-3,7.3027136367338644E-4,2.1195483918496679E-3,1.9569014492327916E-3,0,0,6.2294460810998036E-3]
[2004,7,10,10,1.9850828385609958E-3,9.9994160486191691E-4,2.3613048195120019E-3,5.2547352148577349E-3,0,0,1.060106447779265E-2,null,1.697789018083893E-3,8.278031260864579E-4,2.4401529440774439E-3,1.9909375813610976E-3,0,0,6.9566826696088931E-3]
[2004,7,10,13,2.3015217313178391E-3,9.1510966563347217E-4,2.3493878349953182E-3,5.1562751760235769E-3,0,0,1.0722294407970206E-2,null,1.9684308606211292E-3,7.5757488061308311E-4,2.4278380304700929E-3,1.9536326014597451E-3,0,0,7.1074763731640497E-3]
[2004,7,10,14,2.3221264879173084E-3,8.6800914610489694E-4,2.3776738667532879E-3,5.1543109040782954E-3,0,0,1.0722120404853789E-2,null,1.9860535657270934E-3,7.1858264635012831E-4,2.4570685826208073E-3,1.952888369319405E-3,0,0,7.114593164017434E-3]
[2004,7,10,18,2.1779886320680694E-3,8.9693997845267665E-4,1.9818024744519634E-3,4.6938669521467804E-3,0,0,9.7505980371194907E-3,null,1.8627762575980312E-3,7.4253307839669015E-4,2.0479783476719158E-3,1.7784333053575008E-3,0,0,6.4317209890241379E-3]
[2004,7,10,22,2.6555535327980849E-3,8.6375242648605109E-4,1.7072850436840961E-3,5.0675521588778756E-3,6.5042001545768665E-6,1.1041923495003243E-4,1.0411066596950716E-2,null,2.2712249269087308E-3,7.1505871476230259E-4,1.7642942966533675E-3,1.9200168278870507E-3,9.4332467713086985E-7,4.4275879694337135E-5,6.7158139705829189E-3]
[2004,7,11,1,2.5135020971158131E-3,6.7920751136580769E-4,1.6071723311474474E-3,5.0134085699766098E-3,1.5597601540512758E-5,2.6479431570797181E-4,{"$f":"SUM(E4611:J4611)","v":1.0093682426854163E-2},null,2.1497320789431312E-3,5.6228293575969444E-4,1.6608386444151408E-3,1.8995026627530013E-3,2.2621693809447895E-6,1.0617716443458336E-4,{"$f":"SUM(M4611:R4611)","v":6.3807956556864946E-3}]
[2004,7,11,4,1.7046721875839149E-3,7.9547372832936957E-4,1.575693962970598E-3,2.6089055097741759E-3,1.5597601540512758E-5,2.6479431570797181E-4,6.9651373059065429E-3,null,1.4579611809102278E-3,6.5853409422006622E-4,1.6283091581130009E-3,9.8847378854465548E-4,2.2621693809447895E-6,1.0617716443458336E-4,4.841717555603477E-3]
[2004,7,11,8,1.8113751118204E-3,8.6067380537508634E-4,2.0866482407228713E-3,1.8560681437347422E-3,0,0,6.6147653016530999E-3,null,1.5492213789468326E-3,7.1251007375436662E-4,2.1563250986402576E-3,7.0323540004073749E-4,0,0,5.1212919513821944E-3]
[2004,7,11,11,2.4760031525073558E-3,8.6203850632864197E-4,2.3341731448505692E-3,1.8507962270422843E-3,0,0,7.5230110307288513E-3,null,2.1176602202230559E-3,7.136398434429501E-4,2.4121152950387528E-3,7.0123795266429474E-4,0,0,5.9446533113690532E-3]
[2004,7,11,15,2.465568525447148E-3,8.8174864752850121E-4,2.3212935356107965E-3,1.9530288565355026E-3,0,0,7.6216395651219487E-3,null,2.1087357587917816E-3,7.2995691278131616E-4,2.3988056129742859E-3,7.3997230858843495E-4,0,0,5.9774705931358186E-3]
[2004,7,11,16,2.2788653250373357E-3,9.5081097481485792E-4,2.2808116453843573E-3,1.9465004368778482E-3,0,0,7.4569883821143995E-3,null,1.9490534336316493E-3,7.8713026184938184E-4,2.3569719611722792E-3,7.3749879174850558E-4,0,0,5.8306544484018159E-3]
[2004,7,11,19,2.4982532446138233E-3,9.644531261522926E-4,1.8468507107924385E-3,1.9537665618260865E-3,0,0,7.2633236433846411E-3,null,2.136690137411348E-3,7.9842393686876706E-4,1.9085203070660919E-3,7.4025181366850826E-4,0,0,5.583886195014715E-3]
[2004,7,11,23,3.2223737907421976E-3,9.6009368343517225E-4,1.7983308536640417E-3,4.287009012534833E-3,1.5597601540512758E-5,2.6479431570797181E-4,1.054819925762473E-2,null,2.756011350160772E-3,7.9481496581317685E-4,1.8583802864979117E-3,1.6242811494204675E-3,2.2621693809447895E-6,1.0617716443458336E-4,7.141927085707855E-3]
[2004,7,12,2,2.2090870764375167E-3,1.0534441034046568E-3,1.6749665963652208E-3,4.3611967118272321E-3,1.5597601540512758E-5,2.6479431570797181E-4,9.5790864052831114E-3,null,1.8893739372032889E-3,8.7209524807815375E-4,1.7308966794878449E-3,1.6523897167519523E-3,2.2621693809447895E-6,1.0617716443458336E-4,6.2531949153367666E-3]
[2004,7,12,5,1.6580444724656896E-3,1.0761208487334059E-3,1.7164966160207408E-3,4.3011215212797188E-3,1.5597601540512758E-5,2.6479431570797181E-4,9.0321753757480402E-3,null,1.4180817254395163E-3,8.9086822500133848E-4,1.7738134596056081E-3,1.6296281598555578E-3,2.2621693809447895E-6,1.0617716443458336E-4,5.8208309037175478E-3]
[2004,7,12,8,1.9027623747291749E-3,1.1755225976925669E-3,2.7094709843608848E-3,5.5864343262831172E-3,0,0,1.1374190283065744E-2,null,1.6273824956243299E-3,9.7315810885732388E-4,2.7999449900529953E-3,2.1166132243076005E-3,0,0,7.5170988188422491E-3]
[2004,7,12,13,2.1490922440966552E-3,1.2425351675210946E-3,2.9810162488804665E-3,5.7255433639023037E-3,0,0,1.209818702440052E-2,null,1.8380619387760911E-3,1.028634563203678E-3,3.0805576289602773E-3,2.1693194786817352E-3,0,0,8.1165736096217821E-3]
[2004,7,12,14,2.1814228593099033E-3,1.2429866566078206E-3,2.9408397300278236E-3,5.3066750344263952E-3,0,0,1.1671924280371943E-2,null,1.8657134616197118E-3,1.0290083291071752E-3,3.0390395454197878E-3,2.010616772513484E-3,0,0,7.9443781086601592E-3]
[2004,7,12,17,2.5130808899630733E-3,1.4260507557587161E-3,2.4838106940377946E-3,3.8333726263740492E-3,0,0,1.0256314966133634E-2,null,2.1493718315698891E-3,1.1805582124348513E-3,2.5667495054026664E-3,1.4524053664263681E-3,0,0,7.3490849158337748E-3]
[2004,7,12,20,2.5460361890802517E-3,1.2060415455059266E-3,2.2047272080541556E-3,5.2315365428893517E-3,0,0,1.1188341485529685E-2,null,2.1775576300876853E-3,9.9842326462435218E-4,2.2783469305469929E-3,1.9821479647636852E-3,0,0,7.4364757900227153E-3]
[2004,7,12,24,2.8508289342244275E-3,1.0378334520392818E-3,1.8518954507405207E-3,5.7577535113415871E-3,1.5597601540512758E-5,2.6479431570797181E-4,1.1778703265594303E-2,null,2.4382388296050545E-3,8.591719474197241E-4,1.9137334997613754E-3,2.1815234034117058E-3,2.2621693809447895E-6,1.0617716443458336E-4,7.5011070140133876E-3]
[2004,7,13,5,1.5659788843296379E-3,1.2721996727438566E-3,1.7819654125727717E-3,3.4584276922456168E-3,1.5597601540512758E-5,2.6479431570797181E-4,8.3589635791403681E-3,null,1.3393404550781582E-3,1.0531923674172567E-3,1.8414683745202613E-3,1.3103445527460603E-3,2.2621693809447895E-6,1.0617716443458336E-4,5.6527850835772636E-3]
[2004,7,13,7,1.7199511201608064E-3,1.4371075202734456E-3,2.5078174447365383E-3,4.0128125973905365E-3,0,0,9.6776886825613272E-3,null,1.4710288491370587E-3,1.1897115711761938E-3,2.5915578837667013E-3,1.5203923852365525E-3,0,0,6.7726906893165063E-3]
[2004,7,13,11,2.3140562480723293E-3,1.398145018572474E-3,3.0122515951763332E-3,5.805767645575723E-3,0,0,1.2530220507396859E-2,null,1.9791513023474749E-3,1.15745640692321E-3,3.1128359784530334E-3,2.1997152133459092E-3,0,0,8.4491589010696269E-3]
[2004,7,13,14,2.154042642400586E-3,1.4297315827962263E-3,2.9602574744407532E-3,5.3352926876999987E-3,0,0,1.1879324387337565E-2,null,1.8422958839356025E-3,1.1836053905034697E-3,3.0591056825000256E-3,2.0214595569856071E-3,0,0,8.1064665139247045E-3]
[2004,7,13,15,2.3258165028295762E-3,1.3777384145650148E-3,2.878658820172859E-3,5.5747179920092402E-3,0,0,1.215693172957669E-2,null,1.9892095381998372E-3,1.1405627698267561E-3,2.9747823055267346E-3,2.1121740871735935E-3,0,0,8.2167287007269205E-3]
[2004,7,13,18,2.4928574755492304E-3,1.4653323317146427E-3,2.3559241677942157E-3,3.1926188499030281E-3,0,0,9.5067328249611172E-3,null,{"$f":"E4676*V$5","v":2.1320752783817753E-3},{"$f":"F4676*W$5","v":1.2130775227783878E-3},{"$f":"G4676*X$5","v":2.4345926229271549E-3},{"$f":"H4676*Y$5","v":1.2096337096608345E-3},{"$f":"I4676*Z$5","v":0},{"$f":"J4676*AA$5","v":0},6.9893791337481527E-3]
[2004,7,13,21,2.5584668658905044E-3,1.4454807879358386E-3,2.0651785497681845E-3,4.8681432691654132E-3,0,0,1.0937269472759942E-2,null,2.1881892602473095E-3,1.1966433931073803E-3,2.1341384969111596E-3,1.8444638958452064E-3,0,0,7.3634350461110557E-3]
[2004,7,14,2,1.9032075404940322E-3,1.2608985522235005E-3,1.7457049058226936E-3,5.0895516318855841E-3,1.5597601540512758E-5,2.6479431570797181E-4,1.0279754547674295E-2,null,1.6277632341668833E-3,1.0438367181977979E-3,1.803997065619859E-3,1.9283520866185168E-3,2.2621693809447895E-6,1.0617716443458336E-4,6.5123884384185845E-3]
[2004,7,14,5,1.5430511518731271E-3,1.2721996727438566E-3,1.7021228312124733E-3,3.4345751375764941E-3,1.5597601540512758E-5,2.6479431570797181E-4,8.2323407106544358E-3,null,1.3197309699634473E-3,1.0531923674172567E-3,1.7589597088201936E-3,1.3013071901463327E-3,2.2621693809447895E-6,1.0617716443458336E-4,5.5416295701627575E-3]
[2004,7,14,9,1.9088845775790163E-3,1.3844036715646318E-3,2.8182726544256067E-3,5.7386661565256812E-3,0,0,1.1850227060094936E-2,null,1.6326186543190863E-3,1.1460806126224006E-3,2.9123797394064658E-3,2.1742915010459483E-3,0,0,7.8653705073939012E-3]
[2004,7,14,12,2.3096511903354096E-3,1.3709053520341162E-3,2.8256577926166608E-3,4.9041321730918077E-3,0,0,1.1410346508077995E-2,null,1.9753837725978401E-3,1.1349060089756028E-3,2.9200114803618941E-3,1.858099532734475E-3,0,0,7.8884007946698111E-3]
[2004,7,14,15,2.2675716097516653E-3,1.3777384145650148E-3,2.7959779541387414E-3,5.7119677591278874E-3,0,0,1.2153255737583309E-2,null,1.9393942166897118E-3,1.1405627698267561E-3,2.8893405798313112E-3,2.1641758928244176E-3,0,0,8.1334734591721972E-3]
[2004,7,14,16,2.4292101282751971E-3,1.4565005475055831E-3,2.5922495200507174E-3,4.6545468953170209E-3,0,0,1.1132507091148519E-2,null,2.0776393802253239E-3,1.2057661172506719E-3,2.6788092947027282E-3,1.7635355463567666E-3,0,0,7.7257503385354904E-3]
[2004,7,14,19,2.189813787282671E-3,1.4448173232652522E-3,2.257295333482972E-3,4.6318247484544387E-3,0,0,1.0523751192485335E-2,null,1.8728900011005653E-3,1.1960941429054795E-3,2.3326703982203736E-3,1.7549264777228209E-3,0,0,7.1565810199492397E-3]
[2004,7,14,23,2.7172837702993699E-3,1.267135251450704E-3,1.9440726491592056E-3,4.2281693808105918E-3,1.5597601540512758E-5,2.6479431570797181E-4,1.0437052968968356E-2,null,2.3240211716182798E-3,1.0489997788121755E-3,2.0089886570962292E-3,1.601987726577389E-3,2.2621693809447895E-6,1.0617716443458336E-4,7.0924366679196004E-3]
[2004,7,15,3,1.6470193972320808E-3,1.2994993046986656E-3,1.6712136750712426E-3,4.2545799137585338E-3,1.5597601540512758E-5,2.6479431570797181E-4,9.1527042080090087E-3,null,1.4086522692518142E-3,1.0757924078229374E-3,1.7270184415455344E-3,1.6119942674286119E-3,2.2621693809447895E-6,1.0617716443458336E-4,5.9318967198644249E-3]
[2004,7,15,6,1.5993572005641749E-3,1.3061528081676726E-3,1.831488409701201E-3,3.4035224987092895E-3,1.0403600539705055E-5,1.7661781387702538E-4,8.3275423315590687E-3,null,1.3678880489842182E-3,1.0813005204410055E-3,1.8926450316989181E-3,1.2895418274414061E-3,1.5088670223670671E-6,7.082017080298298E-5,5.7037044663908977E-3]
[2004,7,15,10,1.9171647280144869E-3,1.4426867063568991E-3,2.8438613223021533E-3,3.7888129276680538E-3,0,0,9.9925256843415924E-3,null,1.6397004486927735E-3,1.1943303085689024E-3,2.9388228579475444E-3,1.4355223884759186E-3,0,0,7.2083760036851388E-3]
[2004,7,15,13,2.0580220070227397E-3,1.3851062948297703E-3,2.9023667497440875E-3,5.0980684805570437E-3,0,0,1.1443563532153641E-2,null,1.7601719659372374E-3,1.146662280324309E-3,2.999281884599787E-3,1.9315789883369574E-3,0,0,7.8376951191982906E-3]
[2004,7,15,16,2.3956789717857353E-3,1.4565005475055831E-3,2.5765408361870957E-3,4.7881620636820287E-3,0,0,1.1216882419160443E-2,null,2.0489610660786315E-3,1.2057661172506719E-3,2.6625760702326572E-3,1.8141602589751332E-3,0,0,7.7314635125370935E-3]
[2004,7,15,18,2.3795901426541905E-3,1.4653323317146427E-3,2.3139711541485244E-3,3.6978681407448389E-3,0,0,9.856761769262196E-3,null,2.0352007146803158E-3,1.2130775227783878E-3,2.3912387243052858E-3,1.4010648208324825E-3,0,0,7.0405817825964718E-3]
[2004,7,15,21,2.4773454494925891E-3,1.4454807879358386E-3,2.0848249762982392E-3,4.7387444861297428E-3,0,0,1.074639569985641E-2,null,2.1188082514468753E-3,1.1966433931073803E-3,2.1544409522069657E-3,1.7954367061592878E-3,0,0,7.265329302920509E-3]
[2004,7,16,1,2.2738512231187274E-3,1.1015665671648361E-3,1.7610018847089277E-3,4.482822611655485E-3,1.5597601540512758E-5,2.6479431570797181E-4,9.8996342038964614E-3,null,1.9447650044499545E-3,9.119335003740564E-4,1.8198048375586166E-3,1.6984718816820238E-3,2.2621693809447895E-6,1.0617716443458336E-4,6.4834145578801794E-3]
[2004,7,16,4,1.6142145735260323E-3,1.2138277733836729E-3,1.6158768855985724E-3,3.3728446056341776E-3,1.5597601540512758E-5,2.6479431570797181E-4,8.0971557553909407E-3,null,1.3805951683860986E-3,1.0048691048076997E-3,1.6698338592621527E-3,1.2779184500983345E-3,2.2621693809447895E-6,1.0617716443458336E-4,5.4416559163698135E-3]
[2004,7,16,7,1.7268488391064519E-3,1.3497040625991344E-3,2.3229662502300169E-3,3.7400854154938227E-3,0,0,9.1396045674294255E-3,null,1.4769282863032352E-3,1.1173544903809091E-3,2.4005341824791479E-3,1.4170602907170055E-3,0,0,6.4118772498802977E-3]
[2004,7,16,9,2.3647706870447353E-3,1.2269465885100959E-3,2.7715123328312208E-3,5.1623209829850403E-3,0,0,{"$f":"SUM(E4739:J4739)","v":1.1525550591371092E-2},null,2.0225260249903108E-3,1.015729535176234E-3,2.8640580083611157E-3,1.955923263842732E-3,0,0,{"$f":"SUM(M4739:R4739)","v":7.8582368323703924E-3}]
[2004,7,16,15,1.8760071464225976E-3,1.4342752312854657E-3,2.6832981025958378E-3,4.9084113770402693E-3,0,0,1.0901991857344171E-2,null,1.6044994542152556E-3,1.187366856578031E-3,2.7728981496932792E-3,1.8597208566663093E-3,0,0,7.4244853171528749E-3]
[2004,7,16,18,2.13537733123202E-3,1.4110483562696507E-3,2.2894339910124184E-3,2.8011746228188911E-3,0,0,8.6370343013329812E-3,null,1.8263319353761147E-3,1.1681384539854955E-3,2.3658822220989115E-3,1.0613215700681347E-3,0,0,6.4216741815286563E-3]
[2004,7,16,19,2.1369367935684331E-3,1.3548387440363231E-3,2.2003924926880395E-3,2.8850964300171306E-3,0,0,8.5772644603099267E-3,null,1.8276657023995589E-3,1.1216052439494137E-3,2.2738674714043346E-3,1.0931182397412875E-3,0,0,6.3162566574945945E-3]
[2004,7,16,22,2.4876876037909839E-3,1.22371841542692E-3,1.8670729242330829E-3,2.7148536836459829E-3,7.7988007702563789E-6,1.323971578539859E-4,8.4335285857212137E-3,null,2.1276536233628767E-3,1.0130570873484728E-3,1.9294177758109991E-3,1.028615906541684E-3,1.1310846904723947E-6,5.3088582217291682E-5,6.1529640599717961E-3]
[2004,7,17,2,2.1196354002354255E-3,8.2281703219730731E-4,1.5982655423625414E-3,2.3508185597334165E-3,1.5597601540512758E-5,2.6479431570797181E-4,7.1719284517771749E-3,null,1.8128682768071721E-3,6.8117028848316676E-4,1.6516344422739468E-3,8.9068865055289784E-4,2.2621693809447895E-6,1.0617716443458336E-4,5.144800991932711E-3]
[2004,7,17,5,1.5535488006840226E-3,8.3246458345261965E-4,1.5799496159132924E-3,2.3966134444832563E-3,1.5597601540512758E-5,2.6479431570797181E-4,6.6429683617816758E-3,null,1.3287093322366106E-3,6.8915702795814809E-4,1.6327069147987444E-3,9.0803962131632665E-4,2.2621693809447895E-6,1.0617716443458336E-4,4.6670522301253568E-3]
[2004,7,17,10,1.9257013881861075E-3,9.9994160486191691E-4,2.2499199296331083E-3,1.8944380181133667E-3,0,0,7.0700009407944995E-3,null,1.6470016290812948E-3,8.278031260864579E-4,2.3250487166529238E-3,7.1777314966445021E-4,0,0,5.5176266214851267E-3]
[2004,7,17,13,2.2222635830209357E-3,9.1510966563347217E-4,2.2568699999963092E-3,1.86005060842126E-3,0,0,7.254293857071977E-3,null,1.9006434559052166E-3,7.5757488061308311E-4,2.33223086209987E-3,7.0474429407376381E-4,0,0,5.6951934926919336E-3]
[2004,7,17,16,2.1523268721720707E-3,9.09204087880644E-4,2.1543270474916418E-3,1.3480390279033418E-3,0,0,6.5638970354476977E-3,null,1.840828430892867E-3,7.5268593939754804E-4,2.2262638199031029E-3,5.1075105634355107E-4,0,0,5.3305292465370682E-3]
[2004,7,17,19,2.0573163329364926E-3,8.6972319727948754E-4,1.8812379136962931E-3,1.3601362438829603E-3,0,0,6.1684136877952333E-3,null,1.7595684214953113E-3,7.2000162613224691E-4,1.944055759207239E-3,5.1533450364182117E-4,0,0,4.9389603104766184E-3]
[2004,7,17,20,2.4640260114085241E-3,8.2305315881150227E-4,1.7956422468831811E-3,1.3604631150495486E-3,0,0,6.443184532152757E-3,null,2.1074164872006201E-3,6.8136576624750053E-4,1.8556019024038414E-3,5.1545835005143358E-4,0,0,5.159842505903396E-3]
[2004,7,17,23,2.4905045628551177E-3,7.6397989841242705E-4,1.60967203467764E-3,1.4192368786067012E-3,1.5597601540512758E-5,2.6479431570797181E-4,6.5637852918003703E-3,null,2.1300628941855215E-3,6.3246188087188744E-4,1.663421817446474E-3,5.3772681646875326E-4,2.2621693809447895E-6,1.0617716443458336E-4,5.0721127427881636E-3]
[2004,7,18,3,1.7679615952033191E-3,7.6607667411354523E-4,1.4851119614349914E-3,1.4175755347624892E-3,1.5597601540512758E-5,2.6479431570797181E-4,5.7171176827628296E-3,null,1.5120909427166179E-3,6.3419769971535627E-4,1.5347024640932014E-3,5.3709735908227015E-4,2.2621693809447895E-6,1.0617716443458336E-4,4.3265277994229733E-3]
[2004,7,18,7,1.6035657139117489E-3,8.3597838203736466E-4,1.8134117419256195E-3,1.3487827333422285E-3,0,0,5.6017385712169611E-3,null,1.3714874794992441E-3,6.920659312768491E-4,1.873964752165668E-3,5.1103283478665042E-4,0,0,4.4485509977284119E-3]
[2004,7,18,10,1.9588898670624194E-3,8.9257144210929523E-4,2.1953147987862518E-3,1.331143709051916E-3,0,0,6.3779198170098826E-3,null,1.6753868600996426E-3,7.3891657916924495E-4,2.2686202243648221E-3,5.0434968236846053E-4,0,0,5.1872733460021697E-3]
[2004,7,18,14,2.5096498408612791E-3,8.6183863333762114E-4,2.2589199378217966E-3,1.3306309115256058E-3,0,0,6.9610393235463031E-3,null,2.1464373457275978E-3,7.134743782938025E-4,2.3343492509578885E-3,5.0415539134807314E-4,0,0,5.6984163663273621E-3]
[2004,7,18,17,2.1794571486454038E-3,9.8655378059699312E-4,2.0038857620501322E-3,1.3428330852289215E-3,0,0,6.5127297765214497E-3,null,1.8640322411113842E-3,8.1671999610755228E-4,2.0707990351165454E-3,5.0877860549814803E-4,0,0,5.2603298778336298E-3]
[2004,7,18,18,2.3308228414402727E-3,9.0564263929078005E-4,1.9258494183375828E-3,1.34418854807062E-3,0,0,6.5065034471392547E-3,null,1.9934913276289427E-3,7.4973758895213098E-4,1.9901569205188333E-3,5.0929216932226731E-4,0,0,5.2426780064221742E-3]
[2004,7,18,24,2.846904020854025E-3,9.3654556311054289E-4,1.7131044631484259E-3,1.4552916184846776E-3,1.5597601540512758E-5,2.6479431570797181E-4,7.2322375828461558E-3,null,2.4348819546738147E-3,7.7532061981996252E-4,1.7703080367776267E-3,5.5138739757782534E-4,2.2621693809447895E-6,1.0617716443458336E-4,5.6403373426647564E-3]
[2004,7,19,1,2.4972762061275132E-3,9.9709250894509244E-4,1.7143871452108576E-3,1.4574447673900174E-3,1.5597601540512758E-5,2.6479431570797181E-4,{"$f":"SUM(E4803:J4803)","v":6.9465925449219649E-3},null,2.135854502152164E-3,8.2544449784756866E-4,1.7716335498520483E-3,5.5220319226559323E-4,2.2621693809447895E-6,1.0617716443458336E-4,{"$f":"SUM(M4803:R4803)","v":5.3935750759329017E-3}]
[2004,7,19,5,1.6051270732267519E-3,1.0761208487334059E-3,1.6686507924812497E-3,1.4521128722256099E-3,1.5597601540512758E-5,2.6479431570797181E-4,6.0824035039155015E-3,null,1.3728228689584652E-3,8.9086822500133848E-4,1.7243699797943792E-3,5.5018301997742899E-4,2.2621693809447895E-6,1.0617716443458336E-4,4.6466834275471387E-3]
[2004,7,19,8,1.8436340638378838E-3,1.1755225976925669E-3,2.648754568423714E-3,2.9321205558890959E-3,0,0,8.6000317858432596E-3,null,1.576811610148409E-3,9.7315810885732388E-4,2.7372011461076228E-3,1.1109349508791645E-3,0,0,6.3981058159925204E-3]
[2004,7,19,11,2.0917147469688277E-3,1.2797680664931612E-3,2.835903120125086E-3,3.2793262475261857E-3,0,0,9.4867121811132611E-3,null,1.7889884781544766E-3,1.0594578732974651E-3,2.9305989173908364E-3,1.2424857962934507E-3,0,0,7.021531065136229E-3]
[2004,7,19,15,2.1333194225169336E-3,1.3040632538959709E-3,2.75797523284412E-3,3.1737709901733398E-3,0,0,9.3691288994303644E-3,null,1.824571860305784E-3,1.0795706798684844E-3,2.8500688807758757E-3,1.2024925482645463E-3,0,0,6.9567039692146901E-3]
[2004,7,19,18,2.0679242425640262E-3,1.3815637592387016E-3,2.2725180552947565E-3,1.4052953867445313E-3,0,0,7.127301443842016E-3,null,1.7686410869380837E-3,1.1437295870327202E-3,2.3484014335102498E-3,5.3244460167510348E-4,0,0,5.7932167091561577E-3]
[2004,7,19,21,2.6644788602169425E-3,1.2674677855267944E-3,2.0010200741544257E-3,1.4665311722298125E-3,0,0,7.3994978921279753E-3,null,2.2788585241471835E-3,1.0492750676354223E-3,2.0678376568574858E-3,5.5564588997257926E-4,0,0,5.9516171386126719E-3]
[2004,7,19,23,2.9156691673123802E-3,1.1265891063224408E-3,1.7987906053449324E-3,1.5218682913029436E-3,1.5597601540512758E-5,2.6479431570797181E-4,7.6433090875311811E-3,null,2.4936949715495022E-3,9.3264844616346198E-4,1.8588553900967355E-3,5.7661226515651578E-4,2.2621693809447895E-6,1.0617716443458336E-4,5.9702504067817427E-3]
[2004,7,20,2,1.8858246329200655E-3,1.2608985522235005E-3,1.7003341739443641E-3,1.4969811287026547E-3,1.5597601540512758E-5,2.6479431570797181E-4,6.6244304050390689E-3,null,1.6128960915932052E-3,1.0438367181977979E-3,1.7571113251373008E-3,5.6718290567627774E-4,2.2621693809447895E-6,1.0617716443458336E-4,5.0894663744201086E-3]
[2004,7,20,6,1.6214693168824176E-3,1.3061528081676726E-3,1.7966119881308836E-3,1.4900058809345124E-3,1.1698201155384569E-5,1.985957367809789E-4,6.4245339320518503E-3,null,1.3867999591183667E-3,1.0813005204410055E-3,1.8566040250188555E-3,5.6454009260329297E-4,1.6966270357085923E-6,7.963287332593754E-5,4.9705740975431664E-3]
[2004,7,20,9,1.8847474374871366E-3,1.3844036715646318E-3,2.7253554010361132E-3,3.2374238137327866E-3,0,0,9.2319303238206675E-3,null,1.6119747947380661E-3,1.1460806126224006E-3,2.8163598153625978E-3,1.2266096147583868E-3,0,0,6.8010248374814515E-3]
[2004,7,20,13,2.0375138354607981E-3,1.3851062948297703E-3,2.8201793990738308E-3,3.2956367946849617E-3,0,0,9.5384363240493611E-3,null,1.7426318674675508E-3,1.146662280324309E-3,2.9143501536149667E-3,1.2486656093540882E-3,0,0,7.0523099107609151E-3]
[2004,7,20,14,1.980763975769571E-3,1.4297315827962263E-3,2.7792994974691855E-3,2.8942875279532512E-3,0,0,9.084082583988233E-3,null,1.6940952085987395E-3,1.1836053905034697E-3,2.8721052001342098E-3,1.0966006040368762E-3,0,0,6.8464064032732943E-3]
[2004,7,20,20,2.3404387806457232E-3,1.3792047341420113E-3,2.0651040584755598E-3,1.0926600207301349E-3,0,0,6.8774075939934294E-3,null,2.0017155869215229E-3,1.1417766646419907E-3,2.1340615182231463E-3,4.1399191585742316E-4,0,0,5.6915456856440824E-3]
[2004,7,20,21,2.4828163805487129E-3,1.4454807879358386E-3,2.0215502767889091E-3,1.1143744372196583E-3,0,0,7.0642218824931192E-3,null,2.1234873945462705E-3,1.1966433931073803E-3,2.0890533990975727E-3,4.2221917110029072E-4,0,0,5.8314033578515138E-3]
[2004,7,20,24,2.6976193948707425E-3,1.1107657097500397E-3,1.7873286435296134E-3,1.159845465834261E-3,1.5597601540512758E-5,2.6479431570797181E-4,7.0359511312331402E-3,null,2.3072027497359946E-3,9.1954902407296083E-4,1.8470106931997318E-3,4.39447437802671E-4,2.2621693809447895E-6,1.0617716443458336E-4,5.621649238626885E-3]
[2004,7,21,3,1.6538889606093669E-3,1.2994993046986656E-3,1.6794485797283923E-3,1.1356480303492116E-3,1.5597601540512758E-5,2.6479431570797181E-4,6.0488767926341206E-3,null,1.4145276257026525E-3,1.0757924078229374E-3,1.7355283241652184E-3,4.3027940521683691E-4,2.2621693809447895E-6,1.0617716443458336E-4,4.7645670967231728E-3]
[2004,7,21,7,1.6867697633623628E-3,1.4371075202734456E-3,2.3941343176285103E-3,1.4623568155518842E-3,0,0,6.9803684168162029E-3,null,1.4426497094441487E-3,1.1897115711761938E-3,2.4740786769263433E-3,5.5406429104356105E-4,0,0,5.6605042485902467E-3]
[2004,7,21,11,2.2557770447380913E-3,1.398145018572474E-3,2.929268774392796E-3,2.9584471488907052E-3,0,0,9.5416379865940672E-3,null,1.9293066361796519E-3,1.15745640692321E-3,3.0270822152075718E-3,1.1209096881880779E-3,0,0,7.234754946498511E-3]
[2004,7,21,15,2.2512314599966235E-3,1.3777384145650148E-3,2.786419246868994E-3,2.8793654248924234E-3,0,0,9.2947545463230551E-3,null,1.9254189173878115E-3,1.1405627698267561E-3,2.8794626904994846E-3,1.0909468508862429E-3,0,0,7.0363912286002953E-3]
[2004,7,21,18,2.3968854577313364E-3,1.4653323317146427E-3,2.3244875715486028E-3,1.2012290858452943E-3,0,0,7.3879344468398764E-3,null,{"$f":"E4868*V$5","v":2.0499929417007083E-3},{"$f":"F4868*W$5","v":1.2130775227783878E-3},{"$f":"G4868*X$5","v":2.4021063033945671E-3},{"$f":"H4868*Y$5","v":4.5512704885134375E-4},{"$f":"I4868*Z$5","v":0},{"$f":"J4868*AA$5","v":0},6.1203038167250067E-3]
[2004,7,21,21,2.4897322612306987E-3,1.4454807879358386E-3,2.1240390427676018E-3,1.1858151892288767E-3,0,0,7.2450672811630156E-3,null,2.129402364966732E-3,1.1966433931073803E-3,2.1949644453848772E-3,4.4928696275869538E-4,0,0,5.9702971662176849E-3]
[2004,7,21,22,2.7430945520459252E-3,1.3774784168859076E-3,2.0870496049708795E-3,1.2112931144656874E-3,9.0934020103019828E-6,1.5437509135755574E-4,7.5823841817362573E-3,null,2.3460964527834871E-3,1.1403475303662779E-3,2.1567398651470343E-3,4.5894015302899678E-4,1.3188447943677047E-6,6.1901288990477981E-5,6.165344135110642E-3]
[2004,7,22,1,2.3446827596671099E-3,1.1988036292300368E-3,1.8213414828370459E-3,1.1959961574607109E-3,1.5597601540512758E-5,2.6479431570797181E-4,6.8412159464433875E-3,null,2.005345350292361E-3,9.9243134500584507E-4,1.8821592810849743E-3,4.5314437353937369E-4,2.2621693809447895E-6,1.0617716443458336E-4,5.4415196837380815E-3]
[2004,7,22,4,1.5979307936459563E-3,1.2915562037647801E-3,1.6969004561067868E-3,1.2163281161939434E-3,1.5597601540512758E-5,2.6479431570797181E-4,6.0831074869599506E-3,null,1.3666680807521488E-3,1.0692167000496834E-3,1.7535629494166993E-3,4.6084783700413962E-4,2.2621693809447895E-6,1.0617716443458336E-4,4.7587349010381986E-3]
[2004,7,22,9,1.9104168114334487E-3,1.3844036715646318E-3,2.8136135304390655E-3,3.1002490726295515E-3,0,0,9.2086830860666977E-3,null,1.6339291335397304E-3,1.1460806126224006E-3,2.907565039068485E-3,1.1746362352998553E-3,0,0,6.8622110205304714E-3]
[2004,7,22,12,2.3117972093975305E-3,1.3709053520341162E-3,2.8006360117249552E-3,2.5090088852880868E-3,0,0,8.9923474584446897E-3,null,1.9772192061250924E-3,1.1349060089756028E-3,2.8941541781599806E-3,9.5062450864600006E-4,0,0,6.9569039019066756E-3]
[2004,7,22,16,2.4321775203851722E-3,1.4565005475055831E-3,2.5570092416313181E-3,2.1552327913640854E-3,0,0,8.6009201008861585E-3,null,2.0801773124661353E-3,1.2057661172506719E-3,2.6423922813528897E-3,8.1658423982543357E-4,0,0,6.7449199508951303E-3]
[2004,7,22,19,2.1929024501958793E-3,1.4448173232652522E-3,2.2675467572735235E-3,1.0037691421006321E-3,0,0,6.9090356728352875E-3,null,1.8755316530622585E-3,1.1960941429054795E-3,2.3432641350970341E-3,3.8031254217494226E-4,0,0,5.7952024732397141E-3]
[2004,7,22,22,2.7637133668631493E-3,1.3774784168859076E-3,2.0386899839986358E-3,1.11706435433012E-3,9.0934020103019828E-6,1.5437509135755574E-4,7.4604146154456704E-3,null,2.363731181512473E-3,1.1403475303662779E-3,2.1067654313023276E-3,4.2323833892644912E-4,1.3188447943677047E-6,6.1901288990477981E-5,6.0973026158923724E-3]
[2004,7,22,23,2.7195254257329836E-3,1.267135251450704E-3,1.9562850084873101E-3,1.1686139870738293E-3,1.5597601540512758E-5,2.6479431570797181E-4,7.3919515899933111E-3,null,2.3259384004127599E-3,1.0489997788121755E-3,2.0216088085999069E-3,4.4276969434938688E-4,2.2621693809447895E-6,1.0617716443458336E-4,5.9477560159897566E-3]
[2004,7,23,5,1.6552990321292414E-3,1.177042412037903E-3,1.7065615747819428E-3,1.188103275889458E-3,1.5597601540512758E-5,2.6479431570797181E-4,6.00739821208703E-3,null,1.4157336226991765E-3,9.7441628939509033E-4,1.7635466698510377E-3,4.5015388326671298E-4,2.2621693809447895E-6,1.0617716443458336E-4,4.7122897990275452E-3]
[2004,7,23,7,1.7468071371758253E-3,1.3497040625991344E-3,2.3551857215521185E-3,1.4640901312613286E-3,0,0,6.9157870525884063E-3,null,1.4939980924713197E-3,1.1173544903809091E-3,2.4338295186651358E-3,5.5472101745225599E-4,0,0,5.5999031189696204E-3]
[2004,7,23,10,2.5562199554393828E-3,1.2876493419574295E-3,2.8557027112293318E-3,2.4977843238598316E-3,0,0,9.1973563324859765E-3,null,2.1862675369748955E-3,1.0659823987649005E-3,2.951059651695584E-3,9.463716966073226E-4,0,0,7.1496812840427032E-3]
[2004,7,23,13,2.1370794134536078E-3,1.4023211762499842E-3,2.833880594040804E-3,2.8977991294194569E-3,0,0,9.2710803131638535E-3,null,1.8277876814273891E-3,1.160913645189589E-3,2.9285088556003157E-3,1.0979310953069337E-3,0,0,7.0151412775242283E-3]
[2004,7,23,17,2.176731187331942E-3,1.4509720866647635E-3,2.3644331491786356E-3,1.1721345853108276E-3,0,0,7.1642710084861682E-3,null,1.8617007982658696E-3,1.2011893728245721E-3,2.4433857341784942E-3,4.441035943562026E-4,0,0,5.9503794996251386E-3]
[2004,7,23,20,2.2817178746172232E-3,1.339932958568896E-3,2.1350133804564578E-3,1.1282289510930708E-3,0,0,6.8848931647356483E-3,null,1.9514931440841278E-3,1.1092654675597573E-3,2.206305235527463E-3,4.2746843128452867E-4,0,0,5.694532278455876E-3]
[2004,7,23,22,2.5477240286359069E-3,1.22371841542692E-3,1.9306532646499929E-3,1.192976351851203E-3,1.0403600539705055E-5,1.7661781387702538E-4,7.0820934749807529E-3,null,2.1790011947622743E-3,1.0130570873484728E-3,1.9951211757159009E-3,4.5200021608318545E-4,1.5088670223670671E-6,7.082017080298298E-5,5.7115087117351835E-3]
[2004,7,24,1,2.525766078119458E-3,7.9742060557508852E-4,1.6977880787647736E-3,1.1609040329387003E-3,1.5597601540512758E-5,2.6479431570797181E-4,6.4622707126465043E-3,null,2.1602211385740493E-3,6.6014581940709383E-4,1.7544802113577324E-3,4.3984851244191481E-4,2.2621693809447895E-6,1.0617716443458336E-4,5.1231350155963177E-3]
[2004,7,24,4,1.6378193063494926E-3,8.3756481415738274E-4,1.6415127477903894E-3,1.202485586509383E-3,1.5597601540512758E-5,2.6479431570797181E-4,5.5997743720551324E-3,null,1.40078367406656E-3,6.9337926143722012E-4,1.6963257480197651E-3,4.5560311744297636E-4,2.2621693809447895E-6,1.0617716443458336E-4,4.3545311347820484E-3]
[2004,7,24,8,1.7589942621896359E-3,9.7718839648412562E-4,2.2429008051967087E-3,9.2888571784579892E-4,0,0,5.9079691817162695E-3,null,1.5044214192003254E-3,8.0896684911583097E-4,2.317795211295718E-3,3.5194037545788133E-4,0,0,4.9831238550697553E-3]
[2004,7,24,11,1.9956162591567676E-3,1.0203968862037862E-3,2.406155371255918E-3,6.6690625011647765E-4,0,0,6.0890747667329496E-3,null,1.7067979750215914E-3,8.4473706078569031E-4,2.4865011346952193E-3,2.5268042295399407E-4,0,0,5.2907165934564949E-3]
[2004,7,24,14,2.3434491523650789E-3,8.6800914610489694E-4,2.3846474438690697E-3,1.6426005763301569E-3,0,0,7.2387063186692014E-3,null,2.0042902784891438E-3,7.1858264635012831E-4,2.4642750197521822E-3,6.2235585331384721E-4,0,0,5.8095037979053023E-3]
[2004,7,24,19,2.2486481844328199E-3,8.6972319727948754E-4,1.9795566683609182E-3,2.3107213490836812E-3,0,0,7.408649399156907E-3,null,1.9232095099022833E-3,7.2000162613224691E-4,2.045657550162163E-3,8.7549644003683067E-4,0,0,5.5643651262335244E-3]
[2004,7,24,22,2.6872386248669483E-3,8.6375242648605109E-4,1.6931904975632634E-3,2.0800915770363545E-3,1.0403600539705055E-5,1.7661781387702538E-4,7.5112945403693473E-3,null,2.2983243508252105E-3,7.1505871476230259E-4,1.7497291088267094E-3,7.8811440045252067E-4,1.5088670223670671E-6,7.082017080298298E-5,5.6235556126920929E-3]
[2004,7,25,1,2.5217009536512487E-3,6.7920751136580769E-4,1.6070309819567301E-3,2.2618317017421485E-3,1.5597601540512758E-5,2.6479431570797181E-4,7.3501630659644195E-3,null,2.1567443447873106E-3,5.6228293575969444E-4,1.6606925753261262E-3,8.5697291178053899E-4,2.2621693809447895E-6,1.0617716443458336E-4,5.3451321014691983E-3]
[2004,7,25,2,2.117765393846669E-3,6.9362446202137602E-4,1.5837764307250252E-3,2.2607821176018564E-3,1.5597601540512758E-5,2.6479431570797181E-4,6.936340321443411E-3,null,1.8112689096427877E-3,5.7421802953245703E-4,1.6366615136934432E-3,8.5657524064692984E-4,2.2621693809447895E-6,1.0617716443458336E-4,4.9871630273311445E-3]
[2004,7,25,5,1.6863737362357912E-3,7.9614104805131802E-4,1.6113552112714557E-3,2.4970256859328621E-3,1.5597601540512758E-5,2.6479431570797181E-4,6.8712875987399112E-3,null,1.4423109978834543E-3,6.5908653583189852E-4,1.6651611982696794E-3,9.4608426047634896E-4,2.2621693809447895E-6,1.0617716443458336E-4,4.8210823262769082E-3]
[2004,7,25,9,1.9641623620134255E-3,8.756884510677346E-4,2.2522179193669245E-3,3.1233999574145194E-3,0,0,8.2154686898626046E-3,null,1.6798962860298018E-3,7.2493997024134307E-4,2.3274234403091397E-3,1.1834077460754751E-3,0,0,5.9156674426557596E-3]
[2004,7,25,12,2.4048210397481502E-3,8.7831191027525676E-4,2.367205035815207E-3,3.932599934029864E-3,0,0,9.582937919868478E-3,null,2.0567800357899489E-3,7.2711180479906909E-4,2.4462501789892562E-3,1.4900010525706775E-3,0,0,6.7201430721489513E-3]
[2004,7,25,16,2.2924504294136918E-3,9.5081097481485792E-4,2.302497740782174E-3,3.3110837346875333E-3,0,0,8.8568428796982571E-3,null,1.9606724152538067E-3,7.8713026184938184E-4,2.3793821934698033E-3,1.2545182150726776E-3,0,0,6.3817030856456701E-3]
[2004,7,25,20,2.8757729856445009E-3,9.5998149940647239E-4,1.8003281074553869E-3,4.0250653685100441E-3,0,0,9.6611479610164037E-3,null,2.4595728191720693E-3,7.9472209410026565E-4,1.8604442321091472E-3,1.5250347699619841E-3,0,0,6.6397739153434658E-3]
[2004,7,25,23,3.2366512347832815E-3,9.6009368343517225E-4,1.7865991917158355E-3,3.639168989003733E-3,1.5597601540512758E-5,2.6479431570797181E-4,9.9029050161865088E-3,null,2.7682224716456725E-3,7.9481496581317685E-4,1.8462568837058263E-3,1.3788246236737473E-3,2.2621693809447895E-6,1.0617716443458336E-4,6.8965582786539503E-3]
[2004,7,25,24,2.9721694488561547E-3,9.3654556311054289E-4,1.7319997048668183E-3,3.6913063693526133E-3,1.5597601540512758E-5,2.6479431570797181E-4,9.6124130034346139E-3,null,2.5420181728085518E-3,7.7532061981996252E-4,1.7898342238785868E-3,1.3985786675381846E-3,2.2621693809447895E-6,1.0617716443458336E-4,6.6141910178608128E-3]
[2004,7,26,3,1.7136819051117446E-3,1.0909425420498554E-3,1.5821343069046742E-3,3.5090204612620445E-3,1.5597601540512758E-5,2.6479431570797181E-4,8.1761711325768031E-3,null,1.4656669547840656E-3,9.0313838558031144E-4,1.6349645564680743E-3,1.3295133673601862E-3,2.2621693809447895E-6,1.0617716443458336E-4,5.4417225980081651E-3]
[2004,7,26,6,1.5715630157554551E-3,1.119340796597388E-3,1.8100424718038328E-3,4.184668263015682E-3,1.4303000924833245E-5,2.4281639280401834E-4,8.942733940901209E-3,null,1.3441164154693941E-3,9.2664792231280161E-4,1.8704829761835356E-3,1.5855058284973071E-3,2.0744093676032647E-6,9.7364461911628817E-5,5.8261920137422703E-3]
[2004,7,26,9,2.2577098381887507E-3,1.1445890720692142E-3,2.7685799708782157E-3,5.519341442815579E-3,0,0,1.1690220323951759E-2,null,1.9309597034627951E-3,9.4754974424144907E-4,2.8610277296806166E-3,2.0911927725292289E-3,0,0,7.8307299499140899E-3]
[2004,7,26,14,2.0958913669477945E-3,1.2429866566078206E-3,2.8805665137302972E-3,5.6328015705307448E-3,0,0,1.1852246107816657E-2,null,1.7925606311121538E-3,1.0290083291071752E-3,2.9767537003301983E-3,2.1341810531975767E-3,0,0,7.9325037137471036E-3]
[2004,7,26,17,2.3967199560827809E-3,1.4260507557587161E-3,2.4385126050594152E-3,4.4622475146023129E-3,0,0,1.0723530831503226E-2,null,2.0498513925039019E-3,1.1805582124348513E-3,2.5199388334943618E-3,1.6906762968831005E-3,0,0,7.4410247353162151E-3]
[2004,7,26,21,2.6999743829216444E-3,1.2674677855267944E-3,2.0567802650977044E-3,4.577408002082858E-3,0,0,1.0601630435629002E-2,null,2.3092169089301965E-3,1.0492750676354223E-3,2.1254597787318998E-3,1.7343088174646517E-3,0,0,7.2182605727621708E-3]
[2004,7,26,24,2.7725264768469959E-3,1.0378334520392818E-3,1.8171190464765377E-3,5.1802417081982651E-3,1.5597601540512758E-5,2.6479431570797181E-4,1.1088112600809566E-2,null,2.3712688021372053E-3,8.591719474197241E-4,1.8777958501415678E-3,1.9627131483665751E-3,2.2621693809447895E-6,1.0617716443458336E-4,7.1793890818805991E-3]
[2004,7,27,1,2.2832991659588377E-3,1.1988036292300368E-3,1.7318121575150699E-3,5.0967367329712151E-3,1.5597601540512758E-5,2.6479431570797181E-4,{"$f":"SUM(E4995:J4995)","v":1.0591043602923645E-2},null,1.9528455808802316E-3,9.9243134500584507E-4,1.789640413990621E-3,1.9310744098550547E-3,2.2621693809447895E-6,1.0617716443458336E-4,{"$f":"SUM(M4995:R4995)","v":6.7744310835472802E-3}]
[2004,7,27,6,1.5921752893910093E-3,1.3061528081676726E-3,1.7813522573575677E-3,5.3836663406963726E-3,1.4303000924833245E-5,2.4281639280401834E-4,1.0320466089341474E-2,null,1.3617455496981463E-3,1.0813005204410055E-3,1.8408347449730752E-3,2.0397875829964878E-3,2.0744093676032647E-6,9.7364461911628817E-5,6.4231072693879477E-3]
[2004,7,27,8,1.7425763296446681E-3,1.3755955713392024E-3,2.6459823451975518E-3,7.5502497196141428E-3,0,0,1.3314403965795564E-2,null,1.4903795943288279E-3,1.1387888139153149E-3,2.7343363534679506E-3,2.8606723842026856E-3,0,0,8.2241771459147794E-3]
[2004,7,27,12,2.222032238318794E-3,1.3709053520341162E-3,2.7686345435242506E-3,6.6082501299792084E-3,0,0,1.296982226385637E-2,null,1.9004455928805315E-3,1.1349060089756028E-3,2.8610841246033678E-3,2.5037633663461695E-3,0,0,8.4001990928056717E-3]
[2004,7,27,15,2.1654653947623345E-3,1.3777384145650148E-3,2.7373066335412101E-3,7.2910922136778748E-3,0,0,1.3571602656546434E-2,null,1.8520654628868401E-3,1.1405627698267561E-3,2.828710120558982E-3,2.7624816292049011E-3,0,0,8.5838199824774791E-3]
[2004,7,27,19,2.0858608605094147E-3,1.4448173232652522E-3,2.2123404649968771E-3,5.1438121949149056E-3,0,0,1.0886830843686451E-2,null,1.7839818033946939E-3,1.1960941429054795E-3,2.2862144075407676E-3,1.9489105714334007E-3,0,0,7.2152009252743413E-3]
[2004,7,27,22,2.7336241564091491E-3,1.3774784168859076E-3,1.9854599720371844E-3,5.4808129660502093E-3,1.1698201155384569E-5,1.985957367809789E-4,1.1787669449318815E-2,null,2.3379966730681561E-3,1.1403475303662779E-3,2.0517579755398581E-3,2.0765949309238365E-3,1.6966270357085923E-6,7.963287332593754E-5,7.6880266102597747E-3]
[2004,7,27,23,2.7034163789056219E-3,1.267135251450704E-3,1.8892290380460911E-3,5.6296351168089462E-3,1.5597601540512758E-5,2.6479431570797181E-4,1.1769807702459849E-2,null,2.312160757352221E-3,1.0489997788121755E-3,1.9523137212659786E-3,2.1329813330486823E-3,2.2621693809447895E-6,1.0617716443458336E-4,7.5548949242945848E-3]
[2004,7,28,3,1.6556399936349152E-3,1.2994993046986656E-3,1.7334947273803204E-3,5.2701102106083655E-3,1.5597601540512758E-5,2.6479431570797181E-4,1.0239136153570751E-2,null,1.4160252380860396E-3,1.0757924078229374E-3,1.7913791678255263E-3,1.9967629285197229E-3,2.2621693809447895E-6,1.0617716443458336E-4,6.3883990760697533E-3]
[2004,7,28,6,1.606527518153759E-3,1.3061528081676726E-3,1.8372477314295031E-3,5.2192113718986027E-3,1.4303000924833245E-5,2.4281639280401834E-4,1.0226258823378388E-2,null,1.3740206325839003E-3,1.0813005204410055E-3,1.8985966673179526E-3,1.9774781488512104E-3,2.0744093676032647E-6,9.7364461911628817E-5,6.4308348404733011E-3]
[2004,7,28,9,1.9013766792812094E-3,1.3844036715646318E-3,2.8285858283080669E-3,7.9333632337873286E-3,0,0,1.4047729412941237E-2,null,1.626197346839471E-3,1.1460806126224006E-3,2.9230372883193032E-3,3.0058281460264265E-3,0,0,8.7011433938076026E-3]
[2004,7,28,13,2.0729317593400388E-3,1.3851062948297703E-3,2.9214949282557082E-3,7.5870121249223613E-3,0,0,1.3966545107347879E-2,null,1.7729238840209238E-3,1.146662280324309E-3,3.0190487866635432E-3,2.8746010887551838E-3,0,0,8.8132360397639598E-3]
[2004,7,28,16,2.4146700358309812E-3,1.4565005475055831E-3,2.5865581615383639E-3,6.4557154774865242E-3,0,0,1.2913444222361452E-2,null,2.0652036224855569E-3,1.2057661172506719E-3,2.6729278917110594E-3,2.4459703549592465E-3,0,0,8.3898679864065351E-3]
[2004,7,28,20,2.4452486507696362E-3,1.3792047341420113E-3,2.2331769271448005E-3,4.7778308593307639E-3,0,0,1.0835461171387211E-2,null,2.0913567056831824E-3,1.1417766646419907E-3,2.3077466358385613E-3,1.8102459260615554E-3,0,0,7.35112593222529E-3]
[2004,7,28,24,2.7210807300362028E-3,1.1107657097500397E-3,1.946939733240658E-3,6.0486954671382879E-3,1.5597601540512758E-5,2.6479431570797181E-4,1.2107873557413674E-2,null,2.3272686111800336E-3,9.1954902407296083E-4,2.0119514781621346E-3,2.2917567929367447E-3,2.2621693809447895E-6,1.0617716443458336E-4,7.6589652401674009E-3]
[2004,7,29,3,1.6672239688804329E-3,1.2994993046986656E-3,1.730303332244672E-3,5.8047838766770443E-3,1.5597601540512758E-5,2.6479431570797181E-4,1.0782202399749299E-2,null,1.4259327067193651E-3,1.0757924078229374E-3,1.7880812063884356E-3,2.1993424785854182E-3,2.2621693809447895E-6,1.0617716443458336E-4,6.597588133331684E-3]
[2004,7,29,4,1.6012110048168997E-3,1.2915562037647801E-3,1.690519341823307E-3,6.0252296815689393E-3,1.5597601540512758E-5,2.6479431570797181E-4,1.0888908149222411E-2,null,1.3694735588887998E-3,1.0692167000496834E-3,1.7469687584945185E-3,2.2828659711434641E-3,2.2621693809447895E-6,1.0617716443458336E-4,6.5769643223919927E-3]
[2004,7,29,7,1.6983773750760196E-3,1.4371075202734456E-3,2.4362441381983041E-3,6.538869670696972E-3,0,0,1.2110598704244743E-2,null,1.4525773937255333E-3,1.1897115711761938E-3,2.5175946185315404E-3,2.4774761876113537E-3,0,0,7.6373597710446212E-3]
[2004,7,29,10,1.9437101251895104E-3,1.4426867063568991E-3,2.9029865453209236E-3,7.9739731959412238E-3,0,0,1.4263356572808557E-2,null,1.6624040270669137E-3,1.1943303085689024E-3,2.9999223762419694E-3,3.021214630125803E-3,0,0,8.8778713420035894E-3]
[2004,7,29,14,2.1076827504418875E-3,1.4297315827962263E-3,2.8964248416262287E-3,7.7586853394406513E-3,0,0,1.4192524514304992E-2,null,1.8026454905524776E-3,1.1836053905034697E-3,2.9931415657102386E-3,2.9396454041245136E-3,0,0,8.9190378508906994E-3]
[2004,7,29,17,2.3648350969065995E-3,1.5474898780153713E-3,2.4485282719531325E-3,6.4021208664877755E-3,0,0,{"$f":"SUM(E5059:J5059)","v":1.2762974113362878E-2},null,2.0225811130470937E-3,1.2810917681389733E-3,2.5302889411363961E-3,2.4256641890283478E-3,0,0,{"$f":"SUM(M5059:R5059)","v":8.2596260113508117E-3}]
[2004,7,29,22,2.771445414712902E-3,1.3774784168859076E-3,2.0858966785780378E-3,5.7836932800168434E-3,1.1698201155384569E-5,1.985957367809789E-4,1.2228807728130054E-2,null,2.3703441981944998E-3,1.1403475303662779E-3,2.1555484405124214E-3,2.1913515789896794E-3,1.6966270357085923E-6,7.963287332593754E-5,7.9389212484245256E-3]
[2004,7,30,1,2.2851213677980791E-3,1.1015665671648361E-3,1.8774869497271902E-3,5.6951082018510879E-3,1.5597601540512758E-5,2.6479431570797181E-4,1.123967500378968E-2,null,1.9544040620737111E-3,9.119335003740564E-4,1.9401795439483271E-3,2.1577880683546742E-3,2.2621693809447895E-6,1.0617716443458336E-4,7.0727445085662964E-3]
[2004,7,30,4,1.622821049316298E-3,1.2138277733836729E-3,1.6322858728683824E-3,5.9531742100510324E-3,1.5597601540512758E-5,2.6479431570797181E-4,1.0702500822867871E-2,null,1.3879560602326627E-3,1.0048691048076997E-3,1.6867907715018996E-3,2.2555652718081161E-3,2.2621693809447895E-6,1.0617716443458336E-4,6.4436205421659056E-3]
[2004,7,30,5,1.6402597493462611E-3,1.177042412037903E-3,1.6922438906930436E-3,5.9574235306144689E-3,1.5597601540512758E-5,2.6479431570797181E-4,1.0747361499940161E-2,null,1.4028709206230698E-3,9.7441628939509033E-4,1.7487508930867661E-3,2.2571752733893712E-3,2.2621693809447895E-6,1.0617716443458336E-4,6.4916527103098245E-3]
[2004,7,30,8,2.054758762665791E-3,1.2525379506940499E-3,2.7006321250599807E-3,7.515640380371392E-3,0,0,1.3523569218791213E-2,null,1.7573809990692917E-3,1.0369153819433693E-3,2.7908109856808515E-3,2.8475594429512143E-3,0,0,8.4326668096447281E-3]
[2004,7,30,14,2.014693618126521E-3,1.4090656888674504E-3,2.833762081315425E-3,7.1971721977030735E-3,0,0,1.345469358601247E-2,null,1.7231143372024114E-3,1.1664970998648638E-3,2.9283863855264166E-3,2.7268967934709221E-3,0,0,8.5448946160646133E-3]
[2004,7,30,16,1.9868689732424473E-3,1.512580121314023E-3,2.5080173298457319E-3,6.060510715266516E-3,0,0,1.2067977139668718E-2,null,1.6993166519881713E-3,1.2521916747857374E-3,2.5917644433915516E-3,2.2962334069943063E-3,0,0,7.8395061771597656E-3]
[2004,7,30,19,2.1593683046947712E-3,1.3548387440363231E-3,2.2247769293677598E-3,5.8314583609237148E-3,0,0,1.1570442339022569E-2,null,1.8468507824927055E-3,1.1216052439494137E-3,2.2990661473490976E-3,2.2094490264852936E-3,0,0,7.4769712002765104E-3]
[2004,7,30,23,2.5576838142224475E-3,9.743652485434748E-4,1.8630970185287284E-3,5.8392072711512134E-3,1.5597601540512758E-5,2.6479431570797181E-4,1.1514745269694348E-2,null,2.1875195367996054E-3,8.0662970194712402E-4,1.9253091076163269E-3,2.2123849682512838E-3,2.2621693809447895E-6,1.0617716443458336E-4,7.2402826484298678E-3]
[2004,7,31,2,2.1445955552889307E-3,8.2281703219730731E-4,1.7220176738859555E-3,5.4778470145045392E-3,1.5597601540512758E-5,2.6479431570797181E-4,1.0447669193125219E-2,null,1.8342160393873131E-3,6.8117028848316676E-4,1.779518875311747E-3,2.075471177936231E-3,2.2621693809447895E-6,1.0617716443458336E-4,6.4788157149339859E-3]
[2004,7,31,5,1.5718793965336676E-3,8.3246458345261965E-4,1.6475549998607054E-3,5.7181571186315262E-3,1.5597601540512758E-5,2.6479431570797181E-4,1.0050448015727005E-2,null,1.3443870076080937E-3,6.8915702795814809E-4,1.70256976152298E-3,2.1665209450366595E-3,2.2621693809447895E-6,1.0617716443458336E-4,6.0110740759414093E-3]
[2004,7,31,6,1.5492551151776569E-3,8.2388402631169695E-4,1.7278126968064363E-3,5.4499761760465814E-3,1.5597601540512758E-5,2.6479431570797181E-4,9.8313199315908564E-3,null,1.3250370562196067E-3,6.8205360112773815E-4,1.7855074042486126E-3,2.0649113500017815E-3,2.2621693809447895E-6,1.0617716443458336E-4,5.9659487454132663E-3]
[2004,7,31,11,1.9593232214401555E-3,1.0203968862037862E-3,2.3353220877149546E-3,4.8155227882855332E-3,0,0,1.013056498364443E-2,null,1.6757574966741809E-3,8.4473706078569031E-4,2.4133026031278823E-3,1.8245268126907924E-3,0,0,6.7583239732785455E-3]
[2004,7,31,14,2.3006567429069971E-3,8.6800914610489694E-4,2.3104430946148374E-3,4.6134297054780029E-3,0,0,1.0092538689104733E-2,null,1.9676910588374607E-3,7.1858264635012831E-4,2.38759285665327E-3,1.7479568815633444E-3,0,0,6.8218234434042034E-3]
[2004,7,31,17,2.2353623503674055E-3,9.2938808949286186E-4,2.1133874876588161E-3,4.3041920140486139E-3,0,0,9.5823299415676959E-3,null,1.9118464862872603E-3,7.6939529477419049E-4,2.1839572161009096E-3,1.630791521889406E-3,0,0,6.4959905190517669E-3]
[2004,7,31,20,2.5565501971940401E-3,8.2305315881150227E-4,1.8384111848978788E-3,4.1628638926248795E-3,0,0,9.3808784335283005E-3,null,2.1865499840413244E-3,6.8136576624750053E-4,1.8997989705456827E-3,1.5772444911179809E-3,0,0,6.3449592119524884E-3]
[2004,7,31,24,2.7169978552008447E-3,6.9410838200167826E-4,1.5953578186802156E-3,4.0250564016536504E-3,1.5597601540512758E-5,2.6479431570797181E-4,9.3119123747848736E-3,null,2.3237766359722346E-3,5.7461864339882894E-4,1.6486296245793565E-3,1.5250313725593272E-3,2.2621693809447895E-6,1.0617716443458336E-4,6.1804956103252741E-3]
[2004,8,1,3,1.7673713299626479E-3,1.036471135203433E-3,1.5148983986465647E-3,3.6958093451611601E-3,1.5494307790317184E-5,2.6413648564822193E-4,8.2941810024123441E-3,null,1.5115861044177313E-3,8.5804415142648558E-4,1.5654835228768021E-3,1.4002847751532451E-3,2.2471883623357128E-6,1.0591338788697384E-4,5.4435591301235731E-3]
[2004,8,1,4,1.6544704931209392E-3,1.0128052147558135E-3,1.5171382534222293E-3,3.5944579866323454E-3,1.5494307790317184E-5,2.6413648564822193E-4,8.0585027413698652E-3,null,1.4150249951285661E-3,8.3845228442845404E-4,1.5677981703462775E-3,1.3618843191138094E-3,2.2471883623357128E-6,1.0591338788697384E-4,5.2913203452664157E-3]
[2004,8,1,8,1.7481919332162799E-3,1.2935399218616144E-3,2.0272312779555986E-3,3.6196209733869965E-3,0,0,8.6885841064204897E-3,null,1.4951824720166461E-3,1.0708589239894106E-3,2.0949240988935736E-3,1.3714181840833468E-3,0,0,6.0323836789829772E-3]
[2004,8,1,11,2.3690186018007625E-3,1.4795441269348413E-3,2.2675318903857822E-3,3.5795569847729761E-3,0,0,9.6956516038943612E-3,null,2.0261591544912276E-3,1.2248427783226909E-3,2.3432487717777407E-3,1.3562385608807653E-3,0,0,6.9504892654724251E-3]
[2004,8,1,15,2.313639698481894E-3,1.4846975389543882E-3,2.2507102726605031E-3,3.4722399160138293E-3,0,0,9.5212874261106153E-3,null,1.9787950384644822E-3,1.2291090380313081E-3,2.3258654506252566E-3,1.3155777898660867E-3,0,0,6.849347316987134E-3]
[2004,8,1,18,2.2974474889260752E-3,1.4995114178844376E-3,1.9953408702352926E-3,3.6013427384285939E-3,0,0,9.3936425154743999E-3,null,1.9649462685147551E-3,1.2413727294590237E-3,2.0619688143223014E-3,1.3644928446681964E-3,0,0,6.6327806569642768E-3]
[2004,8,1,21,2.7745953493896573E-3,1.3317921501030698E-3,1.8236663244052711E-3,3.3567445218378174E-3,0,0,9.2867983457358156E-3,null,2.3730382542802163E-3,1.1025260873158353E-3,1.8845617532056178E-3,1.2718183783378006E-3,0,0,6.6319444731394693E-3]
[2004,8,2,1,2.4713407692853423E-3,9.2938591965020312E-4,1.6788643636058826E-3,3.3775156060787482E-3,1.5494307790317184E-5,2.6413648564822193E-4,8.7367374520587147E-3,null,2.1136726067700214E-3,7.6939349846675891E-4,1.7349246000379732E-3,1.2796882196390252E-3,2.2471883623357128E-6,1.0591338788697384E-4,6.0058395011630874E-3]
[2004,8,2,5,1.5955181213134293E-3,9.7950825049186816E-4,1.7169880210865865E-3,3.408360391618126E-3,1.5494307790317184E-5,2.6413648564822193E-4,7.9800055779485485E-3,null,1.3646045857126329E-3,8.1088734366304869E-4,1.7743212735516305E-3,1.2913748299454274E-3,2.2471883623357128E-6,1.0591338788697384E-4,5.3493486091220482E-3]
[2004,8,2,6,1.5430336813263719E-3,1.0247617130094181E-3,1.8477232878552532E-3,3.382027571497579E-3,1.5494307790317184E-5,2.6413648564822193E-4,8.0771770471271612E-3,null,1.3197160278653926E-3,8.4835048906686187E-4,1.9094220210130451E-3,1.2813977332778385E-3,2.2471883623357128E-6,1.0591338788697384E-4,5.4670468474724478E-3]
[2004,8,2,9,2.2159375686860118E-3,1.2999143429301594E-3,2.7288414174054822E-3,2.966868231062091E-3,0,0,9.2115615600837433E-3,null,1.8952329826204539E-3,1.0761359978323994E-3,2.8199622359550295E-3,1.1241003054666301E-3,0,0,6.9154315218745138E-3]
[2004,8,2,12,2.4816649819557686E-3,1.353315149589112E-3,2.6783047587823077E-3,3.4159366796910583E-3,0,0,9.9292215700182464E-3,null,2.1225026336846257E-3,1.1203439340487587E-3,2.7677380693399535E-3,1.2942453678573985E-3,0,0,7.3048300049307364E-3]
[2004,8,2,16,2.1672675213199885E-3,1.5518055119952019E-3,2.5694980056245216E-3,3.3913535117074426E-3,0,0,9.6799245506471558E-3,null,1.853606774221233E-3,1.2846644720670613E-3,2.6552980671599937E-3,1.2849311872172198E-3,0,0,7.0785005006655079E-3]
[2004,8,2,18,1.9861760869876047E-3,1.4995114178844376E-3,2.2718600249302364E-3,3.4078717677289818E-3,0,0,9.1654192975312611E-3,null,1.6987240446413134E-3,1.2413727294590237E-3,2.3477214303535172E-3,1.2911896979408122E-3,0,0,6.5790079023946672E-3]
[2004,8,2,23,2.8591553852114556E-3,1.0833398757721072E-3,1.8517371168984061E-3,4.9930834330273914E-3,1.5494307790317184E-5,2.6413648564822193E-4,1.1066946604347897E-2,null,2.4453602236198442E-3,8.9684450713709853E-4,1.913569878873555E-3,1.8918017839562747E-3,2.2471883623357128E-6,1.0591338788697384E-4,7.2557369698360808E-3]
[2004,8,3,3,1.6172690768131073E-3,1.1350380559227639E-3,1.6622607371119726E-3,6.2251529488124473E-3,1.5494307790317184E-5,2.6413648564822193E-4,1.0919351612098829E-2,null,1.3832076045201271E-3,9.3964292149810945E-4,1.7177665492278072E-3,2.3586137928449566E-3,2.2471883623357128E-6,1.0591338788697384E-4,6.5073914443403097E-3]
[2004,8,3,6,1.5900737940383173E-3,1.1669145759782976E-3,1.8086419531134366E-3,7.0504612878483077E-3,1.5494307790317184E-5,2.6413648564822193E-4,1.1895722404416898E-2,null,1.3599481961257677E-3,9.6603194543953483E-4,1.8690356917087122E-3,2.6713103077428413E-3,2.2471883623357128E-6,1.0591338788697384E-4,6.9744867172661651E-3]
[2004,8,3,7,1.6699644278016196E-3,1.3363542702399677E-3,2.3850554674241958E-3,6.5756414263419818E-3,1.2860278553278263E-6,2.1923333571848342E-5,1.199022495323494E-2,null,1.4282765489865589E-3,1.1063028451710377E-3,2.464696667932064E-3,2.4914084348612768E-3,1.8651667885016803E-7,8.7908133049937837E-6,7.4996618269347805E-3]
[2004,8,3,10,1.8714642570224083E-3,1.4453516178649845E-3,2.8489170787985227E-3,6.9976474957952756E-3,0,0,1.3163380449481191E-2,null,1.600614040677752E-3,1.1965364594745261E-3,2.9440474350530548E-3,2.6512999819865092E-3,0,0,8.3924979171918421E-3]
[2004,8,3,13,1.990950097516818E-3,1.3854219928701762E-3,2.9045364757524722E-3,7.7257641013701028E-3,0,0,1.400667266750957E-2,null,1.7028071299873087E-3,1.1469236314106891E-3,3.0015240615789943E-3,2.9271720581956332E-3,0,0,8.7784268811726251E-3]
[2004,8,3,19,2.0768134561143024E-3,1.3179242269566918E-3,2.2452118414479508E-3,6.5714210393885602E-3,0,0,1.2211370563907505E-2,null,1.7762437969368269E-3,1.0910455067728508E-3,2.3201834171155426E-3,2.4898093957755976E-3,0,0,7.6772821166008181E-3]
[2004,8,3,21,2.4414349589746841E-3,1.3174580547027229E-3,1.9846635202487818E-3,6.8005375487555546E-3,0,0,1.2544094082681742E-2,null,2.0880949556332348E-3,1.0906595853877881E-3,2.050934928824234E-3,2.5766180836271262E-3,0,0,7.8063075534723836E-3]
[2004,8,4,1,2.2825868994692912E-3,1.0394717002390572E-3,1.7492019948577909E-3,6.6288521772363317E-3,1.5494307790317184E-5,2.6413648564822193E-4,{"$f":"SUM(E5187:J5187)","v":1.197974356524101E-2},null,1.9522363981295621E-3,8.6052817359781868E-4,1.8076109286138189E-3,2.5115691621589078E-3,2.2471883623357128E-6,1.0591338788697384E-4,{"$f":"SUM(M5187:R5187)","v":7.2401052387494171E-3}]
[2004,8,4,4,1.5579928038832653E-3,1.1754073434902556E-3,1.6508861274804384E-3,5.6569131748267698E-3,1.5494307790317184E-5,2.6413648564822193E-4,1.0320830243119267E-2,null,1.3325101710134314E-3,9.7306269549667958E-4,1.7060121213577722E-3,2.1433165656786109E-3,2.2471883623357128E-6,1.0591338788697384E-4,6.2630621297958032E-3]
[2004,8,4,7,1.6710432150147563E-3,1.3363542702399677E-3,2.4120803460595474E-3,5.9816686530962488E-3,1.2860278553278263E-6,2.1923333571848342E-5,1.1424355845837696E-2,null,1.429199207249345E-3,1.1063028451710377E-3,2.4926239548373683E-3,2.2663613738378185E-3,1.8651667885016803E-7,8.7908133049937837E-6,7.3034647110794123E-3]
[2004,8,4,8,1.7397014056358755E-3,1.3524175991821885E-3,2.730265684512912E-3,7.7646056050490802E-3,0,0,1.3586990294380055E-2,null,1.4879207476171754E-3,1.119600895626256E-3,2.8214340618483362E-3,2.9418885008381467E-3,0,0,8.3708442059299143E-3]
[2004,8,4,12,2.2189497564998701E-3,1.3791093996373225E-3,2.830328228898467E-3,6.6151154775987552E-3,0,0,1.3043502862634414E-2,null,1.8978092274458244E-3,1.1416977418322771E-3,2.9248378707325919E-3,2.5063645399592978E-3,0,0,8.4707093799699911E-3]
[2004,8,4,15,2.1616802806480057E-3,1.3964553008848622E-3,2.779597707070446E-3,7.8072584099842272E-3,0,0,1.4144991698587541E-2,null,1.8488281545737222E-3,1.1560575716540228E-3,2.8724133674789998E-3,2.9580489863476243E-3,0,0,8.8353480800543692E-3]
[2004,8,4,19,2.0792051301283024E-3,1.3179242269566918E-3,2.1793262952040223E-3,7.0830534821719289E-3,0,0,1.2659509134460945E-2,null,1.7782893326680961E-3,1.0910455067728508E-3,2.2520978365031682E-3,2.6836589841051531E-3,0,0,7.8050916600492688E-3]
[2004,8,4,22,2.7264924763917269E-3,1.2158290309873079E-3,1.9085066583804321E-3,7.1233181666900515E-3,1.4208280552452359E-5,2.4221316260246545E-4,1.3230567775604437E-2,null,2.331897135165322E-3,1.0065258488538903E-3,1.9722350552779807E-3,2.6989146478695446E-3,2.0606717730381525E-6,9.712257880272997E-5,8.1087559377425057E-3]
[2004,8,5,2,1.8775313310400565E-3,1.0549544697850217E-3,1.7553236943348692E-3,6.9924027406385219E-3,1.5494307790317184E-5,2.6413648564822193E-4,1.1959843029237008E-2,null,1.6058030491357224E-3,8.7334560710424381E-4,1.8139370424125605E-3,2.649312825694201E-3,2.2471883623357128E-6,1.0591338788697384E-4,7.0505591005960372E-3]
[2004,8,5,5,1.5339977932730688E-3,1.1365031457308229E-3,1.7132422926963901E-3,5.7626172141769074E-3,1.5494307790317184E-5,2.6413648564822193E-4,1.0425991239315728E-2,null,1.311987871031064E-3,9.4085579824732327E-4,1.770450468696821E-3,2.1833661848961149E-3,2.2471883623357128E-6,1.0591338788697384E-4,6.3148208991206317E-3]
[2004,8,5,9,1.8744464647454564E-3,1.3611652003750056E-3,2.812268509564357E-3,8.0758144438346936E-3,0,0,1.4123694618519513E-2,null,1.6031646443218327E-3,1.1268426101203454E-3,2.9061751055791088E-3,3.0598006976388756E-3,0,0,8.6959830576601622E-3]
[2004,8,5,10,1.8938958274283132E-3,1.4453516178649845E-3,2.8631805966434173E-3,7.5979504733475678E-3,0,0,1.3800378515284283E-2,null,1.619799171471149E-3,1.1965364594745261E-3,2.958787236867085E-3,2.8787454591311049E-3,0,0,8.6538683269438647E-3]
[2004,8,5,13,2.0243639902173191E-3,1.3854219928701762E-3,2.9400534583796881E-3,8.2971247620116078E-3,0,0,1.4646964203478791E-2,null,1.7313851515067876E-3,1.1469236314106891E-3,3.0382270187772347E-3,3.1436517408571073E-3,0,0,9.0601875425518185E-3]
[2004,8,5,16,2.2852890145176785E-3,1.465937800295185E-3,2.5941305269576013E-3,7.4215221082458991E-3,0,0,1.3766879450016364E-2,null,1.9545474458932295E-3,1.2135787608319733E-3,2.6807531117413988E-3,2.8118994910401097E-3,0,0,8.6607788095067108E-3]
[2004,8,5,20,2.3247712069594069E-3,1.231493890514799E-3,2.2673872628606526E-3,7.3671949614114406E-3,0,0,1.3190847321746298E-2,null,1.9883155241997418E-3,1.0194940258189374E-3,2.3430993148849566E-3,2.791315778655322E-3,0,0,8.1422246435589579E-3]
[2004,8,5,23,2.6778278321527428E-3,1.1540546122877574E-3,1.8834651769802405E-3,7.3479511084954992E-3,1.5494307790317184E-5,2.6413648564822193E-4,1.3342929523354778E-2,null,2.2902755479182121E-3,9.5538580561234214E-4,1.946357394732924E-3,2.784024581589445E-3,2.2471883623357128E-6,1.0591338788697384E-4,8.0842039061022331E-3]
[2004,8,6,3,1.8181333099614749E-3,1.0703885890207029E-3,1.7519336794001514E-3,6.3529503327028752E-3,1.5494307790317184E-5,2.6413648564822193E-4,1.1273036704523743E-2,null,1.5550014876471172E-3,8.8612276537985361E-4,1.810433828911676E-3,2.407034237260056E-3,2.2471883623357128E-6,1.0591338788697384E-4,6.7667528954480118E-3]
[2004,8,6,6,1.6533280082381525E-3,1.1562684595219333E-3,1.8930343958620071E-3,5.6039975252722115E-3,1.5494307790317184E-5,2.6413648564822193E-4,1.0586259182332842E-2,null,1.4140478579282223E-3,9.5721854229638252E-4,1.9562461466779988E-3,2.1232676476965169E-3,2.2471883623357128E-6,1.0591338788697384E-4,6.5589407708484294E-3]
[2004,8,6,10,2.557507364124498E-3,1.284078386277287E-3,3.0118921112473238E-3,7.7334443391921448E-3,0,0,1.4586922200841252E-2,null,2.1873686236826718E-3,1.0630261778608345E-3,3.1124644907228292E-3,2.9300819810534886E-3,0,0,9.2929412733198241E-3]
[2004,8,6,11,2.2795097006682269E-3,1.3341936810237749E-3,3.0336486618865281E-3,7.8755224586953086E-3,0,0,1.4522874502273839E-2,null,1.9496045511207516E-3,1.1045141982153988E-3,3.1349475308862741E-3,2.9839131744518075E-3,0,0,9.1729794546742318E-3]
[2004,8,6,14,2.0513004925183007E-3,1.3913741858777697E-3,2.9705342676866623E-3,7.5857331600408268E-3,0,0,1.399894210612356E-2,null,1.7544232317842584E-3,1.1518511631333403E-3,3.069725635962816E-3,2.8741165088203686E-3,0,0,8.8501165397007839E-3]
[2004,8,6,18,2.2140998133519307E-3,1.3806981452025751E-3,2.4393246608251456E-3,6.5535812551858075E-3,0,0,1.2587703874565459E-2,null,{"$f":"E5252*V$5","v":1.8936611989328826E-3},{"$f":"F5252*W$5","v":1.1430129871816831E-3},{"$f":"G5252*X$5","v":2.5207780052315847E-3},{"$f":"H5252*Y$5","v":2.4830501785438317E-3},{"$f":"I5252*Z$5","v":0},{"$f":"J5252*AA$5","v":0},8.0405023698899812E-3]
[2004,8,6,21,2.2752517729170054E-3,1.2915638344989551E-3,2.0965853491470166E-3,6.7629662012103397E-3,0,0,1.2426367157773316E-2,null,1.9459628577690228E-3,1.0692230171641766E-3,2.1665940246071332E-3,2.5623828834216728E-3,0,0,7.7441627829620049E-3]
[2004,8,6,23,2.5983250877409645E-3,9.422429550706901E-4,1.9171521730892761E-3,6.0142215753591051E-3,1.5494307790317184E-5,2.6413648564822193E-4,1.1751572584698574E-2,null,2.2222789465936575E-3,7.8003721412128768E-4,1.9811692589417882E-3,2.2786951706260934E-3,2.2471883623357128E-6,1.0591338788697384E-4,7.3703411665321369E-3]
[2004,8,7,5,1.5972126469889589E-3,7.7468737131495267E-4,1.7558379067755402E-3,5.3758276493427806E-3,1.5494307790317184E-5,2.6413648564822193E-4,9.7831963678607706E-3,null,1.3660538688492806E-3,6.4132607803910177E-4,1.8144684253118019E-3,2.0368176245558738E-3,2.2471883623357128E-6,1.0591338788697384E-4,5.9668265730053677E-3]
[2004,8,7,8,1.7586116533079837E-3,8.9613160301528797E-4,2.3389081490349855E-3,4.5141840891573448E-3,0,0,9.5078354945156013E-3,null,1.5040941839107587E-3,7.4186386360367799E-4,2.4170084093479891E-3,1.7103542585502091E-3,0,0,6.3733207154126345E-3]
[2004,8,7,11,1.9945894741163457E-3,9.8280987949854568E-4,2.5162103345982875E-3,4.6815027253373307E-3,0,0,1.017511241355051E-2,null,1.7059197928461689E-3,8.1362060208495712E-4,2.60023102699507E-3,1.7737486918017497E-3,0,0,6.8935201137279457E-3]
[2004,8,7,12,2.3111468640733251E-3,9.0616637176409078E-4,2.5272104840086346E-3,4.7269929487793903E-3,0,0,1.047151666862544E-2,null,1.9766629829146803E-3,7.5017116164930819E-4,2.6115984907579643E-3,1.7909842311262106E-3,0,0,7.1294168664481636E-3]
[2004,8,7,15,2.279174574767296E-3,8.4836452832577711E-4,2.4390268146612885E-3,4.5795027027045951E-3,0,0,1.0146068620458956E-2,null,1.949317926772778E-3,7.0231982067184826E-4,2.520470213460013E-3,1.735102467005303E-3,0,0,6.9072104279099423E-3]
[2004,8,7,20,2.6088359853217989E-3,7.6664999090486434E-4,1.8818395650159595E-3,4.4978979527363922E-3,0,0,9.7552234939790143E-3,null,2.2312686401904655E-3,6.3467232086301549E-4,1.9446775007235654E-3,1.7041836943391014E-3,0,0,6.5148021561161479E-3]
[2004,8,7,23,2.6099999642071594E-3,7.0650542614386028E-4,1.8079313134718397E-3,4.8515194437776859E-3,1.5494307790317184E-5,2.6413648564822193E-4,1.0255586941039082E-2,null,2.2322641606445535E-3,5.8488155459807567E-4,1.8683013225585321E-3,1.8381653865279664E-3,2.2471883623357128E-6,1.0591338788697384E-4,6.6317730005784363E-3]
[2004,8,8,2,2.075750455391817E-3,8.2113061955186011E-4,1.6546818203546805E-3,5.1961571122670957E-3,1.5494307790317184E-5,2.6413648564822193E-4,1.0027350801003991E-2,null,1.7753346404433079E-3,6.7977418929798914E-4,1.7099345590987031E-3,1.9687432478459146E-3,2.2471883623357128E-6,1.0591338788697384E-4,6.2419472129352236E-3]
[2004,8,8,6,1.5505557469569213E-3,8.0346049208878658E-4,1.6743138793225893E-3,5.1206299747494737E-3,1.5494307790317184E-5,2.6413648564822193E-4,9.4285908865563098E-3,null,1.3261494522912017E-3,6.6514594832755929E-4,1.7302221670741718E-3,1.9401271881686751E-3,2.2471883623357128E-6,1.0591338788697384E-4,5.7698053321109171E-3]
[2004,8,8,9,1.9167733877599692E-3,1.0052242912482316E-3,2.3253799718779204E-3,4.9432047527083797E-3,0,0,1.0190582403594502E-2,null,1.6393657456901846E-3,8.321764057694545E-4,2.403028502541787E-3,1.8729035264617713E-3,0,0,6.7474741804631972E-3]
[2004,8,8,10,2.0070256465940621E-3,1.028345159145017E-3,2.3595834657639102E-3,5.0443533029565146E-3,0,0,1.0439307574459503E-2,null,1.7165561233052895E-3,8.5131705021282075E-4,2.4383741112975772E-3,1.911227141592711E-3,0,0,6.9174744264083989E-3]
[2004,8,8,13,2.2743944578499332E-3,1.1001262086950271E-3,2.437203447356596E-3,4.4986144983422093E-3,0,0,1.0310338612243765E-2,null,1.9452296187939843E-3,9.1074109749953282E-4,2.5185859607113146E-3,1.704455182343168E-3,0,0,7.0790118593479995E-3]
[2004,8,8,17,2.2766029185317792E-3,1.1539305680599104E-3,2.1423595713585294E-3,4.7819489154736668E-3,0,0,1.0354841973423887E-2,null,1.9471184569924075E-3,9.552831154161491E-4,2.21389672867537E-3,1.8118061935920445E-3,0,0,6.9281044946759712E-3]
[2004,8,8,21,2.8493422093439969E-3,1.1213060944929641E-3,1.8979547569693582E-3,5.1132808259066985E-3,0,0,1.0981883886713017E-2,null,2.436967273010098E-3,9.2827489706186585E-4,1.9613308073041136E-3,1.9373427097841647E-3,0,0,7.263915687160242E-3]
[2004,8,8,24,2.9036569182664283E-3,9.4437212085108464E-4,1.7965489483325282E-3,7.5063920883561511E-3,1.5494307790317184E-5,2.6413648564822193E-4,1.3430600869244731E-2,null,2.4834212116254632E-3,7.8179984713945311E-4,1.8565388802106631E-3,2.8440554087071131E-3,2.2471883623357128E-6,1.0591338788697384E-4,8.0739759239320027E-3]
[2004,8,9,3,1.6977068294923554E-3,1.036471135203433E-3,1.5929270496497941E-3,6.5359938546253118E-3,1.5494307790317184E-5,2.6413648564822193E-4,1.1142729662409432E-2,null,1.4520038937657557E-3,8.5804415142648558E-4,1.6461176878920882E-3,2.4763865855552953E-3,2.2471883623357128E-6,1.0591338788697384E-4,6.5407128948889335E-3]
[2004,8,9,7,1.7029945961833117E-3,1.2062653839587103E-3,2.3412770073585817E-3,7.041075757797513E-3,2.5875497097144693E-6,4.4110798366298977E-5,1.2338311093374131E-2,null,1.4565263812124779E-3,9.9860856961621553E-4,2.4194563680209487E-3,2.6677542761379971E-3,3.7528050128636784E-7,1.7687537887499585E-5,7.5604084133764262E-3]
[2004,8,9,10,1.9559316066989885E-3,1.4117866126378931E-3,2.8530503365080942E-3,7.8119142218540964E-3,0,0,1.4032682777699073E-2,null,{"$f":"E5316*V$5","v":1.6728567380009062E-3},{"$f":"F5316*W$5","v":1.1687496206041388E-3},{"$f":"G5316*X$5","v":2.9483187095133874E-3},{"$f":"H5316*Y$5","v":2.9598130011731973E-3},{"$f":"I5316*Z$5","v":0},{"$f":"J5316*AA$5","v":0},8.7497380692916297E-3]
[2004,8,9,14,1.9902052403037223E-3,1.4767983356691837E-3,2.8587426980081244E-3,7.7929183464827802E-3,0,0,1.4118664620463812E-2,null,1.7021700732499933E-3,1.2225696709909821E-3,2.9542011489842568E-3,2.9526157589485707E-3,0,0,8.8315566521738036E-3]
[2004,8,9,15,2.0615200003366624E-3,1.4846975389543882E-3,2.7643874783263344E-3,8.2091081068000043E-3,0,0,1.451971312441739E-2,null,1.7631637073992784E-3,1.2291090380313081E-3,2.8566952424223177E-3,3.1103035968533897E-3,0,0,8.9592715847062934E-3]
[2004,8,9,18,1.9297620616906196E-3,1.4995114178844376E-3,2.2647277361714032E-3,6.2371133414031894E-3,0,0,1.1931114557149649E-2,null,1.650474616076126E-3,1.2413727294590237E-3,2.3403509819179468E-3,2.3631453998856715E-3,0,0,7.5953437273387683E-3]
[2004,8,9,22,2.7869067288417929E-3,1.2274685806369962E-3,1.8987820769943756E-3,7.0219965124094638E-3,1.5494307790317184E-5,2.6413648564822193E-4,1.3214784692321168E-2,null,2.3835678525545392E-3,1.0161616671250794E-3,1.9621857530011107E-3,2.660525446308537E-3,2.2471883623357128E-6,1.0591338788697384E-4,8.1306012952385761E-3]
[2004,8,10,1,2.2725915411598401E-3,1.0394717002390572E-3,1.7314356845719015E-3,7.3110300437657294E-3,1.5494307790317184E-5,2.6413648564822193E-4,1.2634159763175066E-2,null,1.9436876316801471E-3,8.6052817359781868E-4,1.789251369953169E-3,2.7700357634456644E-3,2.2471883623357128E-6,1.0591338788697384E-4,7.4716635149261077E-3]
[2004,8,10,4,1.5514767274590455E-3,1.1754073434902556E-3,1.6353653811861757E-3,5.8148382243779643E-3,1.5494307790317184E-5,2.6413648564822193E-4,1.0456718469951979E-2,null,1.3269371426343963E-3,9.7306269549667958E-4,1.6899731100233307E-3,2.2031519148130009E-3,2.2471883623357128E-6,1.0591338788697384E-4,6.301285439216717E-3]
[2004,8,10,7,1.6612970809437764E-3,1.3363542702399677E-3,2.3967263709372272E-3,6.5210063225637754E-3,3.873576947579296E-6,6.6034121412055484E-5,1.1985291743044382E-2,null,1.4208635957206703E-3,1.1063028451710377E-3,2.47675728345787E-3,2.4707080423722254E-3,5.617970905839282E-7,2.6478346971743461E-5,7.501671910784131E-3]
[2004,8,10,12,2.1989688803819019E-3,1.3791093996373225E-3,2.7763567649863267E-3,7.4880220305045707E-3,0,0,1.3842457075510121E-2,null,1.8807201108680133E-3,1.1416977418322771E-3,2.8690642046336106E-3,2.8370952790234944E-3,0,0,8.7285773363573963E-3]
[2004,8,10,13,1.9579652924216736E-3,1.3854219928701762E-3,2.8594086144187432E-3,8.6019643326436159E-3,0,0,1.4804760232354209E-2,null,1.674596095784439E-3,1.1469236314106891E-3,2.9548893015160496E-3,3.2591507208516069E-3,0,0,9.0355597495627837E-3]
[2004,8,10,16,2.2217454220402571E-3,1.465937800295185E-3,2.533820419909385E-3,6.8226507106707041E-3,0,0,1.3044154352915532E-2,null,1.9002002864789806E-3,1.2135787608319733E-3,2.6184291440540146E-3,2.5849964173203467E-3,0,0,8.3172046086853156E-3]
[2004,8,10,19,1.9768184801918715E-3,1.3179242269566918E-3,2.2182749983377329E-3,7.185942660777881E-3,0,0,1.2698960366264177E-2,null,1.6907207302482173E-3,1.0910455067728508E-3,2.2923471053965267E-3,2.7226420962937108E-3,0,0,7.7967554387113058E-3]
[2004,8,10,23,2.6060784720686112E-3,1.1540546122877574E-3,1.804945326354944E-3,7.5997381717620603E-3,1.5494307790317184E-5,2.6413648564822193E-4,1.3444447375911913E-2,null,2.2289102118027227E-3,9.5538580561234214E-4,1.8652156280755234E-3,2.8794227903023292E-3,2.2471883623357128E-6,1.0591338788697384E-4,8.0370950120422276E-3]
[2004,8,11,4,1.5514767274590455E-3,1.1754073434902556E-3,1.6438694027816453E-3,6.0792562774607513E-3,1.5494307790317184E-5,2.6413648564822193E-4,1.0729640544630237E-2,null,1.3269371426343963E-3,9.7306269549667958E-4,1.6987610958696358E-3,2.3033358094428102E-3,2.2471883623357128E-6,1.0591338788697384E-4,6.4102573196928312E-3]
[2004,8,11,7,1.6612970809437764E-3,1.3363542702399677E-3,2.4068849096017309E-3,6.7373671111595852E-3,3.873576947579296E-6,6.6034121412055484E-5,1.2211811070304696E-2,null,1.4208635957206703E-3,1.1063028451710377E-3,2.4872550336106167E-3,2.5526837856847235E-3,5.617970905839282E-7,2.6478346971743461E-5,7.5941454042493762E-3]
[2004,8,11,10,1.852758343190662E-3,1.4453516178649845E-3,2.832319590918769E-3,7.9289132485237685E-3,0,0,1.4059342800498184E-2,null,1.5846153657308743E-3,1.1965364594745261E-3,2.9268957278361777E-3,3.0041421157060645E-3,0,0,8.7121896687476427E-3]
[2004,8,11,13,1.9579652924216736E-3,1.3854219928701762E-3,2.8670842208568924E-3,8.4166169234151395E-3,0,0,1.4627088429563881E-2,null,1.674596095784439E-3,1.1469236314106891E-3,2.962821209964659E-3,3.1889254654291262E-3,0,0,8.9732664025889142E-3]
[2004,8,11,14,1.9262347389165935E-3,1.438536032911941E-3,2.809695616191217E-3,7.7793805460634287E-3,0,0,1.3953846934083181E-2,null,1.6474577899000858E-3,1.1908941674618678E-3,2.9035162987671352E-3,2.9474864965743897E-3,0,0,8.6893547527034792E-3]
[2004,8,11,17,2.1406471786103083E-3,1.5338887229067808E-3,2.3706192068628719E-3,6.6328468824556428E-3,0,0,1.2678001990835604E-2,null,1.8308390969071276E-3,1.2698320319078434E-3,2.4497783552182217E-3,2.5130826939397479E-3,0,0,8.0635321779729402E-3]
[2004,8,11,20,2.2692665613057977E-3,1.231493890514799E-3,2.0947834860504952E-3,7.5164493070693991E-3,0,0,1.311199324494049E-2,null,1.940843864069101E-3,1.0194940258189374E-3,2.1647319941299707E-3,2.8478659327166879E-3,0,0,7.9729358167346977E-3]
[2004,8,12,1,2.2725915411598401E-3,1.0394717002390572E-3,1.7437645127089431E-3,7.3696877065871072E-3,1.5494307790317184E-5,2.6413648564822193E-4,{"$f":"SUM(E5379:J5379)","v":1.2705146254133486E-2},null,1.9436876316801471E-3,8.6052817359781868E-4,1.8019918793643361E-3,2.7922602410969232E-3,2.2471883623357128E-6,1.0591338788697384E-4,{"$f":"SUM(M5379:R5379)","v":7.5066285019885345E-3}]
[2004,8,12,4,1.5514767274590455E-3,1.1754073434902556E-3,1.6413578174430082E-3,6.2048571358215262E-3,1.5494307790317184E-5,2.6413648564822193E-4,1.0852729817652373E-2,null,1.3269371426343963E-3,9.7306269549667958E-4,1.6961656442753585E-3,2.3509240244407089E-3,2.2471883623357128E-6,1.0591338788697384E-4,6.4552500830964525E-3]
[2004,8,12,8,1.7277358253887285E-3,1.3524175991821885E-3,2.7201339005658979E-3,8.3427245637134901E-3,0,0,1.4143011888850305E-2,null,1.4776869022864009E-3,1.119600895626256E-3,2.810963959800193E-3,3.160928797682767E-3,0,0,8.5691805553956175E-3]
[2004,8,12,11,2.1589245850064101E-3,1.4143138688200165E-3,2.856443352549737E-3,8.2316258710771577E-3,0,0,1.4661307677453321E-2,null,1.8464712807412555E-3,1.1708418133460059E-3,2.9518250243334401E-3,3.1188352280992139E-3,0,0,9.0879733465199144E-3]
[2004,8,12,14,1.9262347389165935E-3,1.438536032911941E-3,2.8448212564709842E-3,7.9252238874663195E-3,0,0,1.4134815915765838E-2,null,1.6474577899000858E-3,1.1908941674618678E-3,2.9398148460080594E-3,3.0027442740870013E-3,0,0,8.7809110774570154E-3]
[2004,8,12,15,2.0920150701585036E-3,1.3964553008848622E-3,2.7856374603306279E-3,8.1142062061270968E-3,0,0,1.438831403750109E-2,null,1.7892453366610351E-3,1.1560575716540228E-3,2.8786547987324114E-3,3.0743467402532601E-3,0,0,8.8983044473007304E-3]
[2004,8,12,18,2.1702492346230944E-3,1.4346760530365762E-3,2.3115389412085214E-3,6.2255210396305466E-3,0,0,1.2141985268498738E-2,null,1.8561569550009718E-3,1.1876986774533296E-3,2.3887252954937531E-3,2.358753256740499E-3,0,0,7.7913341846885531E-3]
[2004,8,12,22,2.6012599648340693E-3,1.2158290309873079E-3,1.9955727899437295E-3,7.7159818509310828E-3,1.5494307790317184E-5,2.6413648564822193E-4,1.3808274430134727E-2,null,2.224789069597749E-3,1.0065258488538903E-3,2.0622084782380545E-3,2.9234657153956642E-3,2.2471883623357128E-6,1.0591338788697384E-4,8.3251496883346675E-3]
[2004,8,13,2,1.9908583204548444E-3,9.4590370796238988E-4,1.7519418137817426E-3,7.2459899986047063E-3,1.5494307790317184E-5,2.6413648564822193E-4,1.2214324634242222E-2,null,1.7027286354857674E-3,7.8306777377881644E-4,1.8104422349145878E-3,2.7453931002267128E-3,2.2471883623357128E-6,1.0591338788697384E-4,7.1497923206551937E-3]
[2004,8,13,5,1.6188204662112794E-3,1.124379073680386E-3,1.7153820153334417E-3,5.2209670802910411E-3,1.5494307790317184E-5,2.6413648564822193E-4,9.9591794289546863E-3,null,1.3845344669723247E-3,9.3081886739511117E-4,1.772661640439311E-3,1.9781433594997953E-3,2.2471883623357128E-6,1.0591338788697384E-4,6.174318910555851E-3]
[2004,8,13,9,2.3339448874980526E-3,1.1888831662444617E-3,2.84043904981805E-3,6.6454223057106285E-3,0,0,1.3008689409271194E-2,null,1.9961615313140915E-3,9.842186751541711E-4,2.9352863097609166E-3,2.517847326549414E-3,0,0,8.4335138427785936E-3]
[2004,8,13,12,2.1684681312368458E-3,1.3482308554662536E-3,2.8478736585032193E-3,6.0340610277525028E-3,0,0,1.2398633672958822E-2,null,1.8546336242308379E-3,1.1161348936924206E-3,2.9429691731173422E-3,2.2862120310859616E-3,0,0,8.1999497221265615E-3]
[2004,8,13,15,1.815340655386855E-3,1.3721673886791072E-3,2.7461709206894184E-3,6.4689162562115588E-3,0,0,1.240259522096694E-2,null,1.552613003813602E-3,1.1359507878655696E-3,2.8378704018590128E-3,2.450971925046468E-3,0,0,7.9774061185846519E-3]
[2004,8,13,17,2.0015665632308007E-3,1.373842323416813E-3,2.4188198016066014E-3,5.1236736438037096E-3,0,0,1.0917902332057925E-2,null,1.7118871132252526E-3,1.1373373850479672E-3,2.4995884526687077E-3,1.9412803871135373E-3,0,0,7.2900933380554648E-3]
[2004,8,13,20,2.128802702402937E-3,1.345435428814963E-3,2.172639261059301E-3,4.2011925826960349E-3,0,0,9.8480699749732351E-3,null,1.8207088286688467E-3,1.1138206956338218E-3,2.2451875105170636E-3,1.5917666366470724E-3,0,0,6.7714836714668049E-3]
[2004,8,13,24,2.5728764184088492E-3,7.823604258735265E-4,1.7423074494342028E-3,5.095776560279968E-3,1.5494307790317184E-5,2.6413648564822193E-4,1.0472951647435084E-2,null,2.2005133706299689E-3,6.4767822752396739E-4,1.8004861621819608E-3,1.9307106153311755E-3,2.2471883623357128E-6,1.0591338788697384E-4,6.6875489519163814E-3]
[2004,8,14,3,1.7315253065246935E-3,7.5604738373022948E-4,1.6836791968618081E-3,5.0101780420541992E-3,1.5494307790317184E-5,2.6413648564822193E-4,9.4610607226094691E-3,null,1.4809279455979946E-3,6.2589493694264E-4,1.7399002090519406E-3,1.8982786658843906E-3,2.2471883623357128E-6,1.0591338788697384E-4,5.8531623337262752E-3]
[2004,8,14,6,1.5423842687483276E-3,6.9335752919971153E-4,1.7737098942061263E-3,5.1181645594932405E-3,1.5494307790317184E-5,2.6413648564822193E-4,9.4072470450859442E-3,null,1.3191606024081815E-3,5.739970488040279E-4,1.8329371898630352E-3,1.9391930806091893E-3,2.2471883623357128E-6,1.0591338788697384E-4,5.7734484979337433E-3]
[2004,8,14,10,1.9248982274834613E-3,9.7614399173073156E-4,2.4310304602145642E-3,4.8374699680414105E-3,0,0,1.0169542647470168E-2,null,1.646314706906451E-3,8.0810223710693423E-4,2.5122068466622042E-3,1.8328422583211098E-3,0,0,6.7994660489966987E-3]
[2004,8,14,12,2.1984489430220545E-3,9.0616637176409078E-4,2.4553976257033227E-3,4.897027452825763E-3,0,0,1.0457040393315232E-2,null,1.8802754221515061E-3,7.5017116164930819E-4,2.5373876747005362E-3,1.8554076645423859E-3,0,0,7.0232419230437364E-3]
[2004,8,14,17,2.1335551669033159E-3,8.5279945450962092E-4,2.1906862281799314E-3,4.8190943320474845E-3,0,0,{"$f":"SUM(E5443:J5443)","v":9.9961351816403518E-3},null,1.8247734862644088E-3,7.0599128082621948E-4,2.2638370976382112E-3,1.8258800151659694E-3,0,0,{"$f":"SUM(M5443:R5443)","v":6.620481879894809E-3}]
[2004,8,14,18,2.0564152506488661E-3,8.5714450112462661E-4,2.0138858761685049E-3,4.750262436946073E-3,0,0,9.6777080648880708E-3,null,{"$f":"E5444*V$5","v":1.7587977495703898E-3},{"$f":"F5444*W$5","v":7.0958833404753219E-4},{"$f":"G5444*X$5","v":2.0811330706486885E-3},{"$f":"H5444*Y$5","v":1.7998006788815786E-3},{"$f":"I5444*Z$5","v":0},{"$f":"J5444*AA$5","v":0},6.3493198331481884E-3]
[2004,8,14,21,2.2854747226666262E-3,8.1374321458541868E-4,1.7961327905976453E-3,4.6751796943855202E-3,3.873576947579296E-6,6.6034121412055484E-5,9.6404381205948443E-3,null,1.9547062771771073E-3,6.7365851524747158E-4,1.8561088262364434E-3,1.7713529935533443E-3,5.617970905839282E-7,2.6478346971743461E-5,6.2828667562766947E-3]
[2004,8,15,1,2.4287476153100618E-3,8.1156242905289504E-4,1.5179140834340956E-3,4.5868086401847797E-3,1.5494307790317184E-5,2.6413648564822193E-4,9.6246635614203706E-3,null,2.0772438050797059E-3,6.7185314874169803E-4,1.5685999066879458E-3,1.7378705732754814E-3,2.2471883623357128E-6,1.0591338788697384E-4,6.1637280100341404E-3]
[2004,8,15,4,1.6544704931209392E-3,8.5200032315370313E-4,1.4871829417772832E-3,4.7951870539803612E-3,1.5494307790317184E-5,2.6413648564822193E-4,9.0684716054708261E-3,null,1.4150249951285661E-3,7.0532971875962884E-4,1.5368425981147015E-3,1.8168219187204428E-3,2.2471883623357128E-6,1.0591338788697384E-4,5.582179806972648E-3]
[2004,8,15,9,1.8772041220552448E-3,1.0052242912482316E-3,2.1482328810248441E-3,4.4592139873374159E-3,0,0,9.4898752816657377E-3,null,1.605523195917388E-3,8.321764057694545E-4,2.2199661584903223E-3,1.6895269405047448E-3,0,0,6.347192700681909E-3]
[2004,8,15,12,2.2663438889006038E-3,1.0361970332343809E-3,2.2303726165662564E-3,4.5789301076566763E-3,0,0,1.0111843646357917E-2,null,1.9383441794128212E-3,8.578172357088631E-4,2.304848684393328E-3,1.7348855196324688E-3,0,0,6.8358956191474814E-3]
[2004,8,15,15,2.313639698481894E-3,1.0574140719749319E-3,2.2038669588284208E-3,4.3927340940374494E-3,0,0,9.9676548233226959E-3,null,1.9787950384644822E-3,8.7538179238930136E-4,2.2774579560853004E-3,1.6643387411828191E-3,0,0,6.7959735281219041E-3]
[2004,8,15,16,2.1027509419608297E-3,1.1000412971953603E-3,2.1547844786988834E-3,4.523154821022308E-3,0,0,9.8807315388773805E-3,null,1.7984274447783765E-3,9.1067080338983375E-4,2.2267365255435778E-3,1.7137531295631136E-3,0,0,6.6495879032749013E-3]
[2004,8,15,19,2.2905433190081852E-3,1.1120968880629683E-3,1.8192385107290703E-3,4.6030926373599049E-3,0,0,9.8249713551601288E-3,null,1.9590413140020881E-3,9.2065104199427045E-4,1.8799860870364186E-3,1.7440403269595615E-3,0,0,6.5037187699923385E-3]
[2004,8,15,22,3.0263975055765334E-3,1.1076558644627591E-3,1.7188117807466956E-3,5.2675831969883832E-3,1.5494307790317184E-5,2.6413648564822193E-4,1.140007914121291E-2,null,2.5883980000799569E-3,9.1697453408480642E-4,1.7762059317571832E-3,1.9958054822966651E-3,2.2471883623357128E-6,1.0591338788697384E-4,7.3855445244679204E-3]
[2004,8,16,2,2.1260584418623368E-3,9.4285580302612675E-4,1.656072382101266E-3,6.4557627941125399E-3,1.5494307790317184E-5,2.6413648564822193E-4,1.1460380214540808E-2,null,1.8183617349767924E-3,7.8054456120121667E-4,1.7113715541498347E-3,2.4459882824941471E-3,2.2471883623357128E-6,1.0591338788697384E-4,6.8644267090713007E-3]
[2004,8,16,6,1.5430336813263719E-3,1.0247617130094181E-3,1.8747671542784015E-3,6.6817426663566548E-3,1.5494307790317184E-5,2.6413648564822193E-4,1.1403936008409384E-2,null,1.3197160278653926E-3,8.4835048906686187E-4,1.9373689297418049E-3,2.5316085472431422E-3,2.2471883623357128E-6,1.0591338788697384E-4,6.7452045701665115E-3]
[2004,8,16,9,2.2159375686860118E-3,1.2999143429301594E-3,2.8601992291511506E-3,6.2391062022981595E-3,0,0,1.2615157343065481E-2,null,1.8952329826204539E-3,1.0761359978323994E-3,2.9557063162661034E-3,2.3639004639351411E-3,0,0,8.2909757606540978E-3]
[2004,8,16,13,1.985930680875575E-3,1.4404695616711987E-3,2.9176971703235421E-3,6.3069135444816385E-3,0,0,1.2651010957351955E-2,null,1.6985141552634591E-3,1.1924948420847748E-3,3.0151242149087693E-3,2.3895916130274087E-3,0,0,8.2957248252844111E-3]
[2004,8,16,16,2.1408894403800766E-3,1.5518055119952019E-3,2.628257725978383E-3,5.7227485549084861E-3,0,0,1.2043701233262146E-2,null,1.8310462970119415E-3,1.2846644720670613E-3,2.7160198780121288E-3,2.1682605689496547E-3,0,0,7.9999912160407857E-3]
[2004,8,16,17,2.2329165967628246E-3,1.5650083594089339E-3,2.4443379026574423E-3,5.0169978340808934E-3,0,0,1.1259260692910094E-2,null,1.9097546977078945E-3,1.295594468688053E-3,2.52595864803355E-3,1.9008625791907398E-3,0,0,7.6321703936202377E-3]
[2004,8,16,23,2.8303125760676864E-3,1.0833398757721072E-3,1.8594242665956003E-3,6.5548618959648565E-3,1.5494307790317184E-5,2.6413648564822193E-4,1.2607569407838788E-2,null,2.4206917293566632E-3,8.9684450713709853E-4,1.9215137160309489E-3,2.4835353934501933E-3,2.2471883623357128E-6,1.0591338788697384E-4,7.8307459222242137E-3]
[2004,8,16,24,2.6814929101539649E-3,9.1656250299657137E-4,1.8200101850692949E-3,7.0089384195771267E-3,1.5494307790317184E-5,2.6413648564822193E-4,1.2706634811235495E-2,null,2.2934101925083626E-3,7.587776141577433E-4,1.8807835289412537E-3,2.6555779376905399E-3,2.2471883623357128E-6,1.0591338788697384E-4,7.6967098495472081E-3]
[2004,8,17,4,1.5514767274590455E-3,1.1754073434902556E-3,1.6580666889251107E-3,5.1123770915111437E-3,1.5494307790317184E-5,2.6413648564822193E-4,9.7769586448240939E-3,null,1.3269371426343963E-3,9.7306269549667958E-4,1.7134324543891372E-3,1.9370002988541922E-3,2.2471883623357128E-6,1.0591338788697384E-4,6.0585931676237137E-3]
[2004,8,17,7,1.6612970809437764E-3,1.3363542702399677E-3,2.4247433026344622E-3,6.2602083150396148E-3,6.4611266572937649E-6,1.1014491977835445E-4,1.1799209015293468E-2,null,1.4208635957206703E-3,1.1063028451710377E-3,2.5057097498231208E-3,2.3718957267952544E-3,9.3707759187029599E-7,4.4165884859243042E-5,7.4498748799611955E-3]
[2004,8,17,10,1.852758343190662E-3,1.4453516178649845E-3,2.8823097580963552E-3,7.9250489565086228E-3,0,0,1.4105468675660624E-2,null,{"$f":"E5508*V$5","v":1.5846153657308743E-3},{"$f":"F5508*W$5","v":1.1965364594745261E-3},{"$f":"G5508*X$5","v":2.9785551546942994E-3},{"$f":"H5508*Y$5","v":3.0026779954633255E-3},{"$f":"I5508*Z$5","v":0},{"$f":"J5508*AA$5","v":0},8.7623849753630245E-3]
[2004,8,17,14,1.9262347389165935E-3,1.438536032911941E-3,2.8764488042181575E-3,8.0584648216248684E-3,0,0,1.4299684397671561E-2,null,1.6474577899000858E-3,1.1908941674618678E-3,2.9724984932489799E-3,3.0532271951753658E-3,0,0,8.8640776457862992E-3]
[2004,8,17,17,2.1406471786103083E-3,1.5338887229067808E-3,2.4063665194106057E-3,6.9123582375340718E-3,0,0,1.2993260658461767E-2,null,1.8308390969071276E-3,1.2698320319078434E-3,2.4867193334584797E-3,2.6189852063383439E-3,0,0,8.2063756686117945E-3]
[2004,8,17,20,2.2692665613057977E-3,1.231493890514799E-3,2.1313680982857179E-3,7.4060601445294855E-3,0,0,1.3038188694635799E-2,null,1.940843864069101E-3,1.0194940258189374E-3,2.2025382309681946E-3,2.8060411930696224E-3,0,0,7.9689173139258565E-3]
[2004,8,17,22,2.6012599648340693E-3,1.2158290309873079E-3,1.928736061130192E-3,7.7111946317866891E-3,1.5494307790317184E-5,2.6413648564822193E-4,1.3736650482176796E-2,null,2.224789069597749E-3,1.0065258488538903E-3,1.9931399533956902E-3,2.9216519123941662E-3,2.2471883623357128E-6,1.0591338788697384E-4,8.2542673604908048E-3]
[2004,8,18,1,2.2725915411598401E-3,1.0394717002390572E-3,1.7904153891351937E-3,6.9855574724868846E-3,1.5494307790317184E-5,2.6413648564822193E-4,1.2367666896459514E-2,null,1.9436876316801471E-3,8.6052817359781868E-4,1.8502005106747293E-3,2.6467192598796851E-3,2.2471883623357128E-6,1.0591338788697384E-4,7.4092961520816894E-3]
[2004,8,18,5,1.5217520891290613E-3,1.1365031457308229E-3,1.7188103099189612E-3,5.8592938031851258E-3,1.5494307790317184E-5,2.6413648564822193E-4,1.0515990141402509E-2,null,1.3015144431163519E-3,9.4085579824732327E-4,1.7762044118159218E-3,2.2199954433504772E-3,2.2471883623357128E-6,1.0591338788697384E-4,6.3467306727793835E-3]
[2004,8,18,8,1.7277358253887285E-3,1.3524175991821885E-3,2.7343704908445012E-3,8.1177454104730141E-3,0,0,1.3932269325888431E-2,null,1.4776869022864009E-3,1.119600895626256E-3,2.8256759348890921E-3,3.0756876898258437E-3,0,0,8.4986514226275921E-3]
[2004,8,18,12,2.1989688803819019E-3,1.3791093996373225E-3,2.8459427067864425E-3,6.9213237808148868E-3,0,0,1.3345344767620552E-2,null,1.8807201108680133E-3,1.1416977418322771E-3,2.9409737435236575E-3,2.6223821114772787E-3,0,0,8.5857737077012272E-3]
[2004,8,18,13,1.9579652924216736E-3,1.3854219928701762E-3,2.93192321255706E-3,8.0772426587827593E-3,0,0,1.435255315663167E-2,null,1.674596095784439E-3,1.1469236314106891E-3,3.0298252897347899E-3,3.0603418261064578E-3,0,0,8.9116868430363753E-3]
[2004,8,18,19,1.9768184801918715E-3,1.3179242269566918E-3,2.2646142770928043E-3,7.5686049914418276E-3,0,0,1.3127961975683194E-2,null,1.6907207302482173E-3,1.0910455067728508E-3,2.3402337342409898E-3,2.8676269116914366E-3,0,0,7.9896268829534947E-3]
[2004,8,18,20,2.2692665613057977E-3,1.231493890514799E-3,2.2315592660210109E-3,7.2559895047706376E-3,0,0,1.2988309222612245E-2,null,1.940843864069101E-3,1.0194940258189374E-3,2.3060749581622544E-3,2.7491817578482259E-3,0,0,8.0155946058985197E-3]
[2004,8,18,23,2.6060784720686112E-3,1.1540546122877574E-3,1.8819010139167669E-3,6.8631328356303384E-3,1.5494307790317184E-5,2.6413648564822193E-4,1.2784797727342012E-2,null,2.2289102118027227E-3,9.5538580561234214E-4,1.9447410015113404E-3,2.6003344658917767E-3,2.2471883623357128E-6,1.0591338788697384E-4,7.8375320610674908E-3]
[2004,8,19,2,1.8489140042550916E-3,1.0549544697850217E-3,1.7069401438204242E-3,7.7087198804307588E-3,1.5494307790317184E-5,2.6413648564822193E-4,1.2599159291729835E-2,null,1.5813274039895219E-3,8.7334560710424381E-4,1.7639378799761149E-3,2.9207142675314692E-3,2.2471883623357128E-6,1.0591338788697384E-4,7.2474857348506583E-3]
[2004,8,19,6,1.5900737940383173E-3,1.1669145759782976E-3,1.8314815118394487E-3,5.9308483197101046E-3,1.5494307790317184E-5,2.6413648564822193E-4,1.0798948995004706E-2,null,1.3599481961257677E-3,9.6603194543953483E-4,1.8926379035054195E-3,2.2471063386174544E-3,2.2471883623357128E-6,1.0591338788697384E-4,6.5738849599374849E-3]
[2004,8,19,10,1.852758343190662E-3,1.4453516178649845E-3,2.8257924085130343E-3,6.1745975389818084E-3,0,0,1.2298499908550489E-2,null,1.5846153657308743E-3,1.1965364594745261E-3,2.9201505913200141E-3,2.339459133046241E-3,0,0,8.040761549571656E-3]
[2004,8,19,14,1.9262347389165935E-3,1.438536032911941E-3,2.8170866656541463E-3,5.8620947873857495E-3,0,0,1.204395222486843E-2,null,1.6474577899000858E-3,1.1908941674618678E-3,2.9111541483822119E-3,2.2210566927725324E-3,0,0,7.9705627985166977E-3]
[2004,8,19,17,2.1406471786103083E-3,1.5338887229067808E-3,2.3599458147735642E-3,4.6343240482004189E-3,0,0,1.0668805764491071E-2,null,1.8308390969071276E-3,1.2698320319078434E-3,2.4387485597785123E-3,1.7558734235893394E-3,0,0,7.2952931121828225E-3]
[2004,8,19,20,2.2692665613057977E-3,1.231493890514799E-3,2.1895588863439048E-3,6.5722572583412917E-3,0,0,1.2262576596505793E-2,null,1.940843864069101E-3,1.0194940258189374E-3,2.2626721118738022E-3,2.4901262261526128E-3,0,0,7.7131362279144536E-3]
[2004,8,19,21,2.3817936431300229E-3,1.3174580547027229E-3,2.0171065267124114E-3,6.4374849453422084E-3,5.1596048029071214E-6,8.7957454983903809E-5,1.2246960229674177E-2,null,2.037085310545304E-3,1.0906595853877881E-3,2.0844612643836176E-3,2.4390630893996604E-3,7.483137694340961E-7,3.5269160276737239E-5,7.6872867237625419E-3]
[2004,8,19,24,2.6399292683158947E-3,9.4718951869379319E-4,1.7778230529512885E-3,7.04898688943694E-3,1.5494307790317184E-5,2.6413648564822193E-4,1.2693559522836455E-2,null,2.2578619054074568E-3,7.8413223408113403E-4,1.8371876942191562E-3,2.6707516810781156E-3,2.2471883623357128E-6,1.0591338788697384E-4,7.6580940910351714E-3]
[2004,8,20,4,1.6067512493953748E-3,1.1479383297114613E-3,1.6194855134227277E-3,5.7060167943771356E-3,1.5494307790317184E-5,2.6413648564822193E-4,1.0359822680345238E-2,null,1.3742119840165152E-3,9.5032243209926053E-4,1.6735629855216807E-3,2.1619211646824311E-3,2.2471883623357128E-6,1.0591338788697384E-4,6.2681791425691974E-3]
[2004,8,20,7,1.7249959100107451E-3,1.3009925200511822E-3,2.3360887056990982E-3,5.6830027156919132E-3,7.7471538951585919E-6,1.3206824282411097E-4,1.1184895248172209E-2,null,1.4753435248973791E-3,1.0770285683454352E-3,2.4140948198360062E-3,2.1532014876137835E-3,1.1235941811678564E-6,5.2956693943486922E-5,7.1737486888172582E-3]
[2004,8,20,11,2.2035912746826147E-3,1.3341936810237749E-3,2.863034739998294E-3,7.5430093470278447E-3,0,0,1.3943829042732527E-2,null,1.884673522850907E-3,1.1045141982153988E-3,2.958636509811827E-3,2.8579291194527593E-3,0,0,8.8057533503308923E-3]
[2004,8,20,15,1.815340655386855E-3,1.3721673886791072E-3,2.6533367150868578E-3,7.5999081525886993E-3,0,0,1.3440752911741519E-2,null,1.552613003813602E-3,1.1359507878655696E-3,2.7419362987138735E-3,2.8794871933982089E-3,0,0,8.309987283791254E-3]
[2004,8,20,18,2.0106989063951304E-3,1.3806981452025751E-3,2.2632719786879188E-3,5.5873642673237326E-3,0,0,1.1242033297609356E-2,null,1.7196977655731477E-3,1.1430129871816831E-3,2.3388466141294958E-3,2.1169655645284697E-3,0,0,7.3185229314127968E-3]
[2004,8,20,21,2.1249523927824518E-3,1.2915638344989551E-3,1.991680669148373E-3,5.3147383424212054E-3,6.4611266572937649E-6,1.1014491977835445E-4,1.0839541285286632E-2,null,1.817415760358095E-3,1.0692230171641766E-3,2.05818639267798E-3,2.0136718347117783E-3,9.3707759187029599E-7,4.4165884859243042E-5,7.0035999673631428E-3]
[2004,8,20,22,2.387422975125922E-3,1.2015268651789962E-3,1.8729468910525465E-3,5.1556627832139166E-3,1.5494307790317184E-5,2.6413648564822193E-4,1.0897190308009919E-2,null,2.0418999297924859E-3,9.9468577988550072E-4,1.9354878847226006E-3,1.9534005753329363E-3,2.2471883623357128E-6,1.0591338788697384E-4,7.0336347459828323E-3]
[2004,8,21,4,1.6006553360182786E-3,7.9484046340406219E-4,1.6257791780267975E-3,5.1032915121944659E-3,1.5494307790317184E-5,2.6413648564822193E-4,9.4041972830821424E-3,null,1.3689983100147152E-3,6.5800984492164576E-4,1.6800668066657171E-3,1.9335579139250973E-3,2.2471883623357128E-6,1.0591338788697384E-4,5.7487934517764837E-3]
[2004,8,21,6,1.5415332199071119E-3,6.9335752919971153E-4,1.7386458720168988E-3,5.3026045569765498E-3,1.5494307790317184E-5,2.6413648564822193E-4,9.5557719715388106E-3,null,1.3184327227709184E-3,5.739970488040279E-4,1.7967023182491608E-3,2.0090745318110284E-3,2.2471883623357128E-6,1.0591338788697384E-4,5.8063671978844447E-3]
[2004,8,21,9,1.7833709832591057E-3,9.4179441719061824E-4,2.3171741323947453E-3,4.9054939144413928E-3,0,0,9.9478334472858625E-3,null,1.5252701860752843E-3,7.7966589137855313E-4,2.3945486556334007E-3,1.8586154753877445E-3,0,0,6.5581002084749828E-3]
[2004,8,21,12,2.1943222019618312E-3,9.0616637176409078E-4,2.3766824936764931E-3,4.6823961060637057E-3,0,0,1.0159567173466121E-2,null,1.8767459293180472E-3,7.5017116164930819E-4,2.4560441058518487E-3,1.7740871798872339E-3,0,0,6.8570483767064379E-3]
[2004,8,21,16,2.1489343807560325E-3,8.4732536937466487E-4,2.217207419236064E-3,4.9451612296654308E-3,0,0,1.0158628399032192E-2,null,1.8379269224226872E-3,7.0145955140807435E-4,2.2912438779493769E-3,1.8736448052021056E-3,0,0,6.704275156982244E-3]
[2004,8,21,19,2.0431453999353926E-3,8.3650531236200754E-4,1.8769909479570584E-3,4.9545585977506948E-3,0,0,9.7112002580051534E-3,null,1.7474483960949049E-3,6.925021513199479E-4,1.939666979805971E-3,1.877205322054398E-3,0,0,6.2568228492752218E-3]
[2004,8,21,21,2.2809320958185725E-3,8.1374321458541868E-4,1.7358851203070811E-3,5.0939570452406676E-3,6.4611266572937649E-6,1.1014491977835445E-4,1.0041123522387388E-2,null,1.9508210881935234E-3,6.7365851524747158E-4,1.7938493801799577E-3,1.9300212293348359E-3,9.3707759187029599E-7,4.4165884859243042E-5,6.393453175406902E-3]
[2004,8,21,24,2.663809337657213E-3,6.0975531874756016E-4,1.6131635795845014E-3,5.0278133757656268E-3,1.5494307790317184E-5,2.6413648564822193E-4,1.0194172405193441E-2,null,2.278285899152807E-3,5.0478683610407163E-4,1.6670299511839968E-3,1.9049604199995456E-3,2.2471883623357128E-6,1.0591338788697384E-4,6.46322368268973E-3]
[2004,8,22,3,1.7673713299626479E-3,8.311742798092584E-4,1.5543331549817438E-3,5.134415124702159E-3,1.5494307790317184E-5,2.6413648564822193E-4,9.5669246828943479E-3,null,1.5115861044177313E-3,6.8808884819206791E-4,1.6062350751436332E-3,1.9453501674403801E-3,2.2471883623357128E-6,1.0591338788697384E-4,5.8594207714431218E-3]
[2004,8,22,7,1.6020184007314727E-3,8.4653074769761407E-4,1.9135623284597949E-3,5.0951041126301175E-3,7.7471538951585919E-6,1.3206824282411097E-4,9.5970309862382693E-3,null,1.3701641033287495E-3,7.0080172268575654E-4,1.9774595430808689E-3,1.930455835357905E-3,1.1235941811678564E-6,5.2956693943486922E-5,6.0329614925779358E-3]
[2004,8,22,10,1.9561411973478553E-3,1.028345159145017E-3,2.2552363430469627E-3,4.9689008777355839E-3,0,0,1.0208623577275418E-2,null,1.6730359953573382E-3,8.5131705021282075E-4,2.3305426544692328E-3,1.8826393892446118E-3,0,0,6.7375350892840032E-3]
[2004,8,22,13,2.1968410083581988E-3,1.1001262086950271E-3,2.307400224729984E-3,5.247314347857821E-3,0,0,1.0851681789641032E-2,null,1.8789001980243005E-3,9.1074109749953282E-4,2.38444837998655E-3,1.9881259300804327E-3,0,0,7.1622156055908166E-3]
[2004,8,22,18,2.2974474889260752E-3,1.0638355547734314E-3,1.899349757936978E-3,5.0470377471264127E-3,0,0,1.0307670548762898E-2,null,{"$f":"E5636*V$5","v":1.9649462685147551E-3},{"$f":"F5636*W$5","v":8.8069782635454713E-4},{"$f":"G5636*X$5","v":1.9627723898096843E-3},{"$f":"H5636*Y$5","v":1.9122442358066693E-3},{"$f":"I5636*Z$5","v":0},{"$f":"J5636*AA$5","v":0},6.7206607204856553E-3]
[2004,8,22,21,2.7745953493896573E-3,1.1213060944929641E-3,1.7966279491202872E-3,5.1145646201309304E-3,7.7471538951585919E-6,1.3206824282411097E-4,1.0946909409853109E-2,null,2.3730382542802163E-3,9.2827489706186585E-4,1.8566205189737917E-3,1.9378291194819418E-3,1.1235941811678564E-6,5.2956693943486922E-5,7.1498430779224709E-3]
[2004,8,22,22,3.0263975055765334E-3,1.1076558644627591E-3,1.7460492480092819E-3,5.4206948963897075E-3,1.5494307790317184E-5,2.6413648564822193E-4,1.158042830787682E-2,null,2.5883980000799569E-3,9.1697453408480642E-4,1.8043529059982085E-3,2.0538171277973247E-3,2.2471883623357128E-6,1.0591338788697384E-4,7.4717031442096049E-3]
[2004,8,23,1,2.4713407692853423E-3,9.2938591965020312E-4,1.6877977238986428E-3,6.5689984996752156E-3,1.5494307790317184E-5,2.6413648564822193E-4,1.1937153705947943E-2,null,2.1136726067700214E-3,7.6939349846675891E-4,1.744156260956443E-3,2.4888915330935732E-3,2.2471883623357128E-6,1.0591338788697384E-4,7.2242744755361054E-3]
[2004,8,23,4,1.6055092557091676E-3,1.0128052147558135E-3,1.6500070221120487E-3,7.8588312799857899E-3,1.5494307790317184E-5,2.6413648564822193E-4,1.2406783566001358E-2,null,1.3731497395600063E-3,8.3845228442845404E-4,1.705103661113629E-3,2.9775891460067519E-3,2.2471883623357128E-6,1.0591338788697384E-4,7.0024554073581501E-3]
[2004,8,23,8,1.8270495723054724E-3,1.2935399218616144E-3,2.7084772071633702E-3,8.4592753871003748E-3,0,0,1.4288342088430831E-2,null,1.5626273317660294E-3,1.0708589239894106E-3,2.7989180288854943E-3,3.2050880949511472E-3,0,0,8.6374923795920818E-3]
[2004,8,23,11,2.0442209886182457E-3,1.4795441269348413E-3,2.8884512551441942E-3,8.3039947003025489E-3,0,0,1.4716211070999831E-2,null,1.7483683187390635E-3,1.2248427783226909E-3,2.9849017271395394E-3,3.1462546538043464E-3,0,0,9.1043674780056406E-3]
[2004,8,23,15,2.0615200003366624E-3,1.4846975389543882E-3,2.8117492551571802E-3,7.642805358455595E-3,0,0,1.4000772152903827E-2,null,1.7631637073992784E-3,1.2291090380313081E-3,2.9056385123532248E-3,2.8957402786258532E-3,0,0,8.7936515364096645E-3]
[2004,8,23,19,2.2076060151493479E-3,1.2803179232895583E-3,2.2528638027048578E-3,7.0412782806268592E-3,0,0,1.2782066021770622E-2,null,1.8881072245294818E-3,1.0599130730538752E-3,2.3280908908286852E-3,2.6678310088934154E-3,0,0,7.9439421973054591E-3]
[2004,8,23,22,2.7869067288417929E-3,1.2274685806369962E-3,1.9507200413308421E-3,7.9444843002050743E-3,1.5494307790317184E-5,2.6413648564822193E-4,1.4189210444453244E-2,null,2.3835678525545392E-3,1.0161616671250794E-3,2.0158580173939857E-3,3.0100417454126142E-3,2.2471883623357128E-6,1.0591338788697384E-4,8.5337898587355288E-3]
[2004,8,23,23,2.8303125760676864E-3,1.0833398757721072E-3,1.8594412555493572E-3,7.5277597291652796E-3,1.5494307790317184E-5,2.6413648564822193E-4,1.3580484229992968E-2,null,2.4206917293566632E-3,8.9684450713709853E-4,1.9215312722757776E-3,2.8521512760291494E-3,2.2471883623357128E-6,1.0591338788697384E-4,8.1993793610479985E-3]
[2004,8,24,2,1.8489140042550916E-3,1.0549544697850217E-3,1.7228389070919798E-3,7.3840463381810882E-3,1.5494307790317184E-5,2.6413648564822193E-4,1.2290384512751719E-2,null,1.5813274039895219E-3,8.7334560710424381E-4,1.7803675309401503E-3,2.7977005036579263E-3,2.2471883623357128E-6,1.0591338788697384E-4,7.1409016219411512E-3]
[2004,8,24,5,1.5217520891290613E-3,1.1365031457308229E-3,1.6934324344692175E-3,5.1965671349260903E-3,1.5494307790317184E-5,2.6413648564822193E-4,9.8278855976937311E-3,null,1.3015144431163519E-3,9.4085579824732327E-4,1.7499791244318386E-3,1.9688985990648864E-3,2.2471883623357128E-6,1.0591338788697384E-4,6.0694085411097092E-3]
[2004,8,24,8,1.7277358253887285E-3,1.3524175991821885E-3,2.7213274421468642E-3,7.2667003444591167E-3,0,0,1.3068181211176897E-2,null,1.4776869022864009E-3,1.119600895626256E-3,2.8121973558355574E-3,2.7532399286963843E-3,0,0,8.1627250824445989E-3]
[2004,8,24,13,1.9579652924216736E-3,1.3854219928701762E-3,2.9150389152805857E-3,7.9952840572289682E-3,0,0,1.4253710257801405E-2,null,1.674596095784439E-3,1.1469236314106891E-3,3.0123771960505604E-3,3.029288984568816E-3,0,0,8.8631859078145032E-3]
[2004,8,24,16,2.2217454220402571E-3,1.465937800295185E-3,2.5786634942328748E-3,6.8159290517976825E-3,0,0,1.3082275768366E-2,null,1.9002002864789806E-3,1.2135787608319733E-3,2.6647696075671333E-3,2.582449685142187E-3,0,0,8.3609983400202738E-3]
[2004,8,24,20,2.2692665613057977E-3,1.231493890514799E-3,2.1718398138266125E-3,7.459956927425666E-3,0,0,1.3132557193072875E-2,null,1.940843864069101E-3,1.0194940258189374E-3,2.244361368333996E-3,2.8264618472405617E-3,0,0,8.0311611054625955E-3]
[2004,8,24,23,2.6060784720686112E-3,1.1540546122877574E-3,1.8380489213251415E-3,7.1257601107209368E-3,1.5494307790317184E-5,2.6413648564822193E-4,1.3003572909840985E-2,null,2.2289102118027227E-3,9.5538580561234214E-4,1.8994246103545536E-3,2.6998398625461897E-3,2.2471883623357128E-6,1.0591338788697384E-4,7.8917210665651171E-3]
[2004,8,24,24,2.6399292683158947E-3,9.4718951869379319E-4,1.8161546761180144E-3,7.5967980863978594E-3,1.5494307790317184E-5,2.6413648564822193E-4,1.3279702342964101E-2,null,2.2578619054074568E-3,7.8413223408113403E-4,1.8767992777591769E-3,2.8783088376092519E-3,2.2471883623357128E-6,1.0591338788697384E-4,7.9052628311063293E-3]
[2004,8,25,5,1.5217520891290613E-3,1.1365031457308229E-3,1.7064713730313577E-3,6.0193213657586024E-3,1.5494307790317184E-5,2.6413648564822193E-4,1.0663678767088383E-2,null,1.3015144431163519E-3,9.4085579824732327E-4,1.7634534561052169E-3,2.2806274020227804E-3,2.2471883623357128E-6,1.0591338788697384E-4,6.3946116757409811E-3]
[2004,8,25,7,1.6612970809437764E-3,1.3363542702399677E-3,2.4266914268346713E-3,6.1482538715270253E-3,9.0331817504864174E-6,1.5399157639595928E-4,1.1735621407691887E-2,null,1.4208635957206703E-3,1.1063028451710377E-3,2.507722925319688E-3,2.329477926492139E-3,1.3101108600180242E-6,6.174750724848069E-5,7.4274249108120345E-3]
[2004,8,25,11,2.1589245850064101E-3,1.4143138688200165E-3,2.9315922429058792E-3,8.0246862072432916E-3,0,0,1.4529516903975597E-2,null,1.8464712807412555E-3,1.1708418133460059E-3,3.0294832684243452E-3,3.040429002674927E-3,0,0,9.0872253651865329E-3]
[2004,8,25,14,1.9262347389165935E-3,1.438536032911941E-3,2.8757072540973785E-3,7.7903217590349887E-3,0,0,1.4030799784960902E-2,null,1.6474577899000858E-3,1.1908941674618678E-3,2.9717321814643053E-3,2.9516319522824457E-3,0,0,8.7617160911087049E-3]
[2004,8,25,18,2.1702492346230944E-3,1.4346760530365762E-3,2.3306560914356134E-3,5.9800646474663559E-3,0,0,1.191564602656164E-2,null,1.8561569550009718E-3,1.1876986774533296E-3,2.4084808010191474E-3,2.2657536410104367E-3,0,0,7.7180900744838847E-3]
[2004,8,25,21,2.3817936431300229E-3,1.3174580547027229E-3,2.0130966585945134E-3,7.4132586396255494E-3,9.0331817504864174E-6,1.5399157639595928E-4,1.3288631754199254E-2,null,2.037085310545304E-3,1.0906595853877881E-3,2.0803174997106291E-3,2.808768591088741E-3,1.3101108600180242E-6,6.174750724848069E-5,8.0798886048409607E-3]
[2004,8,25,24,2.6399292683158947E-3,9.4718951869379319E-4,1.8513853587460456E-3,7.9960951896149522E-3,1.5494307790317184E-5,2.6413648564822193E-4,1.3714230128809223E-2,null,2.2578619054074568E-3,7.8413223408113403E-4,1.9132063748972818E-3,3.0295963100352161E-3,2.2471883623357128E-6,1.0591338788697384E-4,8.0929574006703992E-3]
[2004,8,26,2,1.8489140042550916E-3,1.0549544697850217E-3,1.7671497067121848E-3,7.8415437495516702E-3,1.5494307790317184E-5,2.6413648564822193E-4,1.2792192723742506E-2,null,1.5813274039895219E-3,8.7334560710424381E-4,1.8261579461606701E-3,2.9710391691529429E-3,2.2471883623357128E-6,1.0591338788697384E-4,7.3600307026566872E-3]
[2004,8,26,5,1.5217520891290613E-3,1.1365031457308229E-3,1.7461718019316263E-3,5.7562136039645984E-3,1.5494307790317184E-5,2.6413648564822193E-4,1.0440271434194648E-2,null,1.3015144431163519E-3,9.4085579824732327E-4,1.8044795522117536E-3,2.1809399564170803E-3,2.2471883623357128E-6,1.0591338788697384E-4,6.3359503262418191E-3]
[2004,8,26,8,1.7277358253887285E-3,1.3524175991821885E-3,2.7883662390482608E-3,6.5673087966980374E-3,0,0,1.2435828460317214E-2,null,1.4776869022864009E-3,1.119600895626256E-3,2.8814746961749382E-3,2.4882513308719482E-3,0,0,7.9670138249595436E-3]
[2004,8,26,12,2.1989688803819019E-3,1.3791093996373225E-3,2.85716971491403E-3,5.236685232605307E-3,0,0,1.167193322753856E-2,null,1.8807201108680133E-3,1.1416977418322771E-3,2.952575641215704E-3,1.9840987233521062E-3,0,0,7.9590922172681003E-3]
[2004,8,26,15,2.0920150701585036E-3,1.3964553008848622E-3,2.8003795068208661E-3,6.0097427530850208E-3,0,0,1.2298592630949252E-2,null,1.7892453366610351E-3,1.1560575716540228E-3,2.8938891081056145E-3,2.2769982144102028E-3,0,0,8.1161902308308741E-3]
[2004,8,26,19,1.9768184801918715E-3,1.3179242269566918E-3,2.3042696227022767E-3,6.474960665038651E-3,0,0,1.2073972994889491E-2,null,1.6907207302482173E-3,1.0910455067728508E-3,2.3812132416462899E-3,2.4532620576980511E-3,0,0,7.6162415363654097E-3]
[2004,8,26,23,2.6060784720686112E-3,1.1540546122877574E-3,1.921084438627704E-3,7.245790105316118E-3,1.5494307790317184E-5,2.6413648564822193E-4,1.3206638421738729E-2,null,2.2289102118027227E-3,9.5538580561234214E-4,1.9852328297485732E-3,2.7453173637634583E-3,2.2471883623357128E-6,1.0591338788697384E-4,8.0230067871764048E-3]
[2004,8,27,2,2.1065246700339578E-3,9.4590370796238988E-4,1.8037459411429368E-3,7.6557004927109359E-3,1.5494307790317184E-5,2.6413648564822193E-4,1.2791505605288758E-2,null,1.8016550149106316E-3,7.8306777377881644E-4,1.8639761932799908E-3,2.900626044769324E-3,2.2471883623357128E-6,1.0591338788697384E-4,7.4574856029880716E-3]
[2004,8,27,3,1.8697261487820374E-3,1.0703885890207029E-3,1.7412969210339111E-3,6.7311348855314708E-3,1.5494307790317184E-5,2.6413648564822193E-4,1.1692177337806661E-2,null,1.5991274825223843E-3,8.8612276537985361E-4,1.7994418904595344E-3,2.5503224921635103E-3,2.2471883623357128E-6,1.0591338788697384E-4,6.9431752067745916E-3]
[2004,8,27,6,1.7796304308636917E-3,1.1562684595219333E-3,1.8953205055534709E-3,5.8359344500266185E-3,1.5494307790317184E-5,2.6413648564822193E-4,1.0946784639404251E-2,null,1.522070990225551E-3,9.5721854229638252E-4,1.9586085935963354E-3,2.2111449471450624E-3,2.2471883623357128E-6,1.0591338788697384E-4,6.7572036495126405E-3]
[2004,8,27,10,2.683091660289451E-3,1.284078386277287E-3,2.958419158034944E-3,6.4779947394111026E-3,0,0,1.3403583944012785E-2,null,2.2947775613505902E-3,1.0630261778608345E-3,3.057205981473409E-3,2.4544116213669641E-3,0,0,8.8694213420517989E-3]
[2004,8,27,13,2.1875722955314531E-3,1.3288304709600381E-3,2.9364612943896485E-3,7.1479159668345008E-3,0,0,1.360078002771564E-2,null,1.8709729122993232E-3,1.1000742568877922E-3,3.0345149061082252E-3,2.7082343724082665E-3,0,0,8.7137964477036062E-3]
[2004,8,27,16,2.0391617904378062E-3,1.4346870116096742E-3,2.5650436776256994E-3,6.3189294028968852E-3,0,0,1.2357821882570065E-2,null,1.7440413199135199E-3,1.1877077495241624E-3,2.6506950013082675E-3,2.3941442352077972E-3,0,0,7.9765883059537464E-3]
[2004,8,27,21,2.3636754343990545E-3,1.2915638344989551E-3,2.0519723467671692E-3,5.483200811937719E-3,9.0331817504864174E-6,1.5399157639595928E-4,1.1353437185749344E-2,null,2.0215892842771564E-3,1.0692230171641766E-3,2.1204913155448541E-3,2.0774996486539513E-3,1.3101108600180242E-6,6.174750724848069E-5,7.3518608837486376E-3]
[2004,8,27,24,2.7519114322888238E-3,7.823604258735265E-4,1.7444387653789695E-3,5.3310169159292127E-3,1.5494307790317184E-5,2.6413648564822193E-4,1.0889358332909072E-2,null,2.3536372980113894E-3,6.4767822752396739E-4,1.8026886465179121E-3,2.0198395334526022E-3,2.2471883623357128E-6,1.0591338788697384E-4,6.9320042817551802E-3]
[2004,8,28,3,1.7993669232133547E-3,7.5604738373022948E-4,1.6658654473726223E-3,5.2194795643235063E-3,1.5494307790317184E-5,2.6413648564822193E-4,9.7203901120782501E-3,null,1.538951091809143E-3,6.2589493694264E-4,1.7214916271094882E-3,1.9775797627967174E-3,2.2471883623357128E-6,1.0591338788697384E-4,5.9720779949072973E-3]
[2004,8,28,4,1.6911326435819617E-3,7.9484046340406219E-4,1.6581549547729181E-3,5.0351398358695698E-3,1.5494307790317184E-5,2.6413648564822193E-4,9.4588986910670494E-3,null,1.4463811658751659E-3,6.5800984492164576E-4,1.7135236675889787E-3,1.9077363019732061E-3,2.2471883623357128E-6,1.0591338788697384E-4,5.833811556608305E-3]
[2004,8,28,7,1.8047759103288416E-3,7.6405692221715479E-4,2.0986952315914498E-3,5.2033257486397031E-3,1.0334703604873061E-5,1.7617904119040994E-4,1.0057367557572434E-2,null,1.5435772558891709E-3,6.3252564514174753E-4,2.1687743597404449E-3,1.9714593328583395E-3,1.4988746824542242E-6,7.0644231830986493E-5,6.3884797001431438E-3]
[2004,8,28,13,2.3259054723930579E-3,8.8666645535161745E-4,2.3451190709760867E-3,4.752902077911101E-3,0,0,1.0310593076631864E-2,null,1.9892856315219336E-3,7.3402812720991292E-4,2.4234267249058873E-3,1.8008007978568821E-3,0,0,6.9475412814946165E-3]
[2004,8,28,15,2.2347907357759267E-3,8.4836452832577711E-4,2.3123255290175087E-3,4.9870007394696454E-3,0,0,1.0382481532588857E-2,null,1.9113575993969314E-3,7.0231982067184826E-4,2.3895381488543256E-3,1.8894971458147034E-3,0,0,6.8927127147378085E-3]
[2004,8,28,18,2.2121143018157285E-3,8.5714450112462661E-4,1.9759672456389535E-3,5.1027792626047461E-3,0,0,1.0148005311184056E-2,null,1.891963043261008E-3,7.0958833404753219E-4,2.0419482702969949E-3,1.9333638305093761E-3,0,0,6.576863478114911E-3]
[2004,8,28,22,2.6661758448190188E-3,8.0068713721828221E-4,1.7875521252926198E-3,4.9514448307111224E-3,1.5494307790317184E-5,2.6413648564822193E-4,1.0485490731479582E-2,null,2.280309910338881E-3,6.6285002242509855E-4,1.8472416374122034E-3,1.8760255640713204E-3,2.2471883623357128E-6,1.0591338788697384E-4,6.7745877104968119E-3]
[2004,8,29,1,2.5426307272353541E-3,8.1156242905289504E-4,1.6010663745661975E-3,5.1144163407130109E-3,1.5494307790317184E-5,2.6413648564822193E-4,1.0349306665005996E-2,null,2.1746450283516481E-3,6.7185314874169803E-4,1.6545287991952319E-3,1.9377729387128626E-3,2.2471883623357128E-6,1.0591338788697384E-4,6.5469604912507494E-3]
[2004,8,29,4,1.7364027216369411E-3,8.5200032315370313E-4,1.5678150804801676E-3,4.8883808179297919E-3,1.5494307790317184E-5,2.6413648564822193E-4,9.3242297366391419E-3,null,1.4850994701577521E-3,7.0532971875962884E-4,1.6201671858668946E-3,1.8521315888387002E-3,2.2471883623357128E-6,1.0591338788697384E-4,5.7708885398722841E-3]
[2004,8,29,5,1.7169631516427879E-3,8.2444238726567633E-4,1.6129724271906167E-3,4.8631944136882863E-3,1.5494307790317184E-5,2.6413648564822193E-4,9.2972031732259045E-3,null,1.4684733184369143E-3,6.8251584106349182E-4,1.6668324158751917E-3,1.8425888513470027E-3,2.2471883623357128E-6,1.0591338788697384E-4,5.7685710029719093E-3]
[2004,8,29,10,2.0834527700738592E-3,1.028345159145017E-3,2.2822264851011321E-3,4.494962612659653E-3,0,0,9.88898702697966E-3,null,1.7819222271308625E-3,8.5131705021282075E-4,2.3584340448777616E-3,1.7030715395617623E-3,0,0,6.6947448617832072E-3]
[2004,8,29,13,2.2938537073216095E-3,1.1001262086950271E-3,2.3219437770958442E-3,4.7400020170238234E-3,0,0,1.0455925710136305E-2,null,1.9618726018531276E-3,9.1074109749953282E-4,2.3994775671671497E-3,1.7959131650890675E-3,0,0,7.0680044316088781E-3]
[2004,8,29,16,2.2047656059787095E-3,1.1000412971953603E-3,2.234793283224997E-3,4.8199969178974482E-3,0,0,1.0359597104296514E-2,null,1.8856778974489703E-3,9.1067080338983375E-4,2.3094169648935725E-3,1.826221990929851E-3,0,0,6.9319876566622286E-3]
[2004,8,29,19,2.4902782390561267E-3,1.1120968880629683E-3,1.8258651195942114E-3,4.9685106993206931E-3,0,0,1.0396750946034001E-2,null,2.1298693254069327E-3,9.2065104199427045E-4,1.8868339700364902E-3,1.8824915567016045E-3,0,0,6.8198458941392988E-3]
[2004,8,29,23,3.1860735754974225E-3,9.8804072697004442E-4,1.7660403755684301E-3,6.7817208055959734E-3,1.5494307790317184E-5,2.6413648564822193E-4,1.3001506277070409E-2,null,2.7249647330627484E-3,8.179509668461934E-4,1.8250115724972522E-3,2.5694887118160969E-3,2.2471883623357128E-6,1.0591338788697384E-4,8.0455765604716001E-3]
[2004,8,30,2,2.1343909400294387E-3,9.4285580302612675E-4,1.7097395190993998E-3,7.3591805382735636E-3,1.5494307790317184E-5,2.6413648564822193E-4,1.2425797593867067E-2,null,1.8254883009852744E-3,7.8054456120121667E-4,1.7668307313234398E-3,2.7882792381702728E-3,2.2471883623357128E-6,1.0591338788697384E-4,7.2693034079295126E-3]
[2004,8,30,3,1.7046373464649173E-3,1.036471135203433E-3,1.6342281396539565E-3,6.9904428214148263E-3,1.5494307790317184E-5,2.6413648564822193E-4,1.1645410236175671E-2,null,1.4579313822196832E-3,8.5804415142648558E-4,1.6887978939944467E-3,2.6485702427324841E-3,2.2471883623357128E-6,1.0591338788697384E-4,6.7615042466224089E-3]
[2004,8,30,7,1.707935634362654E-3,1.2062653839587103E-3,2.396476104281212E-3,6.9827074569581062E-3,1.1620730842737888E-5,1.9810236423616642E-4,1.2503107674639585E-2,null,1.4607523209041946E-3,9.9860856961621553E-4,2.4764986599576625E-3,2.6456394332487134E-3,1.6853912717517845E-6,7.9435040915230365E-5,7.6626194159137668E-3]
[2004,8,30,10,1.9683013070682324E-3,1.4117866126378931E-3,2.9126955949241918E-3,7.7279166330506523E-3,0,0,1.4020700147680969E-2,null,1.6834362166180878E-3,1.1687496206041388E-3,3.0099556281024831E-3,2.9279876190265114E-3,0,0,8.7901290843512211E-3]
[2004,8,30,14,2.01557836452984E-3,1.4767983356691837E-3,2.9719377361704484E-3,7.7258569922011317E-3,0,0,1.4190171428570604E-2,null,1.7238710374761557E-3,1.2225696709909821E-3,3.0711759687298231E-3,2.9272072530891714E-3,0,0,8.9448239302861339E-3]
[2004,8,30,17,2.2638560510635695E-3,1.5650083594089339E-3,2.501478547674069E-3,6.3884024226883969E-3,0,0,{"$f":"SUM(E5827:J5827)","v":1.271874538083497E-2},null,1.9362163972989261E-3,1.295594468688053E-3,2.585007319772856E-3,2.4204664836823681E-3,0,0,{"$f":"SUM(M5827:R5827)","v":8.237284669442204E-3}]
[2004,8,30,20,2.3486365334755587E-3,1.2128121800215157E-3,2.1777028792723968E-3,7.1570767286138039E-3,0,0,1.2896228321383275E-2,null,2.0087269087953998E-3,1.0040283443513503E-3,2.2504202118558609E-3,2.7117052428050738E-3,0,0,7.9748807078076842E-3]
[2004,8,30,24,2.6951778246915121E-3,9.1656250299657137E-4,1.8419037596761438E-3,7.7530691116608945E-3,1.5494307790317184E-5,2.6413648564822193E-4,1.3486343992463659E-2,null,2.3051145391300419E-3,7.587776141577433E-4,1.9034081685438283E-3,2.9375175026232951E-3,2.2471883623357128E-6,1.0591338788697384E-4,8.0129784007042185E-3]
[2004,8,31,4,1.8641260902624397E-3,1.1754073434902556E-3,1.6328455996888788E-3,5.831179776255053E-3,1.5494307790317184E-5,2.6413648564822193E-4,1.0783189603135165E-2,null,1.594337900107732E-3,9.7306269549667958E-4,1.6873691885862282E-3,2.2093434750799896E-3,2.2471883623357128E-6,1.0591338788697384E-4,6.5722738355199388E-3]
[2004,8,31,5,1.8393712891966545E-3,1.1365031457308229E-3,1.6761897071445699E-3,6.1515907108889495E-3,1.5494307790317184E-5,2.6413648564822193E-4,1.1083285646399535E-2,null,1.5731657713794374E-3,9.4085579824732327E-4,1.7321606320891776E-3,2.3307422031144578E-3,2.2471883623357128E-6,1.0591338788697384E-4,6.6850849810797053E-3]
[2004,8,31,8,2.2379682561749136E-3,1.3524175991821885E-3,2.7092594664886141E-3,8.4410498305803657E-3,0,0,1.4740695152426082E-2,null,1.9140752488236163E-3,1.119600895626256E-3,2.7997264092266315E-3,3.1981827145783535E-3,0,0,9.0315852682548575E-3]
[2004,8,31,11,2.5957641413823537E-3,1.4143138688200165E-3,2.8705384274057655E-3,8.1159138726846405E-3,0,0,1.4996530310292777E-2,null,2.2200886366886548E-3,1.1708418133460059E-3,2.9663907585506929E-3,3.0749937485965604E-3,0,0,9.4323149571819143E-3]
[2004,8,31,15,2.4081793176836579E-3,1.3964553008848622E-3,2.7544170025420893E-3,8.110431570890057E-3,0,0,1.4669483192000666E-2,null,2.0596522823722184E-3,1.1560575716540228E-3,2.8463918349004515E-3,3.0729165895716226E-3,0,0,9.1350182784983146E-3]
[2004,8,31,18,2.7392906111056367E-3,1.4346760530365762E-3,2.2651240806960873E-3,5.809378453476859E-3,0,0,1.2248469198315159E-2,null,2.3428430423824663E-3,1.1876986774533296E-3,2.3407605610840016E-3,2.2010832923937593E-3,0,0,8.0723855733135577E-3]
[2004,8,31,21,2.9757365706721307E-3,1.3174580547027229E-3,2.0420254197637167E-3,7.2480140145036991E-3,1.1620730842737888E-5,1.9810236423616642E-4,1.3792957154721173E-2,null,2.5450690380559296E-3,1.0906595853877881E-3,2.1102122431390247E-3,2.7461599684234553E-3,1.6853912717517845E-6,7.9435040915230365E-5,8.5732212671931814E-3]
[2004,9,1,2,2.1031182348292977E-3,1.1035212541819883E-3,1.9362798844636733E-3,7.2972183971474766E-3,1.5450732300731166E-5,2.6339167538295868E-4,1.2718980178306125E-2,null,1.7987415806856504E-3,9.1355169089183427E-4,2.0009356782697873E-3,2.764802744998796E-3,2.2408684715470466E-6,1.056147340363578E-4,7.5858872973539725E-3]
[2004,9,1,5,1.823808409992717E-3,1.3331043483223312E-3,1.9556454961061538E-3,5.5726657969614552E-3,1.5450732300731166E-5,2.6339167538295868E-4,1.0964066459066347E-2,null,1.559855251088322E-3,1.1036123925387284E-3,2.0209479417746001E-3,2.1113965423349181E-3,2.2408684715470466E-6,1.056147340363578E-4,6.903667730244473E-3]
[2004,9,1,6,1.9772464214655493E-3,1.3735669745537724E-3,2.1652277649067716E-3,5.5005297429460195E-3,1.5450732300731166E-5,2.6339167538295868E-4,1.1295413311555801E-2,null,1.6910867371375631E-3,1.1371094370873252E-3,2.2375285314614282E-3,2.0840653115424806E-3,2.2408684715470466E-6,1.056147340363578E-4,7.2576456197367021E-3]
[2004,9,1,9,2.5953872954673049E-3,1.3568320148507251E-3,3.1672401044939009E-3,7.8730665450876276E-3,0,0,1.4992525959899559E-2,null,2.2197663303124915E-3,1.1232553761204086E-3,3.27299982692542E-3,2.9829826669194237E-3,0,0,9.5990042002777436E-3]
[2004,9,1,12,2.2877394135693923E-3,1.4731590394517716E-3,3.156625680868361E-3,7.0532145335035542E-3,0,0,1.3970738667393078E-2,null,1.956643207601058E-3,1.2195568742727734E-3,3.2620309690102869E-3,2.672353469771301E-3,0,0,9.1105845206554195E-3]
[2004,9,1,18,2.8108847483402782E-3,1.5320133437575093E-3,2.6445594874066167E-3,6.4504270912232407E-3,0,0,1.3437884670727644E-2,null,2.404075620487005E-3,1.2682794965249609E-3,2.7328659839506975E-3,2.4439666675181446E-3,0,0,8.8491877684808082E-3]
[2004,9,1,20,3.2952199648271351E-3,1.289705366208792E-3,2.4938886617205556E-3,7.5275802767478207E-3,0,0,1.4606394269504303E-2,null,2.8183147623752915E-3,1.0676844814608421E-3,2.5771639941667593E-3,2.8520832842945753E-3,0,0,9.3152465222974684E-3]
[2004,9,1,24,2.777735697283663E-3,1.0923686001313338E-3,2.0511835659550023E-3,7.6948345088979743E-3,1.5450732300731166E-5,2.6339167538295868E-4,1.3894964779951663E-2,null,2.3757241110433885E-3,9.04318949857354E-4,2.1196761959528655E-3,2.9154533158592295E-3,2.2408684715470466E-6,1.056147340363578E-4,8.4230281752207432E-3]
[2004,9,2,3,1.697202528199419E-3,1.1560562493485691E-3,1.924758048790289E-3,6.7717656135348834E-3,1.5450732300731166E-5,2.6339167538295868E-4,1.1828624847556849E-2,null,1.4515725781650559E-3,9.5704286379271375E-4,1.9890291082212005E-3,2.5657168441208323E-3,2.2408684715470466E-6,1.056147340363578E-4,7.0712169968077075E-3]
[2004,9,2,6,1.8629381346123638E-3,1.3735669745537724E-3,2.1624686601087531E-3,5.6831629879490475E-3,1.5450732300731166E-5,2.6339167538295868E-4,1.1360979164907624E-2,null,1.5933218729588944E-3,1.1371094370873252E-3,2.2346772952973083E-3,2.1532622122834252E-3,2.2408684715470466E-6,1.056147340363578E-4,7.226226420134858E-3]
[2004,9,2,7,2.2131176035209057E-3,1.425114414589181E-3,2.7248755040585699E-3,5.1091230090218823E-3,1.1588049225548371E-5,1.9754375653721897E-4,1.1681362336953308E-2,null,1.8928211407588987E-3,1.1797830610225529E-3,2.815863893780204E-3,1.9357673775259392E-3,1.6806513536602845E-6,7.9211050527268334E-5,7.9051271749685237E-3]
[2004,9,2,11,2.2846863750032834E-3,1.3474569915155076E-3,3.2070709342930099E-3,6.5372790729249742E-3,0,0,1.3376493373736774E-2,null,1.9540320242042563E-3,1.1154942492843088E-3,3.3141606782463562E-3,2.4768735348131409E-3,0,0,8.8605604865480622E-3]
[2004,9,2,14,1.932312536753003E-3,1.4681332349174314E-3,3.2505805990661134E-3,5.9392375717062205E-3,0,0,1.2590263942442769E-2,null,1.6526559701575255E-3,1.2153962546081873E-3,3.3591232073169794E-3,2.2502848959368316E-3,0,0,8.4774603280195239E-3]
[2004,9,2,18,2.6431179454025084E-3,1.5320133437575093E-3,2.7065667041478439E-3,4.4720520657345513E-3,0,0,1.1353750059042413E-2,null,2.2605890968549393E-3,1.2682794965249609E-3,2.7969437308111912E-3,1.6943910890694616E-3,0,0,8.0202034132605526E-3]
[2004,9,2,21,2.8723446340955376E-3,1.2757258051879267E-3,2.4574806604146064E-3,6.9538864880481178E-3,1.2870460314372296E-5,2.1940527084220976E-4,1.3791713318902771E-2,null,2.4566406404755974E-3,1.0561114813395132E-3,2.5395402656076286E-3,2.6347196156388951E-3,1.8666434814490667E-6,8.7977075556710168E-5,8.7768557220997915E-3]
[2004,9,3,1,1.9668962643797014E-3,1.1978749613357402E-3,2.0857305634573299E-3,6.7524855754886783E-3,1.5450732300731166E-5,2.6339167538295868E-4,1.2281829772345139E-2,null,1.6822345206484344E-3,9.9166254592572187E-4,2.155376778515418E-3,2.5584119370709534E-3,2.2408684715470466E-6,1.056147340363578E-4,7.4955413846684339E-3]
[2004,9,3,4,1.571922232868546E-3,1.4150188412238691E-3,1.9727760711927642E-3,5.7102330217398125E-3,1.5450732300731166E-5,2.6339167538295868E-4,1.0948792574708681E-2,null,1.3444236443959992E-3,1.1714254257858489E-3,2.0386505369185729E-3,2.1635186277637643E-3,2.2408684715470466E-6,1.056147340363578E-4,6.8258738373720897E-3]
[2004,9,3,8,2.1671673199643313E-3,1.4629818964219006E-3,3.1752452456770171E-3,6.6817267584819585E-3,0,0,1.3487121220545208E-2,null,1.8535210746433979E-3,1.2111317114694719E-3,3.2812722738642165E-3,2.5316025199964252E-3,0,0,8.8775275799735116E-3]
[2004,9,3,9,2.352069619740554E-3,1.3960736560976955E-3,3.312121103843354E-3,7.4004385783427206E-3,0,0,1.4460702958024325E-2,null,2.0116631369696703E-3,1.1557416264564881E-3,3.4227186578794488E-3,2.8039112689288792E-3,0,0,9.3940346902344866E-3]
[2004,9,3,12,1.8926639813258447E-3,1.5143830544842648E-3,3.3047739417665528E-3,6.1024179052663165E-3,0,0,1.2814238882842978E-2,null,1.6187456059754861E-3,1.253684235658487E-3,3.4151261611275784E-3,2.3121113905821247E-3,0,0,8.5996673933436754E-3]
[2004,9,3,16,2.1406512969146833E-3,1.5249089597794911E-3,2.9657041220150452E-3,6.5214468336450854E-3,0,0,1.3152711212354305E-2,null,1.8308426191842866E-3,1.2623981218153506E-3,3.0647342032246424E-3,2.4708749451810117E-3,0,0,8.6288498894052917E-3]
[2004,9,3,19,2.5726855463458166E-3,1.4653286118713387E-3,2.6784200090372019E-3,5.4949459360328114E-3,0,0,1.2211380103287168E-2,null,2.2003501227865134E-3,1.2130744433006457E-3,2.7678571680037358E-3,2.0819496938041908E-3,0,0,8.263231427895085E-3]
[2004,9,3,22,2.9129636728620917E-3,1.3645490816852125E-3,2.2779529222717609E-3,5.4623790181994999E-3,1.5450732300731166E-5,2.6339167538295868E-4,1.2296687102702252E-2,null,2.4913810334724817E-3,1.1296439612325251E-3,2.3540177802626981E-3,2.069610594311583E-3,2.2408684715470466E-6,1.056147340363578E-4,8.1525089717871917E-3]
[2004,9,4,2,1.8534042585112167E-3,1.0890279557310375E-3,1.8840653045296021E-3,5.2568226269866193E-3,1.5450732300731166E-5,2.6339167538295868E-4,1.0362162553442163E-2,null,1.5851678000759542E-3,9.0155339248454089E-4,1.9469775615975728E-3,1.9917284694049775E-3,2.2408684715470466E-6,1.056147340363578E-4,6.5332828260709509E-3]
[2004,9,4,5,1.6419849799108677E-3,1.0256742902023952E-3,1.9324830044347883E-3,5.2549429854632452E-3,1.5450732300731166E-5,2.6339167538295868E-4,1.0133927667694985E-2,null,1.4043464648418567E-3,8.4910596743626712E-4,1.9970120137330302E-3,1.9910163024174209E-3,2.2408684715470466E-6,1.056147340363578E-4,6.3493363509364801E-3]
[2004,9,4,9,2.0235292788705781E-3,1.1405562106628834E-3,2.7289929444648557E-3,4.7736662130264985E-3,0,0,1.0666744647024816E-2,null,1.7306712448978351E-3,9.4421113400360924E-4,2.820118822769651E-3,1.8086680062423428E-3,0,0,7.3036692079134387E-3]
[2004,9,4,10,2.1902290986811402E-3,1.1742164154379816E-3,2.7389792991155165E-3,4.8570406396143762E-3,0,0,1.0960465452849014E-2,null,1.8732452059906127E-3,9.720767839596228E-4,2.8304386393812339E-3,1.840257281901541E-3,0,0,7.5160179112330099E-3]
[2004,9,4,13,2.5081821069902867E-3,1.1068311163225859E-3,2.6802023963099848E-3,4.7648323131424843E-3,0,0,1.1060047932765342E-2,null,2.1451820316423444E-3,9.1629176512574939E-4,2.7696990723251212E-3,1.8053209787423964E-3,0,0,7.636493847835611E-3]
[2004,9,4,17,2.5870945974515759E-3,9.812735478573636E-4,2.4308917584078341E-3,4.8052942175288516E-3,0,0,1.0804554121245626E-2,null,2.2126738043242076E-3,8.1234874767956741E-4,2.5120635133579886E-3,1.8206513660525853E-3,0,0,7.3577374314143483E-3]
[2004,9,4,20,3.1437522187424062E-3,9.8981585469891387E-4,2.2804582770811575E-3,4.8013555060536879E-3,0,0,1.1215381856576164E-2,null,2.6887683923693981E-3,8.1942050894346795E-4,2.356606793279396E-3,1.8191590494319745E-3,0,0,7.6839547440242361E-3]
[2004,9,4,22,3.117453024032193E-3,8.4422310273554084E-4,2.026088671008985E-3,4.8829868964116009E-3,1.5450732300731166E-5,2.6339167538295868E-4,1.1149594101872008E-2,null,2.6662753844726504E-3,6.9889133541492618E-4,2.0937433382896635E-3,1.8500879157281856E-3,2.2408684715470466E-6,1.056147340363578E-4,7.4168535764133304E-3]
[2004,9,5,4,1.8509158598570493E-3,1.0106954952383968E-3,1.8573772846211954E-3,5.0217899729342735E-3,1.5450732300731166E-5,2.6339167538295868E-4,1.0019621020334603E-2,null,1.5830395383099503E-3,8.3670575002765335E-4,1.9193983817250842E-3,1.902678246193583E-3,2.2408684715470466E-6,1.056147340363578E-4,6.3496775187641755E-3]
[2004,9,5,7,2.2497965699353147E-3,1.029320408824576E-3,2.3043336994222575E-3,4.9641053440932191E-3,1.2870460314372296E-5,2.1940527084220976E-4,1.0779831753431949E-2,null,1.9241916937471023E-3,8.5212441209228293E-4,2.3812794580007459E-3,1.8808224360089339E-3,1.8666434814490667E-6,8.7977075556710168E-5,7.1282617188872244E-3]
[2004,9,5,10,2.412112806449266E-3,1.137210097337478E-3,2.6445436903680987E-3,5.0588200027991579E-3,0,0,1.1252686596954001E-2,null,2.0630164916129001E-3,9.4144104917311285E-4,2.7328496594212557E-3,1.9167083495351303E-3,0,0,7.6540155497423993E-3]
[2004,9,5,11,2.405457966510407E-3,1.1773790459907155E-3,2.657040066124554E-3,5.0120968079188514E-3,0,0,1.1251973886544527E-2,null,2.0573247824580867E-3,9.746949723073025E-4,2.7457633111617852E-3,1.8990056564773643E-3,0,0,7.6767887224045393E-3]
[2004,9,5,14,2.4857787791228024E-3,1.120364153697124E-3,2.6773362870776006E-3,4.9696108777094817E-3,0,0,1.125309009760701E-2,null,2.1260210559474859E-3,9.2749510999070737E-4,2.7667372586602105E-3,1.8829083972103798E-3,0,0,7.7031618218087843E-3]
[2004,9,5,19,3.3081082738222823E-3,1.182621897126129E-3,2.1890623979124537E-3,5.0639597617696576E-3,0,0,1.1743752330630523E-2,null,2.8293377932778682E-3,9.7903527431933901E-4,2.2621590448196486E-3,1.9186557244027683E-3,0,0,7.989187836819624E-3]
[2004,9,5,22,3.3910499766404813E-3,1.0002151873638636E-3,2.100030875095504E-3,5.0689976611945397E-3,1.5450732300731166E-5,2.6339167538295868E-4,1.1839136107978076E-2,null,2.9002756450644445E-3,8.2802961176247421E-4,2.1701546027322535E-3,1.9205645062701695E-3,2.2408684715470466E-6,1.056147340363578E-4,7.9268799683372467E-3]
[2004,9,6,1,2.268076514249488E-3,1.026354976814707E-3,1.866472810840571E-3,4.8981866224139213E-3,1.5450732300731166E-5,2.6339167538295868E-4,1.0337933332002376E-2,null,1.9398260481956484E-3,8.4966947484791712E-4,1.9287976235759221E-3,1.8558468559006316E-3,2.2408684715470466E-6,1.056147340363578E-4,6.6819956050280238E-3]
[2004,9,6,5,1.7644546676395421E-3,1.0481156267499892E-3,1.8938180134884805E-3,5.1578344998826796E-3,1.5450732300731166E-5,2.6339167538295868E-4,1.0143065215444379E-2,null,1.5090915600262148E-3,8.6768406085425422E-4,1.9570559306764349E-3,1.9542234050579591E-3,2.2408684715470466E-6,1.056147340363578E-4,6.3959105591227684E-3]
[2004,9,6,8,2.2295344107747745E-3,1.0565720267958524E-3,2.356560459971842E-3,5.2982540318182248E-3,0,0,1.0940920929360692E-2,null,1.9068620031985858E-3,8.7468470405118359E-4,2.4352501620206672E-3,2.0074261853801987E-3,0,0,7.2242230546506348E-3]
[2004,9,6,9,2.3075199153570285E-3,1.0689141533901407E-3,2.4688179901097276E-3,5.2006733719550955E-3,0,0,1.1045925430811992E-2,null,1.9735609492967051E-3,8.8490215167775523E-4,2.5512561686985491E-3,1.9704543885166381E-3,0,0,7.380173658189648E-3]
[2004,9,6,12,2.3049047516546109E-3,1.2373984395372293E-3,2.5089930420886825E-3,5.0410377260071129E-3,0,0,1.1092333959287635E-2,null,1.9713242687269036E-3,1.0243821153985018E-3,2.5927727363838559E-3,1.9099709209683502E-3,0,0,7.4984500414776115E-3]
[2004,9,6,16,2.5672382867966575E-3,1.1509583045113381E-3,2.4334961969499961E-3,5.0678308457616757E-3,0,0,1.1219523634019669E-2,null,2.1956912253029608E-3,9.5282252267243515E-4,2.5147549186877072E-3,1.9201224180200836E-3,0,0,7.5833910846831868E-3]
[2004,9,6,20,3.4166455351163378E-3,1.1302584804043381E-3,2.1571548382676295E-3,4.9184315962386956E-3,0,0,1.1622490450027001E-2,null,2.9221668514402624E-3,9.3568614288595689E-4,2.2291860355909054E-3,1.8635173621342185E-3,0,0,7.9505563920513438E-3]
[2004,9,6,23,3.3350330746867423E-3,8.6370029582309217E-4,1.9380094415636043E-3,7.5051674064857306E-3,1.5450732300731166E-5,2.6339167538295868E-4,1.3920752626242858E-2,null,2.852365865625173E-3,7.1501555831641355E-4,2.0027229883258515E-3,2.8435913957623434E-3,2.2408684715470466E-6,1.056147340363578E-4,8.5215514105376859E-3]
[2004,9,7,2,1.8278090934171392E-3,1.1035212541819883E-3,1.9713477879292054E-3,7.6922254804765089E-3,1.5450732300731166E-5,2.6339167538295868E-4,1.287374602368853E-2,null,1.5632769301492009E-3,9.1355169089183427E-4,2.0371745607626144E-3,2.9144647955013534E-3,2.2408684715470466E-6,1.056147340363578E-4,7.5363235798129079E-3]
[2004,9,7,6,1.6063276947378656E-3,1.3735669745537724E-3,2.1975950021373343E-3,7.2610014627118007E-3,1.5450732300731166E-5,2.6339167538295868E-4,1.2717333541824461E-2,null,1.3738497288843319E-3,1.1371094370873252E-3,2.2709765677196747E-3,2.7510807108902459E-3,2.2408684715470466E-6,1.056147340363578E-4,7.6408720470894833E-3]
[2004,9,7,9,2.1659056031331364E-3,1.3568320148507251E-3,3.2538381441897992E-3,7.6159003370826345E-3,0,0,1.4392476099256295E-2,null,1.8524419615009525E-3,1.1232553761204086E-3,3.362489527606653E-3,2.8855463837884326E-3,0,0,9.2237332490164459E-3]
[2004,9,7,13,1.8080429067947623E-3,1.3834478432826279E-3,3.3102578730983228E-3,7.3552987664110966E-3,0,0,1.3857047389586808E-2,null,1.5463714318370019E-3,1.1452893287754262E-3,3.4207932105799668E-3,2.7868084950847978E-3,0,0,8.899262466277192E-3]
[2004,9,7,14,1.7089765382580131E-3,1.4681332349174314E-3,3.330285987440001E-3,7.1493078871974845E-3,0,0,1.3656703647812931E-2,null,1.4616425785640222E-3,1.2153962546081873E-3,3.4414900989153175E-3,2.7087617494211155E-3,0,0,8.8272906815086427E-3]
[2004,9,7,17,2.1004722485988177E-3,1.5260356808904591E-3,2.8854382819318331E-3,6.3500533759178641E-3,0,0,{"$f":"SUM(E6019:J6019)","v":1.2861999587338973E-2},null,1.7964785384201867E-3,1.2633308795417537E-3,2.9817881454478334E-3,2.4059366253159661E-3,0,0,{"$f":"SUM(M6019:R6019)","v":8.4475341887257395E-3}]
[2004,9,7,21,2.47924421881541E-3,1.2757258051879267E-3,2.374274682999051E-3,7.4429677868712261E-3,1.5450732300731166E-5,2.6339167538295868E-4,1.3851054901557303E-2,null,2.1204322187904734E-3,1.0561114813395132E-3,2.4535558941373796E-3,2.8200249256789913E-3,2.2408684715470466E-6,1.056147340363578E-4,8.5579801224542618E-3]
[2004,9,7,24,2.3515964084294197E-3,1.0923686001313338E-3,2.0997051867184518E-3,7.4926293657873689E-3,1.5450732300731166E-5,2.6339167538295868E-4,1.3315141968750261E-2,null,2.0112584118107649E-3,9.04318949857354E-4,2.1698180390469775E-3,2.838840926822934E-3,2.2408684715470466E-6,1.056147340363578E-4,8.0320919300459342E-3]
[2004,9,8,4,1.5729984544687206E-3,1.2990971246853653E-3,1.9187815911059147E-3,6.2899571997963154E-3,1.5450732300731166E-5,2.6339167538295868E-4,1.1359676777740005E-2,null,1.3453441083576573E-3,1.0754594625082903E-3,1.9828530860942924E-3,2.3831671173114174E-3,2.2408684715470466E-6,1.056147340363578E-4,6.8946793767795632E-3]
[2004,9,8,6,1.6582329882579346E-3,1.3735669745537724E-3,2.1967724435632183E-3,6.3099844867243382E-3,1.5450732300731166E-5,2.6339167538295868E-4,1.1817399300782952E-2,null,1.4182429580266867E-3,1.1371094370873252E-3,2.2701265424668066E-3,2.3907551453599026E-3,2.2408684715470466E-6,1.056147340363578E-4,7.3240896854486265E-3]
[2004,9,8,11,2.0540460800823673E-3,1.3474569915155076E-3,3.2474268582321068E-3,7.6718165777345656E-3,0,0,1.4320746507564548E-2,null,1.7567714604444988E-3,1.1154942492843088E-3,3.3558641575249458E-3,2.9067321791464156E-3,0,0,9.134862046400169E-3]
[2004,9,8,12,1.9784924461227153E-3,1.4731590394517716E-3,3.2129163977506572E-3,6.8297646519651402E-3,0,0,1.3494332535290284E-2,null,1.6921524291772622E-3,1.2195568742727734E-3,3.3202013320187155E-3,2.5876917792169163E-3,0,0,8.8196024146856671E-3]
[2004,9,8,15,1.7191076172671052E-3,1.4799616822020409E-3,3.1858026236549542E-3,7.3819220422547075E-3,0,0,1.3766793965378808E-2,null,1.470307423349767E-3,1.2251884520638585E-3,3.292182181277155E-3,2.7968956409158787E-3,0,0,8.7845736976066586E-3]
[2004,9,8,18,2.3426784156517061E-3,1.5320133437575093E-3,2.7393772907062129E-3,5.7086383131386672E-3,0,0,1.2322707363254096E-2,null,2.003631087697516E-3,1.2682794965249609E-3,2.8308499206117347E-3,2.1629144174362177E-3,0,0,8.2656749222704291E-3]
[2004,9,8,22,2.8769151693446835E-3,1.1194757588081693E-3,2.246317251807124E-3,7.7094559593619254E-3,1.5450732300731166E-5,2.6339167538295868E-4,1.4231006547005591E-2,null,2.4605496987788722E-3,9.2675965097720073E-4,2.3213257390724798E-3,2.9209931564092122E-3,2.2408684715470466E-6,1.056147340363578E-4,8.7374838477456696E-3]
[2004,9,9,1,1.9799128226949598E-3,1.07632761767101E-3,2.0451408309137965E-3,7.0499915149264828E-3,1.5450732300731166E-5,2.6339167538295868E-4,1.2430215193889938E-2,null,1.693367239813401E-3,8.9103939896999229E-4,2.1134316833515128E-3,2.6711323180770401E-3,2.2408684715470466E-6,1.056147340363578E-4,7.4768262427198518E-3]
[2004,9,9,3,1.4505662983016201E-3,1.1560562493485691E-3,1.997139161045353E-3,6.7759955298082424E-3,1.5450732300731166E-5,2.6339167538295868E-4,1.1658599646187474E-2,null,1.2406311129284501E-3,9.5704286379271375E-4,2.063827153228069E-3,2.5673194937178719E-3,2.2408684715470466E-6,1.056147340363578E-4,6.9366762261750103E-3]
[2004,9,9,9,2.0024864686286254E-3,1.3568320148507251E-3,3.3129445343283537E-3,5.9508127559427674E-3,0,0,1.2623075773750471E-2,null,1.7126738840600834E-3,1.1232553761204086E-3,3.4235695841578402E-3,2.2546705535133652E-3,0,0,8.514169397851698E-3]
[2004,9,9,12,1.7913612830059871E-3,1.4731590394517716E-3,3.3006471358845166E-3,4.9027553618167432E-3,0,0,1.1467922820159019E-2,null,1.5321040787965009E-3,1.2195568742727734E-3,3.41086155393266E-3,1.8575778803204357E-3,0,0,8.0201003873223691E-3]
[2004,9,9,13,1.6732854381830357E-3,1.3834478432826279E-3,3.3907143180870181E-3,5.91412159248326E-3,0,0,1.2361569192035942E-2,null,1.4311169216123171E-3,1.1452893287754262E-3,3.5039362378955774E-3,2.2407688413911544E-3,0,0,8.3211113296744743E-3]
[2004,9,9,16,1.8116902036608637E-3,1.6120111570527668E-3,3.1509085450478194E-3,5.3305218149190467E-3,0,0,1.1905131720680497E-2,null,1.5494908686910565E-3,1.3345058037452107E-3,3.2561229279607336E-3,2.0196519473674036E-3,0,0,8.1597715477644047E-3]
[2004,9,9,19,2.0938571677924403E-3,1.2138669979212678E-3,2.7509801100255361E-3,5.7401434648487971E-3,0,0,1.179884774058804E-2,null,1.7908208342031946E-3,1.0049015768987524E-3,2.842840178492755E-3,2.1748512302310519E-3,0,0,7.8134138198257541E-3]
[2004,9,9,24,2.1894490689597229E-3,1.0923686001313338E-3,2.1393787815650695E-3,5.7441597452067544E-3,1.5450732300731166E-5,2.6339167538295868E-4,1.144419860354657E-2,null,1.8725780671342005E-3,9.04318949857354E-4,2.2108164050635756E-3,2.1763729364969223E-3,2.2408684715470466E-6,1.056147340363578E-4,7.2719419610599578E-3]
[2004,9,10,3,1.5430974590081204E-3,1.2800275471959879E-3,1.9500353231942916E-3,4.6451186036618117E-3,1.5450732300731166E-5,2.6339167538295868E-4,9.6971213407438996E-3,null,1.3197705752351888E-3,1.0596726847783703E-3,2.0151504353135355E-3,1.7599633130439796E-3,2.2408684715470466E-6,1.056147340363578E-4,6.2624126108789795E-3]
[2004,9,10,7,1.9132185465565348E-3,1.4864098303314392E-3,2.7856323533526086E-3,4.031762087350412E-3,1.5450732300731166E-5,2.6339167538295868E-4,1.0495865225274683E-2,null,1.6363253837269537E-3,1.230526560962449E-3,2.8786495212234061E-3,1.5275720527490216E-3,2.2408684715470466E-6,1.056147340363578E-4,7.3809291211697353E-3]
[2004,9,10,10,2.2691497285072678E-3,1.4798695068014964E-3,3.3023424520213455E-3,5.5517257420275223E-3,0,0,1.2603087429357632E-2,null,{"$f":"E6084*V$5","v":1.9407439400566402E-3},{"$f":"F6084*W$5","v":1.2251121445231499E-3},{"$f":"G6084*X$5","v":3.4126134796595891E-3},{"$f":"H6084*Y$5","v":2.1034626806617639E-3},{"$f":"I6084*Z$5","v":0},{"$f":"J6084*AA$5","v":0},8.6819322449011426E-3]
[2004,9,10,13,1.8034753148838034E-3,1.3441223188412053E-3,3.2903067882775476E-3,6.0906610962822233E-3,0,0,1.2528565518284778E-2,null,1.5424648908932816E-3,1.1127336356136297E-3,3.4001759239168181E-3,2.3076569182088769E-3,0,0,8.363031368632607E-3]
[2004,9,10,14,1.8492565781765657E-3,1.4373252297306394E-3,3.1929980680871039E-3,5.9552377756593514E-3,0,0,1.2434817651653661E-2,null,1.58162039843311E-3,1.189891802270057E-3,3.299617894265148E-3,2.2563471247756244E-3,0,0,8.3274772197439399E-3]
[2004,9,10,17,2.349801308450342E-3,1.5041625917201035E-3,2.8388867460279496E-3,4.4500305526069791E-3,0,0,1.1142881198805375E-2,null,2.0097231101237835E-3,1.2452232105495344E-3,2.93368217181472E-3,1.6860474796788014E-3,0,0,7.8746759721668395E-3]
[2004,9,10,22,2.8479981028875631E-3,1.3645490816852125E-3,2.3047206781448512E-3,4.1258731279090362E-3,1.5450732300731166E-5,2.6339167538295868E-4,1.0921983398310351E-2,null,2.4358176941932648E-3,1.1296439612325251E-3,2.3816793586240916E-3,1.5632292647317257E-3,2.2408684715470466E-6,1.056147340363578E-4,7.618225881289512E-3]
[2004,9,11,1,1.8957490338425843E-3,1.0807792034106002E-3,1.9837301001521222E-3,3.3166752737897646E-3,1.5450732300731166E-5,2.6339167538295868E-4,8.5557760188787607E-3,null,1.6213841700602623E-3,8.9472465076205422E-4,2.0499703401874328E-3,1.2566367624173289E-3,2.2408684715470466E-6,1.056147340363578E-4,5.9305715259349839E-3]
[2004,9,11,4,1.5634941797663914E-3,1.0151695835475154E-3,1.8839521142992122E-3,3.7916369884027751E-3,1.5450732300731166E-5,2.6339167538295868E-4,8.5330952736995831E-3,null,1.3372153527707296E-3,8.4040963060494638E-4,1.9468605917461396E-3,1.4365923812384284E-3,2.2408684715470466E-6,1.056147340363578E-4,5.6689335588681489E-3]
[2004,9,11,8,1.8521205614921504E-3,1.0491178270067112E-3,2.6618066352909883E-3,5.1055276303168138E-3,0,0,1.0668572654106662E-2,null,1.5840698878582969E-3,8.6851373380860005E-4,2.7506890444633533E-3,1.9344051443609062E-3,0,0,7.1376778104911562E-3]
[2004,9,11,11,2.1242710646345933E-3,1.1748649456604424E-3,2.7844884771192021E-3,4.6032088205230793E-3,0,0,1.0686833307937318E-2,null,1.8168330383554283E-3,9.7261367065671017E-4,2.8774674489489829E-3,1.7440843469560842E-3,0,0,7.4109985049172064E-3]
[2004,9,11,14,2.2427462559703971E-3,1.0237440122468063E-3,2.7083772408935465E-3,4.3791690733385388E-3,0,0,1.0354036582449289E-2,null,1.9181617460838816E-3,8.4750798399595118E-4,2.7988147245659491E-3,1.6591991654673691E-3,0,0,7.2236836201131508E-3]
[2004,9,11,16,2.2135781473251637E-3,9.7161087406654422E-4,2.5723716631545547E-3,5.0129795516467733E-3,0,0,1.0770540236193036E-2,null,1.8932150317331326E-3,8.0434948899135771E-4,2.6582676811734989E-3,1.8993401143692979E-3,0,0,7.2551723162672874E-3]
[2004,9,11,19,2.6079160476894002E-3,1.0053170500302505E-3,2.3094904494570124E-3,5.1727367246353489E-3,0,0,1.1095460271812012E-2,null,2.2304818417862534E-3,8.322531962633732E-4,2.3866084009966692E-3,1.9598696266262864E-3,0,0,7.4092130656725815E-3]
[2004,9,11,23,2.7103085552806295E-3,8.3857470237757626E-4,1.8968986550397676E-3,5.3088621178827731E-3,1.5450732300731166E-5,2.6339167538295868E-4,1.1033486438264435E-2,null,2.3180554541038529E-3,6.9421529888341637E-4,1.960239440272021E-3,2.0114454244757303E-3,2.2408684715470466E-6,1.056147340363578E-4,7.0918112202429254E-3]
[2004,9,12,2,1.8159140113758565E-3,1.0110354124957793E-3,1.7992370565550536E-3,5.3312751542982113E-3,1.5450732300731166E-5,2.6339167538295868E-4,1.0236304042408589E-2,null,1.5531033800753227E-3,8.3698715102837554E-4,1.8593167490986576E-3,2.019937375960886E-3,2.2408684715470466E-6,1.056147340363578E-4,6.3772002586711474E-3]
[2004,9,12,5,1.5231841607625696E-3,1.0481156267499892E-3,1.8464242038870938E-3,5.0342423334369286E-3,1.5450732300731166E-5,2.6339167538295868E-4,9.7308087325202689E-3,null,1.3027392562300669E-3,8.6768406085425422E-4,1.9080795583443909E-3,1.9073962522372166E-3,2.2408684715470466E-6,1.056147340363578E-4,6.0937547301738336E-3]
[2004,9,12,9,1.9665006470728223E-3,1.0689141533901407E-3,2.5316142208503343E-3,5.0748845859701847E-3,0,0,1.0641913607283483E-2,null,1.6818961595957188E-3,8.8490215167775523E-4,2.6161492761247753E-3,1.9227949706599522E-3,0,0,7.1057425580582012E-3]
[2004,9,12,11,2.0243429492621699E-3,1.1773790459907155E-3,2.5940115354037363E-3,4.3895664733719399E-3,0,0,1.0185300004028562E-2,null,1.7313671557325618E-3,9.746949723073025E-4,2.6806301468500875E-3,1.663138578897072E-3,0,0,7.0498308537870237E-3]
[2004,9,12,16,2.2715304237474264E-3,1.1509583045113381E-3,2.5328486772617266E-3,5.0471422300273506E-3,0,0,1.1002479635547843E-2,null,1.9427800859320818E-3,9.5282252267243515E-4,2.6174249532087772E-3,1.9122838227555033E-3,0,0,7.4253113845687974E-3]
[2004,9,12,17,2.3442066122035619E-3,1.1872284077078547E-3,2.3564188432219921E-3,4.9925755213027084E-3,0,0,1.0880429384436117E-2,null,2.0049381139197035E-3,9.8284878086948358E-4,2.4351038164382496E-3,1.8916093440902609E-3,0,0,7.3145000553176982E-3]
[2004,9,12,20,2.8171836226151669E-3,1.1302584804043381E-3,2.2129736461242904E-3,5.1854772663254842E-3,2.580272602085342E-6,4.3986415037159312E-5,1.1392459703108523E-2,null,2.4094628815939266E-3,9.3568614288595689E-4,2.2868687317006238E-3,1.964696820047197E-3,3.742250793987338E-7,1.7637662688495886E-5,7.6147264639955985E-3]
[2004,9,12,24,2.3614286236332189E-3,9.3086881299606376E-4,1.8919563629455896E-3,7.4251551721949242E-3,1.5450732300731166E-5,2.6339167538295868E-4,1.2888251379453484E-2,null,2.0196676462629396E-3,7.7062111390088794E-4,1.955132116344824E-3,2.81327600255893E-3,2.2408684715470466E-6,1.056147340363578E-4,7.6665524815754862E-3]
[2004,9,13,3,1.5450919996512897E-3,1.1700845720352172E-3,1.8859829232573339E-3,6.5318430986556928E-3,1.5450732300731166E-5,2.6339167538295868E-4,1.1411845001283222E-2,null,1.3214764532642133E-3,9.6865623133067166E-4,1.948959212990238E-3,2.4748139285682017E-3,2.2408684715470466E-6,1.056147340363578E-4,6.8217614286612297E-3]
[2004,9,13,8,1.7762783431079254E-3,1.2539558312399503E-3,3.0235305292446598E-3,8.1322995283241682E-3,1.2824110888239242E-6,2.186151430499079E-5,1.4209208157310518E-2,null,1.5192040379408197E-3,1.0380891764355741E-3,3.1244915359843859E-3,3.0812020190943271E-3,1.8599212778878188E-7,8.7660250294418324E-6,8.7719387866123377E-3]
[2004,9,13,11,2.0547530463795515E-3,1.4037494182384106E-3,3.2684670641017956E-3,8.0088480181531793E-3,0,0,1.4735817546872938E-2,null,1.7573761100803723E-3,1.1620960174172057E-3,3.3776069329060285E-3,3.0344281587520879E-3,0,0,9.3315072191556946E-3]
[2004,9,13,14,1.9137921119261945E-3,1.3261762773050609E-3,3.2537026507688926E-3,7.8448509874915959E-3,0,0,1.4338522027491744E-2,null,1.6368159390664314E-3,1.0978769787726044E-3,3.362349509821911E-3,2.9722922302560951E-3,0,0,9.0693346579170421E-3]
[2004,9,13,15,1.810049945526621E-3,1.3769922239143741E-3,3.1578741943930713E-3,8.4913314301225638E-3,0,0,1.483624779395663E-2,null,1.5480879991517889E-3,1.1399450348007769E-3,3.2633211725993654E-3,3.2172336319102979E-3,0,0,9.1685878384622291E-3]
[2004,9,13,18,2.3768281836900702E-3,1.4768813972630731E-3,2.7635080554140527E-3,6.288723378217783E-3,0,0,1.290594101458498E-2,null,2.0328384839932174E-3,1.2226384336534667E-3,2.855786454030933E-3,2.3826996414731583E-3,0,0,8.4939630131507758E-3]
[2004,9,13,21,2.4733774167865993E-3,1.2452541303406655E-3,2.4127010747257921E-3,6.936108858999414E-3,1.5450732300731166E-5,2.6339167538295868E-4,1.334628388853616E-2,null,2.1154144976846842E-3,1.0308854605668939E-3,2.4932654107264573E-3,2.6279839480299002E-3,2.2408684715470466E-6,1.056147340363578E-4,8.3754049195158397E-3]
[2004,9,14,1,2.408729884249818E-3,1.07632761767101E-3,1.9979369514088793E-3,6.8778007292117508E-3,1.5450732300731166E-5,2.6339167538295868E-4,1.2639637590225147E-2,null,2.0601231674413916E-3,8.9103939896999229E-4,2.0646515832161965E-3,2.6058919030178319E-3,2.2408684715470466E-6,1.056147340363578E-4,7.7295616551533164E-3]
[2004,9,14,5,1.7177449396428403E-3,1.3331043483223312E-3,1.9987053535513626E-3,5.8408559880583624E-3,1.5450732300731166E-5,2.6339167538295868E-4,1.1169253037258584E-2,null,1.469141961102689E-3,1.1036123925387284E-3,2.0654456436588475E-3,2.2130096414873751E-3,2.2408684715470466E-6,1.056147340363578E-4,6.9590652412955447E-3]
[2004,9,14,8,2.1701415711515943E-3,1.3924714232913015E-3,3.0881930777958569E-3,8.0069262824844396E-3,1.2824110888239242E-6,2.186151430499079E-5,1.4680876280117007E-2,null,1.8560648732721841E-3,1.1527595127375217E-3,3.1913132808582068E-3,3.0337000429464583E-3,1.8599212778878188E-7,8.7660250294418324E-6,9.242789726971604E-3]
[2004,9,14,12,2.1622315035636111E-3,1.4731590394517716E-3,3.2272444344453458E-3,6.5373688041020324E-3,0,0,1.340000378156276E-2,null,1.8492996010012724E-3,1.2195568742727734E-3,3.3350078070805075E-3,2.4769075325628506E-3,0,0,8.8807718149174035E-3]
[2004,9,14,15,1.8736694395153158E-3,1.4799616822020409E-3,3.1553920974606896E-3,7.1989542462829494E-3,0,0,1.3707977465460996E-2,null,1.6025000751276003E-3,1.2251884520638585E-3,3.2607561940811371E-3,2.7275719840075363E-3,0,0,8.8160167052801323E-3]
[2004,9,14,16,2.1958176455624391E-3,1.6120111570527668E-3,3.0179412792312324E-3,7.2024923297124011E-3,0,0,1.4028262411558839E-2,null,1.8780249428045153E-3,1.3345058037452107E-3,3.1187156510741657E-3,2.7289125088822757E-3,0,0,9.0601589065061675E-3]
[2004,9,14,19,2.8459418277290193E-3,1.2138669979212678E-3,2.6100160296210245E-3,7.7367659405464867E-3,0,0,1.4406590795817797E-2,null,2.4340590162607784E-3,1.0049015768987524E-3,2.6971690593022533E-3,2.9313404842313388E-3,0,0,9.0674701366931232E-3]
[2004,9,14,22,3.1584326392343097E-3,1.1194757588081693E-3,2.2444743451131965E-3,7.9671339012939626E-3,1.5450732300731166E-5,2.6339167538295868E-4,1.4768359052133325E-2,null,2.7013241689888136E-3,9.2675965097720073E-4,2.3194212944799442E-3,3.0186233275793428E-3,2.2408684715470466E-6,1.056147340363578E-4,9.0739840445332072E-3]
[2004,9,15,3,1.5102363539220554E-3,1.1560562493485691E-3,2.0076310868237146E-3,6.3300108878595884E-3,1.5450732300731166E-5,2.6339167538295868E-4,1.1282776985637616E-2,null,1.2916653383889193E-3,9.5704286379271375E-4,2.0746694228772717E-3,2.3983428377952597E-3,2.2408684715470466E-6,1.056147340363578E-4,6.8295760653620695E-3]
[2004,9,15,6,1.5614208677598284E-3,1.3735669745537724E-3,2.2181602376298926E-3,6.0329843049485741E-3,1.5450732300731166E-5,2.6339167538295868E-4,1.1464974792575756E-2,null,1.3354421036712834E-3,1.1371094370873252E-3,2.2922285126266363E-3,2.2858040775340892E-3,2.2408684715470466E-6,1.056147340363578E-4,7.1584397334272399E-3]
[2004,9,15,10,1.9502703813654785E-3,1.4766507478288071E-3,3.2707712155314343E-3,7.8065463922299318E-3,0,0,1.4504238736955652E-2,null,1.6680148412228861E-3,1.2224474901805808E-3,3.3799880240079367E-3,2.9577792138761939E-3,0,0,9.2282295692875972E-3]
[2004,9,15,13,1.7651655304183039E-3,1.3834478432826279E-3,3.2898621234049813E-3,8.2972942103463308E-3,0,0,1.4735769707452244E-2,null,1.5096995422200568E-3,1.1452893287754262E-3,3.3997164109014059E-3,3.1437159422000685E-3,0,0,9.1984212240969563E-3]
[2004,9,15,16,1.9083076242611076E-3,1.6120111570527668E-3,3.0642308710006842E-3,7.5710270824041965E-3,0,0,1.4155576734718754E-2,null,1.6321252013567894E-3,1.3345058037452107E-3,3.1665509337970945E-3,2.8685446043486842E-3,0,0,9.0017265432477799E-3]
[2004,9,15,19,2.2830248032947812E-3,1.2138669979212678E-3,2.6628131786064365E-3,7.6231401497029814E-3,0,0,1.3782845129525467E-2,null,1.9526109257268249E-3,1.0049015768987524E-3,2.7517291980319386E-3,2.8882894363759554E-3,0,0,8.5975311370334716E-3]
[2004,9,15,21,2.4104516461413879E-3,1.2757258051879267E-3,2.3880234082551246E-3,7.3788214704367024E-3,1.5450732300731166E-5,2.6339167538295868E-4,1.3731864737704829E-2,null,2.0615957449955768E-3,1.0561114813395132E-3,2.4677637135318503E-3,2.7957208823973677E-3,2.2408684715470466E-6,1.056147340363578E-4,8.4890474247722135E-3]
[2004,9,15,24,2.3000040731436071E-3,1.0923686001313338E-3,2.1146496582828229E-3,7.0217528016904198E-3,1.5450732300731166E-5,2.6339167538295868E-4,1.2807617540931873E-2,null,1.9671328475954946E-3,9.04318949857354E-4,2.1852615328238705E-3,2.6604331081012469E-3,2.2408684715470466E-6,1.056147340363578E-4,7.8250020408858704E-3]
[2004,9,16,4,1.4516642171156519E-3,1.2990971246853653E-3,1.9950751478642298E-3,6.0789431764541602E-3,1.5450732300731166E-5,2.6339167538295868E-4,1.1103622073803096E-2,null,1.2415701339451054E-3,1.0754594625082903E-3,2.0616942190135133E-3,2.3032171803330078E-3,2.2408684715470466E-6,1.056147340363578E-4,6.7897965983078215E-3]
[2004,9,16,7,1.6901690478926224E-3,1.425114414589181E-3,2.8246006741640788E-3,5.0967766175473864E-3,1.5450732300731166E-5,2.6339167538295868E-4,1.1315503161876957E-2,null,1.4455570278858318E-3,1.1797830610225529E-3,2.9189190628633181E-3,1.9310895215016684E-3,2.2408684715470466E-6,1.056147340363578E-4,7.5832042757812759E-3]
[2004,9,16,11,1.8845156068926343E-3,1.3474569915155076E-3,3.2960615506151154E-3,6.5815511363048222E-3,0,0,1.3109585285328081E-2,null,1.6117765161424548E-3,1.1154942492843088E-3,3.4061228478990358E-3,2.4936475322046969E-3,0,0,8.6270411455304959E-3]
[2004,9,16,12,1.8326319020619422E-3,1.4731590394517716E-3,3.2695828029122667E-3,5.4616383547999182E-3,0,0,1.2037012099225898E-2,null,1.5674017512369708E-3,1.2195568742727734E-3,3.3787599281994334E-3,2.0693299684499417E-3,0,0,8.2350485221591198E-3]
[2004,9,16,18,2.1218425219887232E-3,1.5320133437575093E-3,2.7611720519667635E-3,5.741168513559592E-3,0,0,1.2156196431272588E-2,null,1.8147559698553067E-3,1.2682794965249609E-3,2.853372447316435E-3,2.1752396052713923E-3,0,0,8.1116475189680955E-3]
[2004,9,16,19,2.1775495156207488E-3,1.2138669979212678E-3,2.6935500989939106E-3,7.3267100026950553E-3,0,0,1.3411676615230982E-2,null,1.8624006928772857E-3,1.0049015768987524E-3,2.7834924782978335E-3,2.7759766564174598E-3,0,0,8.4267714044913306E-3]
[2004,9,16,22,2.6534336086323032E-3,1.1194757588081693E-3,2.3678658955839497E-3,7.8685148708274935E-3,1.5450732300731166E-5,2.6339167538295868E-4,1.4288132541535605E-2,null,2.2694118116583649E-3,9.2675965097720073E-4,2.446933106028999E-3,2.9812581082172092E-3,2.2408684715470466E-6,1.056147340363578E-4,8.732218279389678E-3]
[2004,9,17,1,1.8368130399141268E-3,1.1978749613357402E-3,2.0485375736967711E-3,7.0690022365640795E-3,1.5450732300731166E-5,2.6339167538295868E-4,1.2431070219194406E-2,null,1.5709777682125041E-3,9.9166254592572187E-4,2.1169418493553506E-3,2.6783351853214383E-3,2.2408684715470466E-6,1.056147340363578E-4,7.4657729513229196E-3]
[2004,9,17,5,1.4665115484611528E-3,1.4489666514526565E-3,2.0019092500408548E-3,6.0473110133182958E-3,1.5450732300731166E-5,2.6339167538295868E-4,1.1243540870956649E-2,null,1.2542686650172483E-3,1.1995291703390727E-3,2.0687565238919933E-3,2.2912322448811E-3,2.2408684715470466E-6,1.056147340363578E-4,6.9216422066373205E-3]
[2004,9,17,9,2.2176877694661838E-3,1.3960736560976955E-3,3.2928721676645373E-3,8.1698781417561261E-3,0,0,1.5076511734984543E-2,null,1.8967298832063115E-3,1.1557416264564881E-3,3.4028269658374168E-3,3.0954399722314487E-3,0,0,9.5507384477316656E-3]
[2004,9,17,13,1.7344260334463898E-3,1.3441223188412053E-3,3.2819272892345925E-3,7.9106032796785412E-3,0,0,1.427107892120073E-2,null,1.4834088608607985E-3,1.1127336356136297E-3,3.391516618650255E-3,2.997204752813936E-3,0,0,8.9848638679386195E-3]
[2004,9,17,16,2.0241248320695404E-3,1.5249089597794911E-3,2.9490630599989208E-3,6.2797929709456392E-3,0,0,1.2777889822793591E-2,null,1.731180605848039E-3,1.2623981218153506E-3,3.0475374668542769E-3,2.3793160488223435E-3,0,0,8.4204322433400099E-3]
[2004,9,17,19,2.3445379132248116E-3,1.4653286118713387E-3,2.6934354694148543E-3,5.8654363580748249E-3,0,0,1.2368738352585829E-2,null,2.0052214669489228E-3,1.2130744433006457E-3,2.7833740210353483E-3,2.2223227620212444E-3,0,0,8.2239926933061619E-3]
[2004,9,17,20,2.6345206925596568E-3,1.516725028955431E-3,2.6059332419383786E-3,5.7677240390426217E-3,6.4429556772681325E-6,1.0983433388289897E-4,1.2641180292056254E-2,null,2.2532360931521497E-3,1.2556230426638358E-3,2.6929499401518887E-3,2.1853010815428256E-3,9.3444219728549539E-7,4.404134619758533E-5,8.4320859459055715E-3]
[2004,9,17,23,2.5844951096632039E-3,1.1349905150988596E-3,2.1224153756338694E-3,5.6522276868581018E-3,1.5450732300731166E-5,2.6339167538295868E-4,1.1772971094937723E-2,null,2.210450530950417E-3,9.3960356475722244E-4,2.1932865611473829E-3,2.1415413070399909E-3,2.2408684715470466E-6,1.056147340363578E-4,7.5927375664029181E-3]
[2004,9,18,3,1.8690146388227985E-3,1.0837671648811955E-3,1.852935817220342E-3,5.3475101687919663E-3,1.5450732300731166E-5,2.6339167538295868E-4,1.043207019739999E-2,null,1.5985189468121423E-3,8.971982390535687E-4,1.9148086059093312E-3,2.0260885708675608E-3,2.2408684715470466E-6,1.056147340363578E-4,6.5444699651505088E-3]
[2004,9,18,6,2.0055778561159292E-3,1.0512509810935923E-3,2.0474009023020638E-3,5.5982461714607591E-3,1.5450732300731166E-5,2.6339167538295868E-4,1.0981318318656034E-2,null,1.715317866278171E-3,8.7027966855214751E-4,2.1157672225018734E-3,2.1210885490400237E-3,2.2408684715470466E-6,1.056147340363578E-4,6.9303089088801201E-3]
[2004,9,18,10,2.5351494128058529E-3,1.1742164154379816E-3,2.7290594782548149E-3,4.9167395436076232E-3,0,0,1.1355164850106273E-2,null,{"$f":"E6276*V$5","v":2.1682464573537508E-3},{"$f":"F6276*W$5","v":9.720767839596228E-4},{"$f":"G6276*X$5","v":2.8201875782399772E-3},{"$f":"H6276*Y$5","v":1.8628762696652169E-3},{"$f":"I6276*Z$5","v":0},{"$f":"J6276*AA$5","v":0},7.8233870892185677E-3]
[2004,9,18,14,2.6274932715594935E-3,1.0237440122468063E-3,2.6796383888127418E-3,4.9748282886394506E-3,0,0,1.1305703961258493E-2,null,2.2472257252381441E-3,8.4750798399595118E-4,2.7691162316247136E-3,1.8848851931997396E-3,0,0,7.7487351340585478E-3]
[2004,9,18,17,3.0712130954501163E-3,9.812735478573636E-4,2.3886033361948571E-3,5.1631110794509126E-3,0,0,1.160420105895325E-2,null,2.6267275926028953E-3,8.1234874767956741E-4,2.4683630062863468E-3,1.9562226191256315E-3,0,0,7.863661965694442E-3]
[2004,9,18,20,3.704041372604887E-3,9.8981585469891387E-4,2.2268220422575961E-3,4.9362577235363778E-3,6.4429556772681325E-6,1.0983433388289897E-4,1.1973214282657942E-2,null,3.1679689344832011E-3,8.1942050894346795E-4,2.3011795501583698E-3,1.8702714049767071E-3,9.3444219728549539E-7,4.404134619758533E-5,8.203816186956616E-3]
[2004,9,18,21,3.4079507675734283E-3,9.7658385647613139E-4,2.153742645184668E-3,5.1145907580543654E-3,1.5450732300731166E-5,2.6339167538295868E-4,1.193171043497228E-2,null,2.9147304459853419E-3,8.0846637978239323E-4,2.2256599033743667E-3,1.9378390227352813E-3,2.2408684715470466E-6,1.056147340363578E-4,7.9945513543852875E-3]
[2004,9,19,3,1.995803596057126E-3,1.0363501444424971E-3,1.8166283426742267E-3,5.1076517101741915E-3,1.5450732300731166E-5,2.6339167538295868E-4,1.0235276201031729E-2,null,1.7069581993336108E-3,8.5794398904735932E-4,1.8772887608755041E-3,1.9352099252377634E-3,2.2408684715470466E-6,1.056147340363578E-4,6.4852564770021427E-3]
[2004,9,19,5,1.9861368759383838E-3,1.0481156267499892E-3,1.8808952089567779E-3,5.2776484693518328E-3,1.5450732300731166E-5,2.6339167538295868E-4,1.0471638588680672E-2,null,1.6986905084646552E-3,8.6768406085425422E-4,1.9437016109532031E-3,1.9996190577092504E-3,2.2408684715470466E-6,1.056147340363578E-4,6.6175508404892683E-3]
[2004,9,19,8,2.5856509552982052E-3,1.0565720267958524E-3,2.4477453484185183E-3,4.8742141122549596E-3,2.580272602085342E-6,4.3986415037159312E-5,1.1010749130406779E-2,null,2.2114390952498938E-3,8.7468470405118359E-4,2.5294798744067686E-3,1.8467640440283822E-3,3.742250793987338E-7,1.7637662688495886E-5,7.4803796055041231E-3]
[2004,9,19,11,2.6610678660096555E-3,1.1773790459907155E-3,2.6356453982614514E-3,5.0075041160349597E-3,0,0,1.1481596426296783E-2,null,2.2759411907274469E-3,9.746949723073025E-4,2.7236542376773642E-3,1.8972655568343989E-3,0,0,7.8715559575465114E-3]
[2004,9,19,15,2.8055578708917031E-3,1.0691694442564376E-3,2.6486003113203823E-3,5.1278191151161705E-3,0,0,1.1651146741584694E-2,null,2.3995196826403884E-3,8.8511349459633609E-4,2.7370417380880693E-3,1.9428510418260901E-3,0,0,7.9645259571508829E-3]
[2004,9,19,18,3.2086646602377494E-3,1.2508899072809802E-3,2.322007973526843E-3,5.1353288994083028E-3,0,0,1.1916891440453875E-2,null,2.7442862922610204E-3,1.0355510467835638E-3,2.3995439072299857E-3,1.9456963824881364E-3,0,0,8.1250776287627065E-3]
[2004,9,19,20,3.9674382626421652E-3,1.1302584804043381E-3,2.3043389171335856E-3,5.2924284380742722E-3,6.4429556772681325E-6,1.0983433388289897E-4,1.2810741387814529E-2,null,3.3932453504673899E-3,9.3568614288595689E-4,2.38128484994064E-3,2.0052189583660224E-3,9.3444219728549539E-7,4.404134619758533E-5,8.7604110900548812E-3]
[2004,9,19,23,3.7266109733060495E-3,8.6370029582309217E-4,1.9921821364503132E-3,6.0022721259885463E-3,1.5450732300731166E-5,2.6339167538295868E-4,1.2863607939251689E-2,null,3.1872721189491701E-3,7.1501555831641355E-4,2.0587046048558726E-3,2.2741677098015883E-3,2.2408684715470466E-6,1.056147340363578E-4,8.3430155944309494E-3]
[2004,9,20,2,1.8595335410671564E-3,1.1510579045987659E-3,1.9028992194609355E-3,6.8180243733380825E-3,1.5450732300731166E-5,2.6339167538295868E-4,1.2010357446148629E-2,null,1.5904100138566905E-3,9.5290497675108363E-4,1.9664403741020994E-3,2.5832435699392783E-3,2.2408684715470466E-6,1.056147340363578E-4,7.200854537157058E-3]
[2004,9,20,6,1.8444569342425297E-3,1.1191821479121366E-3,2.1653161676805678E-3,6.8351189513442424E-3,1.5450732300731166E-5,2.6339167538295868E-4,1.2242916608863166E-2,null,1.5775153895117562E-3,9.2651658476572678E-4,2.237619886159458E-3,2.5897204401141524E-3,2.2408684715470466E-6,1.056147340363578E-4,7.4392279030589988E-3]
[2004,9,20,9,2.2560575284424384E-3,1.2699057497925796E-3,3.1796836447497796E-3,6.6867905481268041E-3,0,0,1.3392437471111601E-2,null,1.9295465264974471E-3,1.0512933399332157E-3,3.2858588788950019E-3,2.5335211112661668E-3,0,0,8.8002198565918319E-3]
[2004,9,20,12,2.4415812215235165E-3,1.4139253735636237E-3,3.2115145461668534E-3,6.0291826141501892E-3,0,0,1.3096203755404183E-2,null,2.0882200501352579E-3,1.1705201969774621E-3,3.3187526701428274E-3,2.2843636759203563E-3,0,0,8.8618565931759038E-3]
[2004,9,20,16,2.4867045189212551E-3,1.5084574064365599E-3,3.0104816558223679E-3,5.9580428857437034E-3,0,0,1.2963686466923887E-2,null,2.1268128167913586E-3,1.2487786792198632E-3,3.111006937708387E-3,2.2574099374309607E-3,0,0,8.7440083711505696E-3]
[2004,9,20,17,2.8522469708407903E-3,1.5853810334239421E-3,2.8181808061769282E-3,5.6934928190004895E-3,0,0,1.2949301629442151E-2,null,2.4394516389386169E-3,1.3124600167904274E-3,2.9122848241830823E-3,2.1571760248750237E-3,0,0,8.8213725047871505E-3]
[2004,9,20,21,2.9647529358867589E-3,1.2452541303406655E-3,2.3749146339223049E-3,6.6699987650265984E-3,1.5450732300731166E-5,2.6339167538295868E-4,1.3533762872860016E-2,null,2.5356750247910896E-3,1.0308854605668939E-3,2.4542172141484766E-3,2.527158965379589E-3,2.2408684715470466E-6,1.056147340363578E-4,8.6557922673939549E-3]
[2004,9,20,24,3.0841397579702218E-3,9.5738446108337518E-4,2.1030848170151151E-3,7.1964904235776363E-3,1.5450732300731166E-5,2.6339167538295868E-4,1.3619941867330036E-2,null,2.6377834262642356E-3,7.9257213211051216E-4,2.1733105211484624E-3,2.7266384798408662E-3,2.2408684715470466E-6,1.056147340363578E-4,8.4381601618719812E-3]
[2004,9,21,3,1.8324546542724056E-3,1.1560562493485691E-3,1.9695684906393751E-3,6.5779997988342246E-3,1.5450732300731166E-5,2.6339167538295868E-4,1.1814921600778263E-2,null,1.5672501558754528E-3,9.5704286379271375E-4,2.0353358496041519E-3,2.492301985579566E-3,2.2408684715470466E-6,1.056147340363578E-4,7.1597864573597902E-3]
[2004,9,21,7,2.5342715605077334E-3,1.425114414589181E-3,2.7530180016466406E-3,6.2802704634599945E-3,1.5450732300731166E-5,2.6339167538295868E-4,1.3271516847887238E-2,null,2.1674956534264308E-3,1.1797830610225529E-3,2.8449461189024206E-3,2.3794969633218906E-3,2.2408684715470466E-6,1.056147340363578E-4,8.6795773991812011E-3]
[2004,9,21,10,2.6013805506136111E-3,1.4766507478288071E-3,3.234026820582798E-3,8.0520287802416882E-3,0,0,1.5364086899266903E-2,null,2.2248922034359274E-3,1.2224474901805808E-3,3.3420166690302303E-3,3.0507886790292552E-3,0,0,9.840145041675994E-3]
[2004,9,21,14,2.1221481354737446E-3,1.4681332349174314E-3,3.2344790252718273E-3,7.7984676278861145E-3,0,0,1.4623228023549118E-2,null,1.8150173530120035E-3,1.2153962546081873E-3,3.3424839736298493E-3,2.9547182955072557E-3,0,0,9.3276158767572961E-3]
[2004,9,21,18,2.9632443959062118E-3,1.5320133437575093E-3,2.7179245060913937E-3,5.7776068137659143E-3,0,0,1.299078905952103E-2,null,2.5343848103161256E-3,1.2682794965249609E-3,2.8086807897549529E-3,2.1890455114332401E-3,0,0,8.8003906080292797E-3]
[2004,9,21,21,3.2064799870836461E-3,1.2757258051879267E-3,2.3880648318001523E-3,6.7364563839784064E-3,1.5450732300731166E-5,2.6339167538295868E-4,1.3885569415733819E-2,null,2.7424177989079528E-3,1.0561114813395132E-3,2.467806520281965E-3,2.5523387252968568E-3,2.2408684715470466E-6,1.056147340363578E-4,8.9265301283341925E-3]
[2004,9,21,22,3.5049156790984649E-3,1.1194757588081693E-3,2.2801925820951658E-3,7.7159025441270882E-3,1.5450732300731166E-5,2.6339167538295868E-4,1.4899328971812576E-2,null,2.9976619784779722E-3,9.2675965097720073E-4,2.3563322262701147E-3,2.9234356672790465E-3,2.2408684715470466E-6,1.056147340363578E-4,9.3120451255122392E-3]
[2004,9,22,1,2.7081174058841547E-3,1.07632761767101E-3,2.009126632216144E-3,7.2430194101577045E-3,1.5450732300731166E-5,2.6339167538295868E-4,1.3315433473612701E-2,null,2.3161814217914217E-3,8.9103939896999229E-4,2.0762149071629865E-3,2.7442675903891914E-3,2.2408684715470466E-6,1.056147340363578E-4,8.1355589208214965E-3]
[2004,9,22,4,1.9412337562030335E-3,1.2990971246853653E-3,1.9212673572116443E-3,5.0804833787093254E-3,1.5450732300731166E-5,2.6339167538295868E-4,1.0520924024493056E-2,null,1.6602860539585412E-3,1.0754594625082903E-3,1.9854218563060255E-3,1.9249162662949995E-3,2.2408684715470466E-6,1.056147340363578E-4,6.7539392415757616E-3]
[2004,9,22,7,2.584076184853284E-3,1.425114414589181E-3,2.7144180936244404E-3,6.4469375306182549E-3,1.5450732300731166E-5,2.6339167538295868E-4,1.3449388631368849E-2,null,2.2100922356048181E-3,1.1797830610225529E-3,2.8050572920033353E-3,2.4426445271881697E-3,2.2408684715470466E-6,1.056147340363578E-4,8.7454327183267809E-3]
[2004,9,22,12,2.4211622368187813E-3,1.4731590394517716E-3,3.1446697093438711E-3,7.3247804540943979E-3,0,0,1.4363771439708822E-2,null,2.0707562308332622E-3,1.2195568742727734E-3,3.2496757665503098E-3,2.7752455804132396E-3,0,0,9.3152344520695853E-3]
[2004,9,22,16,2.4640041827437222E-3,1.6120111570527668E-3,2.9706634949356616E-3,7.4110812931526852E-3,0,0,1.4457760127884835E-2,null,2.1073978177190951E-3,1.3345058037452107E-3,3.0698591783371401E-3,2.8079436283183598E-3,0,0,9.3197064281198057E-3]
[2004,9,22,19,3.3710253250627889E-3,1.2138669979212678E-3,2.648252378269573E-3,7.7030609549576454E-3,0,0,1.4936205656211274E-2,null,2.8831490884900059E-3,1.0049015768987524E-3,2.7366821869402218E-3,2.918570188537215E-3,0,0,9.5433030408661954E-3]
[2004,9,22,22,3.5551557198787677E-3,1.1194757588081693E-3,2.2382635995170132E-3,7.4397426059007229E-3,1.5450732300731166E-5,2.6339167538295868E-4,1.4631480091788362E-2,null,3.0406309608539002E-3,9.2675965097720073E-4,2.3130031611554316E-3,2.818802954687435E-3,2.2408684715470466E-6,1.056147340363578E-4,9.2070523301818735E-3]
[2004,9,22,23,3.3127068729740415E-3,1.1523566076235246E-3,2.1333096994968462E-3,7.4578499872467409E-3,1.5450732300731166E-5,2.6339167538295868E-4,1.4335065575024843E-2,null,2.8332708538971853E-3,9.5398010995738889E-4,2.2045446656615937E-3,2.8256635603217382E-3,2.2408684715470466E-6,1.056147340363578E-4,8.9253147923458107E-3]
[2004,9,23,4,1.8010880091828224E-3,1.2990971246853653E-3,1.9057526811955576E-3,5.8542714203271527E-3,1.5450732300731166E-5,2.6339167538295868E-4,1.1139051643074585E-2,null,1.5404230912649736E-3,1.0754594625082903E-3,1.9693891179470339E-3,2.2180925404693482E-3,2.2408684715470466E-6,1.056147340363578E-4,6.9112198146975504E-3]
[2004,9,23,6,1.9410876776650519E-3,1.3735669745537724E-3,2.1707415450902046E-3,6.1042969991786733E-3,1.5450732300731166E-5,2.6339167538295868E-4,1.1868535604171391E-2,null,1.6601611168361474E-3,1.1371094370873252E-3,2.2432264264711796E-3,2.3128233500883696E-3,2.2408684715470466E-6,1.056147340363578E-4,7.4611759329909263E-3]
[2004,9,23,10,2.4259973400417236E-3,1.4766507478288071E-3,3.2809146573174568E-3,7.6017290063583086E-3,0,0,1.4785291751546296E-2,null,2.0748915671495866E-3,1.2224474901805808E-3,3.390470173170854E-3,2.880177086618676E-3,0,0,9.5679863171196974E-3]
[2004,9,23,13,2.1276742579647255E-3,1.3834478432826279E-3,3.2837863232780006E-3,8.2156438814830826E-3,0,0,1.5010552306008437E-2,null,1.8197436998905927E-3,1.1452893287754262E-3,3.3934377291128591E-3,3.1127799003982486E-3,0,0,9.4712506581771261E-3]
[2004,9,23,17,2.68920957455467E-3,1.5260356808904591E-3,2.8350424403682951E-3,6.7760525852040522E-3,0,0,{"$f":"SUM(E6403:J6403)","v":1.3826340281017476E-2},null,2.3000100521319809E-3,1.2633308795417537E-3,2.929709498021898E-3,2.5673411111214314E-3,0,0,{"$f":"SUM(M6403:R6403)","v":9.060391540817064E-3}]
[2004,9,23,20,3.2216226607180804E-3,1.289705366208792E-3,2.6458311278567512E-3,7.5629602404748341E-3,9.0077772391895064E-6,1.5355735199647011E-4,1.4882684524494118E-2,null,2.755368928453563E-3,1.0676844814608421E-3,2.7341800867139508E-3,2.8654882031974608E-3,1.3064263635623051E-6,6.1573392047620728E-5,9.4856015182369999E-3]
[2004,9,23,23,3.061219343257331E-3,1.1523566076235246E-3,2.1434573318100617E-3,7.2669545230656168E-3,1.5450732300731166E-5,2.6339167538295868E-4,1.3902830213440224E-2,null,2.6181801998227216E-3,9.5398010995738889E-4,2.215031145280784E-3,2.7533362330236944E-3,2.2408684715470466E-6,1.056147340363578E-4,8.6483832905924936E-3]
[2004,9,24,1,2.33753540142483E-3,1.1978749613357402E-3,2.0257978242540784E-3,6.6744094846309769E-3,1.5450732300731166E-5,2.6339167538295868E-4,1.2514460079329314E-2,null,1.9992324032171395E-3,9.9166254592572187E-4,2.0934427796496283E-3,2.5288301185513746E-3,2.2408684715470466E-6,1.056147340363578E-4,7.7210234498517692E-3]
[2004,9,24,4,1.8385753824002899E-3,1.4150188412238691E-3,1.9171267116204252E-3,5.4743969000516377E-3,1.5450732300731166E-5,2.6339167538295868E-4,1.092396024297991E-2,null,1.572485053279398E-3,1.1714254257858489E-3,1.9811429472696724E-3,2.074163983140791E-3,2.2408684715470466E-6,1.056147340363578E-4,6.9070730119836152E-3]
[2004,9,24,7,2.4645042160365972E-3,1.4864098303314392E-3,2.7981544523427255E-3,5.3912242208904084E-3,1.5450732300731166E-5,2.6339167538295868E-4,1.2419135127284859E-2,null,2.1078254830118616E-3,1.230526560962449E-3,2.8915897551416506E-3,2.0426511464489683E-3,2.2408684715470466E-6,1.056147340363578E-4,8.3804485480728341E-3]
[2004,9,24,11,2.4731916906465395E-3,1.3924993261111946E-3,3.3169929567894484E-3,6.4977800437008475E-3,0,0,1.3680464017248029E-2,null,2.1152556510134826E-3,1.1527826121279479E-3,3.4277531905714123E-3,2.4619079659511287E-3,0,0,9.157699419663972E-3]
[2004,9,24,14,2.1751241032533465E-3,1.4373252297306394E-3,3.2255017157829862E-3,6.1688533315724789E-3,0,0,1.3006804380339451E-2,null,1.8603263016218126E-3,1.189891802270057E-3,3.333206895974277E-3,2.3372827420505477E-3,0,0,8.7207077419166942E-3]
[2004,9,24,18,2.8433509041400121E-3,1.5243755754269805E-3,2.7182163335146663E-3,5.3449280240353983E-3,0,0,1.2430870837117056E-2,null,2.4318430676209223E-3,1.2619565587958033E-3,2.8089823618095973E-3,2.0251102363128852E-3,0,0,8.5278922245392089E-3]
[2004,9,24,22,3.404103381869532E-3,1.3645490816852125E-3,2.2721407654491877E-3,5.1804372875838478E-3,1.5450732300731166E-5,2.6339167538295868E-4,1.2500072924271468E-2,null,2.911439878423364E-3,1.1296439612325251E-3,2.3480115452925885E-3,1.9627872503589637E-3,2.2408684715470466E-6,1.056147340363578E-4,8.4597382378153469E-3]
[2004,9,25,1,2.2591976408921285E-3,1.0807792034106002E-3,1.9530894620304565E-3,4.9960187706276308E-3,1.5450732300731166E-5,2.6339167538295868E-4,1.0567927484644505E-2,null,1.9322321818913031E-3,8.9472465076205422E-4,2.0183065572216886E-3,1.8929139377953064E-3,2.2408684715470466E-6,1.056147340363578E-4,6.8460329301782575E-3]
[2004,9,25,2,1.9702807808088308E-3,1.0890279557310375E-3,1.8768754751878841E-3,4.5562541862448347E-3,1.5450732300731166E-5,2.6339167538295868E-4,9.7712808056562763E-3,null,1.6851292083225598E-3,9.0155339248454089E-4,1.9395476511977654E-3,1.7262939651040551E-3,2.2408684715470466E-6,1.056147340363578E-4,6.360379819616826E-3]
[2004,9,25,5,1.7709810924985557E-3,1.0256742902023952E-3,1.924916308645147E-3,5.1094623493118142E-3,1.5450732300731166E-5,2.6339167538295868E-4,1.0109876448341602E-2,null,1.5146734391487079E-3,8.4910596743626712E-4,1.9891926526511994E-3,1.9358959482927754E-3,2.2408684715470466E-6,1.056147340363578E-4,6.3967236100368544E-3]
[2004,9,25,9,2.2058564124086684E-3,1.1405562106628834E-3,2.7366832628232612E-3,4.8702905621092881E-3,0,0,1.0953386448004102E-2,null,1.8866108354310355E-3,9.4421113400360924E-4,2.8280659343954315E-3,1.8452774718001022E-3,0,0,7.5041653756301781E-3]
[2004,9,25,12,2.5016364651415293E-3,1.114238748374886E-3,2.7323878287341574E-3,4.8571761683861786E-3,0,0,1.1205439210636752E-2,null,2.1395837167351504E-3,9.2242418419900027E-4,2.8236270682007727E-3,1.840308631648789E-3,0,0,7.7259436007837117E-3]
[2004,9,25,15,2.5525785881990032E-3,9.8742447522734726E-4,2.6772488199146341E-3,5.0112103361660632E-3,0,0,1.1228462219507048E-2,null,2.183153171573395E-3,8.1744080193598204E-4,2.7666468708147027E-3,1.8986697860946947E-3,0,0,7.6659106304187742E-3]
[2004,9,25,20,3.4642566076044179E-3,9.8981585469891387E-4,2.2371054167464248E-3,5.1114046721940001E-3,1.0305638752450923E-5,1.7568225272863864E-4,1.1988570442724845E-2,null,2.9628873465446662E-3,8.1942050894346795E-4,2.311806304623366E-3,1.936631864273917E-3,1.4946593151722568E-6,7.044502970667479E-5,8.1026857134072656E-3]
[2004,9,25,23,3.1795268993158338E-3,8.3857470237757626E-4,1.9036186114626201E-3,5.1405704102722646E-3,1.5450732300731166E-5,2.6339167538295868E-4,1.1341133031111983E-2,null,2.7193655335179525E-3,6.9421529888341637E-4,1.9671837878690772E-3,1.9476823095682808E-3,2.2408684715470466E-6,1.056147340363578E-4,7.4363025323466317E-3]
[2004,9,26,2,1.9812726466265553E-3,1.0110354124957793E-3,1.8020634014390725E-3,4.9818390149841216E-3,1.5450732300731166E-5,2.6339167538295868E-4,1.0055052883229217E-2,null,1.6945302613723724E-3,8.3698715102837554E-4,1.8622374706136133E-3,1.8875414485544867E-3,2.2408684715470466E-6,1.056147340363578E-4,6.3891519340767526E-3]
[2004,9,26,3,1.7835228527286686E-3,1.0363501444424971E-3,1.7908836051601228E-3,4.8082504881239033E-3,1.5450732300731166E-5,2.6339167538295868E-4,9.6978494981388805E-3,null,1.5254000760287901E-3,8.5794398904735932E-4,1.8506843612569387E-3,1.8217714510783197E-3,2.2408684715470466E-6,1.056147340363578E-4,6.1636554799193123E-3]
[2004,9,26,6,1.848083264687931E-3,1.0380910715640812E-3,1.9108288479187082E-3,4.9675264651487441E-3,1.5450732300731166E-5,2.6339167538295868E-4,1.0043372057003152E-2,null,1.5806168943389345E-3,8.5938521812166596E-4,1.9746347868127268E-3,1.8821186456562957E-3,2.2408684715470466E-6,1.056147340363578E-4,6.4046111474375285E-3]
[2004,9,26,10,2.2674216577274588E-3,1.137210097337478E-3,2.6159659591624747E-3,4.780276286749971E-3,0,0,1.0800874000977383E-2,null,{"$f":"E6468*V$5","v":1.9392659666766687E-3},{"$f":"F6468*W$5","v":9.4144104917311285E-4},{"$f":"G6468*X$5","v":2.7033176674648471E-3},{"$f":"H6468*Y$5","v":1.8111724605399482E-3},{"$f":"I6468*Z$5","v":0},{"$f":"J6468*AA$5","v":0},7.3951971438545767E-3]
[2004,9,26,12,2.2353665853000562E-3,1.2373984395372293E-3,2.6260887844366029E-3,4.5882662825608043E-3,0,0,1.0687120091834694E-2,null,1.9118501083135086E-3,1.0243821153985018E-3,2.7137785116942465E-3,1.7384228513385902E-3,0,0,7.388433586744847E-3]
[2004,9,26,17,2.736014379651533E-3,1.1872284077078547E-3,2.4073274469854303E-3,4.9568626646652892E-3,0,0,1.1287432899010108E-2,null,2.3400409679927093E-3,9.8284878086948358E-4,2.4877123480965633E-3,1.8780782972325318E-3,0,0,7.6886803941912879E-3]
[2004,9,26,21,3.1090830811530347E-3,1.1049201287435938E-3,2.1360796811501917E-3,5.1518276136978784E-3,1.5450732300731166E-5,2.6339167538295868E-4,1.1780752912428387E-2,null,2.6591167929891205E-3,9.1470975125202878E-4,2.2074071418783864E-3,1.9519474891529171E-3,2.2408684715470466E-6,1.056147340363578E-4,7.8410367777803566E-3]
[2004,9,26,24,2.6173802090771201E-3,9.3086881299606376E-4,1.9390359015264301E-3,7.2944894073168568E-3,1.5450732300731166E-5,2.6339167538295868E-4,1.3060616738600159E-2,null,2.2385762895127232E-3,7.7062111390088794E-4,2.0037837235937295E-3,2.7637687731256614E-3,2.2408684715470466E-6,1.056147340363578E-4,7.8846055026409057E-3]
[2004,9,27,1,2.2704485187087157E-3,1.1073023093952721E-3,1.930962473928266E-3,7.1382710467473706E-3,1.5450732300731166E-5,2.6339167538295868E-4,1.2725826756463313E-2,null,1.9418547610752792E-3,9.1668184300296087E-4,1.9954407100362813E-3,2.704580061946267E-3,2.2408684715470466E-6,1.056147340363578E-4,7.666412978568694E-3]
[2004,9,27,4,1.7694554912031288E-3,1.0503693017988377E-3,1.9048969133202609E-3,7.8810007098274962E-3,1.5450732300731166E-5,2.6339167538295868E-4,1.2884564823833412E-2,null,1.5133686325809236E-3,8.6954976905316192E-4,1.9685047744759598E-3,2.9859887987436591E-3,2.2408684715470466E-6,1.056147340363578E-4,7.4452675773616092E-3]
[2004,9,27,9,2.2405259578077118E-3,1.2699057497925796E-3,3.1530268976914426E-3,8.0829282344877448E-3,0,0,1.4746386839779479E-2,null,1.9162627836001741E-3,1.0512933399332157E-3,3.2583120161280969E-3,3.0624960024597634E-3,0,0,9.2883641421212491E-3]
[2004,9,27,12,2.4285781497661611E-3,1.4139253735636237E-3,3.1837784571567829E-3,7.1935633558440487E-3,0,0,1.4219845336330616E-2,null,2.0770988656677127E-3,1.1705201969774621E-3,3.2900904242964377E-3,2.7255294593259006E-3,0,0,9.263238946267514E-3]
[2004,9,27,15,2.0606778849875653E-3,1.3769922239143741E-3,3.1000380576839213E-3,7.8866975264352285E-3,0,0,1.442440569302109E-2,null,1.7624434683423062E-3,1.1399450348007769E-3,3.2035537854756377E-3,2.9881472341004751E-3,0,0,9.0940895227191957E-3]
[2004,9,27,18,2.8279154548543801E-3,1.4768813972630731E-3,2.6635687359829285E-3,6.230647524469857E-3,0,0,1.3199013112570239E-2,null,2.4186415347794347E-3,1.2226384336534667E-3,2.752509984799251E-3,2.3606956022459401E-3,0,0,8.7544855554780934E-3]
[2004,9,27,22,2.9738435323428342E-3,1.1497319505861146E-3,2.22079973681276E-3,7.7758488269883807E-3,1.5450732300731166E-5,2.6339167538295868E-4,1.4399066454413778E-2,null,2.543449972280004E-3,9.5180728377443108E-4,2.2949561493335719E-3,2.9461483830547129E-3,2.2408684715470466E-6,1.056147340363578E-4,8.844217390950624E-3]
[2004,9,28,1,2.6231384150272471E-3,1.07632761767101E-3,1.9733318854444825E-3,7.3759175922688443E-3,1.5450732300731166E-5,2.6339167538295868E-4,1.3327557918095272E-2,null,2.2435011312553869E-3,8.9103939896999229E-4,2.0392249107865647E-3,2.7946206480487868E-3,2.2408684715470466E-6,1.056147340363578E-4,8.0762416915686371E-3]
[2004,9,28,2,2.149003091731324E-3,1.1035212541819883E-3,1.9512092561770422E-3,7.663471935976226E-3,1.5450732300731166E-5,2.6339167538295868E-4,1.3146047945750269E-2,null,1.837985689108392E-3,9.1355169089183427E-4,2.0163635679850728E-3,2.9035705239534573E-3,2.2408684715470466E-6,1.056147340363578E-4,7.7793270744466615E-3]
[2004,9,28,6,2.0390662092534964E-3,1.3735669745537724E-3,2.1353912285146832E-3,6.3000745545306377E-3,1.5450732300731166E-5,2.6339167538295868E-4,1.2126941374536277E-2,null,1.7439595718464348E-3,1.1371094370873252E-3,2.2066957005974844E-3,2.3870004259256305E-3,2.2408684715470466E-6,1.056147340363578E-4,7.5826207379647795E-3]
[2004,9,28,9,2.6669675775229996E-3,1.3568320148507251E-3,3.2086265327731312E-3,8.6827854777715967E-3,0,0,1.5915211602918453E-2,null,2.2809870584477483E-3,1.1232553761204086E-3,3.3157682208980735E-3,3.2897725978110709E-3,0,0,1.0009783253277301E-2]
[2004,9,28,13,2.2212248973315436E-3,1.3834478432826279E-3,3.1891929163123363E-3,8.7457189658741892E-3,0,0,1.5539584622800697E-2,null,1.8997550954184728E-3,1.1452893287754262E-3,3.2956856817743523E-3,3.3136171192696055E-3,0,0,9.6543472252378568E-3]
[2004,9,28,16,2.387881366513227E-3,1.6120111570527668E-3,2.9434235719343871E-3,7.485697309422586E-3,0,0,1.4429013404922968E-2,null,2.042291979861245E-3,1.3345058037452107E-3,3.0417096663559891E-3,2.8362144783020387E-3,0,0,9.2547219282644831E-3]
[2004,9,28,19,3.221984157697309E-3,1.2138669979212678E-3,2.5970823626388943E-3,7.6502825663723956E-3,0,0,1.4683216084629866E-2,null,2.7556781072895706E-3,1.0049015768987524E-3,2.683803514412253E-3,2.898573276605108E-3,0,0,9.342956475205685E-3]
[2004,9,28,23,3.202997547929839E-3,1.1523566076235246E-3,2.1285524099554044E-3,7.4667856635997013E-3,1.5450732300731166E-5,2.6339167538295868E-4,1.4229534636792157E-2,null,2.7394393605089966E-3,9.5398010995738889E-4,2.1996285218480317E-3,2.8290491493454602E-3,2.2408684715470466E-6,1.056147340363578E-4,8.8299527441677815E-3]
[2004,9,29,3,1.9275651065643721E-3,1.1560562493485691E-3,1.9247013817928801E-3,6.9377221000727386E-3,1.5450732300731166E-5,2.6339167538295868E-4,1.222488724546225E-2,null,1.6485956182760795E-3,9.5704286379271375E-4,1.9889705490129962E-3,2.6285951800233977E-3,2.2408684715470466E-6,1.056147340363578E-4,7.3310598136130927E-3]
[2004,9,29,4,2.0376427432471384E-3,1.2990971246853653E-3,1.9056517271629977E-3,5.90953463421453E-3,1.5450732300731166E-5,2.6339167538295868E-4,1.1430768636993721E-2,null,1.742742118898747E-3,1.0754594625082903E-3,1.9692847928816162E-3,2.2390309141259467E-3,2.2408684715470466E-6,1.056147340363578E-4,7.1343728909225058E-3]
[2004,9,29,7,2.7601097709022138E-3,1.425114414589181E-3,2.7075371889231101E-3,6.590841701609936E-3,1.5450732300731166E-5,2.6339167538295868E-4,1.3762445483708129E-2,null,2.3606491208904975E-3,1.1797830610225529E-3,2.7979466217814631E-3,2.4971675831419429E-3,2.2408684715470466E-6,1.056147340363578E-4,8.9434019893443618E-3]
[2004,9,29,10,2.7935713188653047E-3,1.4766507478288071E-3,3.1958355640237714E-3,7.5607104164421663E-3,0,0,1.502676804716005E-2,null,2.3892679006997097E-3,1.2224474901805808E-3,3.3025501391860295E-3,2.8646357798050464E-3,0,0,9.778901309871366E-3]
[2004,9,29,14,2.2556421527559771E-3,1.4681332349174314E-3,3.22832883292934E-3,7.5011418212908776E-3,0,0,1.4453246041893627E-2,null,1.9291912666235748E-3,1.2153962546081873E-3,3.336128415538766E-3,2.8420661640382516E-3,0,0,9.3227821008087797E-3]
[2004,9,29,17,3.2051239908539612E-3,1.5260356808904591E-3,2.8128356631119704E-3,6.7064178927228402E-3,0,0,1.425041322757923E-2,null,2.7412580510815139E-3,1.2633308795417537E-3,2.9067611973820464E-3,2.5409576073750638E-3,0,0,9.4523077353803782E-3]
[2004,9,29,20,3.8187104666350877E-3,1.289705366208792E-3,2.5343504789450519E-3,7.8324706623356215E-3,1.2870460314372296E-5,2.1940527084220976E-4,1.5707512705281135E-2,null,3.2660423875282298E-3,1.0676844814608421E-3,2.6189769026939537E-3,2.9676015172868087E-3,1.8666434814490667E-6,8.7977075556710168E-5,1.0010149008007993E-2]
[2004,9,30,1,2.7453774249521839E-3,1.07632761767101E-3,1.9694323045441773E-3,6.86226975900714E-3,1.5450732300731166E-5,2.6339167538295868E-4,1.2932249513858201E-2,null,2.3480489337956833E-3,8.9103939896999229E-4,2.0351951160155046E-3,2.6000074595604471E-3,2.2408684715470466E-6,1.056147340363578E-4,7.9821465108495318E-3]
[2004,9,30,4,1.9680401574787114E-3,1.2990971246853653E-3,1.9067635463109009E-3,6.4641295942322024E-3,1.5450732300731166E-5,2.6339167538295868E-4,1.1916872830390867E-2,null,1.6832128622589885E-3,1.0754594625082903E-3,1.9704337376280205E-3,2.4491583331461516E-3,2.2408684715470466E-6,1.056147340363578E-4,7.2861199980493556E-3]
[2004,9,30,5,1.9637930803193563E-3,1.3331043483223312E-3,1.9571650672062435E-3,6.1066163638578974E-3,1.5450732300731166E-5,2.6339167538295868E-4,1.1639521267389517E-2,null,1.6795804491324235E-3,1.1036123925387284E-3,2.0225182540286467E-3,2.3137021213519896E-3,2.2408684715470466E-6,1.056147340363578E-4,7.2272688195596929E-3]
[2004,9,30,8,2.5654002358704883E-3,1.3924714232913015E-3,3.0304347803523347E-3,6.8183889942606225E-3,6.4429556772681325E-6,1.0983433388289897E-4,1.3922972723334913E-2,null,2.1941191888032695E-3,1.1527595127375217E-3,3.1316263321902078E-3,2.5833817191452712E-3,9.3444219728549539E-7,4.404134619758533E-5,9.106862541271141E-3]
[2004,9,30,11,2.6060057602349863E-3,1.3474569915155076E-3,3.1926568133466798E-3,6.6316835883273827E-3,0,0,1.3777803153424556E-2,null,2.228848023288362E-3,1.1154942492843088E-3,3.2992652444282251E-3,2.5126419398573E-3,0,0,9.1562494568581954E-3]
[2004,9,30,17,3.0533241228374707E-3,1.5260356808904591E-3,2.8202204046906452E-3,5.4408529578719557E-3,0,0,1.2840433166290532E-2,null,2.6114276259432824E-3,1.2633308795417537E-3,2.9143925284815094E-3,2.0614547042938376E-3,0,0,8.8506057382603826E-3]
[2004,9,30,19,3.4363741445999616E-3,1.2138669979212678E-3,2.6539917250936284E-3,7.8546876264383881E-3,0,0,1.5158920494053246E-2,null,2.9390402110163511E-3,1.0049015768987524E-3,2.7426131806577948E-3,2.9760191800171551E-3,0,0,9.6625741485900536E-3]
[2004,9,30,23,3.3608101924164991E-3,1.1523566076235246E-3,2.2211559932406527E-3,7.3166303096670786E-3,1.5450732300731166E-5,2.6339167538295868E-4,1.4329795510631444E-2,null,2.8744123548443139E-3,9.5398010995738889E-4,2.2953243017907157E-3,2.7721576172389981E-3,2.2408684715470466E-6,1.056147340363578E-4,9.0037299863393212E-3]
[2004,10,1,2,1.8237421135655425E-3,1.3585597676986729E-3,1.9860664228254442E-3,7.600597939702719E-3,1.552701846517056E-5,2.6469218609405376E-4,1.3049185448351602E-2,null,1.5597985495019657E-3,1.124685698852938E-3,2.0523846767874828E-3,2.8797485430252191E-3,2.2519324947519149E-6,1.0613621252524336E-4,7.7250056131876006E-3]
[2004,10,1,5,1.6624663523144342E-3,1.5871603998493771E-3,1.9827822340876852E-3,5.9145971944676856E-3,1.552701846517056E-5,2.6469218609405376E-4,1.1427225385278406E-2,null,1.4218636426979049E-3,1.3139330678988788E-3,2.0489908232065607E-3,2.240949039598266E-3,2.2519324947519149E-6,1.0613621252524336E-4,7.1341247184216056E-3]
[2004,10,1,6,1.8879683527084474E-3,1.6827437155350676E-3,2.1716950982380561E-3,6.0537970920693518E-3,1.552701846517056E-5,2.6469218609405376E-4,1.2076423463110147E-2,null,1.6147295586122453E-3,1.3930618561617191E-3,2.2442118204371924E-3,2.2936897194089567E-3,2.2519324947519149E-6,1.0613621252524336E-4,7.6540810996401087E-3]
[2004,10,1,10,2.8461909597777041E-3,1.5686452147574226E-3,3.2232126381932791E-3,7.4656628732003771E-3,0,0,1.5103711685928783E-2,null,2.4342720923340253E-3,1.2986052447293388E-3,3.3308413820543501E-3,2.828623741496995E-3,0,0,9.8923424606147097E-3]
[2004,10,1,13,2.3753244597630018E-3,1.4184917262271462E-3,3.2420678576428304E-3,7.3480453910639313E-3,0,0,1.4383929434696911E-2,null,2.0315523885618258E-3,1.1743004587360464E-3,3.3503262104724609E-3,2.7840603037906754E-3,0,0,9.340239361561007E-3]
[2004,10,1,17,3.0085488116238582E-3,1.5310647064626008E-3,2.7463382592172584E-3,6.7201992743751481E-3,0,0,{"$f":"SUM(E6595:J6595)","v":1.4006151051678864E-2},null,2.5731324826963301E-3,1.2674941657472142E-3,2.8380433281148662E-3,2.5461791588962668E-3,0,0,{"$f":"SUM(M6595:R6595)","v":9.2248491354546772E-3}]
[2004,10,1,20,3.1268749869767815E-3,1.5172043532042474E-3,2.5632329163120162E-3,6.332069883257318E-3,1.4238276241944682E-5,2.4272273992236585E-4,1.3796343155914673E-2,null,2.6743337409832089E-3,1.256019851947148E-3,2.6488237754868087E-3,2.3991229591809387E-3,2.0650221425583389E-6,9.7326909000463018E-5,9.0776922587411241E-3]
[2004,10,1,24,2.5130853204004757E-3,1.0847720890868923E-3,1.9662735995845493E-3,5.4784115847769325E-3,1.552701846517056E-5,2.6469218609405376E-4,1.1322761798408073E-2,null,2.1493756208061975E-3,8.9803016703307364E-4,2.0319309363369567E-3,2.0756850848462215E-3,2.2519324947519149E-6,1.0613621252524336E-4,7.2634099540424442E-3]
[2004,10,2,3,1.7190894908674999E-3,1.1409985280446636E-3,1.8512430757607733E-3,5.433113413661244E-3,1.552701846517056E-5,2.6469218609405376E-4,1.0424663712893405E-2,null,1.4702919203180601E-3,9.4457730709769758E-4,1.9130593408326685E-3,2.0585223111661793E-3,2.2519324947519149E-6,1.0613621252524336E-4,6.4948390244346007E-3]
[2004,10,2,6,1.6403723105939761E-3,1.1894743111133452E-3,2.0415714627733165E-3,5.4093955905093307E-3,1.552701846517056E-5,2.6469218609405376E-4,1.0561032879549194E-2,null,1.4029671912907317E-3,9.8470805530202397E-4,2.1097431277256073E-3,2.0495359962463136E-3,2.2519324947519149E-6,1.0613621252524336E-4,6.6553425155846712E-3]
[2004,10,2,7,1.8553517835834938E-3,1.1815502391590911E-3,2.4232618290609452E-3,5.931372283444411E-3,1.552701846517056E-5,2.6469218609405376E-4,1.1671755339807166E-2,null,1.5868334669266898E-3,9.7814810069750359E-4,2.5041788072391225E-3,2.247304860340671E-3,2.2519324947519149E-6,1.0613621252524336E-4,7.4248533802239811E-3]
[2004,10,2,11,2.9362766319476234E-3,1.2627458371885867E-3,2.7004487862084059E-3,5.4012674826205299E-3,0,0,1.2300738737965146E-2,null,2.5113199927670705E-3,1.0453659957690437E-3,2.7906215248222886E-3,2.0464563823743499E-3,0,0,8.3937638957327521E-3]
[2004,10,2,15,3.0006283563695614E-3,1.1660282167978004E-3,2.5967716386396163E-3,4.6222022747444032E-3,0,0,1.1385630486551382E-2,null,2.5663583261282758E-3,9.652981716902644E-4,2.6834824147916668E-3,1.7512806718445722E-3,0,0,7.9664195844547786E-3]
[2004,10,2,18,2.9940244731586612E-3,1.1872003742160056E-3,2.2887658743955554E-3,5.0042296647812515E-3,0,0,1.1474220386551473E-2,null,2.5607101989194875E-3,9.8282557330208668E-4,2.3651917958921157E-3,1.8960249180975679E-3,0,0,7.8047524862112586E-3]
[2004,10,2,21,3.3022562062246419E-3,1.139921129742169E-3,2.1408530354045854E-3,5.078999782131036E-3,1.552701846517056E-5,2.6469218609405376E-4,1.1942249358061657E-2,null,2.8243326741426078E-3,9.4368538133072404E-4,2.2123398868339451E-3,1.9243541545876496E-3,2.2519324947519149E-6,1.0613621252524336E-4,8.0131002419149226E-3]
[2004,10,3,1,2.141902032369975E-3,1.2690187017415904E-3,1.8165024758206212E-3,4.8864015404299745E-3,1.552701846517056E-5,2.6469218609405376E-4,1.0394043954921385E-2,null,1.8319123402454297E-3,1.050558995901497E-3,1.8771586911060913E-3,1.8513816713267412E-3,2.2519324947519149E-6,1.0613621252524336E-4,6.7193998435997535E-3]
[2004,10,3,4,1.7259802578831287E-3,1.2604573603352146E-3,1.7956270070831049E-3,5.0879196892255774E-3,1.552701846517056E-5,2.6469218609405376E-4,1.015020351908625E-2,null,1.4761854116817706E-3,1.0434714768451517E-3,1.8555861537200139E-3,1.9277337688842098E-3,2.2519324947519149E-6,1.0613621252524336E-4,6.411364956151141E-3]
[2004,10,3,8,2.0842111772960302E-3,1.2918108881036993E-3,2.3695340814760641E-3,4.7766262345003627E-3,9.0522520745777139E-6,1.5431554976695188E-4,1.0685550183217684E-2,null,1.7825708728337144E-3,1.0694275408536836E-3,2.4486569955845848E-3,1.8097895124178185E-3,1.3128766893111995E-6,6.1877414017031735E-5,7.1736352123961443E-3]
[2004,10,3,9,2.516482213570757E-3,1.2669456483468153E-3,2.4976071368227968E-3,4.9155520902416329E-3,0,0,1.1196587088982003E-2,null,2.1522808939807357E-3,1.0488428156041724E-3,2.5810066356983545E-3,1.8624263620227197E-3,0,0,7.6445567073059823E-3]
[2004,10,3,12,2.5762293065904589E-3,1.4187545158542295E-3,2.5344907217867869E-3,4.8409325383200743E-3,0,0,1.137040708255155E-2,null,2.2033810074978222E-3,1.1745180095147569E-3,2.619121828491046E-3,1.8341541724355267E-3,0,0,7.8311750179391511E-3]
[2004,10,3,16,3.3546331372028022E-3,1.2795059007738481E-3,2.4727279046319758E-3,4.8270569328079478E-3,0,0,1.1933923875416575E-2,null,2.8691292823688525E-3,1.0592408390217186E-3,2.5552966421493791E-3,1.828896920956875E-3,0,0,8.3125636844968258E-3]
[2004,10,3,19,3.8616213947270123E-3,1.2844437882124436E-3,2.1741324474060472E-3,4.9524823547561856E-3,0,0,1.2272679985101689E-2,null,3.3027429730428724E-3,1.0633286763894786E-3,2.2467305569844067E-3,1.8764186658221072E-3,0,0,8.4892208722388649E-3]
[2004,10,3,21,3.3676789247535101E-3,1.3256697914793261E-3,2.0082490188987573E-3,4.9619062801033358E-3,1.552701846517056E-5,2.6469218609405376E-4,1.1943723219794153E-2,null,2.880287000528314E-3,1.0974576837379511E-3,2.0753079887920554E-3,1.8799892448085672E-3,2.2519324947519149E-6,1.0613621252524336E-4,8.0414300628868837E-3]
[2004,10,4,3,1.7407580501971396E-3,1.3469446026996403E-3,1.8661611302568566E-3,5.8912982507690424E-3,1.552701846517056E-5,2.6469218609405376E-4,1.1125381238481903E-2,null,1.4888244678535724E-3,1.1150700674506053E-3,1.9284755354288612E-3,2.2321214315992014E-3,2.2519324947519149E-6,1.0613621252524336E-4,6.8728796473522345E-3]
[2004,10,4,6,1.7898088911930783E-3,1.278503120009667E-3,2.1253755217240989E-3,6.8709588806940333E-3,1.552701846517056E-5,2.6469218609405376E-4,1.2344865618180101E-2,null,1.5307763590054061E-3,1.0584106854934201E-3,2.1963455517263566E-3,2.6032996328495105E-3,2.2519324947519149E-6,1.0613621252524336E-4,7.4972203740946881E-3]
[2004,10,4,7,2.0332534210154556E-3,1.3992473362185202E-3,2.6367647802393707E-3,6.0933229015201987E-3,1.552701846517056E-5,2.6469218609405376E-4,1.2442807643552769E-2,null,1.7389880473118984E-3,1.1583689622053392E-3,2.7248109977899919E-3,2.3086654348830503E-3,2.2519324947519149E-6,1.0613621252524336E-4,8.0392215872102744E-3]
[2004,10,4,10,2.5791371587434095E-3,1.5406088152591731E-3,3.1911784105211564E-3,6.6059941781344122E-3,0,0,1.3916918562658151E-2,null,{"$f":"E6660*V$5","v":2.205868016783072E-3},{"$f":"F6660*W$5","v":1.2753952702308133E-3},{"$f":"G6660*X$5","v":3.2977374751299014E-3},{"$f":"H6660*Y$5","v":2.502908621220888E-3},{"$f":"I6660*Z$5","v":0},{"$f":"J6660*AA$5","v":0},9.2819093833646747E-3]
[2004,10,4,13,2.4069130010292991E-3,1.5008597184388182E-3,3.1838675681552468E-3,6.7060259193330116E-3,0,0,1.3797666206956376E-2,null,2.0585692351222881E-3,1.2424889220530647E-3,3.2901825108680037E-3,2.5408090947439239E-3,0,0,9.132049762787281E-3]
[2004,10,4,18,3.4168311303855972E-3,1.4602839195369242E-3,2.6490143028968134E-3,5.7192632316237987E-3,0,0,1.3245392584443134E-2,null,2.9223255861811188E-3,1.2088981873430297E-3,2.7374695535719936E-3,2.166940034074547E-3,0,0,9.0356333611706884E-3]
[2004,10,4,21,3.279261819930125E-3,1.3021722334840943E-3,2.437589357293921E-3,6.2405244249354253E-3,1.552701846517056E-5,2.6469218609405376E-4,1.3539767040202788E-2,null,2.8046661817574792E-3,1.0780051958433838E-3,2.5189847568607704E-3,2.3644378064713138E-3,2.2519324947519149E-6,1.0613621252524336E-4,8.8744820859529422E-3]
[2004,10,4,24,2.8464808712286979E-3,1.0501145008836401E-3,2.0859830233669915E-3,7.146117622676933E-3,1.552701846517056E-5,2.6469218609405376E-4,1.3408915222715487E-2,null,2.4345200459549789E-3,8.6933883174131828E-4,2.1556376685058724E-3,2.7075530077302901E-3,2.2519324947519149E-6,1.0613621252524336E-4,8.275437698952455E-3]
[2004,10,5,4,1.424926165969178E-3,1.4764418982802362E-3,1.9301047826470819E-3,6.0148353371395971E-3,1.552701846517056E-5,2.6469218609405376E-4,1.1126527388595318E-2,null,1.2187017837082174E-3,1.2222745937750825E-3,1.9945543789334111E-3,2.2789277154346937E-3,2.2519324947519149E-6,1.0613621252524336E-4,6.8228466168713999E-3]
[2004,10,5,7,1.8796595289021054E-3,1.5180674609618933E-3,2.7336033936893774E-3,6.5199672399624403E-3,1.552701846517056E-5,2.6469218609405376E-4,1.293151682807504E-2,null,1.6076232406603821E-3,1.2567343769718641E-3,2.8248832230096253E-3,2.4703143501086672E-3,2.2519324947519149E-6,1.0613621252524336E-4,8.2679433357705345E-3]
[2004,10,5,8,2.0068069627658907E-3,1.4482378190580857E-3,3.0491543141084759E-3,7.9646627792887177E-3,9.0522520745777139E-6,1.5431554976695188E-4,1.4632229677062698E-2,null,1.7163690887923265E-3,1.1989258053708733E-3,3.1509709441307557E-3,3.0176870578212667E-3,1.3128766893111995E-6,6.1877414017031735E-5,9.1471431868215668E-3]
[2004,10,5,11,2.3110894436593368E-3,1.4468038797591436E-3,3.2245847550736628E-3,7.7160833235053886E-3,0,0,1.4698561401997531E-2,null,1.9766138727483995E-3,1.1977387166163789E-3,3.3322593163327289E-3,2.9235041617784794E-3,0,0,9.4301160674759871E-3]
[2004,10,5,15,2.1800802085436607E-3,1.5293070733888234E-3,3.1145651544788691E-3,7.4202208611009249E-3,0,0,1.4244173297512278E-2,null,1.8645651278163219E-3,1.2660391066258501E-3,3.2185659676048453E-3,2.8114064687016589E-3,0,0,9.1605766707486755E-3]
[2004,10,5,19,2.8254739026626922E-3,1.3709193565982101E-3,2.5868609589670953E-3,7.444556752559929E-3,0,0,1.4227810970787926E-2,null,2.4165533395577522E-3,1.1349176026745548E-3,2.6732408000789552E-3,2.8206269601061852E-3,0,0,9.0453387024174471E-3]
[2004,10,5,22,3.1521729309496298E-3,1.2446526375336905E-3,2.2894409290063551E-3,8.0172338459358616E-3,1.552701846517056E-5,2.6469218609405376E-4,1.4983719547984761E-2,null,2.6959704055207648E-3,1.030387513863295E-3,2.3658893917646792E-3,3.0376054186901638E-3,2.2519324947519149E-6,1.0613621252524336E-4,9.2382408748588971E-3]
[2004,10,6,1,1.9479991132150176E-3,1.2828106309267832E-3,2.0642018281703299E-3,7.3371689658054346E-3,1.552701846517056E-5,2.6469218609405376E-4,1.2912399742676788E-2,null,1.6660722854523813E-3,1.0619766647321106E-3,2.1331291608598143E-3,2.7799393951411246E-3,2.2519324947519149E-6,1.0613621252524336E-4,7.7495056512054267E-3]
[2004,10,6,5,1.4998662673550726E-3,1.4981300364507566E-3,2.0449836676766772E-3,6.1489708563705397E-3,1.552701846517056E-5,2.6469218609405376E-4,1.1472170032412269E-2,null,1.2827960767399871E-3,1.2402291508104716E-3,2.1132692721572491E-3,2.3297495809165491E-3,2.2519324947519149E-6,1.0613621252524336E-4,7.0744322256442518E-3]
[2004,10,6,8,1.9591779077294718E-3,1.4482378190580857E-3,3.128956259614213E-3,7.6800408429372321E-3,9.0522520745777139E-6,1.5431554976695188E-4,1.437978063118053E-2,null,1.6756332136884115E-3,1.1989258053708733E-3,3.2334376170735464E-3,2.9098482255315449E-3,1.3128766893111995E-6,6.1877414017031735E-5,9.0810351523707197E-3]
[2004,10,6,12,2.3423669492250066E-3,1.5476586919963183E-3,3.2744231083357794E-3,6.5979153416090234E-3,0,0,1.3762364091166128E-2,null,2.0033646986741056E-3,1.2812315210410184E-3,3.3837618599415029E-3,2.499847675503473E-3,0,0,9.1682057551600998E-3]
[2004,10,6,13,2.0144254888951408E-3,1.4440039930615968E-3,3.3203936207920181E-3,7.5384395745760656E-3,0,0,1.4317262677324822E-2,null,1.7228850133396377E-3,1.195420826301937E-3,3.4312674087312702E-3,2.8561977036267454E-3,0,0,9.2057709519995905E-3]
[2004,10,6,16,2.3469443568526101E-3,1.7026421652041122E-3,3.1069762673477347E-3,6.2917152305338366E-3,0,0,1.3448278019938293E-2,null,2.0072796347414953E-3,1.4095348169428476E-3,3.210723674173565E-3,2.3838332078604946E-3,0,0,9.0113713337184025E-3]
[2004,10,6,20,3.0739987838658629E-3,1.3767595587470848E-3,2.5989929747121626E-3,7.4714430549044034E-3,1.552701846517056E-5,2.6469218609405376E-4,1.4801413576788738E-2,null,2.6291101184643785E-3,1.1397524226003475E-3,2.6857779251859282E-3,2.8308137625943672E-3,2.2519324947519149E-6,1.0613621252524336E-4,9.3938423738650165E-3]
[2004,10,6,23,2.7542947899325725E-3,1.3696843986373962E-3,2.2502430267705518E-3,7.031715182410218E-3,1.552701846517056E-5,2.6469218609405376E-4,1.3686156602309962E-2,null,2.3556757209704316E-3,1.1338952409130517E-3,2.3253826025725396E-3,2.6642076994676761E-3,2.2519324947519149E-6,1.0613621252524336E-4,8.5875494089436948E-3]
[2004,10,7,3,1.5494124797905649E-3,1.3739745010798434E-3,2.052101686763719E-3,6.5710776289250412E-3,1.552701846517056E-5,2.6469218609405376E-4,1.1826785501118391E-2,null,1.3251716460243445E-3,1.1374468085204215E-3,2.1206249744315678E-3,2.4896792828831876E-3,2.2519324947519149E-6,1.0613621252524336E-4,7.1813108568795168E-3]
[2004,10,7,5,1.51221185574007E-3,1.4981300364507566E-3,2.0901713461490873E-3,4.1723793667167025E-3,1.552701846517056E-5,2.6469218609405376E-4,9.5531118096158409E-3,null,1.2933549330127192E-3,1.2402291508104716E-3,2.1599658467584327E-3,1.5808497565022979E-3,2.2519324947519149E-6,1.0613621252524336E-4,6.382787832103917E-3]
[2004,10,7,10,2.5038346408494797E-3,1.5243407568745276E-3,3.3881636351167236E-3,4.7578345843381767E-3,0,0,1.2174173617178909E-2,null,2.1414637584665484E-3,1.261927734206021E-3,3.5013003831308974E-3,1.802669647953877E-3,0,0,8.7073615237573433E-3]
[2004,10,7,11,2.2794099683611947E-3,1.4468038797591436E-3,3.4169814780647314E-3,5.636688834796128E-3,0,0,1.2779884160981199E-2,null,1.9495192527078399E-3,1.1977387166163789E-3,3.5310805045834404E-3,2.1356538772692351E-3,0,0,8.8139923511768928E-3]
[2004,10,7,14,2.0247800585439669E-3,1.5440072630316473E-3,3.4412257936699475E-3,5.0069806188636637E-3,0,0,1.2016993734109225E-2,null,1.7317410037775509E-3,1.2782086802101732E-3,3.5561343805643642E-3,1.8970672118846623E-3,0,0,8.4631512764367506E-3]
[2004,10,7,17,2.7937319876483449E-3,1.7225118379352239E-3,2.987959685792014E-3,4.3815785840594455E-3,0,0,1.1885782095435029E-2,null,2.3894053164740521E-3,1.4259839546936471E-3,3.0877329194529423E-3,1.6601120916664631E-3,0,0,8.5632342822871046E-3]
[2004,10,7,21,3.0636151989330155E-3,1.403732923751374E-3,2.5041570564399316E-3,5.5897644261174205E-3,1.552701846517056E-5,2.6469218609405376E-4,1.2841488809800966E-2,null,2.6202293120189866E-3,1.162082362431889E-3,2.5877752686614317E-3,2.1178749474275501E-3,2.2519324947519149E-6,1.0613621252524336E-4,8.5963500355598528E-3]
[2004,10,7,24,2.3992343567768321E-3,1.2958913885378867E-3,2.2167310847358746E-3,6.0863876657249833E-3,1.552701846517056E-5,2.6469218609405376E-4,1.22784637003348E-2,null,2.0520018931291135E-3,1.0728055891306967E-3,2.290751637801727E-3,2.306037781725332E-3,2.2519324947519149E-6,1.0613621252524336E-4,7.8299850468068651E-3]
[2004,10,8,2,1.8526517503522216E-3,1.3585597676986729E-3,1.9983955414371438E-3,6.0039252109322276E-3,1.552701846517056E-5,2.6469218609405376E-4,1.149375147497949E-2,null,1.5845241996863169E-3,1.124685698852938E-3,2.0651254863727677E-3,2.274794038018898E-3,2.2519324947519149E-6,1.0613621252524336E-4,7.1575175679509159E-3]
[2004,10,8,8,2.5496626239795506E-3,1.495197630121883E-3,3.1102450066936745E-3,5.980349267001259E-3,1.0356521625652041E-5,1.7654969339885241E-4,1.3322360742820871E-2,null,2.1806592242515285E-3,1.237801553924619E-3,3.214101562480279E-3,2.2658614789328548E-3,1.5020390188703603E-6,7.0792855869152184E-5,8.9707187144773028E-3]
[2004,10,8,11,2.690304343910507E-3,1.4509336173604143E-3,3.2611306281472873E-3,6.1410087313147335E-3,0,0,1.3543377320732942E-2,null,2.3009463795000732E-3,1.2011575259544712E-3,3.3700255204405557E-3,2.3267328553627517E-3,0,0,9.1988622812578524E-3]
[2004,10,8,12,2.5594844043047398E-3,1.5553458397021096E-3,3.2022721557006433E-3,5.1423453387870639E-3,0,0,1.2459447738494556E-2,null,2.1890595340271278E-3,1.2875953375585049E-3,3.3092016599894254E-3,1.9483548024227925E-3,0,0,8.7342113339978506E-3]
[2004,10,8,15,2.275912663428384E-3,1.5278976805317554E-3,3.0237526842634456E-3,6.2310460381453728E-3,0,0,1.3058609066368958E-2,null,1.946528100000016E-3,1.2648723386793099E-3,3.1247211091503121E-3,2.3608465928897744E-3,0,0,8.6969681407194112E-3]
[2004,10,8,19,3.1482627118576936E-3,1.4088518286520001E-3,2.6195047772188118E-3,6.1711324670638548E-3,1.2887428419924324E-6,2.1969456719924981E-5,1.3371009984354278E-2,null,2.6926260982185046E-3,1.166320055371431E-3,2.7069746528855221E-3,2.3381462710995405E-3,1.8691044193524191E-7,8.8093077544100432E-6,8.913063295771342E-3]
[2004,10,8,23,3.0017040655460044E-3,1.1253640750218286E-3,2.1679479851962314E-3,5.4876563168915005E-3,1.552701846517056E-5,2.6469218609405376E-4,1.206289164721479E-2,null,2.5672783518274254E-3,9.3163430220218491E-4,2.2403395846947991E-3,2.079187770299233E-3,2.2519324947519149E-6,1.0613621252524336E-4,7.9268281540436376E-3]
[2004,10,9,2,2.1229246575342701E-3,1.1270312794840931E-3,1.8804130526041325E-3,5.1606326872458549E-3,1.552701846517056E-5,2.6469218609405376E-4,1.0571220881427574E-2,null,1.8156814918585294E-3,9.3301449986470575E-4,1.9432033545511954E-3,1.9552835948017325E-3,2.2519324947519149E-6,1.0613621252524336E-4,6.7555710860961581E-3]
[2004,10,9,6,1.8868945317206196E-3,1.1894743111133452E-3,2.0315157042427008E-3,5.1277959931288778E-3,1.552701846517056E-5,2.6469218609405376E-4,1.0515899744764768E-2,null,1.613811147831039E-3,9.8470805530202397E-4,2.0993515897163449E-3,1.9428422812641257E-3,2.2519324947519149E-6,1.0613621252524336E-4,6.7491012191335286E-3]
[2004,10,9,9,2.7179184110399709E-3,1.2959781586751979E-3,2.676940241534362E-3,4.9074547046707162E-3,0,0,1.1598291515920248E-2,null,2.3245639631123624E-3,1.0728774219162995E-3,2.7663279884591178E-3,1.8593583883599696E-3,0,0,8.0231277618477495E-3]
[2004,10,9,12,3.7266041035347234E-3,1.1619969936170851E-3,2.6793627897774412E-3,4.8168731521653491E-3,0,0,1.2384837039094598E-2,null,3.1872662434148662E-3,9.6196091765990616E-4,2.7688314298524833E-3,1.8250384445974272E-3,0,0,8.7430970355246839E-3]
[2004,10,9,13,3.5268021025169011E-3,1.2778500169606443E-3,2.6212433119497578E-3,4.8103356978544268E-3,0,0,1.2236231129281731E-2,null,3.0163808594249717E-3,1.0578700131751479E-3,2.7087712403515043E-3,1.8225615046676578E-3,0,0,8.6055836176192821E-3]
[2004,10,9,16,3.6229535657119616E-3,1.079163714295842E-3,2.5227769459064075E-3,4.8046103218212701E-3,0,0,1.2029504547735482E-2,null,3.0986166710063206E-3,8.9338726572591484E-4,2.6070169090140769E-3,1.8203922485879973E-3,0,0,8.4194130943343101E-3]
[2004,10,9,21,3.8326621641575306E-3,1.139921129742169E-3,2.1411138020822383E-3,4.9987218601316302E-3,1.552701846517056E-5,2.6469218609405376E-4,1.2392638160672792E-2,null,3.277974906603556E-3,9.4368538133072404E-4,2.2126093609699964E-3,1.8939380964368452E-3,2.2519324947519149E-6,1.0613621252524336E-4,8.436595890361118E-3]
[2004,10,9,24,2.8178333883962809E-3,1.0706177043231075E-3,1.8499824018843355E-3,5.0409349068034374E-3,1.552701846517056E-5,2.6469218609405376E-4,1.1059587605966386E-2,null,2.4100186091364113E-3,8.8631243881942502E-4,1.9117565708363122E-3,1.9099319643685764E-3,2.2519324947519149E-6,1.0613621252524336E-4,7.2264077281807204E-3]
[2004,10,10,3,1.8590714831961141E-3,1.2887630805582849E-3,1.8048674104479087E-3,5.0416862806158414E-3,1.552701846517056E-5,2.6469218609405376E-4,1.0274607459377373E-2,null,1.5900148279410521E-3,1.066904408901241E-3,1.8651351104191957E-3,1.9102166482393328E-3,2.2519324947519149E-6,1.0613621252524336E-4,6.5406591405208171E-3]
[2004,10,10,7,1.9477735355358245E-3,1.3099514422827304E-3,2.2386572576599865E-3,4.9584154798527546E-3,1.552701846517056E-5,2.6469218609405376E-4,1.073501691989052E-2,null,1.6658793548103854E-3,1.0844452252717818E-3,2.3134099642367614E-3,1.8786666347961245E-3,2.2519324947519149E-6,1.0613621252524336E-4,7.0507893241350487E-3]
[2004,10,10,10,2.5111327382213735E-3,1.3282758645985187E-3,2.5718051900533879E-3,4.8388854392819088E-3,0,0,1.1250099232155189E-2,null,2.1477056287453173E-3,1.0996151251969205E-3,2.6576822925383128E-3,1.8333785583957694E-3,0,0,7.7383816048763199E-3]
[2004,10,10,13,2.889213662594078E-3,1.3512102336396955E-3,2.5588163921023378E-3,4.7481528061612075E-3,0,0,1.1547393094497319E-2,null,2.4710682758237157E-3,1.1186013762887815E-3,2.6442597757592922E-3,1.799001372533942E-3,0,0,8.0329308004057319E-3]
[2004,10,10,17,3.8416781633848762E-3,1.2832790706236588E-3,2.4022650944881319E-3,4.7777300240099164E-3,0,0,1.2304952352506584E-2,null,3.2856860530493821E-3,1.0623644632231136E-3,2.4824809547380417E-3,1.8102077211241809E-3,0,0,8.6407391921347193E-3]
[2004,10,10,18,3.5678863593070179E-3,1.3933754833692412E-3,2.2408956281068666E-3,4.9221241836430521E-3,0,0,1.2124281654426177E-2,null,3.051519141132632E-3,1.1535079402007352E-3,2.3157230778131014E-3,1.8649164261660288E-3,0,0,8.3856665853124981E-3]
[2004,10,10,22,3.8289536501528321E-3,1.105984918468209E-3,1.9510160995945579E-3,4.9330787780140634E-3,1.552701846517056E-5,2.6469218609405376E-4,1.2099252650788886E-2,null,3.2748031123447574E-3,9.155912389892881E-4,2.0161639615642827E-3,1.8690669518785605E-3,2.2519324947519149E-6,1.0613621252524336E-4,8.1840134097968843E-3]
[2004,10,11,1,1.849101142784867E-3,1.2907732647964856E-3,1.9556175590385761E-3,4.9004375336904517E-3,1.552701846517056E-5,2.6469218609405376E-4,1.0276148704869604E-2,null,1.5814874586404116E-3,1.0685685428749665E-3,2.0209190718391582E-3,1.8566996912328635E-3,2.2519324947519149E-6,1.0613621252524336E-4,6.6360629096073953E-3]
[2004,10,11,4,1.5054486208199746E-3,1.2615067854412523E-3,1.9633864816933477E-3,5.0380669442946155E-3,1.552701846517056E-5,2.6469218609405376E-4,1.0048628036808413E-2,null,1.2875705164881255E-3,1.0443402449603573E-3,2.028947412497129E-3,1.9088453379055334E-3,2.2519324947519149E-6,1.0613621252524336E-4,6.3780916568711406E-3]
[2004,10,11,8,1.9901014558054127E-3,1.3908168288914225E-3,2.8861522219385859E-3,5.0649821916593334E-3,1.1645263848877921E-5,1.9851913957054032E-4,1.1542217101714172E-2,null,1.7020813091047121E-3,1.1513897543336655E-3,2.9825259251681719E-3,1.9190431072124495E-3,1.6889493710639363E-6,7.9602159393932529E-5,7.8363312045839958E-3]
[2004,10,11,10,2.3144069090095505E-3,1.5406088152591731E-3,3.0941805834272377E-3,4.8294372123514912E-3,0,0,1.1778633520047453E-2,null,1.9794512134024295E-3,1.2753952702308133E-3,3.1975007198425196E-3,1.8297987719167457E-3,0,0,8.2821459753925093E-3]
[2004,10,11,13,2.176514412365175E-3,1.5008597184388182E-3,3.08665528698457E-3,4.6044318444749422E-3,0,0,1.1368461262263506E-2,null,1.8615153963517414E-3,1.2424889220530647E-3,3.1897241405047338E-3,1.7445477317412554E-3,0,0,8.0382761906507959E-3]
[2004,10,11,16,2.5556796156528025E-3,1.6353437342371802E-3,2.8976259907724914E-3,4.7621453683852778E-3,0,0,1.1850794709047752E-2,null,2.1858053986006827E-3,1.3538217120332534E-3,2.9943828233408966E-3,1.8043029370947341E-3,0,0,8.3383128710695677E-3]
[2004,10,11,19,2.9556535504085837E-3,1.4212176515952014E-3,2.6061865168930916E-3,4.6856095324749039E-3,3.8817546162926401E-6,6.617304652351344E-5,1.1738722052511587E-2,null,2.5278925602832823E-3,1.1765571200552504E-3,2.6932116724031835E-3,1.7753046972587853E-3,5.6298312368797872E-7,2.6534053131310841E-5,8.2000630862554998E-3]
[2004,10,11,23,2.7175821499420393E-3,1.2090925304526477E-3,2.1659179595513302E-3,6.5551380468882297E-3,1.552701846517056E-5,2.6469218609405376E-4,1.2927949891393471E-2,null,2.3242763678603222E-3,1.0009490269931329E-3,2.2382417729201287E-3,2.483640022747197E-3,2.2519324947519149E-6,1.0613621252524336E-4,8.1554953355407762E-3]
[2004,10,12,2,1.855153064925684E-3,1.247162305449416E-3,1.9519944510163409E-3,6.7792066249563925E-3,1.552701846517056E-5,2.6469218609405376E-4,1.2113735650907056E-2,null,1.5866635080975849E-3,1.0324651461329948E-3,2.0171749818622465E-3,2.5685361278100526E-3,2.2519324947519149E-6,1.0613621252524336E-4,7.313227908922873E-3]
[2004,10,12,7,2.1544336591637356E-3,1.5180674609618933E-3,2.7074072555991618E-3,5.8204748639430204E-3,1.552701846517056E-5,2.6469218609405376E-4,1.2480602444227036E-2,null,1.842630310264553E-3,1.2567343769718641E-3,2.7978123497551044E-3,2.2052875500227307E-3,2.2519324947519149E-6,1.0613621252524336E-4,8.2108527320342486E-3]
[2004,10,12,10,2.9167834024809713E-3,1.5243407568745276E-3,3.17645953896318E-3,6.2637320205773716E-3,0,0,1.388131571889605E-2,null,{"$f":"E6852*V$5","v":2.4946479475140559E-3},{"$f":"F6852*W$5","v":1.261927734206021E-3},{"$f":"G6852*X$5","v":3.2825271145407436E-3},{"$f":"H6852*Y$5","v":2.3732308041100798E-3},{"$f":"I6852*Z$5","v":0},{"$f":"J6852*AA$5","v":0},9.4123336003709007E-3]
[2004,10,12,13,2.2719042042273234E-3,1.4440039930615968E-3,3.2015220820646511E-3,6.2962493790203354E-3,0,0,1.3213679658373906E-2,null,1.9430997705223749E-3,1.195420826301937E-3,3.3084265400743608E-3,2.3855511263192052E-3,0,0,8.8324982632178774E-3]
[2004,10,12,14,2.2904886731528909E-3,1.5440072630316473E-3,3.2409727310116635E-3,6.1332303236838184E-3,0,0,1.320869899088002E-2,null,1.9589945768427111E-3,1.2782086802101732E-3,3.3491945156353107E-3,2.3237857374886202E-3,0,0,8.9101835101768161E-3]
[2004,10,12,17,3.1853366597004839E-3,1.7225118379352239E-3,2.7712633492645686E-3,4.9673433532432323E-3,0,0,1.2646455200143509E-2,null,2.7243344684093084E-3,1.4259839546936471E-3,2.8638007107948831E-3,1.8820492673985204E-3,0,0,8.8961684012963584E-3]
[2004,10,12,20,3.6712059709277825E-3,1.3767595587470848E-3,2.5519294026276709E-3,6.4354113214255678E-3,1.552701846517056E-5,2.6469218609405376E-4,1.4315525458287329E-2,null,3.1398856810849834E-3,1.1397524226003475E-3,2.6371428175827904E-3,2.4382774254953069E-3,2.2519324947519149E-6,1.0613621252524336E-4,9.4634464917834234E-3]
[2004,10,12,24,2.7682003739704928E-3,1.2958913885378867E-3,2.0682126789281158E-3,6.4506275297755745E-3,1.552701846517056E-5,2.6469218609405376E-4,1.2863151175771295E-2,null,2.3675688003981584E-3,1.0728055891306967E-3,2.1372739409847665E-3,2.4440426105733657E-3,2.2519324947519149E-6,1.0613621252524336E-4,8.1300790861069828E-3]
[2004,10,13,4,1.9585012453403241E-3,1.4764418982802362E-3,1.9248079919479252E-3,5.0048166148280223E-3,1.552701846517056E-5,2.6469218609405376E-4,1.0644786954955731E-2,null,1.6750544821861645E-3,1.2222745937750825E-3,1.9890807190687857E-3,1.8962473043565736E-3,2.2519324947519149E-6,1.0613621252524336E-4,6.891045244406601E-3]
[2004,10,13,7,2.6134918806230622E-3,1.5180674609618933E-3,2.6909894333602149E-3,5.3113597422347484E-3,1.552701846517056E-5,2.6469218609405376E-4,1.2414127721739143E-2,null,2.2352507046959264E-3,1.2567343769718641E-3,2.7808463075310488E-3,2.0123917355614742E-3,2.2519324947519149E-6,1.0613621252524336E-4,8.3936112697803097E-3]
[2004,10,13,11,2.7573816572926506E-3,1.4468038797591436E-3,3.1766029450798483E-3,6.7968929805658296E-3,0,0,1.4177681462697472E-2,null,2.3583158372428694E-3,1.1977387166163789E-3,3.2826753092400876E-3,2.5752372133301341E-3,0,0,9.4139670764294692E-3]
[2004,10,13,14,2.4591553298357717E-3,1.5440072630316473E-3,3.1540066814131642E-3,6.1513915342953397E-3,0,0,1.3308560808575924E-2,null,2.1032507216596731E-3,1.2782086802101732E-3,3.2593245165530153E-3,2.3306667381958026E-3,0,0,8.9714506566186646E-3]
[2004,10,13,15,2.5112934688659269E-3,1.5293070733888234E-3,3.0390564170193072E-3,6.3258740639227347E-3,0,0,1.3405531023196792E-2,null,2.1478430974281814E-3,1.2660391066258501E-3,3.1405358604822929E-3,2.3967754594390548E-3,0,0,8.9511935239753801E-3]
[2004,10,13,18,3.6562447742359153E-3,1.7213010871075531E-3,2.6073139155646735E-3,2.9739641311146521E-3,0,0,1.0958823908022795E-2,null,3.1270897639839828E-3,1.4249816328428665E-3,2.694376716900987E-3,1.126788831816784E-3,0,0,8.3732369455446209E-3]
[2004,10,13,21,3.453369147324201E-3,1.403732923751374E-3,2.3967519173814398E-3,5.0902362654137098E-3,1.552701846517056E-5,2.6469218609405376E-4,1.2624309458429949E-2,null,2.953575588798588E-3,1.162082362431889E-3,2.4767836829428249E-3,1.9286114836318527E-3,2.2519324947519149E-6,1.0613621252524336E-4,8.6294412628251504E-3]
[2004,10,14,2,2.1922738885387918E-3,1.247162305449416E-3,1.965954370411682E-3,5.6424480692312531E-3,1.552701846517056E-5,2.6469218609405376E-4,1.1328057838190367E-2,null,1.8749940608480387E-3,1.0324651461329948E-3,2.0316010475400635E-3,2.1378359617716734E-3,2.2519324947519149E-6,1.0613621252524336E-4,7.1852843613127663E-3]
[2004,10,14,5,2.0498656969420771E-3,1.4981300364507566E-3,1.9641097278957861E-3,4.2798246070511288E-3,1.552701846517056E-5,2.6469218609405376E-4,1.0072149272898972E-2,null,1.7531960889541518E-3,1.2402291508104716E-3,2.0296948091634084E-3,1.6215590897366988E-3,2.2519324947519149E-6,1.0613621252524336E-4,6.7530672836847256E-3]
[2004,10,14,9,2.802817241553937E-3,1.5036450795031201E-3,3.1926608558610443E-3,6.2859028326650735E-3,0,0,1.3785026009583175E-2,null,2.3971756946203865E-3,1.2447947873006928E-3,3.2992694219292603E-3,2.381630980558532E-3,0,0,9.3228708844088713E-3]
[2004,10,14,12,2.7117162583091933E-3,1.5476586919963183E-3,3.1286567535325871E-3,5.9772588376765419E-3,0,0,1.3365290541514641E-2,null,2.3192594253922004E-3,1.2812315210410184E-3,3.2331281099566298E-3,2.2646905632475655E-3,0,0,9.0983096196374132E-3]
[2004,10,14,15,2.5825814931462552E-3,1.5293070733888234E-3,3.0411920827194306E-3,6.523149932916722E-3,0,0,1.3676230582171231E-2,null,2.2088138651931055E-3,1.2660391066258501E-3,3.1427428398195893E-3,2.4715202230505989E-3,0,0,9.0891160346891434E-3]
[2004,10,14,18,3.7582725924576931E-3,1.7213010871075531E-3,2.6514997429517477E-3,3.3638590293158135E-3,0,0,1.1494932451832807E-2,null,3.2143514670983802E-3,1.4249816328428665E-3,2.7400379868455214E-3,1.2745139547525298E-3,0,0,8.6538850415392981E-3]
[2004,10,14,20,3.8538452037994559E-3,1.3767595587470848E-3,2.5795735067881032E-3,4.5256105506367552E-3,1.552701846517056E-5,2.6469218609405376E-4,1.2616008024530624E-2,null,3.2960922019501658E-3,1.1397524226003475E-3,2.6657100070434903E-3,1.7146835673833181E-3,2.2519324947519149E-6,1.0613621252524336E-4,8.9246263439973165E-3]
[2004,10,14,23,3.3312487133352548E-3,1.3696843986373962E-3,2.2185538178533869E-3,4.0763113774754389E-3,1.552701846517056E-5,2.6469218609405376E-4,1.1276017511860701E-2,null,2.8491292011302675E-3,1.1338952409130517E-3,2.2926352351866188E-3,1.5444510870497585E-3,2.2519324947519149E-6,1.0613621252524336E-4,7.9284989092996919E-3]
[2004,10,15,3,1.8869952915531406E-3,1.3701731076816964E-3,1.9398908116947827E-3,3.6336728178413265E-3,1.552701846517056E-5,2.6469218609405376E-4,9.1109512333301702E-3,null,1.6138973250594121E-3,1.1342998194130874E-3,2.0046671807175151E-3,1.3767422097606945E-3,2.2519324947519149E-6,1.0613621252524336E-4,6.2379946799707041E-3]
[2004,10,15,6,2.0719209303132081E-3,1.6827437155350676E-3,2.1762129525349366E-3,3.3505396650386128E-3,1.552701846517056E-5,2.6469218609405376E-4,9.5616364679810481E-3,null,1.7720593486032696E-3,1.3930618561617191E-3,2.2488805338418956E-3,1.2694674544408988E-3,2.2519324947519149E-6,1.0613621252524336E-4,6.7918573380677779E-3]
[2004,10,15,10,3.0777017111492571E-3,1.5686452147574226E-3,3.2236999952246089E-3,4.8150143622745865E-3,0,0,1.2685061283405874E-2,null,2.6322771345477312E-3,1.2986052447293388E-3,3.3313450127948584E-3,1.8243341779696988E-3,0,0,9.0865615700416267E-3]
[2004,10,15,11,2.8538654386099775E-3,1.4509336173604143E-3,3.2335071894424782E-3,5.910468633998623E-3,0,0,1.3448774879411492E-2,null,2.440835871753123E-3,1.2011575259544712E-3,3.3414796864914202E-3,2.2393847921416982E-3,0,0,9.2228578763407128E-3]
[2004,10,15,17,3.24405542717101E-3,1.5310647064626008E-3,2.7143124534147679E-3,4.5288366229129786E-3,0,0,1.2018269209961359E-2,null,2.7745550821944485E-3,1.2674941657472142E-3,2.8049481242811017E-3,1.7159058760767723E-3,0,0,8.5629032482995374E-3]
[2004,10,15,18,3.3775435913352861E-3,1.4736350607445648E-3,2.653375193064533E-3,4.4304272744783114E-3,0,0,1.1934981119622694E-2,null,2.8887239897885404E-3,1.2199509491990911E-3,2.7419760615389568E-3,1.6786201019807045E-3,0,0,8.5292711025072923E-3]
[2004,10,15,21,3.7609092489284965E-3,1.3185678823384533E-3,2.3669819555487614E-3,4.5518147573498195E-3,1.552701846517056E-5,2.6469218609405376E-4,1.2278493048724753E-2,null,3.2166065298663573E-3,1.0915783578259062E-3,2.4460196496800223E-3,1.7246119344278233E-3,2.2519324947519149E-6,1.0613621252524336E-4,8.5872046168201047E-3]
[2004,10,16,1,2.4073585825148194E-3,1.1709570472871707E-3,1.9512856582315965E-3,4.8039339202601119E-3,1.552701846517056E-5,2.6469218609405376E-4,1.0613754412852923E-2,null,2.0589503292197647E-3,9.6937851124930744E-4,2.0164425212387204E-3,1.8201359705391257E-3,2.2519324947519149E-6,1.0613621252524336E-4,6.9732954772669126E-3]
[2004,10,16,4,1.8834914054532783E-3,1.0969056910732895E-3,1.8807660196277461E-3,4.8438486877939325E-3,1.552701846517056E-5,2.6469218609405376E-4,9.9852310085074714E-3,null,1.6109005436529115E-3,9.0807498725676617E-4,1.9435681077650609E-3,1.8352590561914112E-3,2.2519324947519149E-6,1.0613621252524336E-4,6.4061908398861458E-3]
[2004,10,16,7,2.2134602260743914E-3,1.1815502391590911E-3,2.4283615227779576E-3,4.9035615379663519E-3,1.552701846517056E-5,2.6469218609405376E-4,1.1007152730537016E-2,null,1.8931141767961643E-3,9.7814810069750359E-4,2.5094487887064171E-3,1.8578833279458298E-3,2.2519324947519149E-6,1.0613621252524336E-4,7.34698253916591E-3]
[2004,10,16,12,3.8701143336448006E-3,1.1619969936170851E-3,2.6810770285786278E-3,4.8013816668564949E-3,0,0,1.2514570022697008E-2,null,3.310006759795636E-3,9.6196091765990616E-4,2.7706029101048431E-3,1.819168961353953E-3,0,0,8.861739548914338E-3]
[2004,10,16,15,3.4578566671640788E-3,1.1660282167978004E-3,2.5825793883328843E-3,3.7597696806978566E-3,0,0,1.0966233952992621E-2,null,2.9574136462108928E-3,9.652981716902644E-4,2.6688162602643518E-3,1.4245183531604525E-3,0,0,8.0160464313259617E-3]
[2004,10,16,18,3.556994004260009E-3,1.1872003742160056E-3,2.3269418205902003E-3,4.6590177490340679E-3,0,0,1.1730153948100282E-2,null,3.0422031970215604E-3,9.8282557330208668E-4,2.404642504131917E-3,1.7652294834101254E-3,0,0,8.1949007578656884E-3]
[2004,10,16,19,3.3896843188352325E-3,1.2513055347078473E-3,2.2769931777594432E-3,4.5652793102008826E-3,6.4747670093593998E-6,1.1037664687533894E-4,1.1600113755388105E-2,null,2.8991076339471389E-3,1.0358951245592809E-3,2.3530259881916608E-3,1.7297134444357125E-3,9.3905589518238147E-7,4.425880273784133E-5,8.0629400497668185E-3]
[2004,10,16,22,3.4901957990542782E-3,1.0938597801145662E-3,1.9536464558587248E-3,4.6960964057367717E-3,1.552701846517056E-5,2.6469218609405376E-4,1.1514017645323565E-2,null,2.9850724531437804E-3,9.0555342539640096E-4,2.0188821500543679E-3,1.7792780107054819E-3,2.2519324947519149E-6,1.0613621252524336E-4,7.7971741843200267E-3]
[2004,10,17,2,2.2143549443113157E-3,1.2560040046525683E-3,1.8282007225182834E-3,4.6802799041896952E-3,1.552701846517056E-5,2.6469218609405376E-4,1.0259058780231086E-2,null,1.8938794057162987E-3,1.0397847598031314E-3,1.8892475628535955E-3,1.7732853838559512E-3,2.2519324947519149E-6,1.0613621252524336E-4,6.7045852572489729E-3]
[2004,10,17,5,1.8194185871327376E-3,1.3020797714563999E-3,1.8713514522016507E-3,4.6032133704791301E-3,1.552701846517056E-5,2.6469218609405376E-4,9.8762823858291413E-3,null,1.5561007513272896E-3,1.0779286510179684E-3,1.9338391713599973E-3,1.7440860708637835E-3,2.2519324947519149E-6,1.0613621252524336E-4,6.4203427895890338E-3]
[2004,10,17,9,2.7551888542351206E-3,1.2669456483468153E-3,2.5137268834895627E-3,4.4587251091416083E-3,0,0,1.0994586495213107E-2,null,2.3564403905977339E-3,1.0488428156041724E-3,2.5976646490821669E-3,1.6893417121472837E-3,0,0,7.6922895674313568E-3]
[2004,10,17,13,3.0075182759783593E-3,1.3512102336396955E-3,2.5620089802733401E-3,4.9534900807985342E-3,0,0,1.187422757068993E-2,null,2.5722510927272645E-3,1.1186013762887815E-3,2.6475589700692874E-3,1.8768004775723463E-3,0,0,8.2152119166576804E-3]
[2004,10,17,16,3.6191974837867791E-3,1.2795059007738481E-3,2.5001081117836414E-3,4.9784180022018456E-3,0,0,1.2377229498546114E-2,null,3.0954041931591887E-3,1.0592408390217186E-3,2.5835911226156473E-3,1.8862452799301777E-3,0,0,8.6244814347267319E-3]
[2004,10,17,19,4.21734634091025E-3,1.2844437882124436E-3,2.2025008689867624E-3,5.0210376560689577E-3,6.4747670093593998E-6,1.1037664687533894E-4,1.2842180068063112E-2,null,3.6069851413577173E-3,1.0633286763894786E-3,2.2760462500990798E-3,1.9023932050147214E-3,9.3905589518238147E-7,4.425880273784133E-5,8.8939511314940212E-3]
[2004,10,17,20,3.785331365668854E-3,1.2761364280374616E-3,2.2118679163753733E-3,4.9808992136328722E-3,1.552701846517056E-5,2.6469218609405376E-4,1.2534454128273786E-2,null,3.2374941224618376E-3,1.0564514160685361E-3,2.2857260796889569E-3,1.887185372415022E-3,2.2519324947519149E-6,1.0613621252524336E-4,8.5752451356543476E-3]
[2004,10,18,2,2.0168392573746349E-3,1.3384145237012722E-3,1.8433094320233414E-3,6.851390160274932E-3,1.552701846517056E-5,2.6469218609405376E-4,1.2330172577933405E-2,null,1.7249494458847566E-3,1.1080084290246409E-3,1.9048607787651259E-3,2.5958853485309823E-3,2.2519324947519149E-6,1.0613621252524336E-4,7.4420921472255E-3]
[2004,10,18,4,1.9416114835312792E-3,1.2615067854412523E-3,1.8923156498832144E-3,6.8981595378005914E-3,1.552701846517056E-5,2.6469218609405376E-4,1.2273812661215562E-2,null,1.6606091141841742E-3,1.0443402449603573E-3,1.9555034005057548E-3,2.6136055394759836E-3,2.2519324947519149E-6,1.0613621252524336E-4,7.3824464441462649E-3]
[2004,10,18,7,2.3825748352935602E-3,1.3992473362185202E-3,2.6386424566290133E-3,5.8860656105866205E-3,1.552701846517056E-5,2.6469218609405376E-4,1.2586749443286938E-2,null,2.0377534436078156E-3,1.1583689622053392E-3,2.7267513730995876E-3,2.230138865482555E-3,2.2519324947519149E-6,1.0613621252524336E-4,8.2614007894152922E-3]
[2004,10,18,10,3.0003189469930318E-3,1.5406088152591731E-3,3.1566887271356741E-3,6.6094442290227469E-3,0,0,1.4307060718410626E-2,null,2.5660936964456448E-3,1.2753952702308133E-3,3.262096120503447E-3,2.504215791932701E-3,0,0,9.6078008791126053E-3]
[2004,10,18,14,2.7392295078359336E-3,1.4868144729602998E-3,3.1209492384737243E-3,6.4986107311070466E-3,0,0,1.3845603950377004E-2,null,2.3427907823667855E-3,1.2308615449570044E-3,3.225163227402292E-3,2.4622227005110528E-3,0,0,9.2610382552371345E-3]
[2004,10,18,17,3.8986686790326648E-3,1.6319993411316794E-3,2.7014768343603243E-3,5.0943352194186709E-3,0,0,1.3326480073943339E-2,null,3.3344285386133067E-3,1.3510530512893314E-3,2.7916839013116886E-3,1.9301645136588792E-3,0,0,9.4073300048732062E-3]
[2004,10,18,19,3.7156178127259812E-3,1.4212176515952014E-3,2.6049024462730767E-3,6.8004431376916721E-3,6.4747670093593998E-6,1.1037664687533894E-4,1.4659032462170631E-2,null,3.1778699585232593E-3,1.1765571200552504E-3,2.6918847244047969E-3,2.5765823127409646E-3,9.3905589518238147E-7,4.425880273784133E-5,9.6680919743572947E-3]
[2004,10,18,22,3.6494087826715463E-3,1.2555886086433508E-3,2.2051177091905257E-3,7.0838157922498927E-3,1.552701846517056E-5,2.6469218609405376E-4,1.4474150097314538E-2,null,3.1212431206196624E-3,1.0394408736068555E-3,2.2787504712037119E-3,2.68394781155712E-3,2.2519324947519149E-6,1.0613621252524336E-4,9.2317704220073443E-3]
[2004,10,19,1,2.7704016861215511E-3,1.2828106309267832E-3,1.9917504981358147E-3,6.6625020675056277E-3,1.552701846517056E-5,2.6469218609405376E-4,1.2987684087249001E-2,null,2.3694515246466593E-3,1.0619766647321106E-3,2.0582585533782333E-3,2.5243185830919343E-3,2.2519324947519149E-6,1.0613621252524336E-4,8.1223934708689327E-3]
[2004,10,19,5,2.1658519181798463E-3,1.4981300364507566E-3,1.9673815480158261E-3,6.450428619929215E-3,1.552701846517056E-5,2.6469218609405376E-4,1.2362011327134869E-2,null,1.8523960461757267E-3,1.2402291508104716E-3,2.0330758811166927E-3,2.4439672467211019E-3,2.2519324947519149E-6,1.0613621252524336E-4,7.6780564698439874E-3]
[2004,10,19,8,2.8557117050026629E-3,1.4482378190580857E-3,2.9872324129222691E-3,8.1954467833079761E-3,1.4238276241944682E-5,2.4272273992236585E-4,1.5743589736455305E-2,null,2.4424149347247372E-3,1.1989258053708733E-3,3.0869813616618467E-3,3.1051275335049443E-3,2.0650221425583389E-6,9.7326909000463018E-5,9.9328415664054221E-3]
[2004,10,19,11,2.9890275775969798E-3,1.4468038797591436E-3,3.1815172217690146E-3,8.3337649150024059E-3,0,0,1.5951113594127542E-2,null,2.5564364858812524E-3,1.1977387166163789E-3,3.2877536822785835E-3,3.1575341259047762E-3,0,0,1.0199463010680991E-2]
[2004,10,19,15,2.7021921489985071E-3,1.5293070733888234E-3,3.0334694930685092E-3,8.3632343775335606E-3,0,0,1.5628203092989401E-2,null,2.3111137057876549E-3,1.2660391066258501E-3,3.1347623793060277E-3,3.1686996476783368E-3,0,0,9.88061483939787E-3]
[2004,10,19,16,3.04088407991046E-3,1.7026421652041122E-3,2.903828747450763E-3,6.7758715173027156E-3,0,0,1.4423226509868051E-2,null,2.6007879851909187E-3,1.4095348169428476E-3,3.0007927009834657E-3,2.5672725073051001E-3,0,0,9.5783880104223316E-3]
[2004,10,19,20,4.0812245831389361E-3,1.3767595587470848E-3,2.5579324784815449E-3,7.9172750094870584E-3,1.552701846517056E-5,2.6469218609405376E-4,1.6213410834413852E-2,null,3.4905637905822788E-3,1.1397524226003475E-3,2.643346346706734E-3,2.9997325676448159E-3,2.2519324947519149E-6,1.0613621252524336E-4,1.0381783272554172E-2]
[2004,10,19,23,3.5082303699541725E-3,1.3696843986373962E-3,2.2230172733253362E-3,7.6778278803107435E-3,1.552701846517056E-5,2.6469218609405376E-4,1.5058979126786871E-2,null,3.0004969461799964E-3,1.1338952409130517E-3,2.2972477332938671E-3,2.9090097683535758E-3,2.2519324947519149E-6,1.0613621252524336E-4,9.4490378337604864E-3]
[2004,10,20,2,2.4267901536364884E-3,1.247162305449416E-3,2.0089247957291211E-3,7.9542617309724326E-3,1.552701846517056E-5,2.6469218609405376E-4,1.3917358190346682E-2,null,2.0755696397158452E-3,1.0324651461329948E-3,2.0760063310003656E-3,3.0137462621138266E-3,2.2519324947519149E-6,1.0613621252524336E-4,8.3061755239830278E-3]
[2004,10,20,6,2.5456265684470434E-3,1.5196012291155891E-3,2.1400046375080737E-3,6.4259833015936473E-3,1.552701846517056E-5,2.6469218609405376E-4,1.2911434941223578E-2,null,2.1772072923591369E-3,1.2580041091903736E-3,2.2114631594382203E-3,2.4347052951721434E-3,2.2519324947519149E-6,1.0613621252524336E-4,8.1897680011798705E-3]
[2004,10,20,9,3.1369688778990147E-3,1.5036450795031201E-3,3.1939004978463323E-3,8.6233457668918063E-3,0,0,{"$f":"SUM(E7043:J7043)","v":1.6457860222140276E-2},null,2.6829667797786715E-3,1.2447947873006928E-3,3.3005504577425979E-3,3.2672518142935294E-3,0,0,{"$f":"SUM(M7043:R7043)","v":1.0495563839115492E-2}]
[2004,10,20,13,2.9109018077903754E-3,1.4440039930615968E-3,3.1560442798018438E-3,7.9877902373023148E-3,0,0,1.5498740317956131E-2,null,2.4896175746346285E-3,1.195420826301937E-3,3.2614301539387095E-3,3.0264496925569671E-3,0,0,9.9729182474322421E-3]
[2004,10,20,17,4.1113179810737671E-3,1.7225118379352239E-3,2.7624114933180182E-3,6.5998042328919357E-3,0,0,1.5196045545218945E-2,null,3.5163018804685539E-3,1.4259839546936471E-3,2.8546532757962166E-3,2.500563347081295E-3,0,0,1.0297502458039712E-2]
[2004,10,20,20,4.3459139925672574E-3,1.3767595587470848E-3,2.4940476611591015E-3,7.9848318918905002E-3,1.552701846517056E-5,2.6469218609405376E-4,1.648177230892317E-2,null,3.7169456643262881E-3,1.1397524226003475E-3,2.5773283028764477E-3,3.0253288214153774E-3,2.2519324947519149E-6,1.0613621252524336E-4,1.0567743356238456E-2]
[2004,10,20,21,3.9700830346447724E-3,1.403732923751374E-3,2.4334329186726485E-3,7.7750094341105412E-3,1.552701846517056E-5,2.6469218609405376E-4,1.5862477515738559E-2,null,3.3955073542357656E-3,1.162082362431889E-3,2.5146895274372892E-3,2.9458303501267566E-3,2.2519324947519149E-6,1.0613621252524336E-4,1.0126497739251695E-2]
[2004,10,20,24,3.2266901895780164E-3,1.2958913885378867E-3,2.0838035074527681E-3,8.2328623460704731E-3,1.552701846517056E-5,2.6469218609405376E-4,1.5119466636198368E-2,null,2.759703052289654E-3,1.0728055891306967E-3,2.153385374718637E-3,3.1193037092751342E-3,2.2519324947519149E-6,1.0613621252524336E-4,9.213585870434117E-3]
[2004,10,21,3,2.1416116378658152E-3,1.3739745010798434E-3,1.963197915284287E-3,7.3682049985614763E-3,1.552701846517056E-5,2.6469218609405376E-4,1.3127208257350646E-2,null,1.8316639734818382E-3,1.1374468085204215E-3,2.0287525495237334E-3,2.7916984660483787E-3,2.2519324947519149E-6,1.0613621252524336E-4,7.8979499425943667E-3]
[2004,10,21,6,2.4821284434561053E-3,1.5196012291155891E-3,2.1546218958319895E-3,6.2794357409335201E-3,1.552701846517056E-5,2.6469218609405376E-4,1.2716006513896429E-2,null,2.122899020087395E-3,1.2580041091903736E-3,2.226568513748561E-3,2.3791806999175487E-3,2.2519324947519149E-6,1.0613621252524336E-4,8.0950404879638737E-3]
[2004,10,21,11,3.0874069746498721E-3,1.4468038797591436E-3,3.1919146166795556E-3,6.1363580085526878E-3,0,0,1.3862483479641259E-2,null,2.640577790555064E-3,1.1977387166163789E-3,3.2984982645078852E-3,2.3249707687211132E-3,0,0,9.4617855404004417E-3]
[2004,10,21,15,2.7832663177403492E-3,1.5293070733888234E-3,3.046999831763905E-3,5.7297227391918445E-3,0,0,1.3089295962084923E-2,null,2.3804543049134631E-3,1.2660391066258501E-3,3.1487445198281304E-3,2.1709029790847678E-3,0,0,8.9661409104522111E-3]
[2004,10,21,18,4.0454940344304118E-3,1.7213010871075531E-3,2.675636847427186E-3,4.2911821235811515E-3,0,0,1.2733614092546303E-2,null,3.4600043942543054E-3,1.4249816328428665E-3,2.7649810717283183E-3,1.6258622763990099E-3,0,0,9.2758293752245001E-3]
[2004,10,21,21,3.879048668717174E-3,1.403732923751374E-3,2.4745425804524566E-3,6.9791179311435398E-3,1.552701846517056E-5,2.6469218609405376E-4,1.5016661308623768E-2,null,3.3176480610426677E-3,1.162082362431889E-3,2.5571719131899083E-3,2.6442794176530122E-3,2.2519324947519149E-6,1.0613621252524336E-4,9.7895698993374723E-3]
[2004,10,21,22,3.9550007192222739E-3,1.2446526375336905E-3,2.3815443717816599E-3,7.3260679545151287E-3,1.552701846517056E-5,2.6469218609405376E-4,1.5187484887611976E-2,null,3.38260784747757E-3,1.030387513863295E-3,2.4610683306253872E-3,2.7757333943313231E-3,2.2519324947519149E-6,1.0613621252524336E-4,9.7581852313175701E-3]
[2004,10,22,1,2.2492281272631872E-3,1.3570223241444039E-3,2.0281861489049088E-3,7.3353670625930295E-3,1.552701846517056E-5,2.6469218609405376E-4,1.3250022867464753E-2,null,1.9237055197157719E-3,1.1234129239486663E-3,2.0959108546647555E-3,2.7792566819925327E-3,2.2519324947519149E-6,1.0613621252524336E-4,8.0306741253417212E-3]
[2004,10,22,7,2.5950299236586656E-3,1.630486413286649E-3,2.7561601843148972E-3,5.8856599685450208E-3,1.552701846517056E-5,2.6469218609405376E-4,1.3147555694364457E-2,null,2.2194606796261352E-3,1.3498005717509564E-3,2.8481932245812041E-3,2.2299851740114956E-3,2.2519324947519149E-6,1.0613621252524336E-4,8.7558277949897866E-3]
[2004,10,22,9,3.1663139166635762E-3,1.4894712335240114E-3,3.1993430027346947E-3,7.281547202327647E-3,0,0,1.5136675355249929E-2,null,2.7080648177959842E-3,1.2330609480913578E-3,3.3061746974497098E-3,2.7588651726120064E-3,0,0,1.0006165635949058E-2]
[2004,10,22,12,2.8453887425724548E-3,1.5553458397021096E-3,3.1781472702601E-3,6.3941851345634517E-3,0,0,1.3973066987098116E-2,null,2.4335859771076312E-3,1.2875953375585049E-3,3.2842712021566079E-3,2.4226574634222562E-3,0,0,9.4281099802450002E-3]
[2004,10,22,16,2.75014442371522E-3,1.6209467097015662E-3,2.8309536591941678E-3,6.2415420925425683E-3,0,0,1.3443586885153522E-2,null,2.3521260221629221E-3,1.3419031141281583E-3,2.9254841852468213E-3,2.3648233849260887E-3,0,0,8.9843367064639905E-3]
[2004,10,22,19,3.5350882670695189E-3,1.4088518286520001E-3,2.5975757071649923E-3,5.5813720986883485E-3,9.0522520745777139E-6,1.5431554976695188E-4,1.3286255703416388E-2,null,3.0234677975145017E-3,1.166320055371431E-3,2.6843133325805194E-3,2.1146952248743789E-3,1.3128766893111995E-6,6.1877414017031735E-5,9.0519867010471749E-3]
[2004,10,22,22,3.9128878599523041E-3,1.3157976145751751E-3,2.2497387024298376E-3,5.615489206364949E-3,1.552701846517056E-5,2.6469218609405376E-4,1.3374132587881489E-2,null,3.3465898291864557E-3,1.0892849875896963E-3,2.3248614379543192E-3,2.1276216672284349E-3,2.2519324947519149E-6,1.0613621252524336E-4,8.9967460669789015E-3]
[2004,10,22,24,2.8560726821314159E-3,1.0847720890868923E-3,2.061010107004393E-3,5.2696007833179775E-3,1.552701846517056E-5,2.6469218609405376E-4,1.1551674866099903E-2,null,2.4427236689463379E-3,8.9803016703307364E-4,2.1298308625057102E-3,1.9965699144293956E-3,2.2519324947519149E-6,1.0613621252524336E-4,7.5755427579345131E-3]
[2004,10,23,3,2.2517920265852859E-3,1.1409985280446636E-3,1.9544404689154373E-3,5.253814785858504E-3,1.552701846517056E-5,2.6469218609405376E-4,1.0881265013963115E-2,null,1.9258983552125953E-3,9.4457730709769758E-4,2.0197026766047574E-3,1.9905888451050135E-3,2.2519324947519149E-6,1.0613621252524336E-4,6.9891553290400595E-3]
[2004,10,23,7,2.4344803492681181E-3,1.1815502391590911E-3,2.4030337490731821E-3,5.2551317080388529E-3,1.552701846517056E-5,2.6469218609405376E-4,1.1554415250098468E-2,null,2.0821468612990824E-3,9.7814810069750359E-4,2.4832752760527614E-3,1.9910878064709776E-3,2.2519324947519149E-6,1.0613621252524336E-4,7.6430461895403198E-3]
[2004,10,23,10,3.4977478689073825E-3,1.2804873461099515E-3,2.6901684399647081E-3,4.8423453259964092E-3,0,0,1.2310748980978451E-2,null,2.9915315393901245E-3,1.0600533299845499E-3,2.7799978997208588E-3,1.8346894557493931E-3,0,0,8.6662722248449266E-3]
[2004,10,23,13,3.9711603867215468E-3,1.2778500169606443E-3,2.6190946799358669E-3,4.2256591747777354E-3,0,0,1.2093764258395793E-2,null,3.3964287850642557E-3,1.0578700131751479E-3,2.7065508617323993E-3,1.6010366484881177E-3,0,0,8.7618863084599208E-3]
[2004,10,23,17,3.821113664712474E-3,1.1609017673558906E-3,2.4308138912165302E-3,4.6632608612386783E-3,0,0,1.2076090184523573E-2,null,3.2680977794870983E-3,9.6105423299114095E-4,2.5119830460440962E-3,1.7668371327406195E-3,0,0,8.5079721912629542E-3]
[2004,10,23,21,4.4094228548358216E-3,1.139921129742169E-3,2.0836986330059846E-3,4.7480551971326853E-3,1.552701846517056E-5,2.6469218609405376E-4,1.2661317019275883E-2,null,3.7712631199085115E-3,9.4368538133072404E-4,2.1532769983294633E-3,1.7989643899886342E-3,2.2519324947519149E-6,1.0613621252524336E-4,8.775578034577328E-3]
[2004,10,23,24,3.1656881565907099E-3,1.0706177043231075E-3,1.9551965143570684E-3,5.1537512919678065E-3,1.552701846517056E-5,2.6469218609405376E-4,1.1625472871797915E-2,null,2.707529621702889E-3,8.8631243881942502E-4,2.0204839677345635E-3,1.9526763409799736E-3,2.2519324947519149E-6,1.0613621252524336E-4,7.6753905142568461E-3]
[2004,10,24,1,2.8707243061564551E-3,1.2690187017415904E-3,1.9679873766078326E-3,5.1297477486111857E-3,1.552701846517056E-5,2.6469218609405376E-4,1.1517697337676288E-2,null,2.4552548167068207E-3,1.050558995901497E-3,2.0337019393918362E-3,1.943581771110991E-3,2.2519324947519149E-6,1.0613621252524336E-4,7.5914856681311392E-3]
[2004,10,24,4,2.3991283523940275E-3,1.2604573603352146E-3,1.8665583314327206E-3,5.1444643841743447E-3,1.552701846517056E-5,2.6469218609405376E-4,1.0950827632895531E-2,null,2.0519112303751478E-3,1.0434714768451517E-3,1.9288859998511868E-3,1.9491576758171015E-3,2.2519324947519149E-6,1.0613621252524336E-4,7.0818145279085837E-3]
[2004,10,24,8,3.1032267300903481E-3,1.2918108881036993E-3,2.4886325595531791E-3,5.0321518192913651E-3,1.552701846517056E-5,2.6469218609405376E-4,1.2196041201597814E-2,null,2.6541080103191332E-3,1.0694275408536836E-3,2.5717323814956152E-3,1.9066041888873828E-3,2.2519324947519149E-6,1.0613621252524336E-4,8.3102602665758099E-3]
[2004,10,24,11,3.3482129412880585E-3,1.3668463166349018E-3,2.6426293545610902E-3,4.9003212046572651E-3,0,0,1.2258009817141317E-2,null,2.8636382580618266E-3,1.1315457305593154E-3,2.7308714005718159E-3,1.8566556159684583E-3,0,0,8.5827110051614162E-3]
[2004,10,24,14,3.0891771460243014E-3,1.3005560725545813E-3,2.6643301323791752E-3,5.0011151791156273E-3,0,0,1.2055178530073684E-2,null,2.6420917714636951E-3,1.0766672546444131E-3,2.7532968055614666E-3,1.8948448878382373E-3,0,0,8.366900719507811E-3]
[2004,10,24,19,4.2840983182637973E-3,1.2844437882124436E-3,2.2691126392677522E-3,5.0446757577940178E-3,9.0522520745777139E-6,1.5431554976695188E-4,1.3045698305379539E-2,null,3.6640763477722525E-3,1.0633286763894786E-3,2.3448823046474969E-3,1.9113493147238064E-3,1.3128766893111995E-6,6.1877414017031735E-5,9.0468269342393777E-3]
[2004,10,24,22,4.8506872015385318E-3,1.105984918468209E-3,2.0582755078466697E-3,5.334878615022182E-3,1.552701846517056E-5,2.6469218609405376E-4,1.3630045447434815E-2,null,4.1486648823694213E-3,9.155912389892881E-4,2.1270049502683523E-3,2.0213026712773896E-3,2.2519324947519149E-6,1.0613621252524336E-4,9.320951887924445E-3]
[2004,10,25,1,2.4749367678039737E-3,1.2907732647964856E-3,1.9449887092668906E-3,6.713184362114529E-3,1.552701846517056E-5,2.6469218609405376E-4,1.2704102308541102E-2,null,2.1167481694998893E-3,1.0685685428749665E-3,2.009935306063465E-3,2.5435213175629629E-3,2.2519324947519149E-6,1.0613621252524336E-4,7.8471614810212784E-3]
[2004,10,25,2,2.1176715068481752E-3,1.3384145237012722E-3,1.8374669463005683E-3,7.2927006548305509E-3,1.552701846517056E-5,2.6469218609405376E-4,1.2866472836239791E-2,null,1.8111886105681662E-3,1.1080084290246409E-3,1.8988232021594502E-3,2.7630910425829941E-3,2.2519324947519149E-6,1.0613621252524336E-4,7.6894994293552465E-3]
[2004,10,25,5,1.9348793550087655E-3,1.3447482091371236E-3,1.9463991606090904E-3,7.2425340770776317E-3,1.552701846517056E-5,2.6469218609405376E-4,1.2748780006391834E-2,null,1.6548513021413585E-3,1.1132517798142802E-3,2.0113928548588203E-3,2.7440837052210361E-3,2.2519324947519149E-6,1.0613621252524336E-4,7.6319677870554901E-3]
[2004,10,25,9,3.1340667675159176E-3,1.4240582922049774E-3,3.0952553536261022E-3,8.0198308982250485E-3,1.2887428419924324E-6,2.1969456719924981E-5,1.5696469511133963E-2,null,2.6804846812778045E-3,1.178908748555782E-3,3.1986113785102588E-3,3.0385894014774758E-3,1.8691044193524191E-7,8.8093077544100432E-6,1.0105590428017666E-2]
[2004,10,25,11,2.9380357859416831E-3,1.5708712887084367E-3,3.1792605828655923E-3,8.1028679902884881E-3,0,0,1.5791035647804201E-2,null,2.5128245508007283E-3,1.3004481033188698E-3,3.2854216902297793E-3,3.0700508663232392E-3,0,0,1.0168745210672618E-2]
[2004,10,25,16,3.3480706029930182E-3,1.6353437342371802E-3,2.8995513302657221E-3,7.3016437544075998E-3,0,0,1.5184609421903521E-2,null,2.8635165198706144E-3,1.3538217120332534E-3,2.9963724533090116E-3,2.7664794441510611E-3,0,0,9.9801901293639396E-3]
[2004,10,25,20,3.9489418508391484E-3,1.3497072266718652E-3,2.5106175777259939E-3,7.9016293389341918E-3,1.552701846517056E-5,2.6469218609405376E-4,1.5991115198730425E-2,null,3.3774258570824773E-3,1.1173571097631663E-3,2.5944515181257929E-3,2.9938046660064571E-3,2.2519324947519149E-6,1.0613621252524336E-4,1.0191427295997889E-2]
[2004,10,25,23,3.7336267592273497E-3,1.2090925304526477E-3,2.0847043576555885E-3,7.5550371283731772E-3,1.552701846517056E-5,2.6469218609405376E-4,1.4862679980267987E-2,null,3.1932725356869649E-3,1.0009490269931329E-3,2.1543163058955102E-3,2.8624862590462268E-3,2.2519324947519149E-6,1.0613621252524336E-4,9.3194122726418301E-3]
[2004,10,25,24,3.5265077302909899E-3,1.0501145008836401E-3,2.0451264500765502E-3,7.7803111409966994E-3,1.552701846517056E-5,2.6469218609405376E-4,1.4682279026807103E-2,null,3.0161290906208327E-3,8.6933883174131828E-4,2.1134168223127959E-3,2.9478390845450327E-3,2.2519324947519149E-6,1.0613621252524336E-4,9.0551119742399745E-3]
[2004,10,26,3,2.0863117381915335E-3,1.3739745010798434E-3,1.9579111529233147E-3,6.5362047087232965E-3,1.552701846517056E-5,2.6469218609405376E-4,1.2234621305477212E-2,null,1.784367427189495E-3,1.1374468085204215E-3,2.0232892528611575E-3,2.476466474899039E-3,2.2519324947519149E-6,1.0613621252524336E-4,7.5299581084901073E-3]
[2004,10,26,8,2.8760258362768307E-3,1.4482378190580857E-3,3.0011818443308556E-3,7.2843359788557849E-3,1.552701846517056E-5,2.6469218609405376E-4,1.4890000683080782E-2,null,2.4597890756518728E-3,1.1989258053708733E-3,3.101396589140569E-3,2.7599217967365082E-3,2.2519324947519149E-6,1.0613621252524336E-4,9.6284214119198193E-3]
[2004,10,26,11,3.0077026892760942E-3,1.4468038797591436E-3,3.1869134975759986E-3,8.0851356209540905E-3,0,0,1.5726555687565327E-2,null,2.5724088165590365E-3,1.1977387166163789E-3,3.2933301492339118E-3,3.0633323469172365E-3,0,0,1.0126810029326564E-2]
[2004,10,26,14,2.6697867176396122E-3,1.5440072630316473E-3,3.1628815470956177E-3,6.9566008068774185E-3,0,0,1.4333276334644297E-2,null,2.2833981946670779E-3,1.2782086802101732E-3,3.2684957296231715E-3,2.6357480288974303E-3,0,0,9.4658506333978529E-3]
[2004,10,26,17,3.9095893331141402E-3,1.7225118379352239E-3,2.7462991116004739E-3,6.1623673796451029E-3,0,0,1.4540767662294941E-2,null,3.3437686861424961E-3,1.4259839546936471E-3,2.8380028732902449E-3,2.3348253155742143E-3,0,0,9.9425808297006028E-3]
[2004,10,26,21,3.7762428973648586E-3,1.403732923751374E-3,2.4184032563122704E-3,7.4357844255096058E-3,1.552701846517056E-5,2.6469218609405376E-4,1.5314382707497331E-2,null,3.2297209951252918E-3,1.162082362431889E-3,2.4991579981937478E-3,2.817303261596868E-3,2.2519324947519149E-6,1.0613621252524336E-4,9.8166527623677908E-3]
[2004,10,26,24,3.0718286191549174E-3,1.2958913885378867E-3,2.0671175913110078E-3,7.0785109155145493E-3,1.552701846517056E-5,2.6469218609405376E-4,1.3793567719077585E-2,null,2.6272540338002507E-3,1.0728055891306967E-3,2.1361422864644231E-3,2.6819378761322064E-3,2.2519324947519149E-6,1.0613621252524336E-4,8.6265279305475732E-3]
[2004,10,27,1,2.5935904619055631E-3,1.2828106309267832E-3,1.9787647669299033E-3,5.5238145258261675E-3,1.552701846517056E-5,2.6469218609405376E-4,1.1659199590147641E-2,null,2.218229545937961E-3,1.0619766647321106E-3,2.0448392057483703E-3,2.0928875542272959E-3,2.2519324947519149E-6,1.0613621252524336E-4,7.5263211156657329E-3]
[2004,10,27,5,2.0201732696593609E-3,1.4981300364507566E-3,1.9632559525766292E-3,4.2213608812188778E-3,1.552701846517056E-5,2.6469218609405376E-4,9.9831393444648493E-3,null,1.7278009386956399E-3,1.2402291508104716E-3,2.0288125247834307E-3,1.5994080917993135E-3,2.2519324947519149E-6,1.0613621252524336E-4,6.7046388511088507E-3]
[2004,10,27,8,2.6574147365074283E-3,1.4482378190580857E-3,3.0051884166744595E-3,6.4760483602984515E-3,1.552701846517056E-5,2.6469218609405376E-4,1.3867108537097649E-2,null,2.2728167653734825E-3,1.1989258053708733E-3,3.1055369479875581E-3,2.4536741685430813E-3,2.2519324947519149E-6,1.0613621252524336E-4,9.1393418322949904E-3]
[2004,10,27,12,2.6764649894090256E-3,1.5476586919963183E-3,3.1102707942908489E-3,5.1353344963088283E-3,0,0,1.2469728972005021E-2,null,2.2891099444488196E-3,1.2812315210410184E-3,3.2141282111707173E-3,1.9456985030668411E-3,0,0,8.7301681797273961E-3]
[2004,10,27,15,2.5519611235912754E-3,1.5293070733888234E-3,3.0384175805603418E-3,5.8248603188412159E-3,0,0,1.2944546096381657E-2,null,2.1826250703729354E-3,1.2660391066258501E-3,3.1398756921494088E-3,2.2069491307896349E-3,0,0,8.7954889999378293E-3]
[2004,10,27,19,3.8769946721270241E-3,1.3709193565982101E-3,2.5905692934594859E-3,5.5202031625538987E-3,1.1645263848877921E-5,1.9851913957054032E-4,1.3568850888158037E-2,null,3.3158913319096578E-3,1.1349176026745548E-3,2.6770729623878864E-3,2.0915192647579469E-3,1.6889493710639363E-6,7.9602159393932529E-5,9.3006922704950423E-3]
[2004,10,27,22,3.6048928016930836E-3,1.2446526375336905E-3,2.2317530636368202E-3,5.7582657494218408E-3,1.552701846517056E-5,2.6469218609405376E-4,1.3119783456844659E-2,null,3.08316977568598E-3,1.030387513863295E-3,2.3062752270216003E-3,2.1817174824666692E-3,2.2519324947519149E-6,1.0613621252524336E-4,8.7099381440575406E-3]
[2004,10,28,2,2.2265179994552368E-3,1.247162305449416E-3,1.9579898628623543E-3,7.2042359092518811E-3,1.552701846517056E-5,2.6469218609405376E-4,1.291612528157811E-2,null,1.9042821461201539E-3,1.0324651461329948E-3,2.023370591063616E-3,2.7295731240968022E-3,2.2519324947519149E-6,1.0613621252524336E-4,7.7980791524335626E-3]
[2004,10,28,3,2.004475129781122E-3,1.3739745010798434E-3,1.9403747765482759E-3,6.4653731643831399E-3,1.552701846517056E-5,2.6469218609405376E-4,1.2064416776351604E-2,null,1.7143747335157395E-3,1.1374468085204215E-3,2.0051673060093975E-3,2.4496295025671264E-3,2.2519324947519149E-6,1.0613621252524336E-4,7.4150064956326808E-3]
[2004,10,28,6,2.3042995854330207E-3,1.5196012291155891E-3,2.1244196200657117E-3,6.2802314771709363E-3,1.552701846517056E-5,2.6469218609405376E-4,1.2508771116344483E-2,null,1.9708066860118791E-3,1.2580041091903736E-3,2.1953577308289072E-3,2.3794821920223161E-3,2.2519324947519149E-6,1.0613621252524336E-4,7.91203886307347E-3]
[2004,10,28,9,2.8516100219166591E-3,1.5036450795031201E-3,3.1597638266854938E-3,8.0879578599417617E-3,2.5930123930667593E-6,4.4203600351825494E-5,{"$f":"SUM(E7235:J7235)","v":1.5649773400791926E-2},null,2.4389068733160126E-3,1.2447947873006928E-3,3.2652739030403811E-3,3.0644016494480756E-3,3.760727714944027E-7,1.7724749606530485E-5,{"$f":"SUM(M7235:R7235)","v":1.0031478035483186E-2}]
[2004,10,28,13,2.6768899998050287E-3,1.4440039930615968E-3,3.1485958804465708E-3,8.4164212537681492E-3,0,0,1.5685911127081346E-2,null,2.2894734446357585E-3,1.195420826301937E-3,3.2537330394174294E-3,3.1888513292380916E-3,0,0,9.9274786395932169E-3]
[2004,10,28,16,2.9493225797940308E-3,1.7026421652041122E-3,2.931415251379319E-3,6.7460020527760527E-3,0,0,1.4329382049153514E-2,null,2.522477848023218E-3,1.4095348169428476E-3,3.0293003668391519E-3,2.5559554309863698E-3,0,0,9.5172684627915869E-3]
[2004,10,28,19,3.9949381006892243E-3,1.3709193565982101E-3,2.6353504192260049E-3,7.5780907367423295E-3,1.1645263848877921E-5,1.9851913957054032E-4,1.5789463016675186E-2,null,3.4167652369569775E-3,1.1349176026745548E-3,2.723349408772668E-3,2.8712209132983283E-3,1.6889493710639363E-6,7.9602159393932529E-5,1.0227544270467525E-2]
[2004,10,28,24,2.9502826011510949E-3,1.2958913885378867E-3,2.0637289481557864E-3,7.8981988269474744E-3,1.552701846517056E-5,2.6469218609405376E-4,1.4488320969351466E-2,null,2.5232989289803889E-3,1.0728055891306967E-3,2.1326404905491671E-3,2.9925048982810819E-3,2.2519324947519149E-6,1.0613621252524336E-4,8.8296380519613301E-3]
[2004,10,29,3,1.8353496825899581E-3,1.3701731076816964E-3,1.944477366694952E-3,6.8621767380766053E-3,1.552701846517056E-5,2.6469218609405376E-4,1.2292396099602436E-2,null,1.5697261972723677E-3,1.1342998194130874E-3,2.0094068888629247E-3,2.5999722153742261E-3,2.2519324947519149E-6,1.0613621252524336E-4,7.4217932659426007E-3]
[2004,10,29,4,1.7049857333922532E-3,1.5692781107336711E-3,1.9259600006915597E-3,6.0823407232250834E-3,1.552701846517056E-5,2.6469218609405376E-4,1.156278377260179E-2,null,1.4582293483739338E-3,1.2991291885927391E-3,1.9902711954122693E-3,2.3045044580499779E-3,2.2519324947519149E-6,1.0613621252524336E-4,7.1605223354489151E-3]
[2004,10,29,7,2.3703682039868694E-3,1.630486413286649E-3,2.7805202228154509E-3,5.9559376631206033E-3,1.552701846517056E-5,2.6469218609405376E-4,1.3017531707768796E-2,null,2.0273134336607638E-3,1.3498005717509564E-3,2.873366687648649E-3,2.2566123012673703E-3,2.2519324947519149E-6,1.0613621252524336E-4,8.6154811393477342E-3]
[2004,10,29,10,2.993013106042006E-3,1.5686452147574226E-3,3.2263922623430113E-3,7.3629294492827731E-3,0,0,1.5150980032425213E-2,null,2.5598452032877922E-3,1.2986052447293388E-3,3.3341271794515843E-3,2.7896996423414119E-3,0,0,9.9822772698101268E-3]
[2004,10,29,16,2.559586223247934E-3,1.6209467097015662E-3,2.8453800265249925E-3,6.3913173970379291E-3,0,0,1.3417230356512422E-2,null,2.1891466170849377E-3,1.3419031141281583E-3,2.9403922743777827E-3,2.4215709222018922E-3,0,0,8.8930129277927702E-3]
[2004,10,29,18,3.2988075647481419E-3,1.4736350607445648E-3,2.6664820190083639E-3,6.1390762110241966E-3,1.1645263848877921E-5,1.9851913957054032E-4,1.3788165258944685E-2,null,2.8213831420060274E-3,1.2199509491990911E-3,2.7555205474732035E-3,2.3260006534313784E-3,1.6889493710639363E-6,7.9602159393932529E-5,9.2041464008746961E-3]
[2004,10,29,22,3.6158146917826236E-3,1.3157976145751751E-3,2.258568352080765E-3,5.6650085593132763E-3,1.552701846517056E-5,2.6469218609405376E-4,1.3135408422311064E-2,null,3.0925109803402817E-3,1.0892849875896963E-3,2.3339859251500618E-3,2.1463837811615495E-3,2.2519324947519149E-6,1.0613621252524336E-4,8.7705538192615843E-3]
[2004,10,30,1,2.2133570713380717E-3,1.1709570472871707E-3,1.9689684254620447E-3,5.1616171488321717E-3,1.552701846517056E-5,2.6469218609405376E-4,1.0795118897478683E-2,null,1.8930259512697104E-3,9.6937851124930744E-4,2.034715747194246E-3,1.9556565920108137E-3,2.2519324947519149E-6,1.0613621252524336E-4,6.9611649467440726E-3]
[2004,10,30,4,1.7370501323967519E-3,1.0969056910732895E-3,1.8960882177313104E-3,5.2976115501864656E-3,1.552701846517056E-5,2.6469218609405376E-4,1.0307874795947041E-2,null,1.4856531835126029E-3,9.0807498725676617E-4,1.9594019410352089E-3,2.0071827590658932E-3,2.2519324947519149E-6,1.0613621252524336E-4,6.4687010158904663E-3]
[2004,10,30,5,1.7255589732382188E-3,1.1512467390950261E-3,1.9423375291547794E-3,5.1578769255203475E-3,1.552701846517056E-5,2.6469218609405376E-4,1.0257239371567596E-2,null,1.4758250980315183E-3,9.5306130366613266E-4,2.0071955983804964E-3,1.9542394794733182E-3,2.2519324947519149E-6,1.0613621252524336E-4,6.4987096245714606E-3]
[2004,10,30,9,2.5793570215144968E-3,1.2959781586751979E-3,2.7052306365542549E-3,2.5535365120047527E-3,0,0,9.1341023287487017E-3,null,2.2060560596148301E-3,1.0728774219162995E-3,2.7955630495687515E-3,9.6749533501768218E-4,0,0,7.041991866117564E-3]
[2004,10,30,13,3.3715858022275945E-3,1.2778500169606443E-3,2.6378852964534395E-3,2.4702671578173746E-3,0,0,9.7575882734590516E-3,null,2.8836284498329227E-3,1.0578700131751479E-3,2.7259689300129105E-3,9.3594586965954846E-4,0,0,7.6034132626805299E-3]
[2004,10,30,16,3.4523442138011478E-3,1.079163714295842E-3,2.5385955777840852E-3,2.4843107011722917E-3,0,0,9.5544142070533664E-3,null,2.9526989901771587E-3,8.9338726572591484E-4,2.6233637528559365E-3,9.4126675017922187E-4,0,0,7.4107167589382321E-3]
[2004,10,30,19,3.1274474074982398E-3,1.2513055347078473E-3,2.3090081013541789E-3,2.5112731051278345E-3,1.552701846517056E-5,2.6469218609405376E-4,9.4792533532473237E-3,null,2.6748233171642022E-3,1.0358951245592809E-3,2.3861099464415974E-3,9.5148238638618967E-4,2.2519324947519149E-6,1.0613621252524336E-4,7.156698919571265E-3]
[2004,10,30,23,2.8815961754883866E-3,1.1243147511398176E-3,1.9049463691318115E-3,2.5409952010875376E-3,1.552701846517056E-5,2.6469218609405376E-4,8.7320717014067774E-3,null,2.4645532399258621E-3,9.3076561788543841E-4,1.9685558817041158E-3,9.6274362704312658E-4,2.2519324947519149E-6,1.0613621252524336E-4,6.4350065115785391E-3]
[2004,10,31,2,2.2260347016871281E-3,1.2560040046525683E-3,1.8341436492771337E-3,2.7601552440819576E-3,1.552701846517056E-5,2.6469218609405376E-4,8.356556804258012E-3,null,{"$f":"E7300*V$5","v":1.9038687942805126E-3},{"$f":"F7300*W$5","v":1.0397847598031314E-3},{"$f":"G7300*X$5","v":1.895388934398351E-3},{"$f":"H7300*Y$5","v":1.0457799643825557E-3},{"$f":"I7300*Z$5","v":2.2519324947519149E-6},{"$f":"J7300*AA$5","v":1.0613621252524336E-4},5.9932105978845462E-3]
[2004,10,31,5,1.8285601449386448E-3,1.3020797714563999E-3,1.8736386043503308E-3,2.4486194934354223E-3,1.552701846517056E-5,2.6469218609405376E-4,7.7331172187400229E-3,null,1.5639192847151956E-3,1.0779286510179684E-3,1.9362026955450317E-3,9.2774390575376341E-4,2.2519324947519149E-6,1.0613621252524336E-4,5.6141826820519545E-3]
[2004,10,31,6,1.8556225181730825E-3,1.3238633813857457E-3,1.9191669687530959E-3,2.4519527990890734E-3,1.552701846517056E-5,2.6469218609405376E-4,7.8308248719602229E-3,null,1.5870650190836528E-3,1.0959622444891098E-3,1.9832513321794993E-3,9.2900684350888624E-4,2.2519324947519149E-6,1.0613621252524336E-4,5.7036735842811437E-3]
[2004,10,31,10,2.6509148538768059E-3,1.3282758645985187E-3,2.5903235623579227E-3,2.3685431179950906E-3,0,0,8.9380573988283377E-3,null,2.2672575871191866E-3,1.0996151251969205E-3,2.6768190258922775E-3,8.9740421046473004E-4,0,0,6.9410959486731144E-3]
[2004,10,31,14,3.2259315484514097E-3,1.3005560725545813E-3,2.6020858736842869E-3,2.3154345233646649E-3,0,0,9.4440080180549432E-3,null,2.7590542065345051E-3,1.0766672546444131E-3,2.6889741014992103E-3,8.7728218858929485E-4,0,0,7.4019777512674238E-3]
[2004,10,31,17,4.0671404208299554E-3,1.2832790706236588E-3,2.4443753302881874E-3,2.363640778672666E-3,0,0,1.0158435600414469E-2,null,3.4785179778672628E-3,1.0623644632231136E-3,2.52599732543877E-3,8.9554679021527537E-4,0,0,7.9624265567444213E-3]
[2004,10,31,20,3.8057181498592479E-3,1.2761364280374616E-3,2.2274911032852274E-3,2.5874311866305602E-3,1.552701846517056E-5,2.6469218609405376E-4,1.0176996072371722E-2,null,3.2549304015128361E-3,1.0564514160685361E-3,2.3018709523114724E-3,9.8033750094256474E-4,2.2519324947519149E-6,1.0613621252524336E-4,7.7019784158554039E-3]
[2004,10,31,24,2.8414395580287737E-3,1.1454084009673473E-3,1.9421158901738584E-3,3.7941326973585441E-3,1.552701846517056E-5,2.6469218609405376E-4,1.0003315751087748E-2,null,2.4302083436817589E-3,9.482280268730246E-4,2.0069665584838479E-3,1.437537966610291E-3,2.2519324947519149E-6,1.0613621252524336E-4,6.9313290406689178E-3]
[2004,11,1,3,2.1987562038112557E-3,1.5417650798004686E-3,1.9696424693109254E-3,4.9635006703729195E-3,1.554403721631171E-5,2.6518398312492451E-4,1.0954392443636805E-2,null,1.880538214204039E-3,1.2763524855294002E-3,2.0354122985537706E-3,1.8805933345252279E-3,2.2544007779449065E-6,1.0633341318672884E-4,7.1814841467771114E-3]
[2004,11,1,7,2.5643435048795554E-3,1.6033252768466507E-3,2.5350757207485458E-3,6.1212858574504836E-3,1.554403721631171E-5,2.6518398312492451E-4,1.310475838026647E-2,null,2.1932153946458552E-3,1.3273151850606043E-3,2.6197263615979206E-3,2.3192601646974346E-3,2.2544007779449065E-6,1.0633341318672884E-4,8.5681049199664884E-3]
[2004,11,1,8,2.8437125523862153E-3,1.65365222409754E-3,2.9213026341636276E-3,5.9369212724314346E-3,5.1761647025198476E-6,8.830627166051989E-5,1.3449071119441857E-2,null,2.4321523758315854E-3,1.3689784222517675E-3,3.0188500715332299E-3,2.2494072861073558E-3,7.507155039416823E-7,3.5409028708321832E-5,9.1055478999362022E-3]
[2004,11,1,11,3.0511156606555078E-3,1.7601788733525928E-3,3.181465275053706E-3,7.4716752105895177E-3,0,0,1.5464435019651324E-2,null,2.6095387864618486E-3,1.4571666652812448E-3,3.2877000009710082E-3,2.8309017227787195E-3,0,0,1.0185307175492821E-2]
[2004,11,1,15,2.9100280061931882E-3,1.6433032513707058E-3,3.0768911598650405E-3,8.3521152775746146E-3,0,0,1.5982337695003547E-2,null,2.4888702351650253E-3,1.360411009981488E-3,3.179633971992737E-3,3.1644867933528545E-3,0,0,1.0193402010492104E-2]
[2004,11,1,18,4.2327186509884714E-3,1.4151221150719298E-3,2.734056936397299E-3,7.0923215330972967E-3,1.2948183310675703E-5,2.2089826322298215E-4,1.5708065682088653E-2,null,3.6201326728996777E-3,1.1715109211926325E-3,2.8253519103069429E-3,2.6871705046934997E-3,1.8779158929141354E-6,8.857573530168625E-5,1.0394619660287353E-2]
[2004,11,1,20,3.9794626825029062E-3,1.3958474138755755E-3,2.5916107992320471E-3,8.3646299987133396E-3,1.554403721631171E-5,2.6518398312492451E-4,1.6612278914665105E-2,null,3.4035295197684529E-3,1.1555543315006497E-3,2.6781492458715721E-3,3.1692284268732065E-3,2.2544007779449065E-6,1.0633341318672884E-4,1.0515049337978555E-2]
[2004,11,2,2,2.415183391664519E-3,1.5305493388733783E-3,2.0611595246912487E-3,7.1755151276234972E-3,1.554403721631171E-5,2.6518398312492451E-4,1.3463135403193877E-2,null,2.0656426821961237E-3,1.2670675179316142E-3,2.1299852695121522E-3,2.718691265892352E-3,2.2544007779449065E-6,1.0633341318672884E-4,8.2899745494969153E-3]
[2004,11,2,5,2.2448975185656349E-3,1.7319868110744095E-3,2.0718111853289065E-3,5.9030698439884281E-3,1.554403721631171E-5,2.6518398312492451E-4,1.2232493379298614E-2,null,1.9200016642667707E-3,1.4338278251217469E-3,2.1409926078487869E-3,2.2365815054896428E-3,2.2544007779449065E-6,1.0633341318672884E-4,7.8399914166916215E-3]
[2004,11,2,6,2.4685327539976758E-3,1.7285372846101469E-3,2.1781083943723844E-3,5.7519298291953203E-3,1.554403721631171E-5,2.6518398312492451E-4,1.2407836282516762E-2,null,2.1112709853235998E-3,1.4309721295723765E-3,2.2508392678188718E-3,2.179316900672211E-3,2.2544007779449065E-6,1.0633341318672884E-4,8.0809870973517321E-3]
[2004,11,2,9,3.0629156309091971E-3,1.7110590233488463E-3,3.1663697899660323E-3,8.1543957559315153E-3,0,0,1.609474020015559E-2,null,2.6196309899312784E-3,1.4165027253188567E-3,3.2721004510634379E-3,3.0895739366412645E-3,0,0,1.0397808102954837E-2]
[2004,11,2,12,2.970937619400804E-3,1.6272659591542921E-3,3.1448201713734072E-3,7.9620137145114123E-3,0,0,1.5705037464439915E-2,null,2.5409646215507299E-3,1.3471345140679668E-3,3.2498312527718732E-3,3.0166833683098171E-3,0,0,1.0154613756700388E-2]
[2004,11,2,16,3.1895378804291021E-3,1.6425984289110157E-3,2.9809689150160357E-3,7.9066600103240431E-3,0,0,1.5719765234680196E-2,null,2.7279276617396004E-3,1.3598275216731405E-3,3.0805087145347907E-3,2.9957107092836166E-3,0,0,1.0163974607231148E-2]
[2004,11,2,21,3.8839976780401936E-3,1.492106886775598E-3,2.5431952740119089E-3,7.9555666455017274E-3,1.554403721631171E-5,2.6518398312492451E-4,1.6155594504670665E-2,null,3.3218808182434246E-3,1.2352428775063706E-3,2.6281170410377246E-3,3.0142406739672519E-3,2.2544007779449065E-6,1.0633341318672884E-4,1.0308069224719446E-2]
[2004,11,2,23,3.6346619361461319E-3,1.4103045352289261E-3,2.2240915497571253E-3,8.2070304009842707E-3,1.554403721631171E-5,2.6518398312492451E-4,1.5756816442457692E-2,null,3.1086305315650075E-3,1.1675226806445655E-3,2.2983578817067792E-3,3.1095163863808502E-3,2.2544007779449065E-6,1.0633341318672884E-4,9.7926152942618763E-3]
[2004,11,3,3,2.1676663849085833E-3,1.5326715751002324E-3,2.0481880623831536E-3,7.5576393036930253E-3,1.554403721631171E-5,2.6518398312492451E-4,1.3586893346426229E-2,null,1.8539479117331166E-3,1.2688244143087045E-3,2.1165806672437211E-3,2.8634721828703098E-3,2.2544007779449065E-6,1.0633341318672884E-4,8.211412990120525E-3]
[2004,11,3,6,2.4578309861382919E-3,1.7285372846101469E-3,2.1781120930175635E-3,5.8579564368956127E-3,1.554403721631171E-5,2.6518398312492451E-4,1.250316482100285E-2,null,2.1021180454095577E-3,1.4309721295723765E-3,2.2508430899683242E-3,2.2194887360289916E-3,2.2544007779449065E-6,1.0633341318672884E-4,8.1120098149439247E-3]
[2004,11,3,7,2.9171889010109731E-3,1.7151120161014595E-3,2.6211388233895292E-3,5.970358790133262E-3,1.554403721631171E-5,2.6518398312492451E-4,1.350452655097646E-2,null,2.4949947597164047E-3,1.4198580013212809E-3,2.708663262734317E-3,2.2620762423721289E-3,2.2544007779449065E-6,1.0633341318672884E-4,8.9941800801088059E-3]
[2004,11,3,10,3.2508256088067968E-3,1.6571462898366796E-3,3.2050759017060188E-3,8.6096073373718059E-3,0,0,1.6722655137721303E-2,null,2.7803454400618334E-3,1.3718709897052547E-3,3.3120990280093984E-3,3.2620465366683294E-3,0,0,1.0726361994444817E-2]
[2004,11,3,14,2.7695133410833325E-3,1.6044195697626415E-3,3.1878065606490164E-3,8.8391436332986954E-3,0,0,1.6400883104793686E-2,null,2.3686917465553579E-3,1.3282210970581719E-3,3.2942530332550107E-3,3.3490142751292748E-3,0,0,1.0340180151997815E-2]
[2004,11,3,18,4.08121573301013E-3,1.7275686568418154E-3,2.7784065336789337E-3,7.1507331746517933E-3,1.4253882436845885E-5,2.431737178054758E-4,1.5995351698424989E-2,null,3.4905562213004317E-3,1.4301702496518488E-3,2.8711824187111035E-3,2.7093017687067691E-3,2.0672855582615075E-6,9.7507742009371467E-5,1.0600785685937785E-2]
[2004,11,3,21,3.8686550274145675E-3,1.492106886775598E-3,2.5345886709554851E-3,7.8141778021019719E-3,1.554403721631171E-5,2.6518398312492451E-4,1.599025640758886E-2,null,3.3087586536493419E-3,1.2352428775063706E-3,2.6192230483549086E-3,2.9606706365819576E-3,2.2544007779449065E-6,1.0633341318672884E-4,1.0232483030057252E-2]
[2004,11,4,1,2.935049202410024E-3,1.4019455611654721E-3,2.0738647820109347E-3,7.5227790684175349E-3,1.554403721631171E-5,2.6518398312492451E-4,1.4214366634345202E-2,null,2.510270204642904E-3,1.1606026916902521E-3,2.1431147777390062E-3,2.8502641810077564E-3,2.2544007779449065E-6,1.0633341318672884E-4,8.7728396690445916E-3]
[2004,11,4,4,2.2659455366686974E-3,1.5796859948833469E-3,2.0362936177407234E-3,6.3268957973373193E-3,1.554403721631171E-5,2.6518398312492451E-4,1.248954896697132E-2,null,1.9380034792508322E-3,1.3077453707709345E-3,2.1042890461567027E-3,2.3971625783651383E-3,2.2544007779449065E-6,1.0633341318672884E-4,7.8557882885082805E-3]
[2004,11,4,7,3.0017530802712339E-3,1.7151120161014595E-3,2.6235710981081127E-3,5.5871212912294872E-3,1.554403721631171E-5,2.6518398312492451E-4,1.3208285506051529E-2,null,2.5673202728297142E-3,1.4198580013212809E-3,2.7111767553873252E-3,2.1168735046591088E-3,2.2544007779449065E-6,1.0633341318672884E-4,8.9238163481621044E-3]
[2004,11,4,11,3.1645890176187274E-3,1.7504626085029017E-3,3.212536155612756E-3,5.7089889662177212E-3,0,0,1.3836576747952106E-2,null,2.706589557117306E-3,1.4491230411562452E-3,3.3198083929264835E-3,2.1630472744431956E-3,0,0,9.6385682656432298E-3]
[2004,11,4,12,3.0289760998819283E-3,1.6272659591542921E-3,3.1531072554620313E-3,6.2144162781695485E-3,0,0,1.4023765592667801E-2,null,2.5906034038085824E-3,1.3471345140679668E-3,3.2583950571861003E-3,2.354545835049252E-3,0,0,9.5506788101119011E-3]
[2004,11,4,15,2.8908247388204703E-3,1.712391288541151E-3,3.0998275466085782E-3,5.9890030553025339E-3,0,0,1.3692046629272734E-2,null,2.4724461868465362E-3,1.4176056430148538E-3,3.203336245064923E-3,2.2691402649507378E-3,0,0,9.3625283398770503E-3]
[2004,11,4,19,4.3330376313433349E-3,1.697107598776508E-3,2.6669269728079713E-3,3.8204977985430758E-3,1.554403721631171E-5,2.6518398312492451E-4,1.2798298021812125E-2,null,3.7059328520374548E-3,1.4049530179977617E-3,2.755980359063439E-3,1.4475272940717876E-3,2.2544007779449065E-6,1.0633341318672884E-4,9.4229813371351171E-3]
[2004,11,4,22,4.0657582063487628E-3,1.3651321438272117E-3,2.3985135205164725E-3,6.7323210238866161E-3,1.554403721631171E-5,2.6518398312492451E-4,1.4842452914920298E-2,null,3.4773358062615144E-3,1.1301266500830568E-3,2.478604109107514E-3,2.5507719015688169E-3,2.2544007779449065E-6,1.0633341318672884E-4,9.7454262809855748E-3]
[2004,11,5,2,2.1967524111469287E-3,1.5095294367630492E-3,2.0214059103295726E-3,6.7065879797599537E-3,1.554403721631171E-5,2.6518398312492451E-4,1.2715003758340738E-2,null,1.878824423165234E-3,1.2496661611000174E-3,2.0889042119880282E-3,2.5410220507124433E-3,2.2544007779449065E-6,1.0633341318672884E-4,7.8670046609303958E-3]
[2004,11,5,4,1.9585848191329492E-3,1.5094971722716122E-3,1.9730163239856501E-3,6.2923021773139591E-3,1.554403721631171E-5,2.6518398312492451E-4,1.2014128513045405E-2,null,1.6751259606476987E-3,1.249639450893398E-3,2.0388988121751339E-3,2.3840555928818178E-3,2.2544007779449065E-6,1.0633341318672884E-4,7.4563076305627224E-3]
[2004,11,5,9,3.2889874213713529E-3,1.4731714628657439E-3,3.1867762575770024E-3,7.9580962063184549E-3,0,0,{"$f":"SUM(E7427:J7427)","v":1.5907031348132553E-2},null,2.8129842322692387E-3,1.2195671590142752E-3,3.2931883265497632E-3,3.0151990852836058E-3,0,0,{"$f":"SUM(M7427:R7427)","v":1.0340938803116883E-2}]
[2004,11,5,10,3.3879597085266474E-3,1.5395120788446583E-3,3.227792809048253E-3,7.9039520073710175E-3,0,0,1.6059216603790574E-2,null,{"$f":"E7428*V$5","v":2.8976326202169748E-3},{"$f":"F7428*W$5","v":1.2744873353794041E-3},{"$f":"G7428*X$5","v":3.3355744928767182E-3},{"$f":"H7428*Y$5","v":2.9946846890125342E-3},{"$f":"I7428*Z$5","v":0},{"$f":"J7428*AA$5","v":0},1.0502379137485631E-2]
[2004,11,5,13,2.8233876844675552E-3,1.6044135500336619E-3,3.2224366205547824E-3,7.410020336638316E-3,0,0,1.5060258191694317E-2,null,2.4147690521354715E-3,1.3282161136166958E-3,3.330039451820868E-3,2.8075416483687946E-3,0,0,9.8805662659418297E-3]
[2004,11,5,16,2.906362932575686E-3,1.5063987976631451E-3,2.936361372719088E-3,8.0934324891664324E-3,0,0,1.5442555592124351E-2,null,2.4857355943241548E-3,1.2470744569235449E-3,3.034411647877191E-3,3.0664759014554072E-3,0,0,9.8336976005802979E-3]
[2004,11,5,20,3.7302752631202928E-3,1.5527351562501222E-3,2.6558602148900046E-3,6.3212000480775896E-3,1.554403721631171E-5,2.6518398312492451E-4,1.4540798702679244E-2,null,3.1904060894237768E-3,1.2854340794287607E-3,2.7445440626176036E-3,2.3950045474099074E-3,2.2544007779449065E-6,1.0633341318672884E-4,9.7239765928447235E-3]
[2004,11,5,23,3.5234392779899676E-3,1.1543536643930127E-3,2.2756449206223503E-3,6.3384533074998415E-3,1.554403721631171E-5,2.6518398312492451E-4,1.3572619190846407E-2,null,3.0135047242629198E-3,9.5563337633686174E-4,2.3516327103754024E-3,2.4015415395094537E-3,2.2544007779449065E-6,1.0633341318672884E-4,8.830900164449311E-3]
[2004,11,6,1,2.710635383278362E-3,1.4536834992327063E-3,2.163665065590706E-3,5.8494378226134347E-3,1.554403721631171E-5,2.6518398312492451E-4,1.2458149791056443E-2,null,2.3183349814739828E-3,1.2034340197008895E-3,2.235913650864355E-3,2.2162611653480649E-3,2.2544007779449065E-6,1.0633341318672884E-4,8.0825316313519659E-3]
[2004,11,6,7,2.4942671170552428E-3,1.5051096757631979E-3,2.4318759178235502E-3,5.518294776920619E-3,1.554403721631171E-5,2.6518398312492451E-4,1.2230275507903845E-2,null,2.1332809075987795E-3,1.2460072554654857E-3,2.5130805355890267E-3,2.0907962070734641E-3,2.2544007779449065E-6,1.0633341318672884E-4,8.0917527196914286E-3]
[2004,11,6,10,3.5198469371940494E-3,1.7083136501517696E-3,2.7962905368769829E-3,2.9132420764407235E-3,0,0,1.0937693200663524E-2,null,3.0104322898868584E-3,1.4142299640858365E-3,2.8896636002574269E-3,1.1037821881469067E-3,0,0,8.4181080423770278E-3]
[2004,11,6,11,3.9319307832147102E-3,1.6307276970378866E-3,2.8022712144388819E-3,2.9227387971907841E-3,0,0,1.1287668491882261E-2,null,3.3628767394146275E-3,1.3500003188587648E-3,2.8958439831709985E-3,1.1073803481812176E-3,0,0,8.7161013896256082E-3]
[2004,11,6,14,3.9936319083587139E-3,1.4794414039344286E-3,2.7466243639804495E-3,2.7726048186753178E-3,0,0,1.0992302494948911E-2,null,3.4156480850924971E-3,1.2247577389359417E-3,2.8383389864197347E-3,1.050496914888415E-3,0,0,8.5292417253365876E-3]
[2004,11,6,18,3.9649399986405546E-3,1.5054742814700447E-3,2.4711305606242278E-3,2.8602391906122262E-3,1.554403721631171E-5,2.6518398312492451E-4,1.1082512051688288E-2,null,3.3911086511298032E-3,1.2463090948353541E-3,2.5536459600133828E-3,1.0837002176951561E-3,2.2544007779449065E-6,1.0633341318672884E-4,8.3833517376383712E-3]
[2004,11,6,22,3.9248557599482221E-3,1.4337166945071951E-3,2.1744902263224914E-3,2.7120858136985794E-3,1.554403721631171E-5,2.6518398312492451E-4,1.0525876514817721E-2,null,3.3568256585371973E-3,1.1869044710858796E-3,2.2471002827686749E-3,1.027567203596001E-3,2.2544007779449065E-6,1.0633341318672884E-4,7.9269854299524271E-3]
[2004,11,7,1,2.8938915237436171E-3,1.6764795960463193E-3,2.016138495479831E-3,2.9161160920633607E-3,1.554403721631171E-5,2.6518398312492451E-4,9.7833537276743633E-3,null,2.4750691271401104E-3,1.3878760956435527E-3,2.0834609088841408E-3,1.1048711080407861E-3,2.2544007779449065E-6,1.0633341318672884E-4,7.1598650536732634E-3]
[2004,11,7,5,2.3570880383027722E-3,1.7270527513005996E-3,2.0312301849594425E-3,2.6278489320115225E-3,1.554403721631171E-5,2.6518398312492451E-4,9.0239479269155713E-3,null,2.0159552580628431E-3,1.4297431564919008E-3,2.0990565364416144E-3,9.9565115709127332E-4,2.2544007779449065E-6,1.0633341318672884E-4,6.6489939220523058E-3]
[2004,11,7,8,3.0508337699456057E-3,1.6194041396526309E-3,2.5058593554072106E-3,2.6076175497306859E-3,7.7720186081558549E-6,1.3259199156246226E-4,9.9240788249067517E-3,null,2.6092976927692959E-3,1.3406260952477484E-3,2.5895344103878119E-3,9.8798580048264526E-4,1.1272003889724532E-6,5.3166706593364418E-5,7.5817379058698391E-3]
[2004,11,7,11,3.3257260032411614E-3,1.8039163210646599E-3,2.7461296395636953E-3,2.5168691399339526E-3,0,0,1.0392641103803469E-2,null,2.8444057727847736E-3,1.493374775601939E-3,2.837827742283834E-3,9.5360263708323774E-4,0,0,8.1292109277537848E-3]
[2004,11,7,12,3.2124135240637433E-3,1.8847711392016729E-3,2.7115084143411244E-3,2.4909082256733325E-3,0,0,1.0299601303279872E-2,null,2.7474925966582101E-3,1.5603105555390224E-3,2.8020504534067951E-3,9.4376644977130274E-4,0,0,8.0536200553753302E-3]
[2004,11,7,15,3.4515478661681157E-3,1.6701181787519704E-3,2.702397646324536E-3,2.5525454554075015E-3,0,0,1.0376609146652125E-2,null,2.9520178950411397E-3,1.3826097869941293E-3,2.7926354608083051E-3,9.671198390613599E-4,0,0,8.094382981904933E-3]
[2004,11,7,20,4.4550727453403563E-3,1.6635278058975494E-3,2.3881787114187923E-3,2.6883921692407329E-3,1.554403721631171E-5,2.6518398312492451E-4,1.1475899452238666E-2,null,3.8103062677660158E-3,1.3771539371480591E-3,2.4679242025415354E-3,1.0185900496078888E-3,2.2544007779449065E-6,1.0633341318672884E-4,8.7825622710281728E-3]
[2004,11,7,23,4.1456918779363841E-3,1.6031323077672294E-3,2.0997875046494421E-3,3.1094622693069382E-3,1.554403721631171E-5,2.6518398312492451E-4,1.1238801980001229E-2,null,3.5457009682388178E-3,1.3271554353248135E-3,2.1699031057185892E-3,1.1781269724653771E-3,2.2544007779449065E-6,1.0633341318672884E-4,8.3294742957122705E-3]
[2004,11,8,2,2.2974641750288407E-3,1.747867423935148E-3,1.9554222370463973E-3,4.2996705552167322E-3,1.554403721631171E-5,2.6518398312492451E-4,1.0581152411568354E-2,null,{"$f":"E7492*V$5","v":1.9649605396985462E-3},{"$f":"F7492*W$5","v":1.4469746138005752E-3},{"$f":"G7492*X$5","v":2.0207172277018322E-3},{"$f":"H7492*Y$5","v":1.629078411343794E-3},{"$f":"I7492*Z$5","v":2.2544007779449065E-6},{"$f":"J7492*AA$5","v":1.0633341318672884E-4},7.1703186065094219E-3]
[2004,11,8,6,2.369555033225338E-3,1.6321263750106257E-3,2.1775346459259452E-3,5.1485270412466068E-3,1.554403721631171E-5,2.6518398312492451E-4,1.160847111574975E-2,null,2.0266179501464555E-3,1.3511582164725774E-3,2.2502463609018275E-3,1.9506969534999195E-3,2.2544007779449065E-6,1.0633341318672884E-4,7.6873072949854536E-3]
[2004,11,8,9,3.326901209015666E-3,1.5066084162614626E-3,3.096854223661078E-3,7.81878806137201E-3,0,0,1.5749151910310219E-2,null,2.8454108953011666E-3,1.2472479899880054E-3,3.2002636376302187E-3,2.9624173922347609E-3,0,0,1.0255339915154151E-2]
[2004,11,8,10,3.368718896490739E-3,1.5649550533831697E-3,3.1999008764537571E-3,8.0835330817494201E-3,0,0,1.6217107908077087E-2,null,2.8811764609378682E-3,1.2955503392163396E-3,3.3067511995542856E-3,3.0627251696956018E-3,0,0,1.0546203169404095E-2]
[2004,11,8,16,3.5986454731623957E-3,1.6017563990897955E-3,2.9596599685067504E-3,7.4074533435135731E-3,0,0,1.5567515184272514E-2,null,3.077826600295147E-3,1.3260163873055578E-3,3.0584882247910871E-3,2.8065690545321545E-3,0,0,1.0268900266923947E-2]
[2004,11,8,17,4.371497538010605E-3,1.5664022183919763E-3,2.8182803561711536E-3,6.639569164999734E-3,1.2901553984419201E-6,2.2010275879288761E-5,1.5419049708851199E-2,null,3.738826596272107E-3,1.2967483768941683E-3,2.912387698326854E-3,2.515629662417192E-3,1.8711530945545568E-7,8.8256754116396241E-6,1.0472605124631417E-2]
[2004,11,8,21,4.3321786184445524E-3,1.3058057240900112E-3,2.5479034137245588E-3,5.5678976793078743E-3,1.554403721631171E-5,2.6518398312492451E-4,1.4034513455908232E-2,null,3.7051981609517153E-3,1.08101318637759E-3,2.6329823938231922E-3,2.1095899765916958E-3,2.2544007779449065E-6,1.0633341318672884E-4,9.6373715317088667E-3]
[2004,11,8,24,3.7536590524935246E-3,1.3046082401497649E-3,2.1313129516875519E-3,5.2051592613530945E-3,1.554403721631171E-5,2.6518398312492451E-4,1.2675467526025171E-2,null,3.2104056279961012E-3,1.0800218475390476E-3,2.2024812429280406E-3,1.972154022356047E-3,2.2544007779449065E-6,1.0633341318672884E-4,8.5736505547839102E-3]
[2004,11,9,3,2.3521551602417286E-3,1.5326715751002324E-3,2.0763851814408134E-3,5.4307966932870509E-3,1.554403721631171E-5,2.6518398312492451E-4,1.167273663041106E-2,null,2.0117362975051777E-3,1.2688244143087045E-3,2.1457193377425474E-3,2.0576445417886768E-3,2.2544007779449065E-6,1.0633341318672884E-4,7.5925124053097797E-3]
[2004,11,9,7,3.2249228428413755E-3,1.7151120161014595E-3,2.6121796439182278E-3,6.0252847683220749E-3,1.554403721631171E-5,2.6518398312492451E-4,1.3858227291524373E-2,null,2.7581914872192559E-3,1.4198580013212809E-3,2.6994049204894844E-3,2.2828868426588815E-3,2.2544007779449065E-6,1.0633341318672884E-4,9.2689290656535767E-3]
[2004,11,9,9,3.3331426268447088E-3,1.7110590233488463E-3,3.2009492871339544E-3,7.9512565913000162E-3,0,0,1.6196407528627527E-2,null,2.8507490154247093E-3,1.4165027253188567E-3,3.3078346185126282E-3,3.0126076613534807E-3,0,0,1.0587694020609675E-2]
[2004,11,9,12,3.2119252592535501E-3,1.6272659591542921E-3,3.1810697700963724E-3,8.5454846151336878E-3,0,0,1.6565745603637903E-2,null,2.7470749966384228E-3,1.3471345140679668E-3,3.2872912894069358E-3,3.2377514328613714E-3,0,0,1.0619252232974698E-2]
[2004,11,9,15,3.0497399597464972E-3,1.712391288541151E-3,3.1332923827293068E-3,7.8734235173889972E-3,0,0,1.5768847148405953E-2,null,2.6083621857426668E-3,1.4176056430148538E-3,3.2379185309723986E-3,2.9831179181816171E-3,0,0,1.0247004277911538E-2]
[2004,11,9,18,4.3948386547892661E-3,1.7275686568418154E-3,2.8178849346175562E-3,6.9450359166975811E-3,1.554403721631171E-5,2.6518398312492451E-4,1.6166056183287456E-2,null,3.7587896380992941E-3,1.4301702496518488E-3,2.9119790729515154E-3,2.6313662715791455E-3,2.2544007779449065E-6,1.0633341318672884E-4,1.0840893046246478E-2]
[2004,11,9,22,4.3062952884845591E-3,1.3651321438272117E-3,2.487560212086814E-3,8.1097022344665988E-3,1.554403721631171E-5,2.6518398312492451E-4,1.6549417899206421E-2,null,3.6830608312121795E-3,1.1301266500830568E-3,2.5706242264596779E-3,3.0726402553253583E-3,2.2544007779449065E-6,1.0633341318672884E-4,1.0565039777044946E-2]
[2004,11,10,1,3.2012473471938006E-3,1.4019455611654721E-3,2.1044824112298717E-3,7.7595497411995602E-3,1.554403721631171E-5,2.6518398312492451E-4,1.4747953081129939E-2,null,2.7379424599608851E-3,1.1606026916902521E-3,2.174754783494257E-3,2.9399729125291884E-3,2.2544007779449065E-6,1.0633341318672884E-4,9.1218606616392563E-3]
[2004,11,10,6,2.7704978706161103E-3,1.7285372846101469E-3,2.2006098926271268E-3,5.7410760658165392E-3,1.554403721631171E-5,2.6518398312492451E-4,1.2721449134011157E-2,null,2.3695337887090955E-3,1.4309721295723765E-3,2.2740921307100805E-3,2.1752045782570078E-3,2.2544007779449065E-6,1.0633341318672884E-4,8.3583904412132346E-3]
[2004,11,10,9,3.4199764440091978E-3,1.7110590233488463E-3,3.2046681335516762E-3,8.0054690063531102E-3,0,0,1.6341172607262831E-2,null,2.9250156900018994E-3,1.4165027253188567E-3,3.3116776437585814E-3,3.0331479036477776E-3,0,0,1.0686343962727116E-2]
[2004,11,10,12,3.2893633337315771E-3,1.6272659591542921E-3,3.1902556811322664E-3,8.3274827535134172E-3,0,0,1.6434367727531554E-2,null,2.8133057402005722E-3,1.3471345140679668E-3,3.2967839341824217E-3,3.1551539124612441E-3,0,0,1.0612378100912204E-2]
[2004,11,10,13,3.1811119177611357E-3,1.7362929994370021E-3,3.2116410647729612E-3,7.4537277548511064E-3,0,0,1.5582773736822205E-2,null,2.7207211580075807E-3,1.4373927094817325E-3,3.3188834134279055E-3,2.8241017104739348E-3,0,0,1.0301098991391153E-2]
[2004,11,10,16,3.4990873401910148E-3,1.6425984289110157E-3,3.0197773586428823E-3,8.4759941825752819E-3,0,0,1.6637457310320194E-2,null,2.9926771538658602E-3,1.3598275216731405E-3,3.12061304040945E-3,3.2114225869597961E-3,0,0,1.0684540302908246E-2]
[2004,11,10,19,4.7229460349460795E-3,1.697107598776508E-3,2.7650139520108176E-3,6.1194319446885425E-3,1.554403721631171E-5,2.6518398312492451E-4,1.5585227550763182E-2,null,4.0394112302875223E-3,1.4049530179977617E-3,2.8573426351659174E-3,2.3185577459380884E-3,2.2544007779449065E-6,1.0633341318672884E-4,1.0728852443353963E-2]
[2004,11,10,23,4.0439238498800132E-3,1.4103045352289261E-3,2.3179570748230152E-3,8.0413118767175672E-3,1.554403721631171E-5,2.6518398312492451E-4,1.609422535699076E-2,null,3.4586614568039146E-3,1.1675226806445655E-3,2.3953577418875764E-3,3.0467282106879266E-3,2.2544007779449065E-6,1.0633341318672884E-4,1.0176857903988656E-2]
[2004,11,11,3,2.3422704566168455E-3,1.5326715751002324E-3,2.0739116683394254E-3,7.3696857916417504E-3,1.554403721631171E-5,2.6518398312492451E-4,1.3599267512039487E-2,null,2.0032821710902287E-3,1.2688244143087045E-3,2.1431632296845401E-3,2.7922595155538614E-3,2.2544007779449065E-6,1.0633341318672884E-4,8.3161171446020088E-3]
[2004,11,11,7,3.208434709042252E-3,1.7151120161014595E-3,2.6056143882545449E-3,5.9760546113469797E-3,1.554403721631171E-5,2.6518398312492451E-4,1.3785943745086472E-2,null,2.7440896210658302E-3,1.4198580013212809E-3,2.6926204393822686E-3,2.2642343005896087E-3,2.2544007779449065E-6,1.0633341318672884E-4,9.2293901763236628E-3]
[2004,11,11,10,3.5286157396879408E-3,1.6571462898366796E-3,3.2359846004662487E-3,7.0607608955690513E-3,0,0,1.5482507525559921E-2,null,3.0179320154835329E-3,1.3718709897052547E-3,3.3440398226302999E-3,2.6752126691837234E-3,0,0,1.0409055497002811E-2]
[2004,11,11,13,3.0974737446333089E-3,1.7362929994370021E-3,3.2068305740254807E-3,5.9043800112592538E-3,0,0,1.3944977329355047E-2,null,2.649187633526577E-3,1.4373927094817325E-3,3.3139122919263846E-3,2.2370779075252738E-3,0,0,9.6375705424599674E-3]
[2004,11,11,14,2.9812702223651266E-3,1.6044195697626415E-3,3.2031343061049837E-3,6.6968457801226183E-3,0,0,1.4485669878355371E-2,null,2.5498018244625061E-3,1.3282210970581719E-3,3.3100925991134235E-3,2.5373308825393545E-3,0,0,9.7254464031734569E-3]
[2004,11,11,17,4.3162438563923043E-3,1.6277698610676213E-3,2.8607956725047708E-3,5.8349579637256965E-3,1.2901553984419201E-6,2.2010275879288761E-5,1.4663067784968124E-2,null,3.6915695790645745E-3,1.3475516700069403E-3,2.9563226759132294E-3,2.2107749716477826E-3,1.8711530945545568E-7,8.8256754116396241E-6,1.0215231687353624E-2]
[2004,11,11,20,4.534810971058097E-3,1.4860378633653356E-3,2.7142079901883681E-3,6.1948416724024631E-3,1.554403721631171E-5,2.6518398312492451E-4,1.5210626517355498E-2,null,3.8785042700434482E-3,1.2302186275632942E-3,2.8048401728436841E-3,2.347129320863756E-3,2.2544007779449065E-6,1.0633341318672884E-4,1.0369280205278854E-2]
[2004,11,12,1,2.5968741860697602E-3,1.3457652487984613E-3,2.0991531710600302E-3,7.1430729153504962E-3,1.554403721631171E-5,2.6518398312492451E-4,1.3465593541619983E-2,null,2.2210380286451269E-3,1.1140937375915302E-3,2.1692475906139991E-3,2.7063994154002124E-3,2.2544007779449065E-6,1.0633341318672884E-4,8.319366586215543E-3]
[2004,11,12,4,2.134210055797572E-3,1.5094971722716122E-3,2.0208949038472653E-3,6.3202693466832853E-3,1.554403721631171E-5,2.6518398312492451E-4,1.2265599498940969E-2,null,1.8253335954705008E-3,1.249639450893398E-3,2.0883761420997442E-3,2.3946519191028318E-3,2.2544007779449065E-6,1.0633341318672884E-4,7.6665889215311485E-3]
[2004,11,12,8,3.336715808045918E-3,1.7201448540914172E-3,3.0256448062379805E-3,5.7108561155254757E-3,9.062174006597775E-6,1.54602267441751E-4,1.3957026025349142E-2,null,2.8538050631045303E-3,1.4240244436424293E-3,3.1266764124083086E-3,2.1637547083242239E-3,1.3143156984279088E-6,6.199238200500403E-5,9.6315673251829246E-3]
[2004,11,12,11,3.4093469047203014E-3,1.5903113035790829E-3,3.223207982959319E-3,6.7024719285125487E-3,0,0,1.4925338119771252E-2,null,2.9159245252799969E-3,1.3165415481788928E-3,3.3308365713739336E-3,2.539462542805728E-3,0,0,1.0102765187638552E-2]
[2004,11,12,14,2.9869250647328047E-3,1.5319161641448647E-3,3.1588924670216843E-3,6.9532047540057955E-3,0,0,1.4630938449905149E-2,null,2.5546382620581275E-3,1.2681990462399164E-3,3.2643734471435289E-3,2.6344613171957092E-3,0,0,9.7216720726372823E-3]
[2004,11,12,17,3.8766412097474582E-3,1.4769159185878836E-3,2.7832276738321707E-3,6.5219586710104959E-3,2.5958545246121039E-6,4.4285730461782418E-5,1.4705625058164404E-2,null,3.3155890248549218E-3,1.2226670121829085E-3,2.8761645452207857E-3,2.4710688724113427E-3,3.7648497480282782E-7,1.7757682119324843E-5,9.9036236217640867E-3]
[2004,11,12,19,4.0361148399359467E-3,1.4607390005513025E-3,2.7186726814480374E-3,5.7476261826308033E-3,1.554403721631171E-5,2.6518398312492451E-4,1.4243880724907324E-2,null,3.4519826164716113E-3,1.2092749268291089E-3,2.80945394800378E-3,2.1776863158126797E-3,2.2544007779449065E-6,1.0633341318672884E-4,9.7569856210818536E-3]
[2004,11,12,22,4.4718492020223502E-3,1.3106010081227024E-3,2.3626091552359568E-3,5.1812606067552303E-3,1.554403721631171E-5,2.6518398312492451E-4,1.3607047992477474E-2,null,3.8246547288799597E-3,1.0849829693063467E-3,2.441500833867264E-3,1.9630991932091239E-3,2.2544007779449065E-6,1.0633341318672884E-4,9.4228255392273669E-3]
[2004,11,13,2,2.9044069162909537E-3,1.4465761288617986E-3,2.0154082669838966E-3,5.1519361538840038E-3,1.554403721631171E-5,2.6518398312492451E-4,1.1799055486361888E-2,null,2.4840626651632647E-3,1.1975501727015398E-3,2.0827062967732944E-3,1.9519886133441103E-3,2.2544007779449065E-6,1.0633341318672884E-4,7.8248955619468832E-3]
[2004,11,13,5,2.5020998366804426E-3,1.4817619780580868E-3,2.0565940616652347E-3,5.3824585895532948E-3,1.554403721631171E-5,2.6518398312492451E-4,1.1703642486298294E-2,null,2.1399800261962861E-3,1.2266788296321776E-3,2.1252673576390431E-3,2.0393299848414205E-3,2.2544007779449065E-6,1.0633341318672884E-4,7.6398440122736012E-3]
[2004,11,13,9,3.73876415411694E-3,1.7309306220498926E-3,2.7672057687082507E-3,5.0732746547678407E-3,0,0,{"$f":"SUM(E7619:J7619)","v":1.3310175199642924E-2},null,3.1976664140963063E-3,1.4329534574866948E-3,2.8596076404811669E-3,1.9221849927251763E-3,0,0,{"$f":"SUM(M7619:R7619)","v":9.4124125047893442E-3}]
[2004,11,13,10,4.1944122983504379E-3,1.7083136501517696E-3,2.7855262209691861E-3,4.8182078441685238E-3,0,0,1.3506460013639917E-2,null,{"$f":"E7620*V$5","v":3.5873702593780094E-3},{"$f":"F7620*W$5","v":1.4142299640858365E-3},{"$f":"G7620*X$5","v":2.8785398448928747E-3},{"$f":"H7620*Y$5","v":1.8255441386733435E-3},{"$f":"I7620*Z$5","v":0},{"$f":"J7620*AA$5","v":0},9.7056842070300641E-3]
[2004,11,13,16,4.9113240671427756E-3,1.363577875133164E-3,2.6484379768849224E-3,5.0882836722738935E-3,0,0,1.4011623591434756E-2,null,4.2005259949205436E-3,1.1288399464621103E-3,2.7368739830200498E-3,1.9278716764095638E-3,0,0,9.9941116008122662E-3]
[2004,11,13,17,4.5403595619462186E-3,1.4887533873526174E-3,2.5793307115010459E-3,4.7485417879979865E-3,2.5958545246121039E-6,4.4285730461782418E-5,1.3403867033784263E-2,null,3.8832498335497662E-3,1.2324666780841496E-3,2.6654591043944018E-3,1.7991487517120823E-3,3.7648497480282782E-7,1.7757682119324843E-5,9.598458534834528E-3]
[2004,11,13,20,5.0785814419340193E-3,1.4957806454207927E-3,2.4130222580568406E-3,4.8791419048039618E-3,1.554403721631171E-5,2.6518398312492451E-4,1.4147254270556847E-2,null,4.3435768180891962E-3,1.2382842039960302E-3,2.4935973189343132E-3,1.8486311081101687E-3,2.2544007779449065E-6,1.0633341318672884E-4,1.0032677263094382E-2]
[2004,11,13,24,3.7885006917963092E-3,1.4642412352418623E-3,1.9991933394081177E-3,4.7518485879559516E-3,1.554403721631171E-5,2.6518398312492451E-4,1.2284511874743475E-2,null,3.2402047635441116E-3,1.2121742569610261E-3,2.0659499242223689E-3,1.8004016468706702E-3,2.2544007779449065E-6,1.0633341318672884E-4,8.4273184055628503E-3]
[2004,11,14,3,2.5955429615160202E-3,1.7319332319817671E-3,1.9955638384862163E-3,4.9910333453099991E-3,1.554403721631171E-5,2.6518398312492451E-4,1.1594801397635237E-2,null,2.2198994673800557E-3,1.4337834695912174E-3,2.0621992278756179E-3,1.8910250375523642E-3,2.2544007779449065E-6,1.0633341318672884E-4,7.7154950163639295E-3]
[2004,11,14,6,2.9431009066246375E-3,1.7015191962182182E-3,2.0962670482928148E-3,4.8142891555943319E-3,1.554403721631171E-5,2.6518398312492451E-4,1.1835904327071238E-2,null,2.5171566149865348E-3,1.4086051654186972E-3,2.1662650951270995E-3,1.8240594084190103E-3,2.2544007779449065E-6,1.0633341318672884E-4,8.0246740979160146E-3]
[2004,11,14,11,3.8290647019538354E-3,1.8039163210646599E-3,2.788662444299496E-3,4.5541759531497984E-3,0,0,1.2975819420467789E-2,null,3.2748980920224409E-3,1.493374775601939E-3,2.881780792240927E-3,1.7255065548535753E-3,0,0,9.3755602147188831E-3]
[2004,11,14,14,3.5513094649514284E-3,1.8084790924900113E-3,2.7884848182365119E-3,4.9562352083720321E-3,0,0,1.3104508584049983E-2,null,3.0373413604153003E-3,1.4971520726272441E-3,2.8815972349310217E-3,1.8778405637856828E-3,0,0,9.293931231759249E-3]
[2004,11,14,17,4.3465140510099108E-3,1.8017175937093206E-3,2.6591601288825165E-3,4.9378441769745447E-3,2.5958545246121039E-6,4.4285730461782418E-5,1.3792117535562688E-2,null,3.7174588784926474E-3,1.4915545559317984E-3,2.7479541665472161E-3,1.8708724875511811E-3,3.7648497480282782E-7,1.7757682119324843E-5,9.8459742556169707E-3]
[2004,11,14,18,4.7525055795106961E-3,1.8162140231756739E-3,2.5577647311892612E-3,4.9583689719053595E-3,1.554403721631171E-5,2.6518398312492451E-4,1.4365581326122225E-2,null,4.064692729460498E-3,1.5035554463547908E-3,2.6431729980370727E-3,1.8786490136569966E-3,2.2544007779449065E-6,1.0633341318672884E-4,1.0198658001474032E-2]
[2004,11,14,21,5.104226726190003E-3,1.6560341095008637E-3,2.299193143383854E-3,4.9786863594434147E-3,1.554403721631171E-5,2.6518398312492451E-4,1.431886835885937E-2,null,4.3655105536138114E-3,1.3709502695809157E-3,2.3759672497472187E-3,1.8863469563221602E-3,2.2544007779449065E-6,1.0633341318672884E-4,1.010736284322878E-2]
[2004,11,15,1,2.7524104140685887E-3,1.578298191836951E-3,1.9552137455114155E-3,6.7518096733923611E-3,1.554403721631171E-5,2.6518398312492451E-4,1.3318460045150552E-2,null,2.354064063972715E-3,1.3065964759808658E-3,2.0205017742674861E-3,2.5581558482615546E-3,2.2544007779449065E-6,1.0633341318672884E-4,8.3479059764472955E-3]
[2004,11,15,4,2.2812241072735465E-3,1.6865428113142272E-3,1.9792847152357886E-3,6.1588495190885864E-3,1.554403721631171E-5,2.6518398312492451E-4,1.2386629173253384E-2,null,1.9510708378925178E-3,1.3962069431818001E-3,2.0453765160434621E-3,2.3334924528320244E-3,2.2544007779449065E-6,1.0633341318672884E-4,7.8347345639144788E-3]
[2004,11,15,8,3.10376792528602E-3,1.65365222409754E-3,2.8979346790178294E-3,6.7066958565071754E-3,1.036787313276796E-5,1.7687772202424471E-4,1.4549296280065578E-2,null,2.6545708803021903E-3,1.3689784222517675E-3,2.9947018192301353E-3,2.5410629235369372E-3,1.5036853637752811E-6,7.0924388712689275E-5,9.6317421193974958E-3]
[2004,11,15,12,3.5853277929863312E-3,1.4721623066789667E-3,3.1274500371592136E-3,7.1870261847261042E-3,0,0,1.5371966321550617E-2,null,3.0664363395412602E-3,1.2187317275830177E-3,3.2318810991993478E-3,2.7230526266935535E-3,0,0,1.0240101793017179E-2]
[2004,11,15,15,3.1195721404487448E-3,1.6433032513707058E-3,3.0661385335401152E-3,7.0473130528251717E-3,0,0,1.4876326978184737E-2,null,2.6680878088763955E-3,1.360411009981488E-3,3.1685222965468053E-3,2.6701174903759838E-3,0,0,9.8671386057806731E-3]
[2004,11,15,16,3.7027938674643046E-3,1.6017563990897955E-3,2.9507908482482147E-3,6.9750849774070636E-3,0,0,1.5230426092209377E-2,null,3.1669019762250662E-3,1.3260163873055578E-3,3.0493229489946673E-3,2.6427513941029127E-3,0,0,1.0184992706628204E-2]
[2004,11,15,19,4.2897811678799837E-3,1.6154206516132339E-3,2.7459671892627571E-3,5.654889667673418E-3,1.554403721631171E-5,2.6518398312492451E-4,1.4586786696770628E-2,null,3.6689367392291538E-3,1.3373283588242338E-3,2.8376598674813838E-3,2.1425498902376923E-3,2.2544007779449065E-6,1.0633341318672884E-4,1.0095062669737139E-2]
[2004,11,16,1,3.03139986392649E-3,1.4019455611654721E-3,2.1038437821910387E-3,6.9208883035702263E-3,1.554403721631171E-5,2.6518398312492451E-4,{"$f":"SUM(E7683:J7683)","v":1.3738805531194461E-2},null,2.5926763852969856E-3,1.1606026916902521E-3,2.1740948295076285E-3,2.6222171159110377E-3,2.2544007779449065E-6,1.0633341318672884E-4,{"$f":"SUM(M7683:R7683)","v":8.6581788363705777E-3}]
[2004,11,16,3,2.2872869035542196E-3,1.5326715751002324E-3,2.0570925172732359E-3,6.9668697120501529E-3,1.554403721631171E-5,2.6518398312492451E-4,1.3124648728319076E-2,null,1.9562561877148298E-3,1.2688244143087045E-3,2.1257824575572348E-3,2.6396387576195974E-3,2.2544007779449065E-6,1.0633341318672884E-4,8.0990896311650407E-3]
[2004,11,16,6,2.6129464675778988E-3,1.7285372846101469E-3,2.1891722058556104E-3,5.6605695307823597E-3,1.554403721631171E-5,2.6518398312492451E-4,1.2471953509167251E-2,null,2.2347842272973963E-3,1.4309721295723765E-3,2.2622725194433239E-3,2.144701902177058E-3,2.2544007779449065E-6,1.0633341318672884E-4,8.1813185924548282E-3]
[2004,11,16,9,3.2336785537865568E-3,1.7110590233488463E-3,3.1685951954969977E-3,6.7540352586029319E-3,0,0,1.4867368031235333E-2,null,2.7656800159594581E-3,1.4165027253188567E-3,3.2744001668024983E-3,2.5589990879406384E-3,0,0,1.0015581996021452E-2]
[2004,11,16,13,3.0283362521674583E-3,1.7362929994370021E-3,3.1868410526076276E-3,5.3207426766959396E-3,0,0,1.3272212980908027E-2,null,2.5900561589270233E-3,1.4373927094817325E-3,3.2932552852005209E-3,2.0159467837377199E-3,0,0,9.3366509373469971E-3]
[2004,11,16,16,3.33757863172874E-3,1.6425984289110157E-3,3.0053765258181786E-3,5.8915276527441848E-3,0,0,1.3877081239202119E-2,null,2.8545430134533931E-3,1.3598275216731405E-3,3.1057313384267177E-3,2.2322083484456025E-3,0,0,9.5523102219988547E-3]
[2004,11,16,17,4.2098663016325154E-3,1.6277698610676213E-3,2.8565742451747904E-3,5.3007590485786935E-3,3.8860093040779275E-6,6.6295995781231128E-5,1.406515146153893E-2,null,3.6005876609635089E-3,1.3475516700069403E-3,2.9519602876936562E-3,2.0083752973347373E-3,5.6360019448622662E-7,2.6583353296682209E-5,9.9356218694900116E-3]
[2004,11,16,22,4.1896722502466734E-3,1.3651321438272117E-3,2.4720170061910537E-3,7.7011171551575061E-3,1.554403721631171E-5,2.6518398312492451E-4,1.6008666575763681E-2,null,3.5833162211991319E-3,1.1301266500830568E-3,2.5545620055581089E-3,2.9178337129747932E-3,2.2544007779449065E-6,1.0633341318672884E-4,1.0294426403779765E-2]
[2004,11,16,24,3.3418652335250329E-3,1.5481217990766713E-3,2.1941440485981523E-3,7.4299862120942705E-3,1.554403721631171E-5,2.6518398312492451E-4,1.4794845313635362E-2,null,2.8582092309599231E-3,1.2816149049176017E-3,2.2674103807670521E-3,2.8151064085640636E-3,2.2544007779449065E-6,1.0633341318672884E-4,9.3309287391733151E-3]
[2004,11,17,4,2.2912409044523394E-3,1.5796859948833469E-3,2.041825126092339E-3,6.370145584787032E-3,1.554403721631171E-5,2.6518398312492451E-4,1.2563625630556291E-2,null,1.959637940441677E-3,1.3077453707709345E-3,2.1100052613093794E-3,2.4135492512798924E-3,2.2544007779449065E-6,1.0633341318672884E-4,7.8995256377665576E-3]
[2004,11,17,7,3.039774223507226E-3,1.7151120161014595E-3,2.6298961346423967E-3,5.4108159076786339E-3,1.554403721631171E-5,2.6518398312492451E-4,1.3076326302270951E-2,null,2.5998387542689352E-3,1.4198580013212809E-3,2.71771299602555E-3,2.0500741323681532E-3,2.2544007779449065E-6,1.0633341318672884E-4,8.8960716979485932E-3]
[2004,11,17,10,3.3677475007638617E-3,1.6571462898366796E-3,3.2166576428795677E-3,7.1362027323963765E-3,0,0,1.5377754165876487E-2,null,2.880345651782064E-3,1.3718709897052547E-3,3.3240675039082528E-3,2.7037964097538936E-3,0,0,1.0280080555149465E-2]
[2004,11,17,14,2.8586417920648901E-3,1.6044195697626415E-3,3.1929792629927629E-3,8.1004832331195813E-3,0,0,1.5756523857939873E-2,null,2.4449209609417014E-3,1.3282210970581719E-3,3.2995984612356039E-3,3.0691473188606436E-3,0,0,1.0141887838096121E-2]
[2004,11,17,15,2.9178989348042682E-3,1.712391288541151E-3,3.1131539456553847E-3,7.683415659026172E-3,0,0,1.5426859828026974E-2,null,2.4956020329008322E-3,1.4176056430148538E-3,3.2171076360345717E-3,2.9111268909460556E-3,0,0,1.0041442202896314E-2]
[2004,11,17,19,4.3797103815755457E-3,1.697107598776508E-3,2.7452141465923903E-3,6.4431735893945696E-3,1.554403721631171E-5,2.6518398312492451E-4,1.5545933736680249E-2,null,3.7458508248538751E-3,1.4049530179977617E-3,2.8368816793906603E-3,2.441218428302144E-3,2.2544007779449065E-6,1.0633341318672884E-4,1.0537491764509114E-2]
[2004,11,17,22,4.1067380510056584E-3,1.3651321438272117E-3,2.3298074325481559E-3,7.7228196715476254E-3,1.554403721631171E-5,2.6518398312492451E-4,1.5805225319269887E-2,null,3.5123847870243002E-3,1.1301266500830568E-3,2.4076038039175301E-3,2.9260564594547726E-3,2.2544007779449065E-6,1.0633341318672884E-4,1.0084759514444333E-2]
[2004,11,18,1,3.0860964975782919E-3,1.4019455611654721E-3,2.0900085633258556E-3,7.5982213265162859E-3,1.554403721631171E-5,2.6518398312492451E-4,1.445699996892714E-2,null,2.6394569740645075E-3,1.1606026916902521E-3,2.1597976283301841E-3,2.8788480811911292E-3,2.2544007779449065E-6,1.0633341318672884E-4,8.9472931892407466E-3]
[2004,11,18,5,2.4182352459247262E-3,1.7319868110744095E-3,2.0894491946131292E-3,5.5940137909296968E-3,1.554403721631171E-5,2.6518398312492451E-4,1.2114413062883196E-2,null,2.0682528526873101E-3,1.4338278251217469E-3,2.1592195813114742E-3,2.1194849657740033E-3,2.2544007779449065E-6,1.0633341318672884E-4,7.8893730388592091E-3]
[2004,11,18,8,3.1631212631311224E-3,1.840625062990451E-3,2.9891010479372979E-3,5.9208751095173231E-3,1.1658027912233782E-5,1.988879873436934E-4,1.4124268498832122E-2,null,2.7053342253992073E-3,1.5237641615151966E-3,3.0889123936894149E-3,2.2433276441318636E-3,1.6908005834586799E-6,7.9750059890046631E-5,9.6427792852091885E-3]
[2004,11,18,12,3.1767261590863629E-3,1.6272659591542921E-3,3.1483484750439621E-3,7.8157679775843255E-3,0,0,1.5768108570868945E-2,null,2.7169701342370095E-3,1.3471345140679668E-3,3.2534773727129159E-3,2.9612731293811806E-3,0,0,1.0278855150399072E-2]
[2004,11,18,16,3.3895899407862958E-3,1.6425984289110157E-3,2.9995746540862496E-3,8.0501253968581262E-3,0,0,1.6081888420641687E-2,null,2.8990269148900195E-3,1.3598275216731405E-3,3.0997357319845335E-3,3.0500675166195189E-3,0,0,1.0408657685167213E-2]
[2004,11,18,19,4.5542811905326872E-3,1.697107598776508E-3,2.7678251990430566E-3,5.771159209567632E-3,1.554403721631171E-5,2.6518398312492451E-4,1.5071101218261119E-2,null,3.8951566354568762E-3,1.4049530179977617E-3,2.8602477546852451E-3,2.1866026143160257E-3,2.2544007779449065E-6,1.0633341318672884E-4,1.0455547836420583E-2]
[2004,11,18,20,4.4990072944614701E-3,1.4860378633653356E-3,2.7083545979503226E-3,7.3126272177952353E-3,1.554403721631171E-5,2.6518398312492451E-4,1.6286754993913601E-2,null,3.847882329360688E-3,1.2302186275632942E-3,2.7987913255349919E-3,2.7706409078857353E-3,2.2544007779449065E-6,1.0633341318672884E-4,1.0756121004309383E-2]
[2004,11,18,23,3.8991550981415284E-3,1.4103045352289261E-3,2.3281030995964958E-3,6.8333359619697992E-3,1.554403721631171E-5,2.6518398312492451E-4,1.4751626715277985E-2,null,3.334844560053406E-3,1.1675226806445655E-3,2.4058425602884502E-3,2.5890448931250847E-3,2.2544007779449065E-6,1.0633341318672884E-4,9.6058425080761799E-3]
[2004,11,19,2,2.4085627412958653E-3,1.5095294367630492E-3,2.0710221922168189E-3,6.4570775102447469E-3,1.554403721631171E-5,2.6518398312492451E-4,1.2726919900861717E-2,null,2.05998021447935E-3,1.2496661611000174E-3,2.1401772688678096E-3,2.446486408022724E-3,2.2544007779449065E-6,1.0633341318672884E-4,8.0048978664345755E-3]
[2004,11,19,5,2.2361396176515998E-3,1.6557117966353137E-3,2.0751927039152625E-3,5.6153637472854028E-3,1.554403721631171E-5,2.6518398312492451E-4,1.1863135885828815E-2,null,1.9125112625039433E-3,1.3706834424018256E-3,2.1444870412932813E-3,2.1275741327312285E-3,2.2544007779449065E-6,1.0633341318672884E-4,7.6638436928949533E-3]
[2004,11,19,10,3.7184685793936224E-3,1.5395120788446583E-3,3.2147062922072873E-3,7.0678823133555318E-3,0,0,1.55405692638011E-2,null,3.1803081440978974E-3,1.2744873353794041E-3,3.3220509942020319E-3,2.6779108638070388E-3,0,0,1.0454757337486372E-2]
[2004,11,19,14,3.0092544713084713E-3,1.5319161641448647E-3,3.1481116358405429E-3,7.0359424987932679E-3,0,0,1.4725224770087147E-2,null,2.5737360148209184E-3,1.2681990462399164E-3,3.2532326250315829E-3,2.6658093640066468E-3,0,0,9.7609770500990643E-3]
[2004,11,19,17,3.90620785747309E-3,1.4769159185878836E-3,2.7697741765108823E-3,6.7784204257872981E-3,3.8860093040779275E-6,6.6295995781231128E-5,1.5001500383444463E-2,null,3.3408765991742493E-3,1.2226670121829085E-3,2.8622618119415371E-3,2.568238249152388E-3,5.6360019448622662E-7,2.6583353296682209E-5,1.002119062594225E-2]
[2004,11,19,20,4.137087261752952E-3,1.5527351562501222E-3,2.6358730528153185E-3,6.1428350429899E-3,1.554403721631171E-5,2.6518398312492451E-4,1.4749258534149526E-2,null,3.5383416668649526E-3,1.2854340794287607E-3,2.7238894940175284E-3,2.3274248164988878E-3,2.2544007779449065E-6,1.0633341318672884E-4,9.9836778707748028E-3]
[2004,11,19,21,4.568067606433357E-3,1.3709608853934348E-3,2.5037245766077769E-3,6.4186183386811977E-3,1.554403721631171E-5,2.6518398312492451E-4,1.5142099427457001E-2,null,3.9069477935185027E-3,1.1349519823486704E-3,2.5873283475663805E-3,2.4319148250821821E-3,2.2544007779449065E-6,1.0633341318672884E-4,1.0169730762480409E-2]
[2004,11,19,24,3.3052155009048899E-3,1.160840632031033E-3,2.1390509808048262E-3,6.0835948198166775E-3,1.554403721631171E-5,2.6518398312492451E-4,1.2969429953898661E-2,null,2.8268636808652498E-3,9.61003622022675E-4,2.2104776584589148E-3,2.3049796157758708E-3,2.2544007779449065E-6,1.0633341318672884E-4,8.4119123910873853E-3]
[2004,11,20,6,2.7379301023144932E-3,1.5412110805395115E-3,2.1165042180584996E-3,5.5866836894305719E-3,1.554403721631171E-5,2.6518398312492451E-4,1.2263057110684311E-2,null,2.3416794350811791E-3,1.2758938564276206E-3,2.1871780196150679E-3,2.1167077041322493E-3,2.2544007779449065E-6,1.0633341318672884E-4,8.03004682922079E-3]
[2004,11,20,8,3.3345971909005197E-3,1.6530589127225232E-3,2.6717873122736394E-3,5.3377177954437201E-3,1.2948183310675703E-5,2.2089826322298215E-4,1.323100765787406E-2,null,2.8519930657142402E-3,1.3684872485586303E-3,2.7610029938195976E-3,2.0223783926544671E-3,1.8779158929141354E-6,8.857573530168625E-5,9.0943153519415353E-3]
[2004,11,20,11,4.8824841015007794E-3,1.6307276970378866E-3,2.7910182598534024E-3,5.3621396723165663E-3,0,0,1.4666369730708635E-2,null,4.1758599326294646E-3,1.3500003188587648E-3,2.8842152726231574E-3,2.0316314625971814E-3,0,0,1.0441706986708568E-2]
[2004,11,20,15,4.6285752574603302E-3,1.4620955360176641E-3,2.7184973245728368E-3,5.2545722326719849E-3,0,0,1.4063740350722817E-2,null,3.9586983922482348E-3,1.2103979367071272E-3,2.8092727356538328E-3,1.9908758299415812E-3,0,0,9.9692448945507758E-3]
[2004,11,20,18,4.8903952590329588E-3,1.5054742814700447E-3,2.5278771824318409E-3,5.0830741582372158E-3,1.554403721631171E-5,2.6518398312492451E-4,1.4287548901513293E-2,null,4.1826261371009123E-3,1.2463090948353541E-3,2.612287451415121E-3,1.9258978724304549E-3,2.2544007779449065E-6,1.0633341318672884E-4,1.0075708369746516E-2]
[2004,11,20,21,5.1521992621952218E-3,1.4672316621090319E-3,2.2300050700896448E-3,5.2420814309585648E-3,1.554403721631171E-5,2.6518398312492451E-4,1.4372245445693698E-2,null,4.4065401989349792E-3,1.2146498862347153E-3,2.3044688648928644E-3,1.9861432591200749E-3,2.2544007779449065E-6,1.0633341318672884E-4,1.0020390023147308E-2]
[2004,11,20,23,4.1830918300629445E-3,1.4606490312084556E-3,2.0639746546856842E-3,5.3439154846524903E-3,1.554403721631171E-5,2.6518398312492451E-4,1.3332359020950811E-2,null,3.5776881612989155E-3,1.2092004455765053E-3,2.1328944016526193E-3,2.0247266008626462E-3,2.2544007779449065E-6,1.0633341318672884E-4,9.0530974233553607E-3]
[2004,11,21,2,2.721350855373375E-3,1.6514777850432307E-3,1.9860748892055738E-3,5.6781349669779236E-3,1.554403721631171E-5,2.6518398312492451E-4,1.2317766516941338E-2,null,2.3274996422594668E-3,1.3671783096873039E-3,2.0523934258749482E-3,2.1513571732087681E-3,2.2544007779449065E-6,1.0633341318672884E-4,8.0070163649951613E-3]
[2004,11,21,6,2.7726276387300417E-3,1.7015191962182182E-3,2.0727043979138471E-3,5.2052533123904407E-3,1.554403721631171E-5,2.6518398312492451E-4,1.2032832565593782E-2,null,2.371355323228793E-3,1.4086051654186972E-3,2.1419156463742747E-3,1.9721896568337441E-3,2.2544007779449065E-6,1.0633341318672884E-4,8.0026536058201824E-3]
[2004,11,21,9,3.7435003254067518E-3,1.6502335301480716E-3,2.6732336096377614E-3,5.0648610267547316E-3,0,0,{"$f":"SUM(E7811:J7811)","v":1.3131828491947318E-2},null,3.2017171365384162E-3,1.3661482514450496E-3,2.7624975855986477E-3,1.9189971997114526E-3,0,0,{"$f":"SUM(M7811:R7811)","v":9.2493601732935651E-3}]
[2004,11,21,12,3.4812928750532404E-3,1.8847711392016729E-3,2.7218958137015291E-3,5.0599790938957957E-3,0,0,1.3147938921852238E-2,null,2.9774580169579564E-3,1.5603105555390224E-3,2.8127847063169459E-3,1.9171475111541578E-3,0,0,9.2677007899680825E-3]
[2004,11,21,16,3.9486086832648242E-3,1.8109207830770933E-3,2.6770652306868144E-3,4.6653355721278066E-3,0,0,1.3101930269156539E-2,null,3.3771409076396221E-3,1.4991734297655959E-3,2.7664571512193911E-3,1.7676232084819711E-3,0,0,9.4103946971065798E-3]
[2004,11,21,20,4.8288402524130254E-3,1.6635278058975494E-3,2.410220952167536E-3,5.3168421026060829E-3,1.554403721631171E-5,2.6518398312492451E-4,1.4500159133425427E-2,null,4.1299797627444837E-3,1.3771539371480591E-3,2.490702472510182E-3,2.0144689167802335E-3,2.2544007779449065E-6,1.0633341318672884E-4,1.0120892903147632E-2]
[2004,11,21,23,4.4581059023770979E-3,1.6031323077672294E-3,2.192203797881119E-3,5.7588258940238961E-3,1.554403721631171E-5,2.6518398312492451E-4,1.4292995922390578E-2,null,3.8129004470148966E-3,1.3271554353248135E-3,2.265405341663123E-3,2.1819297125588869E-3,2.2544007779449065E-6,1.0633341318672884E-4,9.6959787505263937E-3]
[2004,11,21,24,3.8026192043996779E-3,1.5416529232665441E-3,2.0798523284781567E-3,7.1213253911395396E-3,1.554403721631171E-5,2.6518398312492451E-4,1.4826177867625153E-2,null,3.2522799551603235E-3,1.2762596365780792E-3,2.149302258922741E-3,2.6981596161557652E-3,2.2544007779449065E-6,1.0633341318672884E-4,9.4845892807815836E-3]
[2004,11,22,3,2.6640298398307406E-3,1.5417650798004686E-3,1.9484119181919089E-3,6.6635150567785394E-3,1.554403721631171E-5,2.6518398312492451E-4,1.3098449914942892E-2,null,2.2784744888486156E-3,1.2763524855294002E-3,2.0134728219604182E-3,2.5247023889985102E-3,2.2544007779449065E-6,1.0633341318672884E-4,8.2015899993016176E-3]
[2004,11,22,7,3.1372615059570663E-3,1.6033252768466507E-3,2.5247145055805405E-3,7.0751093680766321E-3,1.554403721631171E-5,2.6518398312492451E-4,1.4621138676802125E-2,null,2.6832170568420223E-3,1.3273151850606043E-3,2.6090191672164462E-3,2.6806490826246318E-3,2.2544007779449065E-6,1.0633341318672884E-4,9.4087883057083783E-3]
[2004,11,22,10,3.9051262710230296E-3,1.5649550533831697E-3,3.192467452503899E-3,7.7725667630838182E-3,0,0,1.6435115539993918E-2,null,3.3399515467979202E-3,1.2955503392163396E-3,3.2990695604935686E-3,2.9449048600026771E-3,0,0,1.0879476306510505E-2]
[2004,11,22,13,3.5920395160254459E-3,1.7324183281032092E-3,3.1350028395202381E-3,6.7419304628321486E-3,0,0,1.5201391146481041E-2,null,3.0721766993120846E-3,1.4341850571277591E-3,3.2396861029265231E-3,2.5544127687771893E-3,0,0,1.0300460628143555E-2]
[2004,11,22,17,5.0258685012764901E-3,1.5664022183919763E-3,2.7920379088917169E-3,7.6009351823796032E-3,5.1761647025198476E-6,8.830627166051989E-5,1.707872624730283E-2,null,4.2984928296425796E-3,1.2967483768941683E-3,2.8852689695377655E-3,2.8798763190390417E-3,7.507155039416823E-7,3.5409028708321832E-5,1.1396546239325818E-2]
[2004,11,22,21,5.082642904066511E-3,1.3058057240900112E-3,2.4809513534343347E-3,7.6412224077887416E-3,1.554403721631171E-5,2.6518398312492451E-4,1.6791350409720837E-2,null,4.3470504795767471E-3,1.08101318637759E-3,2.5637946863831147E-3,2.8951405231970417E-3,2.2544007779449065E-6,1.0633341318672884E-4,1.0995586689499168E-2]
[2004,11,22,22,4.6727000313502073E-3,1.3559890505817618E-3,2.292831508735293E-3,7.6137772917922158E-3,1.554403721631171E-5,2.6518398312492451E-4,1.6216025902800715E-2,null,3.9964371480726386E-3,1.1225575269123806E-3,2.369393188919257E-3,2.8847419948929325E-3,2.2544007779449065E-6,1.0633341318672884E-4,1.0481717672761882E-2]
[2004,11,23,1,3.020172655825942E-3,1.4019455611654721E-3,2.0749427155520549E-3,7.9138115257788959E-3,1.554403721631171E-5,2.6518398312492451E-4,1.4691600478663599E-2,null,2.5830740501971211E-3,1.1606026916902521E-3,2.1442287053785678E-3,2.9984203074461448E-3,2.2544007779449065E-6,1.0633341318672884E-4,8.9949135686767587E-3]
[2004,11,23,4,2.3335203562095275E-3,1.5796859948833469E-3,2.0406747859205384E-3,6.3243972611914138E-3,1.554403721631171E-5,2.6518398312492451E-4,1.2559006418546062E-2,null,1.9957984408951477E-3,1.3077453707709345E-3,2.1088165092542806E-3,2.3962159218148316E-3,2.2544007779449065E-6,1.0633341318672884E-4,7.9171640566998679E-3]
[2004,11,23,8,3.0891864943493608E-3,1.840625062990451E-3,2.9739192491940554E-3,4.9143970937934461E-3,1.4253882436845885E-5,2.431737178054758E-4,1.3075555500569635E-2,null,2.6420997668396636E-3,1.5237641615151966E-3,3.0732236479613768E-3,1.8619887518024117E-3,2.0672855582615075E-6,9.7507742009371467E-5,9.2006513556862814E-3]
[2004,11,23,10,3.4283609961553285E-3,1.6571462898366796E-3,3.2116764044680473E-3,6.2830202580446779E-3,0,0,1.4580203948504733E-2,null,2.9321867764063193E-3,1.3718709897052547E-3,3.3189199331776194E-3,2.3805388177932994E-3,0,0,1.0003516517082492E-2]
[2004,11,23,15,2.9631514271891237E-3,1.712391288541151E-3,3.0934295884985771E-3,6.1880173888079126E-3,0,0,1.3956989693036765E-2,null,2.5343052966233814E-3,1.4176056430148538E-3,3.1967246478712026E-3,2.3445437057720876E-3,0,0,9.493179293281525E-3]
[2004,11,23,19,4.4577204461095686E-3,1.697107598776508E-3,2.7379831359081713E-3,5.0137237230184883E-3,1.554403721631171E-5,2.6518398312492451E-4,1.4187262924153971E-2,null,3.812570776431256E-3,1.4049530179977617E-3,2.8294092125308338E-3,1.8996220693471113E-3,2.2544007779449065E-6,1.0633341318672884E-4,1.0055142890271637E-2]
[2004,11,23,22,4.1752331349839715E-3,1.3651321438272117E-3,2.4598082200859954E-3,6.2137696433405502E-3,1.554403721631171E-5,2.6518398312492451E-4,1.4494671162578963E-2,null,3.5709668265806009E-3,1.1301266500830568E-3,2.5419455465936851E-3,2.3543008351530003E-3,2.2544007779449065E-6,1.0633341318672884E-4,9.7059276723750181E-3]
[2004,11,23,23,3.8162750241453338E-3,1.4103045352289261E-3,2.2969603162124115E-3,6.0610594215543172E-3,1.554403721631171E-5,2.6518398312492451E-4,1.3865327317482223E-2,null,3.2639594177735387E-3,1.1675226806445655E-3,2.3736598645460408E-3,2.2964413032868585E-3,2.2544007779449065E-6,1.0633341318672884E-4,9.2101710802156775E-3]
[2004,11,24,2,2.5305970816455305E-3,1.5305493388733783E-3,2.0648494876100414E-3,6.0409916192266395E-3,1.554403721631171E-5,2.6518398312492451E-4,1.2447715547696825E-2,null,{"$f":"E7876*V$5","v":2.1643529685277233E-3},{"$f":"F7876*W$5","v":1.2670675179316142E-3},{"$f":"G7876*X$5","v":2.1337984467883031E-3},{"$f":"H7876*Y$5","v":2.2888379245825366E-3},{"$f":"I7876*Z$5","v":2.2544007779449065E-6},{"$f":"J7876*AA$5","v":1.0633341318672884E-4},7.9626446717948503E-3]
[2004,11,24,7,3.1098503027303138E-3,1.7151120161014595E-3,2.5891627546972269E-3,5.8790203152409787E-3,1.554403721631171E-5,2.6518398312492451E-4,1.3573873409111216E-2,null,2.6597729773775191E-3,1.4198580013212809E-3,2.6756194568204033E-3,2.2274695124701017E-3,2.2544007779449065E-6,1.0633341318672884E-4,9.0913077619539789E-3]
[2004,11,24,10,3.4345859855036626E-3,1.6571462898366796E-3,3.2272012236135832E-3,6.5490626679353525E-3,0,0,1.4867996166889278E-2,null,2.9375108456834243E-3,1.3718709897052547E-3,3.3349631533630079E-3,2.4813381559958348E-3,0,0,1.0125683144747523E-2]
[2004,11,24,13,3.0231574387189399E-3,1.7362929994370021E-3,3.1950120815130373E-3,6.7069524385188093E-3,0,0,1.4661414958187791E-2,null,2.5856268563161696E-3,1.4373927094817325E-3,3.3016991591446727E-3,2.541160138477134E-3,0,0,9.8658788634197088E-3]
[2004,11,24,16,3.3321038504391331E-3,1.6425984289110157E-3,2.9889493357628206E-3,7.0888732175800311E-3,0,0,1.5052524832693001E-2,null,2.8498605773508053E-3,1.3598275216731405E-3,3.0887556155783707E-3,2.6858639914868394E-3,0,0,9.9843077060891555E-3]
[2004,11,24,20,4.4013608285903214E-3,1.4860378633653356E-3,2.6383545528519425E-3,6.3353311279212409E-3,1.554403721631171E-5,2.6518398312492451E-4,1.5141812393070076E-2,null,3.7643678814039882E-3,1.2302186275632942E-3,2.7264538557085988E-3,2.400358594145962E-3,2.2544007779449065E-6,1.0633341318672884E-4,1.0229986772786517E-2]
[2004,11,24,23,3.8231513651971649E-3,1.4103045352289261E-3,2.3277635195972906E-3,6.6340161356652008E-3,1.554403721631171E-5,2.6518398312492451E-4,1.4475963576029817E-2,null,3.2698405709907321E-3,1.1675226806445655E-3,2.4054916411153037E-3,2.5135257058255711E-3,2.2544007779449065E-6,1.0633341318672884E-4,9.4649684125408459E-3]
[2004,11,24,24,3.3357481489621928E-3,1.5481217990766713E-3,2.1808635373306217E-3,6.6173342251844907E-3,1.554403721631171E-5,2.6518398312492451E-4,1.3962795730895211E-2,null,2.8529774498011031E-3,1.2816149049176017E-3,2.2536864098504062E-3,2.5072051889685012E-3,2.2544007779449065E-6,1.0633341318672884E-4,9.0040717675022863E-3]
[2004,11,25,4,2.7331685541146381E-3,1.5796859948833469E-3,2.0253293344271615E-3,6.3576211682461947E-3,1.554403721631171E-5,2.6518398312492451E-4,1.2976533072012577E-2,null,2.3376070084369332E-3,1.3077453707709345E-3,2.0929586461227007E-3,2.408803944322223E-3,2.2544007779449065E-6,1.0633341318672884E-4,8.2557027836174662E-3]
[2004,11,25,7,3.3257426042176789E-3,1.7151120161014595E-3,2.3554899412905513E-3,5.8819845394091448E-3,1.554403721631171E-5,2.6518398312492451E-4,1.3559057121360069E-2,null,2.8444199711623293E-3,1.4198580013212809E-3,2.4341438968361576E-3,2.228592610981192E-3,2.2544007779449065E-6,1.0633341318672884E-4,9.0356022942656346E-3]
[2004,11,25,11,3.7928243408979559E-3,1.7504626085029017E-3,2.8468122132680488E-3,5.1074098963973663E-3,0,0,1.3497509059066274E-2,null,3.2439026666342139E-3,1.4491230411562452E-3,2.9418722843572906E-3,1.9351183057524255E-3,0,0,9.5700162979001739E-3]
[2004,11,25,14,3.5234976866255511E-3,1.6044195697626415E-3,2.851689140205942E-3,5.0017705229902726E-3,0,0,1.2981376919584408E-2,null,3.0135546796290782E-3,1.3282210970581719E-3,2.9469120604705711E-3,1.895093187456657E-3,0,0,9.1837810246144774E-3]
[2004,11,25,18,4.7127094108201572E-3,1.7275686568418154E-3,2.617815735728269E-3,6.6438324522878102E-3,1.554403721631171E-5,2.6518398312492451E-4,1.598265427601929E-2,null,4.0306561155458919E-3,1.4301702496518488E-3,2.7052292113263639E-3,2.5172449557735481E-3,2.2544007779449065E-6,1.0633341318672884E-4,1.0791888346262327E-2]
[2004,11,25,21,5.0594123912646744E-3,1.492106886775598E-3,2.4176995835103335E-3,6.5210045434162985E-3,1.554403721631171E-5,2.6518398312492451E-4,1.5770951425308141E-2,null,4.3271820344150296E-3,1.2352428775063706E-3,2.4984308285182677E-3,2.4707073682808719E-3,2.2544007779449065E-6,1.0633341318672884E-4,1.0640150922685214E-2]
[2004,11,26,1,2.913354080986994E-3,1.3457652487984613E-3,2.0116815096898589E-3,6.483749373499827E-3,1.554403721631171E-5,2.6518398312492451E-4,1.3035278233316376E-2,null,2.4917149392491848E-3,1.1140937375915302E-3,2.0788550964929396E-3,2.4565919628695824E-3,2.2544007779449065E-6,1.0633341318672884E-4,8.249843550167911E-3]
[2004,11,26,2,2.5423116249271563E-3,1.5095294367630492E-3,1.9963891730988502E-3,6.3716899933387401E-3,1.554403721631171E-5,2.6518398312492451E-4,1.270064824846903E-2,null,2.1743721085601009E-3,1.2496661611000174E-3,2.0630521218638169E-3,2.4141344036997282E-3,2.2544007779449065E-6,1.0633341318672884E-4,8.0098126091883368E-3]
[2004,11,26,5,2.3738282204857869E-3,1.6557117966353137E-3,2.0378031958786921E-3,5.8477962556577109E-3,1.554403721631171E-5,2.6518398312492451E-4,1.2195867488998738E-2,null,2.0302726945541326E-3,1.3706834424018256E-3,2.105849031766032E-3,2.2156392011175494E-3,2.2544007779449065E-6,1.0633341318672884E-4,7.8310321838042131E-3]
[2004,11,26,8,3.0750529005993191E-3,1.7201448540914172E-3,2.5747314902957769E-3,6.5209081201374284E-3,1.554403721631171E-5,2.6518398312492451E-4,1.4171565385465176E-2,null,2.6300116767162939E-3,1.4240244436424293E-3,2.6607063070970072E-3,2.4706708349976955E-3,2.2544007779449065E-6,1.0633341318672884E-4,9.2940010764181007E-3]
[2004,11,26,12,3.2349675932426668E-3,1.5518394352601616E-3,2.7756344898459346E-3,6.7711098350157067E-3,0,0,1.433355135336447E-2,null,2.7667824974226735E-3,1.2846925554917774E-3,2.8683178114548482E-3,2.5654683798223485E-3,0,0,9.4852612441916478E-3]
[2004,11,26,15,3.4719048802829217E-3,1.6199242047583871E-3,2.7661084407365729E-3,6.8495378999301228E-3,0,0,1.4707475425708005E-2,null,2.9694287125313309E-3,1.3410566319093098E-3,2.8584736707968714E-3,2.59518355584683E-3,0,0,9.7641425710843412E-3]
[2004,11,26,18,4.2268435616214543E-3,1.5215723226609278E-3,2.5010633293327342E-3,6.2544082484028681E-3,1.554403721631171E-5,2.6518398312492451E-4,1.4784615482359218E-2,null,{"$f":"E7940*V$5","v":3.6151078638520036E-3},{"$f":"F7940*W$5","v":1.2596358818766052E-3},{"$f":"G7940*X$5","v":2.5845782365601887E-3},{"$f":"H7940*Y$5","v":2.3696981716056329E-3},{"$f":"I7940*Z$5","v":2.2544007779449065E-6},{"$f":"J7940*AA$5","v":1.0633341318672884E-4},9.9376079678591047E-3]
[2004,11,26,23,4.1718976350434171E-3,1.1543536643930127E-3,2.1815501110060633E-3,6.344087596581993E-3,1.554403721631171E-5,2.6518398312492451E-4,1.4132617027365719E-2,null,3.5681140614169074E-3,9.5563337633686174E-4,2.2543959094294568E-3,2.4036762841577078E-3,2.2544007779449065E-6,1.0633341318672884E-4,9.2904074453056072E-3]
[2004,11,27,2,2.5885247878544384E-3,1.4465761288617986E-3,2.0043533330980265E-3,5.6078463997866019E-3,1.554403721631171E-5,2.6518398312492451E-4,1.19280286699421E-2,null,2.2138970084709469E-3,1.1975501727015398E-3,2.0712822191848016E-3,2.1247259264876111E-3,2.2544007779449065E-6,1.0633341318672884E-4,7.7160431408095729E-3]
[2004,11,27,3,2.4182581556287156E-3,1.4724022332005848E-3,2.0019171734940522E-3,5.5711375154954036E-3,1.554403721631171E-5,2.6518398312492451E-4,1.1744443098159991E-2,null,2.0682724467531522E-3,1.2189303511062923E-3,2.0687647119232407E-3,2.1108175002174283E-3,2.2544007779449065E-6,1.0633341318672884E-4,7.5753728239647874E-3]
[2004,11,27,6,2.3146933840476358E-3,1.5412110805395115E-3,2.1329231319831988E-3,5.6976375631434132E-3,1.554403721631171E-5,2.6518398312492451E-4,1.1967193180054994E-2,null,1.9796962279500182E-3,1.2758938564276206E-3,2.2041451899781849E-3,2.15874640407433E-3,2.2544007779449065E-6,1.0633341318672884E-4,7.7270694923948268E-3]
[2004,11,27,10,3.6896915646444993E-3,1.7083136501517696E-3,2.8071860581685812E-3,5.0390146617363702E-3,0,0,1.3244205934701219E-2,null,3.1556959220458863E-3,1.4142299640858365E-3,2.900922942184509E-3,1.9092044133287756E-3,0,0,9.3800532416450071E-3]
[2004,11,27,15,4.0204178891978942E-3,1.4620955360176641E-3,2.726632704337859E-3,4.8629849141895417E-3,0,0,1.3072131043742958E-2,null,3.4385574283319624E-3,1.2103979367071272E-3,2.8176797700700459E-3,1.8425094752398778E-3,0,0,9.3091446103490127E-3]
[2004,11,27,17,4.0865610640226473E-3,1.4887533873526174E-3,2.596246879816624E-3,5.1082906171202183E-3,6.4818638286900314E-6,1.1058172624301355E-4,1.3396915538383812E-2,null,3.4951279419937874E-3,1.2324666780841496E-3,2.6829401333478336E-3,1.9354519971591499E-3,9.4008516928905443E-7,4.4341035416007056E-5,9.3912678711702176E-3]
[2004,11,27,21,4.6564546607436672E-3,1.4672316621090319E-3,2.3389487084015475E-3,5.1627960475365284E-3,1.554403721631171E-5,2.6518398312492451E-4,1.3906159099132011E-2,null,3.9825429108777417E-3,1.2146498862347153E-3,2.4170503230631977E-3,1.9561032584248486E-3,2.2544007779449065E-6,1.0633341318672884E-4,9.6789341925651775E-3]
[2004,11,27,24,3.4034772982095641E-3,1.4642412352418623E-3,2.0244954649486363E-3,4.3135066687270702E-3,1.554403721631171E-5,2.6518398312492451E-4,1.1486448687468368E-2,null,2.9109044055747519E-3,1.2121742569610261E-3,2.0920969322744142E-3,1.63432069991617E-3,2.2544007779449065E-6,1.0633341318672884E-4,7.958084108691036E-3]
[2004,11,28,3,2.3619545778129393E-3,1.7319332319817671E-3,1.9700302489633848E-3,4.3505169989427649E-3,1.554403721631171E-5,2.6518398312492451E-4,1.0695163078042091E-2,null,2.0201174810068599E-3,1.4337834695912174E-3,2.0358130268514404E-3,1.6483433393665206E-3,2.2544007779449065E-6,1.0633341318672884E-4,7.2466451307807121E-3]
[2004,11,28,4,2.4897220559447096E-3,1.6863795041419704E-3,1.9951782782266837E-3,4.4268998227571235E-3,1.554403721631171E-5,2.6518398312492451E-4,1.0878907681411721E-2,null,2.1293936366546728E-3,1.3960717490994164E-3,2.0618007930803114E-3,1.6772836052951451E-3,2.2544007779449065E-6,1.0633341318672884E-4,7.3731375980942201E-3]
[2004,11,28,7,3.0058680889015563E-3,1.6473001488888283E-3,2.3038191848480279E-3,4.9654276406887674E-3,1.554403721631171E-5,2.6518398312492451E-4,1.2203143083668414E-2,null,2.5708397312251868E-3,1.3637198474616588E-3,2.3807477628791747E-3,1.8813234336573672E-3,2.2544007779449065E-6,1.0633341318672884E-4,8.3052185891880608E-3]
[2004,11,28,12,3.325183614437907E-3,1.8847711392016729E-3,2.7140557122663799E-3,5.3098828195336841E-3,0,0,1.3233893285439644E-2,null,2.8439418819406191E-3,1.5603105555390224E-3,2.8046828100938238E-3,2.0118321524825781E-3,0,0,9.2207674000560434E-3]
[2004,11,28,15,3.5533327112829199E-3,1.6701181787519704E-3,2.7296693588045053E-3,5.4801074478651578E-3,0,0,1.3433227696704554E-2,null,3.0390717896627644E-3,1.3826097869941293E-3,2.8208178237748042E-3,2.0763276210382722E-3,0,0,9.3188270214699699E-3]
[2004,11,28,18,4.3350934049458233E-3,1.8162140231756739E-3,2.4755404704777982E-3,5.5142195541904053E-3,1.554403721631171E-5,2.6518398312492451E-4,1.4421795473130937E-2,null,3.7076911010022699E-3,1.5035554463547908E-3,2.5582031245197975E-3,2.0892521684579579E-3,2.2544007779449065E-6,1.0633341318672884E-4,9.9672896542994903E-3]
[2004,11,28,22,4.9983339123475653E-3,1.4665508509532205E-3,2.2868721989360774E-3,5.3319354872264253E-3,1.554403721631171E-5,2.6518398312492451E-4,1.4364420469804523E-2,null,4.2749432216398877E-3,1.2140862757195462E-3,2.3632348872755786E-3,2.0201875658542364E-3,2.2544007779449065E-6,1.0633341318672884E-4,9.9810397644539226E-3]
[2004,11,29,1,2.8688359951164703E-3,1.578298191836951E-3,1.9705859689617185E-3,5.3467204166154029E-3,1.554403721631171E-5,2.6518398312492451E-4,1.2045168592871778E-2,null,2.4536397940568152E-3,1.3065964759808658E-3,2.0363873033187613E-3,2.0257893460305346E-3,2.2544007779449065E-6,1.0633341318672884E-4,7.9310007333516508E-3]
[2004,11,29,4,2.3821267604988076E-3,1.6865428113142272E-3,1.9911164240965784E-3,5.5400545137097371E-3,1.554403721631171E-5,2.6518398312492451E-4,1.1880568529960585E-2,null,2.0373702170486847E-3,1.3962069431818001E-3,2.0576033064906565E-3,2.0990406334741489E-3,2.2544007779449065E-6,1.0633341318672884E-4,7.6988089141599636E-3]
[2004,11,29,5,2.2552489651387385E-3,1.5963297169046297E-3,2.0536102949702123E-3,5.5948062050812392E-3,1.554403721631171E-5,2.6518398312492451E-4,1.1780723202436056E-2,null,1.9288549836203536E-3,1.3215239004890119E-3,2.1221839577217029E-3,2.1197851991920161E-3,2.2544007779449065E-6,1.0633341318672884E-4,7.6009358549877582E-3]
[2004,11,29,9,3.608714464384208E-3,1.5066084162614626E-3,3.081929792716126E-3,6.4895280926040941E-3,0,0,{"$f":"SUM(E8003:J8003)","v":1.468678076596589E-2},null,3.0864383430332831E-3,1.2472479899880054E-3,3.1848408536643046E-3,2.4587814298106156E-3,0,0,{"$f":"SUM(M8003:R8003)","v":9.977308616496209E-3}]
[2004,11,29,13,3.360869618407503E-3,1.7324183281032092E-3,3.1348968021644992E-3,6.2219547390750972E-3,0,0,1.445013948775031E-2,null,2.8744631803277426E-3,1.4341850571277591E-3,3.2395765247968172E-3,2.3574020408348531E-3,0,0,9.9056268030871721E-3]
[2004,11,29,16,3.8502041445847603E-3,1.6017563990897955E-3,2.949714362689974E-3,6.329765838039219E-3,0,0,1.4731440744403749E-2,null,3.2929780999949123E-3,1.3260163873055578E-3,3.0482105176886827E-3,2.39824999222327E-3,0,0,1.0065454997212423E-2]
[2004,11,29,19,4.465592769140699E-3,1.6154206516132339E-3,2.7499470457704339E-3,6.1985976725622274E-3,1.554403721631171E-5,2.6518398312492451E-4,1.531028615942783E-2,null,3.8193037667777702E-3,1.3373283588242338E-3,2.8417726184036558E-3,2.3485524110039651E-3,2.2544007779449065E-6,1.0633341318672884E-4,1.0455544968974299E-2]
[2004,11,29,23,4.296026353610643E-3,1.3142690409008275E-3,2.1979266065364116E-3,6.0989692480952502E-3,1.554403721631171E-5,2.6518398312492451E-4,1.4187919269484367E-2,null,3.6742780819396144E-3,1.0880195556285438E-3,2.2713192449733658E-3,2.3108047479281444E-3,2.2544007779449065E-6,1.0633341318672884E-4,9.4530094444343418E-3]
[2004,11,30,2,2.7125369953385327E-3,1.5305493388733783E-3,2.0790948153286844E-3,5.2302728538563192E-3,1.554403721631171E-5,2.6518398312492451E-4,1.183318202373815E-2,null,2.3199613801358912E-3,1.2670675179316142E-3,2.1485194510757455E-3,1.9816691726106755E-3,2.2544007779449065E-6,1.0633341318672884E-4,7.8258053357186004E-3]
[2004,11,30,4,2.5254854496557354E-3,1.5796859948833469E-3,2.0613620107343919E-3,5.3275486174385826E-3,1.554403721631171E-5,2.6518398312492451E-4,1.1774810093053291E-2,null,2.1599811244473765E-3,1.3077453707709345E-3,2.1301945169207152E-3,2.0185254490076143E-3,2.2544007779449065E-6,1.0633341318672884E-4,7.7250342751113144E-3]
[2004,11,30,7,3.3918634352178845E-3,1.7151120161014595E-3,2.6113254514830713E-3,5.6876109121596187E-3,1.554403721631171E-5,2.6518398312492451E-4,1.368663983530327E-2,null,2.9009713747400797E-3,1.4198580013212809E-3,2.69852220506527E-3,2.1549474617028126E-3,2.2544007779449065E-6,1.0633341318672884E-4,9.2828868567941172E-3]
[2004,11,30,10,3.7035699195127267E-3,1.6571462898366796E-3,3.2468144584445148E-3,6.6748944856012569E-3,0,0,1.5282425153395177E-2,null,3.1675657130826314E-3,1.3718709897052547E-3,3.3552313086304291E-3,2.529013877888286E-3,0,0,1.0423681889306601E-2]
[2004,11,30,14,3.1146362084191982E-3,1.6044195697626415E-3,3.2291613833521893E-3,6.9156572663344289E-3,0,0,1.4863874427868459E-2,null,2.6638662363399827E-3,1.3282210970581719E-3,3.3369887662857861E-3,2.6202351571259783E-3,0,0,9.9493112568099194E-3]
[2004,11,30,17,4.5289987554832708E-3,1.6277698610676213E-3,2.8754881026025114E-3,6.7232807410127901E-3,6.4818638286900314E-6,1.1058172624301355E-4,1.5872601050237897E-2,null,3.8735332352926623E-3,1.3475516700069403E-3,2.9715057121152489E-3,2.5473466787585895E-3,9.4008516928905443E-7,4.4341035416007056E-5,1.0785218416758738E-2]
[2004,11,30,19,4.8119166945307674E-3,1.697107598776508E-3,2.7785028974641234E-3,6.5078182565612257E-3,1.554403721631171E-5,2.6518398312492451E-4,1.6076073467673861E-2,null,4.1155054898520576E-3,1.4049530179977617E-3,2.8712820002527112E-3,2.4657112889381596E-3,2.2544007779449065E-6,1.0633341318672884E-4,1.0966039611005365E-2]
[2004,12,1,1,4.1847966559266335E-3,2.0749644864221412E-3,2.4606583502376181E-3,5.7518609117180449E-3,1.4094786666402542E-5,2.4045801961764481E-4,1.4726833210588486E-2,null,3.5791462539149473E-3,1.7177623973510174E-3,2.5428240640875677E-3,2.1792907889101698E-3,2.0442113965322214E-6,9.64188019682188E-5,1.0117486517628452E-2]
[2004,12,1,4,3.3842179079088619E-3,2.1418167015407599E-3,2.4090027648772691E-3,5.1098774793637619E-3,1.4094786666402542E-5,2.4045801961764481E-4,1.3299467659974702E-2,null,2.8944323567955551E-3,1.7731061018152784E-3,2.4894436078018991E-3,1.9360532346236335E-3,2.0442113965322214E-6,9.64188019682188E-5,9.1914983144011173E-3]
[2004,12,1,5,3.5704818713833139E-3,2.1471288191970278E-3,2.4229982343468744E-3,4.9967366506876061E-3,1.4094786666402542E-5,2.4045801961764481E-4,1.3391898381898869E-2,null,3.0537390141846979E-3,1.7775037462183282E-3,2.5039064106335391E-3,1.8931859314033333E-3,2.0442113965322214E-6,9.64188019682188E-5,9.3267981158046496E-3]
[2004,12,1,8,4.4065864758823219E-3,2.0869162832612442E-3,3.2832646592987403E-3,5.7656603946842728E-3,1.4094786666402542E-5,2.4045801961764481E-4,1.5796980619410626E-2,null,3.7688372397664685E-3,1.7276567099165255E-3,3.3928986458550379E-3,2.1845191987381538E-3,2.0442113965322214E-6,9.64188019682188E-5,1.1172374807640936E-2]
[2004,12,1,11,4.4696279430162314E-3,2.1443746295661823E-3,3.4926657773563523E-3,6.2411161492668199E-3,0,0,1.6347784499205587E-2,null,3.8227549446121947E-3,1.775223686287665E-3,3.6092920358566684E-3,2.364662001632632E-3,0,0,1.157193266838916E-2]
[2004,12,1,15,4.1839688696658035E-3,2.140068798477389E-3,3.4092276383016328E-3,6.2786190965044434E-3,0,0,1.6011884402949268E-2,null,3.5784382701494048E-3,1.7716590976973186E-3,3.5230677504614464E-3,2.3788712860236074E-3,0,0,1.1252036404331776E-2]
[2004,12,1,20,6.2783898948496151E-3,2.0687641018744926E-3,3.0626435656996645E-3,5.5520925405622302E-3,1.4094786666402542E-5,2.4045801961764481E-4,1.7216442909270047E-2,null,5.3697413567141833E-3,1.7126293998974405E-3,3.1649106255779154E-3,2.1036016549311949E-3,2.0442113965322214E-6,9.64188019682188E-5,1.2449346050485484E-2]
[2004,12,1,22,5.7397020381998402E-3,2.0706364956799769E-3,2.7801353269565603E-3,5.5202523080088101E-3,1.4094786666402542E-5,2.4045801961764481E-4,1.6365278975129231E-2,null,4.9090158346205438E-3,1.7141794638590845E-3,2.872968939439492E-3,2.0915378852077197E-3,2.0442113965322214E-6,9.64188019682188E-5,1.1686165136491591E-2]
[2004,12,2,2,3.740098836805616E-3,2.0983044538070541E-3,2.3883196775052783E-3,5.0394662717968145E-3,1.4094786666402542E-5,2.4045801961764481E-4,1.3520742046198811E-2,null,{"$f":"E8068*V$5","v":3.1988079330130198E-3},{"$f":"F8068*W$5","v":1.7370844236273967E-3},{"$f":"G8068*X$5","v":2.4680698757337943E-3},{"$f":"H8068*Y$5","v":1.909375521368419E-3},{"$f":"I8068*Z$5","v":2.0442113965322214E-6},{"$f":"J8068*AA$5","v":9.64188019682188E-5},9.4118007671073808E-3]
[2004,12,2,5,3.4448571421701723E-3,2.1471288191970278E-3,2.3787718614956366E-3,4.823171169787299E-3,1.4094786666402542E-5,2.4045801961764481E-4,1.3048481798934183E-2,null,2.9462954951966205E-3,1.7775037462183282E-3,2.4582032413404203E-3,1.8274246656835363E-3,2.0442113965322214E-6,9.64188019682188E-5,9.1078901618036542E-3]
[2004,12,2,6,3.8215194517838879E-3,2.0290643247960339E-3,2.4320967617203273E-3,4.9472110119918693E-3,1.4094786666402542E-5,2.4045801961764481E-4,1.3484444356576166E-2,null,3.2684448384713103E-3,1.6797638811404509E-3,2.513308753852272E-3,1.8744214358981256E-3,2.0442113965322214E-6,9.64188019682188E-5,9.434401922726909E-3]
[2004,12,2,9,4.7829333094482149E-3,2.101446254937508E-3,3.5034801936097595E-3,4.7640878163626435E-3,1.1698675739442965E-6,1.995802041588064E-5,1.5173075462347951E-2,null,4.0907167646945094E-3,1.739685368307252E-3,3.6204675645055639E-3,1.8050389004724968E-3,1.696695866132475E-7,8.0027624830993835E-6,1.1264081030049534E-2]
[2004,12,2,13,3.7917380093810613E-3,2.2067398984560167E-3,3.4434740426217726E-3,4.5552930362344037E-3,0,0,1.3997244986693254E-2,null,3.2429735559273182E-3,1.8268528657269549E-3,3.5584577025063184E-3,1.7259298002891123E-3,0,0,1.0354213924449704E-2]
[2004,12,2,17,4.8528014653321993E-3,2.2619389865696812E-3,3.2226310891282674E-3,4.3289790571856513E-3,5.8775263205227454E-6,1.0027099896817401E-4,1.4772499123504495E-2,null,4.1504731564527449E-3,1.8725495118865306E-3,3.3302404140423477E-3,1.6401829476595971E-3,8.5243619305500948E-7,4.0206642340484467E-5,1.1034505108574759E-2]
[2004,12,2,20,6.0900693249154939E-3,2.0687641018744926E-3,3.0542625775263213E-3,4.8521227132300943E-3,1.4094786666402542E-5,2.4045801961764481E-4,1.6319771523830445E-2,null,5.2086757380394354E-3,1.7126293998974405E-3,3.1562497814562793E-3,1.8383939559563727E-3,2.0442113965322214E-6,9.64188019682188E-5,1.2014411888714278E-2]
[2004,12,2,24,4.8446577767767033E-3,2.0695022539820064E-3,2.5481477378181757E-3,5.3912255335457565E-3,1.4094786666402542E-5,2.4045801961764481E-4,1.510808610840669E-2,null,4.1435080743273869E-3,1.7132404802036867E-3,2.6332348763283822E-3,2.042651643793698E-3,2.0442113965322214E-6,9.64188019682188E-5,1.0631098088017904E-2]
[2004,12,3,3,3.5463894027089526E-3,2.0604756366139846E-3,2.4008638039666654E-3,5.3079197201545188E-3,1.4094786666402542E-5,2.4045801961764481E-4,1.357020136972817E-2,null,3.0331333608893864E-3,1.7057677817591944E-3,2.4810328726593495E-3,2.0110883646093326E-3,2.0442113965322214E-6,9.64188019682188E-5,9.3294853932820131E-3]
[2004,12,3,6,4.1262923870654467E-3,1.8410285704977046E-3,2.5071595512123042E-3,5.0912529605713118E-3,1.4094786666402542E-5,2.4045801961764481E-4,1.3820286275630814E-2,null,3.5291090951354402E-3,1.5240982057976623E-3,2.5908780220195928E-3,1.9289966936405958E-3,2.0442113965322214E-6,9.64188019682188E-5,9.6715450299580414E-3]
[2004,12,3,10,4.6703712394040612E-3,2.107532915502842E-3,3.5218808338800542E-3,4.6199672514862719E-3,0,0,1.491975224027323E-2,null,3.9944453937162134E-3,1.744724219195056E-3,3.6394826345454196E-3,1.7504338562358147E-3,0,0,1.1129086103692502E-2]
[2004,12,3,11,4.4714854612779471E-3,2.1941356300492782E-3,3.4684344898529215E-3,4.4030933135292133E-3,0,0,1.453714889470936E-2,null,3.8243436310107519E-3,1.8164184036159681E-3,3.5842516230087827E-3,1.6682636885981341E-3,0,0,1.0893277346233637E-2]
[2004,12,3,14,3.9143545920658166E-3,2.2453174330145011E-3,3.3970103033161107E-3,4.4710223290048692E-3,0,0,1.4027704657401299E-2,null,3.3478442864949467E-3,1.8587893343656728E-3,3.5104424571543911E-3,1.6940009378115571E-3,0,0,1.0411077015826567E-2]
[2004,12,3,18,4.95041119526395E-3,2.1664174352450933E-3,3.0628494560178553E-3,4.2919401895440534E-3,1.4094786666402542E-5,2.4045801961764481E-4,1.4726171082354999E-2,null,4.2339561851289656E-3,1.7934718553407353E-3,3.1651233909362623E-3,1.6261494958216794E-3,2.0442113965322214E-6,9.64188019682188E-5,1.0917163940592393E-2]
[2004,12,3,21,5.2656562320521176E-3,1.9111973918650587E-3,2.9576950652941167E-3,5.4368062357625759E-3,1.4094786666402542E-5,2.4045801961764481E-4,1.5825907731257916E-2,null,4.5035769541304192E-3,1.5821875676156648E-3,3.0564577100013336E-3,2.0599214641210295E-3,2.0442113965322214E-6,9.64188019682188E-5,1.1300606709233198E-2]
[2004,12,4,1,4.1118529253688415E-3,1.4506891459006663E-3,2.5014674473656335E-3,5.0871658606910066E-3,1.4094786666402542E-5,2.4045801961764481E-4,1.3405728185610196E-2,null,3.5167594042211253E-3,1.200955139897491E-3,2.5849958488055819E-3,1.9274481549573395E-3,2.0442113965322214E-6,9.64188019682188E-5,9.3286215612462878E-3]
[2004,12,4,4,3.2874090772163364E-3,1.5849660259890396E-3,2.3900895466105673E-3,5.0241549069209336E-3,1.4094786666402542E-5,2.4045801961764481E-4,1.2541172363020926E-2,null,2.8116343161241342E-3,1.3121164522759687E-3,2.4698988438840372E-3,1.9035742829602248E-3,2.0442113965322214E-6,9.64188019682188E-5,8.595686908609115E-3]
[2004,12,4,7,3.7404225402902858E-3,1.6232283974005274E-3,2.6470100105685105E-3,4.8639874195894068E-3,1.4094786666402542E-5,2.4045801961764481E-4,1.3129201174132779E-2,null,3.1990847880694999E-3,1.3437920126406009E-3,2.7353983343946613E-3,1.8428893089697423E-3,2.0442113965322214E-6,9.64188019682188E-5,9.2196274574392542E-3]
[2004,12,4,9,4.2269314838335242E-3,1.7010300531206267E-3,3.1245318519838939E-3,4.9414471608113433E-3,2.3538296539221098E-6,4.0156494063762802E-5,1.4036450873467074E-2,null,3.6151830614020498E-3,1.4082002275870068E-3,3.2288654706840968E-3,1.8722376021825401E-3,3.4138334392195408E-7,1.610194184842976E-5,1.0140929687048047E-2]
[2004,12,4,12,4.9141535245901128E-3,1.760649552720057E-3,3.0466188888055301E-3,4.949743948855747E-3,0,0,1.4671165914971446E-2,null,4.2029459552808419E-3,1.4575563178868339E-3,3.1483508565137955E-3,1.8753811263463238E-3,0,0,1.0684234256027794E-2]
[2004,12,4,16,4.4691195358845916E-3,1.6776072891042475E-3,2.9834967014490902E-3,4.8265305811624817E-3,0,0,1.3956754107600411E-2,null,3.8223201173958961E-3,1.3888096579976741E-3,3.0831209082065468E-3,1.8286974944911978E-3,0,0,1.0122948178091316E-2]
[2004,12,4,19,5.8038417075713371E-3,1.4864938332229927E-3,2.8188978641495821E-3,5.0139853006542397E-3,1.4094786666402542E-5,2.4045801961764481E-4,1.53777715118822E-2,null,4.9638728028876212E-3,1.2305961028795873E-3,2.9130258259836912E-3,1.8997211770517182E-3,2.0442113965322214E-6,9.64188019682188E-5,1.1105678922167369E-2]
[2004,12,4,22,4.96368854782437E-3,1.606587526641982E-3,2.5602510027913036E-3,4.7987666064569084E-3,1.4094786666402542E-5,2.4045801961764481E-4,1.4183846489998613E-2,null,4.2453119547363688E-3,1.3300158433445679E-3,2.6457422906245305E-3,1.818178155573227E-3,2.0442113965322214E-6,9.64188019682188E-5,1.0137711257643444E-2]
[2004,12,4,24,4.9894924759417555E-3,1.4455333338802662E-3,2.3437019069140852E-3,5.0081459269064954E-3,1.4094786666402542E-5,2.4045801961764481E-4,1.4041426449926651E-2,null,4.267381374173233E-3,1.196686893344643E-3,2.4219622392411991E-3,1.8975087290080707E-3,2.0442113965322214E-6,9.64188019682188E-5,9.8820022491318948E-3]
[2004,12,5,6,3.7640784885123188E-3,1.9132753550371597E-3,2.3724466357582883E-3,3.8965168021211478E-3,1.4094786666402542E-5,2.4045801961764481E-4,1.2200870087712963E-2,null,3.2193170969301434E-3,1.583907812479359E-3,2.4516668051813078E-3,1.4763297141620079E-3,2.0442113965322214E-6,9.64188019682188E-5,8.8296844421175691E-3]
[2004,12,5,9,4.5074140321465592E-3,1.9026207781361281E-3,2.9028214994149546E-3,3.096534659139677E-3,2.3538296539221098E-6,4.0156494063762802E-5,1.2451901292555004E-2,null,3.8550723904716908E-3,1.5750874053446638E-3,2.9997518191626671E-3,1.1732289017031413E-3,3.4138334392195408E-7,1.610194184842976E-5,9.6195838418745138E-3]
[2004,12,5,10,4.8692882056120598E-3,1.8433130988153169E-3,2.9606897346351763E-3,3.1044897700820582E-3,0,0,1.2777780809144611E-2,null,4.1645738307658836E-3,1.525989455920427E-3,3.0595523766232548E-3,1.1762429697182719E-3,0,0,9.9263586330278382E-3]
[2004,12,5,13,4.4619895484347425E-3,2.0273581631797492E-3,2.942813083559496E-3,2.9039756775357025E-3,0,0,1.233613647270969E-2,null,3.8162220271014853E-3,1.6783514327407623E-3,3.0410787926996082E-3,1.100271293483418E-3,0,0,9.6359235460252747E-3]
[2004,12,5,17,5.1669856982641633E-3,1.9236596896687168E-3,2.8868340434888189E-3,2.4491455526254977E-3,7.047393333201271E-6,1.202290098088224E-4,1.2553901387189217E-2,null,4.4191866478824936E-3,1.5925044991543951E-3,2.9832305139401881E-3,9.279432214126343E-4,1.0221056982661107E-6,4.82094009841094E-5,9.9720963890720868E-3]
[2004,12,5,21,5.4875697011342707E-3,2.0660910622666714E-3,2.581422615414494E-3,2.7233181369372872E-3,1.4094786666402542E-5,2.4045801961764481E-4,1.311295432203677E-2,null,4.6933736938199813E-3,1.7104165201325139E-3,2.6676208606619309E-3,1.0318229564641396E-3,2.0442113965322214E-6,9.64188019682188E-5,1.0201697044443316E-2]
[2004,12,5,24,4.6308553325633845E-3,2.1200273053117356E-3,2.3614207216055109E-3,4.3621415059327999E-3,1.4094786666402542E-5,2.4045801961764481E-4,1.3728997671697479E-2,null,3.96064848037311E-3,1.7550677181474505E-3,2.4402727163458792E-3,1.6527476845685047E-3,2.0442113965322214E-6,9.64188019682188E-5,9.9071996127996949E-3]
[2004,12,6,4,3.713420655804915E-3,2.2571197446896729E-3,2.3514758341234196E-3,3.9758780599588291E-3,1.4094786666402542E-5,2.4045801961764481E-4,1.2552447100860883E-2,null,3.1759907881334245E-3,1.8685598954186883E-3,2.4299957515646195E-3,1.5063984624952016E-3,2.0442113965322214E-6,9.64188019682188E-5,9.0794079109766841E-3]
[2004,12,6,7,4.6084091699262197E-3,2.1638222929449987E-3,2.7131007984357914E-3,4.8091499873587516E-3,1.4094786666402542E-5,2.4045801961764481E-4,1.454903505494981E-2,null,3.9414508692290186E-3,1.7913234629764092E-3,2.803696010009482E-3,1.822112257371661E-3,2.0442113965322214E-6,9.64188019682188E-5,1.0457045612951322E-2]
[2004,12,6,10,5.2099541316886124E-3,2.2798802034539123E-3,3.5857628505981008E-3,5.2569271284418663E-3,0,0,1.6332524314182494E-2,null,4.4559364161920025E-3,1.8874021746323841E-3,3.7054977842541983E-3,1.991768063383751E-3,0,0,1.2040604438462336E-2]
[2004,12,6,11,5.1528371713495582E-3,2.3699168539576538E-3,3.5682493244857442E-3,4.8361858647573306E-3,0,0,1.5927189214550289E-2,null,4.4070857858171629E-3,1.9619391479785862E-3,3.6873994506756154E-3,1.8323557315253552E-3,0,0,1.1888780115996719E-2]
[2004,12,6,14,4.2551747066718985E-3,2.4390891489832391E-3,3.5267101591146834E-3,4.9513360914547645E-3,0,0,1.5172310106224586E-2,null,3.6393387453054218E-3,2.0192035340010693E-3,3.6444732194507697E-3,1.875984364455507E-3,0,0,1.1178999863212767E-2]
[2004,12,6,19,6.2260386742793716E-3,2.2928593442424505E-3,3.1283437749060881E-3,3.6003969572695861E-3,1.4094786666402542E-5,2.4045801961764481E-4,1.5502191556981543E-2,null,5.3249667379220138E-3,1.8981469753951766E-3,3.232804680422851E-3,1.364134502872422E-3,2.0442113965322214E-6,9.64188019682188E-5,1.1918515909977214E-2]
[2004,12,6,22,5.6269425550835722E-3,2.2807036234282403E-3,2.8487662222374359E-3,5.0664570809201039E-3,1.4094786666402542E-5,2.4045801961764481E-4,1.6077422287953398E-2,null,4.8125756214461692E-3,1.8880838440673957E-3,2.9438915411258383E-3,1.9196019198523919E-3,2.0442113965322214E-6,9.64188019682188E-5,1.1662615939856544E-2]
[2004,12,7,1,4.4031517790660609E-3,2.0749644864221412E-3,2.4831182998018503E-3,4.7768906784662118E-3,1.4094786666402542E-5,2.4045801961764481E-4,1.3992678050040314E-2,null,3.7658996341301599E-3,1.7177623973510174E-3,2.5660339909043513E-3,1.8098897061303929E-3,2.0442113965322214E-6,9.64188019682188E-5,9.9580487418806721E-3]
[2004,12,7,5,4.2129751654413888E-3,2.1471288191970278E-3,2.455312511240993E-3,3.891661906594659E-3,1.4094786666402542E-5,2.4045801961764481E-4,1.2961631208758116E-2,null,3.6032465902186978E-3,1.7775037462183282E-3,2.537299718116481E-3,1.4744902696301621E-3,2.0442113965322214E-6,9.64188019682188E-5,9.4910033375484194E-3]
[2004,12,7,8,5.0175910045349627E-3,2.0869162832612442E-3,3.3007303491430834E-3,5.6187820068570949E-3,1.4094786666402542E-5,2.4045801961764481E-4,1.6278572450080429E-2,null,4.2914133049033612E-3,1.7276567099165255E-3,3.4109475458284117E-3,2.1288692582067969E-3,2.0442113965322214E-6,9.64188019682188E-5,1.1657349832219844E-2]
[2004,12,7,9,5.2338119731311344E-3,2.101446254937508E-3,3.542910596133229E-3,7.1860906972070924E-3,2.3538296539221098E-6,4.0156494063762802E-5,{"$f":"SUM(E8195:J8195)","v":1.8106769845126647E-2},null,4.4763413990015176E-3,1.739685368307252E-3,3.6612146175792485E-3,2.7226981849981413E-3,3.4138334392195408E-7,1.610194184842976E-5,{"$f":"SUM(M8195:R8195)","v":1.2616382895078512E-2}]
[2004,12,7,15,4.0141094672284418E-3,2.140068798477389E-3,3.4374695966246614E-3,7.2263358407532582E-3,0,0,1.6817983703083749E-2,null,3.4331620013335912E-3,1.7716590976973186E-3,3.5522527574876435E-3,2.7379464449916761E-3,0,0,1.1495020301510232E-2]
[2004,12,7,16,4.279729549681365E-3,2.1717903840328496E-3,3.3312326799023596E-3,7.4265670837106315E-3,0,0,1.7209319697327207E-2,null,3.6603398551797416E-3,1.7979198588853238E-3,3.4424684031054719E-3,2.8138109539091387E-3,0,0,1.1714539071079676E-2]
[2004,12,7,20,6.5705979532422101E-3,2.0687641018744926E-3,3.083135285704221E-3,5.9321500092438867E-3,1.4094786666402542E-5,2.4045801961764481E-4,1.7909200156348854E-2,null,5.6196592054293523E-3,1.7126293998974405E-3,3.1860866001853201E-3,2.247599528570155E-3,2.0442113965322214E-6,9.64188019682188E-5,1.286443774744702E-2]
[2004,12,7,23,5.7557436762296511E-3,2.0320036282719302E-3,2.6416988197418547E-3,6.7496891449386719E-3,1.4094786666402542E-5,2.4045801961764481E-4,1.7433688075466153E-2,null,4.922735824713669E-3,1.6821971878395955E-3,2.7299097935569311E-3,2.5573524129564114E-3,2.0442113965322214E-6,9.64188019682188E-5,1.1990658232431357E-2]
[2004,12,8,2,3.9384271873743101E-3,2.0983044538070541E-3,2.4595195500655589E-3,5.8576935555708096E-3,1.4094786666402542E-5,2.4045801961764481E-4,1.4608497553101781E-2,null,3.3684329426243629E-3,1.7370844236273967E-3,2.5416472373731157E-3,2.219389134376846E-3,2.0442113965322214E-6,9.64188019682188E-5,9.9650167513664727E-3]
[2004,12,8,6,4.4401637214072261E-3,2.0290643247960339E-3,2.5137887065821178E-3,4.7383702995773564E-3,1.4094786666402542E-5,2.4045801961764481E-4,1.3975939858646784E-2,null,3.7975549726501066E-3,1.6797638811404509E-3,2.5977285365566104E-3,1.7952949326846739E-3,2.0442113965322214E-6,9.64188019682188E-5,9.9688053363965919E-3]
[2004,12,8,8,4.9680269040759152E-3,2.0869162832612442E-3,3.3038777889053419E-3,6.3315683811663763E-3,1.4094786666402542E-5,2.4045801961764481E-4,1.6944942163692921E-2,null,4.2490224364640479E-3,1.7276567099165255E-3,3.4142000841448196E-3,2.3989329478256252E-3,2.0442113965322214E-6,9.64188019682188E-5,1.1888275191715767E-2]
[2004,12,8,11,4.7693558714703181E-3,2.1443746295661823E-3,3.5379227296953373E-3,7.3722860787341681E-3,0,0,1.7823939309466005E-2,null,4.0791043399408403E-3,1.775223686287665E-3,3.6560601975007758E-3,2.79324472395789E-3,0,0,1.2303632947687172E-2]
[2004,12,8,14,4.2399177866114645E-3,2.2069810735852844E-3,3.4434988775163657E-3,7.6546082057833394E-3,0,0,1.7545005943496454E-2,null,3.6262899038035901E-3,1.8270525229119058E-3,3.5584833666817595E-3,2.9002121942126617E-3,0,0,1.1912037987609918E-2]
[2004,12,8,17,5.0296792734963822E-3,2.2619389865696812E-3,3.2307943035706659E-3,6.6002823911911193E-3,7.047393333201271E-6,1.202290098088224E-4,1.7249971357969875E-2,null,4.3017520826569488E-3,1.8725495118865306E-3,3.3386762125848127E-3,2.5007445138363758E-3,1.0221056982661107E-6,4.82094009841094E-5,1.2062953827647042E-2]
[2004,12,8,21,5.6866846324944952E-3,2.1507842850988414E-3,3.0131548572937101E-3,5.6454707908103162E-3,1.4094786666402542E-5,2.4045801961764481E-4,1.6750647371981408E-2,null,4.8636714452452955E-3,1.7805299290335154E-3,3.1137694020825358E-3,2.1389812240434495E-3,2.0442113965322214E-6,9.64188019682188E-5,1.1995415013769547E-2]
[2004,12,8,24,5.2639285406538491E-3,2.0695022539820064E-3,2.5202487173207602E-3,6.6465969043541023E-3,1.4094786666402542E-5,2.4045801961764481E-4,1.6754829222594764E-2,null,4.5020993052254776E-3,1.7132404802036867E-3,2.6044042584254744E-3,2.5182923637371481E-3,2.0442113965322214E-6,9.64188019682188E-5,1.1436499420956538E-2]
[2004,12,9,5,4.2845155119646478E-3,2.1471288191970278E-3,2.457173421675144E-3,5.0590475180575826E-3,1.4094786666402542E-5,2.4045801961764481E-4,1.4202418077178449E-2,null,3.6644331625459024E-3,1.7775037462183282E-3,2.5392227676258182E-3,1.9167945515338629E-3,2.0442113965322214E-6,9.64188019682188E-5,9.9964172412886614E-3]
[2004,12,9,8,5.1048518872406339E-3,2.0869162832612442E-3,3.3120976887106423E-3,5.8198861583088147E-3,1.4094786666402542E-5,2.4045801961764481E-4,1.657830482380538E-2,null,4.3660452373789809E-3,1.7276567099165255E-3,3.4226944608742376E-3,2.2050644985989053E-3,2.0442113965322214E-6,9.64188019682188E-5,1.18199239201334E-2]
[2004,12,9,11,4.8827476467376086E-3,2.1443746295661823E-3,3.540836551607196E-3,7.3034845914425467E-3,0,0,1.7871443419353532E-2,null,4.1760853359225488E-3,1.775223686287665E-3,3.659071317055518E-3,2.7671769087204792E-3,0,0,1.2377557247986211E-2]
[2004,12,9,12,4.5229850032030604E-3,2.2228544542335794E-3,3.5098418227612776E-3,7.7358990561620438E-3,0,0,1.7991580336359961E-2,null,3.8683898315109745E-3,1.8401933243930417E-3,3.6270416196529267E-3,2.9310120351983978E-3,0,0,1.2266636810755341E-2]
[2004,12,9,15,4.067566737171591E-3,2.140068798477389E-3,3.4401347900790582E-3,5.6890181904875716E-3,0,0,1.5336788516215609E-2,null,3.4788825949950714E-3,1.7716590976973186E-3,3.5550069464430644E-3,2.1554806576101217E-3,0,0,1.0961029296745577E-2]
[2004,12,9,18,5.7487647447224208E-3,2.1995788252802484E-3,3.1661008008016388E-3,4.3647704508997069E-3,1.4094786666402542E-5,2.4045801961764481E-4,1.5733767627988064E-2,null,4.9167669285846167E-3,1.8209245607817342E-3,3.2718224798773394E-3,1.6537437509961995E-3,2.0442113965322214E-6,9.64188019682188E-5,1.176172073360464E-2]
[2004,12,9,22,6.0957275257440477E-3,2.0706364956799769E-3,2.8806384410330586E-3,5.5677450158249818E-3,1.4094786666402542E-5,2.4045801961764481E-4,1.6869300284566111E-2,null,5.2135150480381032E-3,1.7141794638590845E-3,2.9768280294122139E-3,2.1095321347684706E-3,2.0442113965322214E-6,9.64188019682188E-5,1.2112517689442624E-2]
[2004,12,10,2,3.9250695340530776E-3,2.0340255227367671E-3,2.4387960675380052E-3,5.1277664963299613E-3,1.4094786666402542E-5,2.4045801961764481E-4,1.3780210426941858E-2,null,{"$f":"E8260*V$5","v":3.3570084938932456E-3},{"$f":"F8260*W$5","v":1.6838710161416392E-3},{"$f":"G8260*X$5","v":2.5202317612840956E-3},{"$f":"H8260*Y$5","v":1.9428311053850201E-3},{"$f":"I8260*Z$5","v":2.0442113965322214E-6},{"$f":"J8260*AA$5","v":9.64188019682188E-5},9.6024053900687495E-3]
[2004,12,10,6,4.5592221006156789E-3,1.8410285704977046E-3,2.513083163786743E-3,5.3449766114161724E-3,1.4094786666402542E-5,2.4045801961764481E-4,1.4512863252600348E-2,null,3.8993824655911614E-3,1.5240982057976623E-3,2.59699943444532E-3,2.0251286453170326E-3,2.0442113965322214E-6,9.64188019682188E-5,1.0144071764515927E-2]
[2004,12,10,9,5.0800901525950223E-3,2.1047109064947834E-3,3.5404239093710568E-3,8.0902036947925176E-3,3.5236966666006355E-6,6.0114504904411202E-5,1.8879066864824389E-2,null,4.3448671785426543E-3,1.7423880148933683E-3,3.6586448959687332E-3,3.0652525614014046E-3,5.1105284913305535E-7,2.41047004920547E-5,1.283576840414735E-2]
[2004,12,10,12,4.8018060370696256E-3,2.2255087761723948E-3,3.3512702647247056E-3,7.7847109421148334E-3,0,0,1.816329602008156E-2,null,4.1068581110778905E-3,1.8423907087081934E-3,3.463175078157511E-3,2.9495061008719147E-3,0,0,1.2361929998815508E-2]
[2004,12,10,13,4.4668778482236477E-3,2.249634558657137E-3,3.3451275939619706E-3,7.0213834577579929E-3,0,0,1.708302345860075E-2,null,3.82040286103823E-3,1.8623632731690045E-3,3.4568272928049686E-3,2.6602931694201431E-3,0,0,1.1799886596432347E-2]
[2004,12,10,16,4.2650034823640739E-3,2.2150709898468117E-3,3.3120834231545821E-3,7.9995492735298497E-3,0,0,1.7791707168895318E-2,null,3.6477450380339822E-3,1.8337497719697594E-3,3.4226797189661489E-3,3.0309050087981718E-3,0,0,1.193507953776806E-2]
[2004,12,10,19,5.8166803839272314E-3,2.0650327540814748E-3,3.0954921461889113E-3,5.9570490785857194E-3,1.4094786666402542E-5,2.4045801961764481E-4,1.7188807169067382E-2,null,4.9748533843023352E-3,1.7095403981471809E-3,3.1988560779935699E-3,2.2570333993298854E-3,2.0442113965322214E-6,9.64188019682188E-5,1.2238746273137721E-2]
[2004,12,10,24,5.2984075490092077E-3,1.5719054962790024E-3,2.4755470177361604E-3,5.8890325929565942E-3,1.4094786666402542E-5,2.4045801961764481E-4,1.5489445462265014E-2,null,4.5315882920843762E-3,1.3013042735749868E-3,2.5582098904026415E-3,2.231263009033483E-3,2.0442113965322214E-6,9.64188019682188E-5,1.0720828478460238E-2]
[2004,12,11,3,3.3084937166905611E-3,1.5183831884130513E-3,2.4049096022586759E-3,5.4102782984408442E-3,1.4094786666402542E-5,2.4045801961764481E-4,1.289661761208718E-2,null,2.8296674524014827E-3,1.2569957524059786E-3,2.4852137672782128E-3,2.049870440575544E-3,2.0442113965322214E-6,9.64188019682188E-5,8.7202104260259688E-3]
[2004,12,11,7,3.5705933510831798E-3,1.6232283974005274E-3,2.6811102833062838E-3,5.2781866032166466E-3,1.4094786666402542E-5,2.4045801961764481E-4,1.3407671441290684E-2,null,3.0538343598329977E-3,1.3437920126406009E-3,2.7706372752663942E-3,1.9998229482748931E-3,2.0442113965322214E-6,9.64188019682188E-5,9.266549609379636E-3]
[2004,12,11,10,4.7650379935561087E-3,1.719246433205916E-3,3.1228149706148305E-3,5.1146246700091427E-3,0,0,1.4721724067385998E-2,null,4.0754113727952046E-3,1.4232806845929577E-3,3.2270912596238672E-3,1.9378518714483874E-3,0,0,1.0663635188460415E-2]
[2004,12,11,13,4.3668547764332318E-3,1.7334834774746489E-3,3.0740421331854487E-3,5.0608402892568108E-3,0,0,1.4235220676350139E-2,null,3.7348557646944384E-3,1.4350668425991702E-3,3.176689811297127E-3,1.917473804704457E-3,0,0,1.0264086223295192E-2]
[2004,12,11,16,4.3065003101761985E-3,1.6776072891042475E-3,2.975399480412633E-3,4.9552104200934555E-3,0,0,1.3914717499786535E-2,null,3.6832361808599489E-3,1.3888096579976741E-3,3.0747533067060169E-3,1.8774522874190664E-3,0,0,1.0024251432982707E-2]
[2004,12,11,18,5.4908637625317742E-3,1.5946125633928816E-3,2.8902219719134257E-3,5.1417359213270257E-3,1.4094786666402542E-5,2.4045801961764481E-4,1.5371987025449157E-2,null,4.6961910176902691E-3,1.3201023524325214E-3,2.986731571258716E-3,1.9481239036097569E-3,2.0442113965322214E-6,9.64188019682188E-5,1.1049611858356012E-2]
[2004,12,11,22,4.7886066101385282E-3,1.606587526641982E-3,2.4916508742909302E-3,5.0806558700527051E-3,1.4094786666402542E-5,2.4045801961764481E-4,1.4222053687408193E-2,null,4.0955689892068544E-3,1.3300158433445679E-3,2.5748514830756467E-3,1.9249816205866911E-3,2.0442113965322214E-6,9.64188019682188E-5,1.002388094957851E-2]
[2004,12,12,1,4.6561164540554582E-3,1.851465380359562E-3,2.3592503635532533E-3,5.3055207524455358E-3,1.4094786666402542E-5,2.4045801961764481E-4,1.4426905756697857E-2,null,3.9822536516136292E-3,1.5327383341691672E-3,2.4380298862177415E-3,2.0101794329937528E-3,2.0442113965322214E-6,9.64188019682188E-5,1.006166431835904E-2]
[2004,12,12,4,4.3082219606597966E-3,1.8793491316584985E-3,2.3157557614336692E-3,5.0796765294901054E-3,1.4094786666402542E-5,2.4045801961764481E-4,1.3837556189526118E-2,null,3.6847086631298324E-3,1.5558219386317142E-3,2.3930829227691536E-3,1.9246105636539805E-3,2.0442113965322214E-6,9.64188019682188E-5,9.6566871015494327E-3]
[2004,12,12,8,5.1180911832090555E-3,1.8453543357279992E-3,2.8036397773719838E-3,5.0270141915404014E-3,1.4094786666402542E-5,2.4045801961764481E-4,1.5048652294133488E-2,null,4.3773684581865533E-3,1.5276792968963256E-3,2.8972582448295392E-3,1.904657621505735E-3,2.0442113965322214E-6,9.64188019682188E-5,1.0805426634782903E-2]
[2004,12,12,9,5.2412379604860771E-3,1.9026207781361281E-3,2.9048831062829031E-3,5.1528109156977883E-3,3.5236966666006355E-6,6.0114504904411202E-5,1.526519096217391E-2,null,4.48269265021116E-3,1.5750874053446638E-3,3.0018822667130154E-3,1.9523200470127143E-3,5.1105284913305535E-7,2.41047004920547E-5,1.1036598122622742E-2]
[2004,12,12,13,5.0324110475407227E-3,2.0273581631797492E-3,2.9613151464040828E-3,4.9466389209535406E-3,0,0,1.4967723278078096E-2,null,4.3040884969779399E-3,1.6783514327407623E-3,3.0601986719920472E-3,1.8742046794866993E-3,0,0,1.0916843281197448E-2]
[2004,12,12,14,4.4870876559210317E-3,2.0446635419396563E-3,2.9539248986716268E-3,4.9369714946368671E-3,0,0,1.4422647591169183E-2,null,3.8376877767604773E-3,1.6926777159616106E-3,3.0525616508786354E-3,1.8705418417637855E-3,0,0,1.0453468985364507E-2]
[2004,12,12,15,4.2530774447456111E-3,2.0302856514322026E-3,2.9679149730131851E-3,4.9808489768787441E-3,0,0,1.4232127046069742E-2,null,3.6375450124710392E-3,1.6807749581898279E-3,3.067018878429406E-3,1.8871663384889212E-3,0,0,1.0272505187579195E-2]
[2004,12,12,16,4.8148051238407338E-3,1.9543644348888911E-3,2.9242761313849875E-3,4.9665820511674581E-3,0,0,1.4660027741282071E-2,null,4.1179758872917568E-3,1.6179234675775147E-3,3.0219228590611046E-3,1.8817608218629316E-3,0,0,1.0639583035793309E-2]
[2004,12,12,17,5.8133516868599409E-3,1.9236596896687168E-3,2.9068155877667902E-3,5.0372355831150902E-3,7.047393333201271E-6,1.202290098088224E-4,{"$f":"SUM(E8323:J8323)","v":1.5808338950552562E-2},null,4.9720064374567967E-3,1.5925044991543951E-3,3.0038792771554267E-3,1.9085303480633579E-3,1.0221056982661107E-6,4.82094009841094E-5,{"$f":"SUM(M8323:R8323)","v":1.1526152068512352E-2}]
[2004,12,12,18,6.0914103474648349E-3,1.8996163236334525E-3,2.8530555544631991E-3,5.115134811928209E-3,1.4094786666402542E-5,2.4045801961764481E-4,1.6213769843773741E-2,null,{"$f":"E8324*V$5","v":5.2098226792718352E-3},{"$f":"F8324*W$5","v":1.5726001632723203E-3},{"$f":"G8324*X$5","v":2.9483241017051985E-3},{"$f":"H8324*Y$5","v":1.9380451563004242E-3},{"$f":"I8324*Z$5","v":2.0442113965322214E-6},{"$f":"J8324*AA$5","v":9.64188019682188E-5},1.1767255113914528E-2]
[2004,12,12,19,6.7221459065670459E-3,1.8625761542047905E-3,2.7590528589006317E-3,4.8693802356644129E-3,1.4094786666402542E-5,2.4045801961764481E-4,1.6467707961620927E-2,null,5.7492741745731653E-3,1.5419364046140808E-3,2.8511824906633765E-3,1.8449325632449985E-3,2.0442113965322214E-6,9.64188019682188E-5,1.2085788646460371E-2]
[2004,12,12,20,6.3955655208228499E-3,1.915023737583111E-3,2.6919124263498849E-3,4.9950477752767099E-3,1.4094786666402542E-5,2.4045801961764481E-4,1.6252102266316598E-2,null,5.4699585804491267E-3,1.5853552135376772E-3,2.781800120881403E-3,1.892546042733723E-3,2.0442113965322214E-6,9.64188019682188E-5,1.182812297096668E-2]
[2004,12,12,21,6.1435428913773496E-3,2.0660910622666714E-3,2.5032098682614655E-3,4.7036423162884634E-3,1.4094786666402542E-5,2.4045801961764481E-4,1.5671038944477998E-2,null,5.2544102696837321E-3,1.7104165201325139E-3,2.5867964522023365E-3,1.7821370390463339E-3,2.0442113965322214E-6,9.64188019682188E-5,1.1432223294429666E-2]
[2004,12,12,22,6.4127541028257129E-3,1.9032461195982958E-3,2.428972878170327E-3,4.944534834049324E-3,1.4094786666402542E-5,2.4045801961764481E-4,1.5944060740927704E-2,null,5.4846595214849423E-3,1.5756050951924879E-3,2.510080558331516E-3,1.8734074736293594E-3,2.0442113965322214E-6,9.64188019682188E-5,1.1542215662003055E-2]
[2004,12,12,23,6.0812860098972011E-3,1.9278945047302826E-3,2.3997094148181615E-3,5.4327161536586012E-3,1.4094786666402542E-5,2.4045801961764481E-4,1.6096158889388291E-2,null,5.2011636002632419E-3,1.5960102970223081E-3,2.4798399364250878E-3,2.0583717955195307E-3,2.0442113965322214E-6,9.64188019682188E-5,1.1433848642594918E-2]
[2004,12,12,24,5.2075902347454503E-3,2.1200273053117356E-3,2.3753808143865537E-3,6.5047414495378606E-3,1.4094786666402542E-5,2.4045801961764481E-4,1.6462292610265643E-2,null,4.4539146374571199E-3,1.7550677181474505E-3,2.4546989611990517E-3,2.4645455345313357E-3,2.0442113965322214E-6,9.64188019682188E-5,1.1226689864699707E-2]
[2004,12,13,1,3.8585473871473293E-3,2.1673060632476891E-3,2.2745984854959686E-3,6.6860254213736729E-3,1.4094786666402542E-5,2.4045801961764481E-4,1.5241030163548708E-2,null,3.3001138554015772E-3,1.7942075073377121E-3,2.3505513329380944E-3,2.5332312166197143E-3,2.0442113965322214E-6,9.64188019682188E-5,1.0076566925661848E-2]
[2004,12,13,2,3.6186268345870746E-3,2.2687338332647365E-3,2.2645416582154957E-3,5.6576841886001837E-3,1.4094786666402542E-5,2.4045801961764481E-4,1.4064139320951539E-2,null,3.0949161319429935E-3,1.8781746357018575E-3,2.3401586904915356E-3,2.1436086908256397E-3,2.0442113965322214E-6,9.64188019682188E-5,9.5553211623267756E-3]
[2004,12,13,3,3.2685361593691618E-3,2.361864417050209E-3,2.2820885187112053E-3,5.5306740587643885E-3,1.4094786666402542E-5,2.4045801961764481E-4,1.3697715960179014E-2,null,2.7954928070456717E-3,1.9552729262590513E-3,2.3582914715472108E-3,2.0954865247479557E-3,2.0442113965322214E-6,9.64188019682188E-5,9.3030067429646403E-3]
[2004,12,13,4,3.3728467477731339E-3,2.2571197446896729E-3,2.3234674532067118E-3,5.3442309179021425E-3,1.4094786666402542E-5,2.4045801961764481E-4,1.3552217669855707E-2,null,2.8847069033150806E-3,1.8685598954186883E-3,2.4010521215055104E-3,2.0248461136231307E-3,2.0442113965322214E-6,9.64188019682188E-5,9.277628047227161E-3]
[2004,12,13,5,3.467983581959125E-3,2.3036537147310505E-3,2.3585341472613141E-3,6.0425840106304177E-3,1.4094786666402542E-5,2.4045801961764481E-4,1.4427308260865954E-2,null,2.9660749294541477E-3,1.9070831108566394E-3,2.4372897542030477E-3,2.2894412569599808E-3,2.0442113965322214E-6,9.64188019682188E-5,9.6983520648385654E-3]
[2004,12,13,6,3.6759456577592641E-3,2.2656082094284651E-3,2.4186122855788727E-3,5.967993866487129E-3,1.4094786666402542E-5,2.4045801961764481E-4,1.4582712825537778E-2,null,3.1439394102772016E-3,1.8755870834187489E-3,2.4993740073155192E-3,2.2611802095233524E-3,2.0442113965322214E-6,9.64188019682188E-5,9.8785437238995723E-3]
[2004,12,13,7,4.1572717624962195E-3,2.1638222929449987E-3,2.6725734605275776E-3,6.5809439338659313E-3,1.4094786666402542E-5,2.4045801961764481E-4,1.5829164256118775E-2,null,3.555604938216524E-3,1.7913234629764092E-3,2.7618153929476036E-3,2.4934174726287807E-3,2.0442113965322214E-6,9.64188019682188E-5,1.0700624280134068E-2]
[2004,12,13,8,4.3535859455959922E-3,2.2282931279844461E-3,3.2274509669098761E-3,6.6860139661384047E-3,1.4094786666402542E-5,2.4045801961764481E-4,1.6749896812912765E-2,null,3.7235072834922085E-3,1.8446957384448638E-3,3.3352212360275909E-3,2.5332268764089393E-3,2.0442113965322214E-6,9.64188019682188E-5,1.1535114147738354E-2]
[2004,12,13,9,4.8928926450389704E-3,2.2531029800719241E-3,3.4843939540103517E-3,7.5144707521040471E-3,4.6935642405449312E-6,8.0072525320291826E-5,1.8229626420786127E-2,null,4.1847620855120105E-3,1.8652346109309156E-3,3.6007440017681246E-3,2.8471162889618191E-3,6.8072243574630269E-7,3.210746297515408E-5,1.253064517258377E-2]
[2004,12,13,10,4.812747274797264E-3,2.2798802034539123E-3,3.5747396596876434E-3,7.5891315784517299E-3,0,0,1.8256498716390551E-2,null,4.1162158632569862E-3,1.8874021746323841E-3,3.6941065095949448E-3,2.8754041167881926E-3,0,0,1.2573128664272508E-2]
[2004,12,13,11,4.7237012313206209E-3,2.3699168539576538E-3,3.565082871525304E-3,7.4152439676904835E-3,0,0,1.8073944924494063E-2,null,4.0400571298370462E-3,1.9619391479785862E-3,3.6841272642768692E-3,2.809520801065874E-3,0,0,1.2495644343158375E-2]
[2004,12,13,12,4.4865311902046153E-3,2.4180785099449905E-3,3.5434068654404531E-3,7.5684047565300477E-3,0,0,1.8016421322120106E-2,null,3.8372118463036119E-3,2.0018098456172982E-3,3.6617274581922312E-3,2.8675510457924595E-3,0,0,1.2368300195905601E-2]
[2004,12,13,13,3.9664511663166785E-3,2.4607012378860186E-3,3.4747921401742459E-3,6.8847735829750982E-3,0,0,1.6786718127352041E-2,null,3.3924011130035182E-3,2.0370951335384742E-3,3.5908215664658075E-3,2.608533809039572E-3,0,0,1.1628851622047371E-2]
[2004,12,13,14,3.9093303084812101E-3,2.4390891489832391E-3,3.4866904851016413E-3,7.3651054154522874E-3,0,0,1.7200215358018377E-2,null,3.3435471492027479E-3,2.0192035340010693E-3,3.6031172180751719E-3,2.790524082136286E-3,0,0,1.1756391983415276E-2]
[2004,12,13,15,3.882714460450013E-3,2.4116863698807316E-3,3.453685285542912E-3,6.8334332753489163E-3,0,0,1.6581519391222575E-2,null,3.3207833160686538E-3,1.9965181030776858E-3,3.5690099168036058E-3,2.5890817636534235E-3,0,0,1.1475393099603369E-2]
[2004,12,13,16,4.4820869205812533E-3,2.3775213586695811E-3,3.3436815552810211E-3,7.2121414367743719E-3,0,0,1.7415431271306226E-2,null,3.8334107796612659E-3,1.968234548372234E-3,3.4553329683469775E-3,2.7325684057240302E-3,0,0,1.1989546702104508E-2]
[2004,12,13,17,5.0122052647240452E-3,2.3987170881314907E-3,3.2094700905162653E-3,6.9218667257973784E-3,7.047393333201271E-6,1.202290098088224E-4,1.7669535572311205E-2,null,4.2868070236300512E-3,1.9857814641350544E-3,3.3166399465191787E-3,2.6225878249007063E-3,1.0221056982661107E-6,4.82094009841094E-5,1.2261047765867365E-2]
[2004,12,13,18,5.2015949741694763E-3,2.4135466920217515E-3,3.1167574143562892E-3,6.6278892633396015E-3,1.4094786666402542E-5,2.4045801961764481E-4,1.7614341150171162E-2,null,4.448787049142559E-3,1.9980581734941744E-3,3.2208314308986418E-3,2.5112043290348345E-3,2.0442113965322214E-6,9.64188019682188E-5,1.2277343995934959E-2]
[2004,12,13,19,5.7459618204893509E-3,2.2928593442424505E-3,3.0920689521908686E-3,6.2642285048320825E-3,1.4094786666402542E-5,2.4045801961764481E-4,1.7649671428038798E-2,null,4.9143696613829736E-3,1.8981469753951766E-3,3.1953185775220306E-3,2.373418914285158E-3,2.0442113965322214E-6,9.64188019682188E-5,1.247971714195009E-2]
[2004,12,13,20,5.5885049773365149E-3,2.3338832675366765E-3,2.9904547126429252E-3,7.6053346000704439E-3,1.4094786666402542E-5,2.4045801961764481E-4,1.8772730363870605E-2,null,4.7797009745483062E-3,1.9321086905415134E-3,3.0903112596424405E-3,2.8815431900912755E-3,2.0442113965322214E-6,9.64188019682188E-5,1.2782127128188287E-2]
[2004,12,13,21,5.5800838158285614E-3,2.3073934573134159E-3,2.9547718923378717E-3,7.2579014458406975E-3,1.4094786666402542E-5,2.4045801961764481E-4,1.8354703417604593E-2,null,4.7724985771218703E-3,1.9101790622455888E-3,3.0534369271543725E-3,2.7499061626324989E-3,2.0442113965322214E-6,9.64188019682188E-5,1.2584483742519081E-2]
[2004,12,13,22,5.211404385391482E-3,2.2807036234282403E-3,2.6874891970331285E-3,7.2232566869341137E-3,1.4094786666402542E-5,2.4045801961764481E-4,1.765740669907101E-2,null,4.457176779950299E-3,1.8880838440673957E-3,2.77722919215148E-3,2.7367798014203706E-3,2.0442113965322214E-6,9.64188019682188E-5,1.1957732630954296E-2]
[2004,12,13,23,4.8817496233522287E-3,2.2102817158306865E-3,2.5029106822171934E-3,7.6113380720926674E-3,1.4094786666402542E-5,2.4045801961764481E-4,1.7460832899776818E-2,null,4.1752317528324263E-3,1.8297849644420433E-3,2.5864872758093842E-3,2.8838178124231295E-3,2.0442113965322214E-6,9.64188019682188E-5,1.1573784818871733E-2]
[2004,12,13,24,4.4669768901077368E-3,2.2278341403347592E-3,2.3993422518690738E-3,6.9570371046173774E-3,1.4094786666402542E-5,2.4045801961764481E-4,1.6305743193212992E-2,null,3.8204875689506006E-3,1.844315764845007E-3,2.4794605132588076E-3,2.6359133353365998E-3,2.0442113965322214E-6,9.64188019682188E-5,1.0878640195755764E-2]
[2004,12,14,1,3.6262724427603785E-3,2.0749644864221412E-3,2.3843991032891682E-3,7.4681102695129198E-3,1.4094786666402542E-5,2.4045801961764481E-4,1.5808299108268656E-2,null,3.1014552190486064E-3,1.7177623973510174E-3,2.4640183866431599E-3,2.8295510219585015E-3,2.0442113965322214E-6,9.64188019682188E-5,1.0211250038366034E-2]
[2004,12,14,2,3.3502841066051494E-3,2.0983044538070541E-3,2.3648545920854484E-3,7.0561981308189031E-3,1.4094786666402542E-5,2.4045801961764481E-4,1.5124194089600602E-2,null,2.8654096711543614E-3,1.7370844236273967E-3,2.443821249805838E-3,2.6734839084670472E-3,2.0442113965322214E-6,9.64188019682188E-5,9.8182622664193947E-3]
[2004,12,14,3,2.9453718674452849E-3,2.1902358781178567E-3,2.3514353880496378E-3,6.814739430794455E-3,1.4094786666402542E-5,2.4045801961764481E-4,1.4556335370691283E-2,null,2.5190989079059522E-3,1.8131899882524148E-3,2.429953954925236E-3,2.5819989562155979E-3,2.0442113965322214E-6,9.64188019682188E-5,9.4427048206639514E-3]
[2004,12,14,4,2.9282104747391808E-3,2.1418167015407599E-3,2.3562126579154382E-3,6.1621628099092409E-3,1.4094786666402542E-5,2.4045801961764481E-4,1.3842955450388668E-2,null,2.5044212211588492E-3,1.7731061018152784E-3,2.434890746241359E-3,2.3347478072776998E-3,2.0442113965322214E-6,9.64188019682188E-5,9.1456288898579367E-3]
[2004,12,14,5,3.0768502102734682E-3,2.1471288191970278E-3,2.3556043211442222E-3,5.3870626881665704E-3,1.4094786666402542E-5,2.4045801961764481E-4,1.3221198845065337E-2,null,2.6315488682972146E-3,1.7775037462183282E-3,2.4342620960344872E-3,2.0410744063170346E-3,2.0442113965322214E-6,9.64188019682188E-5,8.9828521302318144E-3]
[2004,12,14,6,3.3923476683236069E-3,2.0290643247960339E-3,2.4000852211293368E-3,5.4180010072709959E-3,1.4094786666402542E-5,2.4045801961764481E-4,1.3494051027804023E-2,null,2.9013855265493235E-3,1.6797638811404509E-3,2.4802282915705309E-3,2.0527964550389149E-3,2.0442113965322214E-6,9.64188019682188E-5,9.2126371676639705E-3]
[2004,12,14,7,3.8622345042974614E-3,1.9797572937393813E-3,2.6513669174379082E-3,5.6289745700015634E-3,1.4094786666402542E-5,2.4045801961764481E-4,1.4376886091760363E-2,null,3.3032673494947616E-3,1.6389449830685225E-3,2.73990072605396E-3,2.1327310621198354E-3,2.0442113965322214E-6,9.64188019682188E-5,9.91330713410183E-3]
[2004,12,14,8,3.7670590866495579E-3,2.0869162832612442E-3,3.2119839105511443E-3,6.3310001549738487E-3,1.4094786666402542E-5,2.4045801961764481E-4,1.5651512241719845E-2,null,3.2218663239379163E-3,1.7276567099165255E-3,3.3192377074301393E-3,2.3987176557442626E-3,2.0442113965322214E-6,9.64188019682188E-5,1.0765941410393593E-2]
[2004,12,14,9,4.2713551859689522E-3,2.101446254937508E-3,3.4527070967623964E-3,7.6380352453475336E-3,4.6935642405449312E-6,8.0072525320291826E-5,1.7548309872577224E-2,null,3.6531774826740779E-3,1.739685368307252E-3,3.5679990645777881E-3,2.8939329568359123E-3,6.8072243574630269E-7,3.210746297515408E-5,1.1887583057805932E-2]
[2004,12,14,10,4.3843123060363018E-3,2.0750389009759397E-3,3.4994151514779201E-3,8.0006759522943637E-3,0,0,1.7959442310784526E-2,null,3.7497867295223104E-3,1.7178240015486637E-3,3.6162667834611847E-3,3.0313318898878318E-3,0,0,1.2115209404419991E-2]
[2004,12,14,11,3.9037449260934396E-3,2.1443746295661823E-3,3.4948189368742772E-3,7.6677797989095292E-3,0,0,1.7210718291443428E-2,null,3.3387701188967328E-3,1.775223686287665E-3,3.6115170931611375E-3,2.9052027063296531E-3,0,0,1.1630713604675189E-2]
[2004,12,14,12,3.6633792728601707E-3,2.2228544542335794E-3,3.4623199595728762E-3,7.948113385133234E-3,0,0,1.7296667071799859E-2,null,3.133191712566933E-3,1.8401933243930417E-3,3.5779329177991828E-3,3.0114167493422118E-3,0,0,1.1562734704101369E-2]
[2004,12,14,13,3.4340215465874973E-3,2.2067398984560167E-3,3.3863896428750618E-3,7.0716956124718877E-3,0,0,1.6098846700390464E-2,null,2.937028095959015E-3,1.8268528657269549E-3,3.4994671541655003E-3,2.6793556636322056E-3,0,0,1.0942703779483677E-2]
[2004,12,14,14,3.5288654029735234E-3,2.2069810735852844E-3,3.4081368468178441E-3,7.901245649951814E-3,0,0,1.7045228973328466E-2,null,3.0181455459096927E-3,1.8270525229119058E-3,3.5219405355298764E-3,2.9936592922086662E-3,0,0,1.1360797896560141E-2]
[2004,12,14,15,3.6742408073503511E-3,2.140068798477389E-3,3.381870750589361E-3,7.6711319636787343E-3,0,0,1.6867312320095838E-2,null,3.1424812966682875E-3,1.7716590976973186E-3,3.4947973681117026E-3,2.9064727895108293E-3,0,0,1.1315410551988137E-2]
[2004,12,14,16,3.8313142953766781E-3,2.1717903840328496E-3,3.2842201050523106E-3,7.7669047593402164E-3,0,0,1.7054229543802056E-2,null,3.2768221099698353E-3,1.7979198588853238E-3,3.3938859956242065E-3,2.9427596146995318E-3,0,0,1.1411387579178898E-2]
[2004,12,14,17,4.3988010679153755E-3,2.2619389865696812E-3,3.178214890442772E-3,6.864074010109588E-3,7.047393333201271E-6,1.202290098088224E-4,1.6830305358179445E-2,null,3.7621785855829651E-3,1.8725495118865306E-3,3.284341080296212E-3,2.60069106228812E-3,1.0221056982661107E-6,4.82094009841094E-5,1.1568991746736201E-2]
[2004,12,14,18,4.872561148839257E-3,2.1995788252802484E-3,3.112079565768588E-3,6.1507407127473351E-3,1.4094786666402542E-5,2.4045801961764481E-4,1.6589513058919474E-2,null,4.1673730928218564E-3,1.8209245607817342E-3,3.2159973807121072E-3,2.3304201520167275E-3,2.0442113965322214E-6,9.64188019682188E-5,1.1633178199697175E-2]
[2004,12,14,19,4.9719776934081302E-3,2.18809527486716E-3,3.0825501934412724E-3,6.1938942505584864E-3,1.4094786666402542E-5,2.4045801961764481E-4,1.6691070218559093E-2,null,4.252401442423245E-3,1.8114178867076629E-3,3.1854819706617649E-3,2.3467703574379219E-3,2.0442113965322214E-6,9.64188019682188E-5,1.1694534670595346E-2]
[2004,12,14,20,5.5383999306741075E-3,2.0687641018744926E-3,2.9892570706851057E-3,7.4179914781821055E-3,1.4094786666402542E-5,2.4045801961764481E-4,1.8268965387699856E-2,null,4.7368474490824966E-3,1.7126293998974405E-3,3.0890736263114215E-3,2.8105617901298878E-3,2.0442113965322214E-6,9.64188019682188E-5,1.2447575278785997E-2]
[2004,12,14,21,5.2610275511638036E-3,2.1507842850988414E-3,2.9331812871383972E-3,7.5427842605066868E-3,1.4094786666402542E-5,2.4045801961764481E-4,1.8142330190191774E-2,null,4.4996181653948865E-3,1.7805299290335154E-3,3.0311253736410066E-3,2.8578438376648655E-3,2.0442113965322214E-6,9.64188019682188E-5,1.2267580319099023E-2]
[2004,12,14,22,5.0712738938726715E-3,2.0706364956799769E-3,2.7954886554112154E-3,7.2394986636524399E-3,1.4094786666402542E-5,2.4045801961764481E-4,1.7431450514900349E-2,null,4.3373268648848901E-3,1.7141794638590845E-3,2.888834942557953E-3,2.7429336342058319E-3,2.0442113965322214E-6,9.64188019682188E-5,1.178173791887251E-2]
[2004,12,14,23,4.7469136887080135E-3,2.0320036282719302E-3,2.6000399133025323E-3,7.6747000027650473E-3,1.4094786666402542E-5,2.4045801961764481E-4,1.7308210039331567E-2,null,4.0599101326787932E-3,1.6821971878395955E-3,2.6868598228987728E-3,2.9078246641188249E-3,2.0442113965322214E-6,9.64188019682188E-5,1.1435254820900735E-2]
[2004,12,14,24,4.4068951247997687E-3,2.0695022539820064E-3,2.4479088967765605E-3,6.9307308481468171E-3,1.4094786666402542E-5,2.4045801961764481E-4,1.6109589929989197E-2,null,3.7691012190484941E-3,1.7132404802036867E-3,2.5296488839323824E-3,2.6259463032235306E-3,2.0442113965322214E-6,9.64188019682188E-5,1.0736399899772844E-2]
[2004,12,15,1,3.8291695051093804E-3,2.0749644864221412E-3,2.3989830254878678E-3,7.1175023806935942E-3,1.4094786666402542E-5,2.4045801961764481E-4,1.5675172203997032E-2,null,3.2749877273984002E-3,1.7177623973510174E-3,2.4790892916763813E-3,2.6967111368586074E-3,2.0442113965322214E-6,9.64188019682188E-5,1.0267013566649157E-2]
[2004,12,15,2,3.5402338505115699E-3,2.0983044538070541E-3,2.3765525493846629E-3,6.568470346069024E-3,1.4094786666402542E-5,2.4045801961764481E-4,1.483811400605636E-2,null,3.0278686793768833E-3,1.7370844236273967E-3,2.4559098224913711E-3,2.4886914238929562E-3,2.0442113965322214E-6,9.64188019682188E-5,9.8080173627533573E-3]
[2004,12,15,3,3.1148914937937488E-3,2.1902358781178567E-3,2.3623710531505949E-3,6.6632969589988204E-3,1.4094786666402542E-5,2.4045801961764481E-4,1.4585348190345069E-2,null,2.6640845751906192E-3,1.8131899882524148E-3,2.4412547811341373E-3,2.5246197551362318E-3,2.0442113965322214E-6,9.64188019682188E-5,9.5416121130781541E-3]
[2004,12,15,4,3.0938657863841179E-3,2.1418167015407599E-3,2.3647437483309657E-3,5.6486604274137257E-3,1.4094786666402542E-5,2.4045801961764481E-4,1.3503639469953617E-2,null,2.646101841954462E-3,1.7731061018152784E-3,2.4437067047832729E-3,2.1401897278262197E-3,2.0442113965322214E-6,9.64188019682188E-5,9.1015673897439833E-3]
[2004,12,15,5,3.2561734569996215E-3,2.1471288191970278E-3,2.3677916835332458E-3,5.1263694451359901E-3,1.4094786666402542E-5,2.4045801961764481E-4,1.3152016211149933E-2,null,2.7849193136331445E-3,1.7775037462183282E-3,2.4468564159072855E-3,1.9423017843799772E-3,2.0442113965322214E-6,9.64188019682188E-5,9.0500442735034839E-3]
[2004,12,15,6,3.6014755956554241E-3,2.0290643247960339E-3,2.4135976803878398E-3,5.2753921477798529E-3,1.4094786666402542E-5,2.4045801961764481E-4,1.3574082554903199E-2,null,3.0802471294514916E-3,1.6797638811404509E-3,2.4941919556298697E-3,1.9987641725000794E-3,2.0442113965322214E-6,9.64188019682188E-5,9.3514301520866427E-3]
[2004,12,15,7,4.1194042501023747E-3,1.9797572937393813E-3,2.6568946926561125E-3,5.3827381971632993E-3,1.4094786666402542E-5,2.4045801961764481E-4,1.4393347239945216E-2,null,3.5232178531863444E-3,1.6389449830685225E-3,2.7456130834173295E-3,2.0394359238233161E-3,2.0442113965322214E-6,9.64188019682188E-5,1.0045674856860263E-2]
[2004,12,15,8,3.9993823295159841E-3,2.0869162832612442E-3,3.2314093168583666E-3,6.087816903958391E-3,1.4094786666402542E-5,2.4045801961764481E-4,1.5660077639878034E-2,null,3.4205662687070652E-3,1.7276567099165255E-3,3.3393117622488072E-3,2.3065792978998411E-3,2.0442113965322214E-6,9.64188019682188E-5,1.089257705213699E-2]
[2004,12,15,9,4.5206381820973116E-3,2.101446254937508E-3,3.4870598195825254E-3,7.611591071246749E-3,4.6935642405449312E-6,8.0072525320291826E-5,{"$f":"SUM(E8387:J8387)","v":1.7805501417424929E-2},null,3.8663826572896526E-3,1.739685368307252E-3,3.6034988852845181E-3,2.8839136698742317E-3,6.8072243574630269E-7,3.210746297515408E-5,{"$f":"SUM(M8387:R8387)","v":1.2126268766166556E-2}]
[2004,12,15,10,4.6121889666588048E-3,2.0750389009759397E-3,3.52435704126406E-3,7.5326568517172336E-3,0,0,1.7744241760616036E-2,null,{"$f":"E8388*V$5","v":3.9446836297257161E-3},{"$f":"F8388*W$5","v":1.7178240015486637E-3},{"$f":"G8388*X$5","v":3.6420415268528837E-3},{"$f":"H8388*Y$5","v":2.8540067197252747E-3},{"$f":"I8388*Z$5","v":0},{"$f":"J8388*AA$5","v":0},1.2158555877852539E-2]
[2004,12,15,11,4.1093151882786458E-3,2.1443746295661823E-3,3.5236100694417032E-3,6.9888865533415502E-3,0,0,1.6766186440628082E-2,null,3.5145889445915204E-3,1.775223686287665E-3,3.6412696123264724E-3,2.6479805969240717E-3,0,0,1.1579062840129729E-2]
[2004,12,15,12,3.8579088416473011E-3,2.2228544542335794E-3,3.4939101718597775E-3,7.6205038015449388E-3,0,0,1.7195177269285596E-2,null,3.2995677242696995E-3,1.8401933243930417E-3,3.6105779828830903E-3,2.8872905649940904E-3,0,0,1.1637629596539922E-2]
[2004,12,15,13,3.6083305427716877E-3,2.2067398984560167E-3,3.4185196078597197E-3,6.4936357499865791E-3,0,0,1.5727225799074002E-2,null,3.0861099849996132E-3,1.8268528657269549E-3,3.5326699952398775E-3,2.4603377574122466E-3,0,0,1.0905970603378692E-2]
[2004,12,15,14,3.6869302706410102E-3,2.2069810735852844E-3,3.4222920917183538E-3,7.5346259010546368E-3,0,0,1.6850829336999287E-2,null,3.1533342600820846E-3,1.8270525229119058E-3,3.5365684489753139E-3,2.8547527619453101E-3,0,0,1.1371707993914616E-2]
[2004,12,15,15,3.8594115580125837E-3,2.140068798477389E-3,3.3790915914134172E-3,7.3021785500755046E-3,0,0,1.6680750497978895E-2,null,3.3008529579600585E-3,1.7716590976973186E-3,3.4919254079186766E-3,2.7666820699257279E-3,0,0,1.1331119533501782E-2]
[2004,12,15,16,4.0300097546965268E-3,2.1717903840328496E-3,3.2906094461510617E-3,7.7234044903979216E-3,0,0,1.7215814075278359E-2,null,3.4467610980177684E-3,1.7979198588853238E-3,3.4004886880695021E-3,2.9262780382365255E-3,0,0,1.157144768320912E-2]
[2004,12,15,17,4.6200274299408942E-3,2.2619389865696812E-3,3.1923260336459546E-3,7.0465859179776411E-3,7.047393333201271E-6,1.202290098088224E-4,1.7248154771276197E-2,null,3.9513876607215372E-3,1.8725495118865306E-3,3.2989234194110159E-3,2.6698419902726539E-3,1.0221056982661107E-6,4.82094009841094E-5,1.1841934088974113E-2]
[2004,12,15,18,5.0912983727769198E-3,2.1995788252802484E-3,3.1226358089058957E-3,5.9721068589812226E-3,1.4094786666402542E-5,2.4045801961764481E-4,1.664017267222833E-2,null,4.3544532737762849E-3,1.8209245607817342E-3,3.2269061153900897E-3,2.2627385585159321E-3,2.0442113965322214E-6,9.64188019682188E-5,1.1763485521828791E-2]
[2004,12,15,19,5.2091720913278279E-3,2.18809527486716E-3,3.1009849999490001E-3,5.2867981351334562E-3,1.4094786666402542E-5,2.4045801961764481E-4,1.603960330756149E-2,null,4.4552675576887465E-3,1.8114178867076629E-3,3.2045323478098646E-3,2.0030857240048269E-3,2.0442113965322214E-6,9.64188019682188E-5,1.157276652957585E-2]
[2004,12,15,20,5.8072187261981141E-3,2.0687641018744926E-3,2.9536812226656135E-3,6.9090270919056904E-3,1.4094786666402542E-5,2.4045801961764481E-4,1.7993243948927956E-2,null,4.9667610778890625E-3,1.7126293998974405E-3,3.0523098381018345E-3,2.6177230869832563E-3,2.0442113965322214E-6,9.64188019682188E-5,1.2447886416236344E-2]
[2004,12,15,21,5.5460903279027415E-3,2.1507842850988414E-3,2.8631570798202167E-3,7.2921493234352121E-3,1.4094786666402542E-5,2.4045801961764481E-4,1.8106733822541056E-2,null,4.7434248430863364E-3,1.7805299290335154E-3,2.9587629347757605E-3,2.7628821516779566E-3,2.0442113965322214E-6,9.64188019682188E-5,1.234406287193832E-2]
[2004,12,15,22,5.3140961524185733E-3,2.0706364956799769E-3,2.7209707081383458E-3,6.8310119546996055E-3,1.4094786666402542E-5,2.4045801961764481E-4,1.7191268117220548E-2,null,4.5450063409738636E-3,1.7141794638590845E-3,2.8118287098505301E-3,2.5881643628558331E-3,2.0442113965322214E-6,9.64188019682188E-5,1.1757641890904062E-2]
[2004,12,15,23,4.9716723636083829E-3,2.0320036282719302E-3,2.6182133935360829E-3,6.7929233429756966E-3,1.4094786666402542E-5,2.4045801961764481E-4,1.6669365534676139E-2,null,4.2521403018950842E-3,1.6821971878395955E-3,2.705640147628384E-3,2.5737331792847584E-3,2.0442113965322214E-6,9.64188019682188E-5,1.1312173830012573E-2]
[2004,12,15,24,4.6202092866757926E-3,2.0695022539820064E-3,2.5215039588151137E-3,6.112760837174578E-3,1.4094786666402542E-5,2.4045801961764481E-4,1.5578529142931539E-2,null,3.9515431979925157E-3,1.7132404802036867E-3,2.6057014146429456E-3,2.3160301668849522E-3,2.0442113965322214E-6,9.64188019682188E-5,1.068497827308885E-2]
[2004,12,16,1,3.842547501201444E-3,2.0749644864221412E-3,2.4602617650161104E-3,6.3814157502669645E-3,1.4094786666402542E-5,2.4045801961764481E-4,1.5013742309190708E-2,null,3.2864295747651027E-3,1.7177623973510174E-3,2.5424142361873989E-3,2.417819341985645E-3,2.0442113965322214E-6,9.64188019682188E-5,1.0062888563653914E-2]
[2004,12,16,2,3.5527582328311645E-3,2.0983044538070541E-3,2.3648796145748895E-3,6.2273449652379548E-3,1.4094786666402542E-5,2.4045801961764481E-4,1.4497840072735111E-2,null,3.0385804533882422E-3,1.7370844236273967E-3,2.4438471078402492E-3,2.3594443138326105E-3,2.0442113965322214E-6,9.64188019682188E-5,9.6774193120532474E-3]
[2004,12,16,3,3.1260688014025199E-3,2.1902358781178567E-3,2.3528431913171699E-3,6.457531591310673E-3,1.4094786666402542E-5,2.4045801961764481E-4,1.4381232268432267E-2,null,2.6736442317154187E-3,1.8131899882524148E-3,2.4314087672220493E-3,2.4466584522879762E-3,2.0442113965322214E-6,9.64188019682188E-5,9.463364452842609E-3]
[2004,12,16,4,3.104788212825625E-3,2.1418167015407599E-3,2.3559144832701199E-3,5.8161887117457456E-3,1.4094786666402542E-5,2.4045801961764481E-4,1.3673260915666299E-2,null,2.655443505336461E-3,1.7731061018152784E-3,2.4345826150197519E-3,2.2036635935073082E-3,2.0442113965322214E-6,9.64188019682188E-5,9.1652588290435481E-3]
[2004,12,16,5,3.2679970756861612E-3,2.1471288191970278E-3,2.3598378057942617E-3,5.1132809834972138E-3,1.4094786666402542E-5,2.4045801961764481E-4,1.3142797490458713E-2,null,2.7950317429837356E-3,1.7775037462183282E-3,2.4386369441892607E-3,1.9373427694927641E-3,2.0442113965322214E-6,9.64188019682188E-5,9.0469782162488389E-3]
[2004,12,16,6,3.6152644000245261E-3,2.0290643247960339E-3,2.4126546607799735E-3,5.1546831672049289E-3,1.4094786666402542E-5,2.4045801961764481E-4,1.3466219359089511E-2,null,3.0920403303071995E-3,1.6797638811404509E-3,2.4932174469372843E-3,1.9530294140378665E-3,2.0442113965322214E-6,9.64188019682188E-5,9.3165140857875521E-3]
[2004,12,16,7,4.1363607463584459E-3,1.9797572937393813E-3,2.6464438852985906E-3,5.2123874650987371E-3,1.4094786666402542E-5,2.4045801961764481E-4,1.4229502196779202E-2,null,3.5377202974015225E-3,1.6389449830685225E-3,2.7348133052054195E-3,1.9748926765211978E-3,2.0442113965322214E-6,9.64188019682188E-5,9.984834275561412E-3]
[2004,12,16,8,4.0147005518235794E-3,2.0869162832612442E-3,3.218529101404282E-3,6.2162065816760157E-3,1.4094786666402542E-5,2.4045801961764481E-4,1.579090532444917E-2,null,3.4336675404047523E-3,1.7276567099165255E-3,3.3260014537274652E-3,2.3552241532493754E-3,2.0442113965322214E-6,9.64188019682188E-5,1.0941012870662868E-2]
[2004,12,16,9,4.5370744739598604E-3,2.101446254937508E-3,3.4759213210056672E-3,7.7615073351798335E-3,4.6935642405449312E-6,8.0072525320291826E-5,1.7960715474643701E-2,null,3.8804401844014613E-3,1.739685368307252E-3,3.5919884526329046E-3,2.940714614492277E-3,6.8072243574630269E-7,3.210746297515408E-5,1.2185616805244796E-2]
[2004,12,16,10,4.6272137311015671E-3,2.0750389009759397E-3,3.523932763382902E-3,7.6159019237836793E-3,0,0,1.7842087319244089E-2,null,3.9575339146481888E-3,1.7178240015486637E-3,3.641603081586411E-3,2.8855469849648216E-3,0,0,1.2202507982748086E-2]
[2004,12,16,11,4.1228695045925634E-3,2.1443746295661823E-3,3.5266994732315884E-3,7.4102097374379779E-3,0,0,1.7204153344828312E-2,null,3.5261815939955556E-3,1.775223686287665E-3,3.6444621767472278E-3,2.8076134093909144E-3,0,0,1.1753480866421362E-2]
[2004,12,16,12,3.8707351598670876E-3,2.2228544542335794E-3,3.4911097897362274E-3,7.7000016391816058E-3,0,0,1.7284701043018501E-2,null,3.3105377360964044E-3,1.8401933243930417E-3,3.6076840910708782E-3,2.9174110612924121E-3,0,0,1.1675826212852737E-2]
[2004,12,16,13,3.6198235180792339E-3,2.2067398984560167E-3,3.4299105508720372E-3,7.1215561554839246E-3,0,0,1.6378030122891213E-2,null,3.0959396237850685E-3,1.8268528657269549E-3,3.5444413018910319E-3,2.6982470491827186E-3,0,0,1.1165480840585773E-2]
[2004,12,16,14,3.6973523620614391E-3,2.2069810735852844E-3,3.4227446843683035E-3,8.0831418199670164E-3,0,0,1.7410219939982041E-2,null,3.1622480001111393E-3,1.8270525229119058E-3,3.5370361544905513E-3,3.062576926681466E-3,0,0,1.1588913604195061E-2]
[2004,12,16,15,3.8716206490712673E-3,2.140068798477389E-3,3.3957934240408643E-3,7.5503197655366703E-3,0,0,1.6957802637126193E-2,null,3.311295071668142E-3,1.7716590976973186E-3,3.5091849441380523E-3,2.8606989235151112E-3,0,0,1.1452838037018624E-2]
[2004,12,16,16,4.0431105288524756E-3,2.1717903840328496E-3,3.3113839450882362E-3,7.6579217127487591E-3,0,0,1.7184206570722321E-2,null,3.4579658447710529E-3,1.7979198588853238E-3,3.4219568840958654E-3,2.9014676305522328E-3,0,0,1.1579310218304474E-2]
[2004,12,16,17,4.6346139061425873E-3,2.2619389865696812E-3,3.2041100930233152E-3,6.9356821605782108E-3,7.047393333201271E-6,1.202290098088224E-4,1.7163621549455822E-2,null,3.9638630892662365E-3,1.8725495118865306E-3,3.311100969274651E-3,2.6278222786235562E-3,1.0221056982661107E-6,4.82094009841094E-5,1.182456735573335E-2]
[2004,12,16,18,5.1057207711707525E-3,2.1995788252802484E-3,3.1370888583605707E-3,6.5344800199609466E-3,1.4094786666402542E-5,2.4045801961764481E-4,1.7231421281056564E-2,null,4.3667883708975869E-3,1.8209245607817342E-3,3.2418417776079863E-3,2.4758130171066454E-3,2.0442113965322214E-6,9.64188019682188E-5,1.2003830739758702E-2]
[2004,12,16,19,5.224811464233513E-3,2.18809527486716E-3,3.1114545315763225E-3,6.2566834398478559E-3,1.4094786666402542E-5,2.4045801961764481E-4,1.7035597516808897E-2,null,4.468643501026325E-3,1.8114178867076629E-3,3.2153514755279044E-3,2.3705602063166893E-3,2.0442113965322214E-6,9.64188019682188E-5,1.1964436082943331E-2]
[2004,12,16,20,5.8249431720624294E-3,2.0687641018744926E-3,3.0439820413782374E-3,7.4340485644485274E-3,1.4094786666402542E-5,2.4045801961764481E-4,1.8626290686047733E-2,null,4.9819203291583299E-3,1.7126293998974405E-3,3.1456259601092217E-3,2.8166455707939611E-3,2.0442113965322214E-6,9.64188019682188E-5,1.2755284273323703E-2]
[2004,12,16,21,5.5648856576541745E-3,2.1507842850988414E-3,2.9713145879037123E-3,7.0449673624569231E-3,1.4094786666402542E-5,2.4045801961764481E-4,1.7986504699397696E-2,null,4.7594999931120053E-3,1.7805299290335154E-3,3.0705320124455233E-3,2.6692287447175581E-3,2.0442113965322214E-6,9.64188019682188E-5,1.2378253692673351E-2]
[2004,12,16,22,5.3301066439570017E-3,2.0706364956799769E-3,2.8105878700005228E-3,7.1924503766851704E-3,1.4094786666402542E-5,2.4045801961764481E-4,1.7658334192606717E-2,null,4.5586996922940401E-3,1.7141794638590845E-3,2.9044383465017818E-3,2.725107768804099E-3,2.0442113965322214E-6,9.64188019682188E-5,1.2000888284823756E-2]
[2004,12,16,23,4.9864915929777164E-3,2.0320036282719302E-3,2.6489102589037877E-3,7.7236663898961984E-3,1.4094786666402542E-5,2.4045801961764481E-4,1.7645624676333679E-2,null,4.2648147980878775E-3,1.6821971878395955E-3,2.7373620353668905E-3,2.9263772678898457E-3,2.0442113965322214E-6,9.64188019682188E-5,1.1709214302548961E-2]
[2004,12,16,24,4.6342740527325101E-3,2.0695022539820064E-3,2.4616505154304033E-3,7.079911944691355E-3,1.4094786666402542E-5,2.4045801961764481E-4,1.6499891573120318E-2,null,3.9635724216043238E-3,1.7132404802036867E-3,2.5438493594226643E-3,2.6824687043331781E-3,2.0442113965322214E-6,9.64188019682188E-5,1.1001593978928602E-2]
[2004,12,17,1,3.6419683970475708E-3,2.0980716889616381E-3,2.4564448793663865E-3,7.060177646589505E-3,1.4094786666402542E-5,2.4045801961764481E-4,1.5511215418249149E-2,null,3.1148795549501046E-3,1.7368917289082835E-3,2.5384698980069069E-3,2.6749916852016214E-3,2.0442113965322214E-6,9.64188019682188E-5,1.0163695880431665E-2]
[2004,12,17,2,3.2975674196336026E-3,2.0340255227367671E-3,2.4295577918496893E-3,6.404712708253664E-3,1.4094786666402542E-5,2.4045801961764481E-4,1.4420416248757771E-2,null,2.8203224785841312E-3,1.6838710161416392E-3,2.510685003308265E-3,2.4266461976292868E-3,2.0442113965322214E-6,9.64188019682188E-5,9.5399877090280739E-3]
[2004,12,17,3,3.2339648961630511E-3,2.0604756366139846E-3,2.3984481671720133E-3,6.7240368196502739E-3,1.4094786666402542E-5,2.4045801961764481E-4,1.4671478325883371E-2,null,2.7659249170450856E-3,1.7057677817591944E-3,2.4785365734998409E-3,2.5476331452145154E-3,2.0442113965322214E-6,9.64188019682188E-5,9.5963254308833873E-3]
[2004,12,17,4,3.2065170993009874E-3,1.9530121084728297E-3,2.4057411617267863E-3,6.2913226337631863E-3,1.4094786666402542E-5,2.4045801961764481E-4,1.4111145809547837E-2,null,2.7424495400090367E-3,1.6168039421679691E-3,2.4860730939807703E-3,2.3836844590400404E-3,2.0442113965322214E-6,9.64188019682188E-5,9.327474048562566E-3]
[2004,12,17,5,3.3750562077369296E-3,1.8713216887334834E-3,2.4144027345874095E-3,5.5033598841091793E-3,1.4094786666402542E-5,2.4045801961764481E-4,1.341869332145105E-2,null,2.8865965961730111E-3,1.5491764082172399E-3,2.4950238920063124E-3,2.0851376080849135E-3,2.0442113965322214E-6,9.64188019682188E-5,9.1143975178462275E-3]
[2004,12,17,6,3.7317796959626098E-3,1.8410285704977046E-3,2.5015806504147938E-3,5.3776515219927552E-3,1.4094786666402542E-5,2.4045801961764481E-4,1.3706593245151912E-2,null,3.191692791171691E-3,1.5240982057976623E-3,2.5851128319038267E-3,2.0375086615832361E-3,2.0442113965322214E-6,9.64188019682188E-5,9.4368755038211662E-3]
[2004,12,17,7,4.0514897841683337E-3,1.8036026158072783E-3,2.7118984831757541E-3,5.694241315420334E-3,1.4094786666402542E-5,2.4045801961764481E-4,1.4515785004855748E-2,null,3.4651324009361841E-3,1.493115074243912E-3,2.8024535473264575E-3,2.1574596185464177E-3,2.0442113965322214E-6,9.64188019682188E-5,1.001662365441772E-2]
[2004,12,17,8,4.0797934539387936E-3,1.9134175703790206E-3,3.2606262917588822E-3,6.4833765088660681E-3,1.4094786666402542E-5,2.4045801961764481E-4,1.5991766631226811E-2,null,3.489339783506976E-3,1.5840255456589741E-3,3.3695043433723502E-3,2.4564506902494108E-3,2.0442113965322214E-6,9.64188019682188E-5,1.0997783376152462E-2]
[2004,12,17,9,4.2333749313110645E-3,2.1047109064947834E-3,3.4629641063652133E-3,7.5244241217394172E-3,4.6935642405449312E-6,8.0072525320291826E-5,1.7410240155471313E-2,null,3.6206939721577431E-3,1.7423880148933683E-3,3.5785985737868176E-3,2.8508874661682757E-3,6.8072243574630269E-7,3.210746297515408E-5,1.1825356212417105E-2]
[2004,12,17,10,4.3163973545823665E-3,2.107532915502842E-3,3.4978274919542814E-3,6.7976739060354712E-3,0,0,1.6719431668074963E-2,null,3.6917008620197846E-3,1.744724219195056E-3,3.6146261091912699E-3,2.5755330938649619E-3,0,0,1.1626584284271073E-2]
[2004,12,17,11,4.1235422583300449E-3,2.1941356300492782E-3,3.4463938137511184E-3,6.3459596231834206E-3,0,0,1.6110031325313863E-2,null,3.5267569825310784E-3,1.8164184036159681E-3,3.5614749699333921E-3,2.4043855659695774E-3,0,0,1.1309035922050016E-2]
[2004,12,17,12,4.0927767778114882E-3,2.2255087761723948E-3,3.395273021501252E-3,6.4781356669548632E-3,0,0,1.6191694242439998E-2,null,3.5004440781293941E-3,1.8423907087081934E-3,3.5086471644415699E-3,2.4544650166250788E-3,0,0,1.1305946967904237E-2]
[2004,12,17,13,3.8168519343173184E-3,2.249634558657137E-3,3.4015281616211427E-3,5.3340749965090266E-3,0,0,1.4802089651104626E-2,null,3.2644528338342639E-3,1.8623632731690045E-3,3.5151111747010848E-3,2.0209981927007343E-3,0,0,1.0662925474405088E-2]
[2004,12,17,14,3.6472779837074549E-3,2.2453174330145011E-3,3.3667636924684104E-3,6.2651516099145902E-3,0,0,1.5524510719104958E-2,null,3.1194207044409998E-3,1.8587893343656728E-3,3.4791858587269022E-3,2.3737686644676437E-3,0,0,1.0831164562001219E-2]
[2004,12,17,15,3.5337252392609918E-3,2.2343983370413092E-3,3.3324300610482849E-3,5.8742186605628046E-3,0,0,1.4974772297913391E-2,null,3.0223020357640564E-3,1.8497499447286203E-3,3.4437057669156283E-3,2.2256502400689986E-3,0,0,1.0541407987477304E-2]
[2004,12,17,16,3.6639114628328334E-3,2.2150709898468117E-3,3.2523857054006706E-3,6.3603811058260918E-3,0,0,1.5491749263906406E-2,null,3.1336468806201596E-3,1.8337497719697594E-3,3.3609885893296047E-3,2.4098496418170257E-3,0,0,1.0738234883736548E-2]
[2004,12,17,17,4.2025672603218543E-3,2.3240476191021013E-3,3.1150905688536296E-3,5.2701767153968153E-3,7.047393333201271E-6,1.202290098088224E-4,1.5039158566816424E-2,null,3.5943449833587974E-3,1.9239662345404422E-3,3.2191089264904742E-3,1.9967881261514302E-3,1.0221056982661107E-6,4.82094009841094E-5,1.078343977722352E-2]
[2004,12,17,18,4.6192797727639279E-3,2.1664174352450933E-3,3.0372435594344786E-3,4.5659871568607202E-3,1.4094786666402542E-5,2.4045801961764481E-4,1.4643480730588267E-2,null,3.9507482092489398E-3,1.7934718553407353E-3,3.1386624683915052E-3,1.7299816365442182E-3,2.0442113965322214E-6,9.64188019682188E-5,1.0711327182890149E-2]
[2004,12,17,19,5.0277494221578223E-3,2.0650327540814748E-3,3.0578489720618314E-3,4.2844803371180542E-3,1.4094786666402542E-5,2.4045801961764481E-4,1.4689664291703231E-2,null,4.3001015316847194E-3,1.7095403981471809E-3,3.1599559320185165E-3,1.6233230735684067E-3,2.0442113965322214E-6,9.64188019682188E-5,1.0891383948783574E-2]
[2004,12,17,20,5.5096505626397322E-3,1.8490123159735203E-3,3.0217348716951413E-3,4.4753403445182477E-3,1.4094786666402542E-5,2.4045801961764481E-4,1.5110290901110691E-2,null,4.7122588725367447E-3,1.5307075612146434E-3,3.1226359182683649E-3,1.6956369668427018E-3,2.0442113965322214E-6,9.64188019682188E-5,1.1159702332227205E-2]
[2004,12,17,21,4.8855549571776196E-3,1.9111973918650587E-3,2.9515424838477871E-3,5.4966927630372749E-3,1.4094786666402542E-5,2.4045801961764481E-4,1.5499540402211789E-2,null,4.1784863545313534E-3,1.5821875676156648E-3,3.0500996830300255E-3,2.0826115394327752E-3,2.0442113965322214E-6,9.64188019682188E-5,1.0991848157974569E-2]
[2004,12,17,22,4.5814547272784029E-3,1.9729113597471998E-3,2.7901302150107445E-3,5.3250798129446178E-3,1.4094786666402542E-5,2.4045801961764481E-4,1.4924128921265014E-2,null,3.9183974450458696E-3,1.6332775665592436E-3,2.8832975743999637E-3,2.0175900573185775E-3,2.0442113965322214E-6,9.64188019682188E-5,1.0551025656688404E-2]
[2004,12,17,23,4.4942758683086618E-3,1.8858902909225988E-3,2.6258179130439251E-3,5.4648720498484292E-3,1.4094786666402542E-5,2.4045801961764481E-4,1.4725408928407662E-2,null,3.8438356653091583E-3,1.561237046934763E-3,2.7134985954289483E-3,2.0705551652934551E-3,2.0442113965322214E-6,9.64188019682188E-5,1.0287589486331076E-2]
[2004,12,17,24,4.4903623327837289E-3,1.5719054962790024E-3,2.5026445105493637E-3,5.4563407136025976E-3,1.4094786666402542E-5,2.4045801961764481E-4,1.427580585949874E-2,null,3.8404885215491888E-3,1.3013042735749868E-3,2.5862122162010194E-3,2.0673227744580371E-3,2.0442113965322214E-6,9.64188019682188E-5,9.8937907991479834E-3]
[2004,12,18,1,4.790886469989061E-3,1.4506891459006663E-3,2.4311164058451154E-3,5.2675497028528079E-3,1.4094786666402542E-5,2.4045801961764481E-4,{"$f":"SUM(E8451:J8451)","v":1.4194794530871697E-2},null,4.097518893231923E-3,1.200955139897491E-3,2.512295662168651E-3,1.9957927918887669E-3,2.0442113965322214E-6,9.64188019682188E-5,{"$f":"SUM(M8451:R8451)","v":9.9050255005515824E-3}]
[2004,12,18,2,4.155836634735505E-3,1.5609372707431994E-3,2.3855893592706458E-3,5.2379444047522773E-3,1.4094786666402542E-5,2.4045801961764481E-4,1.3594860475785675E-2,null,{"$f":"E8452*V$5","v":3.5543775112777797E-3},{"$f":"F8452*W$5","v":1.2922242119573757E-3},{"$f":"G8452*X$5","v":2.4652483873670852E-3},{"$f":"H8452*Y$5","v":1.9845758041271218E-3},{"$f":"I8452*Z$5","v":2.0442113965322214E-6},{"$f":"J8452*AA$5","v":9.64188019682188E-5},9.3948889280941125E-3]
[2004,12,18,3,4.1093568258192201E-3,1.5183831884130513E-3,2.3777368195824801E-3,5.1565045531680774E-3,1.4094786666402542E-5,2.4045801961764481E-4,1.3416534193266876E-2,null,3.5146245560822623E-3,1.2569957524059786E-3,2.4571336375557827E-3,1.9537195088982018E-3,2.0442113965322214E-6,9.64188019682188E-5,9.2809364683069766E-3]
[2004,12,18,4,3.8738447013044702E-3,1.5849660259890396E-3,2.3780144234174286E-3,4.4824820713116609E-3,1.4094786666402542E-5,2.4045801961764481E-4,1.2573860028306648E-2,null,3.3131972449093926E-3,1.3121164522759687E-3,2.4574205110714509E-3,1.6983428562334015E-3,2.0442113965322214E-6,9.64188019682188E-5,8.8795400778549638E-3]
[2004,12,18,5,4.0578793415186679E-3,1.6093974248355134E-3,2.41085699552788E-3,3.8979402383603097E-3,1.4094786666402542E-5,2.4045801961764481E-4,1.223062680652642E-2,null,3.4705972208868103E-3,1.3323420216906636E-3,2.4913597544779652E-3,1.4768690320509867E-3,2.0442113965322214E-6,9.64188019682188E-5,8.869631042471177E-3]
[2004,12,18,6,4.2687758144169972E-3,1.6126852602301183E-3,2.4560333144373349E-3,3.8376041247015439E-3,1.4094786666402542E-5,2.4045801961764481E-4,1.2429651320070043E-2,null,3.6509714141869602E-3,1.3350638610505605E-3,2.53804459020039E-3,1.4540086154391548E-3,2.0442113965322214E-6,9.64188019682188E-5,9.0765514942418163E-3]
[2004,12,18,7,4.4318203829369646E-3,1.6232283974005274E-3,2.6499343871587157E-3,3.7346271979182776E-3,1.4094786666402542E-5,2.4045801961764481E-4,1.2694163171698533E-2,null,3.7904191352161206E-3,1.3437920126406009E-3,2.7384203610670396E-3,1.4149922568286999E-3,2.0442113965322214E-6,9.64188019682188E-5,9.3860867791172101E-3]
[2004,12,18,8,4.6217634233538807E-3,1.6385834217339838E-3,3.0507284680378463E-3,3.3605938261772076E-3,1.4094786666402542E-5,2.4045801961764481E-4,1.2926221945586968E-2,null,3.9528724101207972E-3,1.3565036920852461E-3,3.1525976618308354E-3,1.2732768199829132E-3,2.0442113965322214E-6,9.64188019682188E-5,9.833713597384542E-3]
[2004,12,18,9,4.9987943273369258E-3,1.7010300531206267E-3,3.1209364504263511E-3,3.2355357812053156E-3,4.6935642405449312E-6,8.0072525320291826E-5,1.3141062701650056E-2,null,4.2753370024421356E-3,1.4082002275870068E-3,3.2251500123395057E-3,1.2258942685496673E-3,6.8072243574630269E-7,3.210746297515408E-5,1.0167369696329216E-2]
[2004,12,18,10,5.905127052195089E-3,1.719246433205916E-3,3.1017099259866756E-3,3.1240484403904146E-3,0,0,1.3850131851778096E-2,null,5.0504994879078313E-3,1.4232806845929577E-3,3.2052814804040368E-3,1.1836534462058893E-3,0,0,1.0862715099110716E-2]
[2004,12,18,11,6.2103204698886975E-3,1.7628558075471167E-3,3.0718947162197956E-3,3.0183741532964501E-3,0,0,1.4063445146952059E-2,null,5.3115233720935984E-3,1.459382769185493E-3,3.1744706882988589E-3,1.1436150996562788E-3,0,0,1.1088991929234229E-2]
[2004,12,18,12,5.6744349953555193E-3,1.760649552720057E-3,3.0400287803515175E-3,3.0167281535839869E-3,0,0,1.3491841482011081E-2,null,4.8531946535436748E-3,1.4575563178868339E-3,3.1415406927378319E-3,1.1429914559230633E-3,0,0,1.0595283120091403E-2]
[2004,12,18,13,5.295847350483926E-3,1.7334834774746489E-3,3.0571733895648069E-3,3.0641103972270417E-3,0,0,1.3150614614750424E-2,null,4.5293986217815043E-3,1.4350668425991702E-3,3.1592577906326778E-3,1.1609438523238246E-3,0,0,1.0284667107337178E-2]
[2004,12,18,14,5.2384542080633912E-3,1.6549921604894716E-3,3.0219748541423816E-3,3.066513824373486E-3,0,0,1.2981935047068731E-2,null,4.4803117801535015E-3,1.3700876905616418E-3,3.1228839141519632E-3,1.161854473551016E-3,0,0,1.0135137858418122E-2]
[2004,12,18,15,5.3067029363159865E-3,1.6040470909221044E-3,3.000991326012743E-3,3.0205072080134402E-3,0,0,1.2932248561264273E-2,null,4.5386831181523958E-3,1.3279127399030157E-3,3.1011997090804422E-3,1.1444232809680883E-3,0,0,1.0112218848103942E-2]
[2004,12,18,16,5.1311633758824408E-3,1.6776072891042475E-3,2.9642582071020833E-3,2.9920105836685165E-3,0,0,1.2765039455757288E-2,null,4.3885487599513093E-3,1.3888096579976741E-3,3.06324000666747E-3,1.1336263524777963E-3,0,0,9.9742247770942486E-3]
[2004,12,18,17,5.563942416328088E-3,1.6127171079994911E-3,2.9262029773554849E-3,2.9040520083608821E-3,7.047393333201271E-6,1.202290098088224E-4,1.3134190913185968E-2,null,4.7586932636729494E-3,1.3350902262732071E-3,3.0239140458104144E-3,1.1003002140478715E-3,1.0221056982661107E-6,4.82094009841094E-5,1.0267229256486819E-2]
[2004,12,18,18,6.4850732962428289E-3,1.5946125633928816E-3,2.8638368530299863E-3,2.900649423991433E-3,1.4094786666402542E-5,2.4045801961764481E-4,1.409872494294118E-2,null,5.546512221027331E-3,1.3201023524325214E-3,2.9594654068096199E-3,1.09901102766304E-3,2.0442113965322214E-6,9.64188019682188E-5,1.1023554021297264E-2]
[2004,12,18,19,6.6544084119377379E-3,1.4864938332229927E-3,2.772562837780337E-3,3.0214148258362388E-3,1.4094786666402542E-5,2.4045801961764481E-4,1.4189432715061356E-2,null,5.6913400812143595E-3,1.2305961028795873E-3,2.8651435915197031E-3,1.1447671632683445E-3,2.0442113965322214E-6,9.64188019682188E-5,1.1030309952246745E-2]
[2004,12,18,20,6.4758590454255631E-3,1.5115262523891116E-3,2.8009149699396467E-3,3.1183255603619339E-3,1.4094786666402542E-5,2.4045801961764481E-4,1.4161178634400305E-2,null,5.5386315152232525E-3,1.2513192278485511E-3,2.8944424512805152E-3,1.1814851358236446E-3,2.0442113965322214E-6,9.64188019682188E-5,1.0964341343540714E-2]
[2004,12,18,21,6.2003386721163085E-3,1.5608992476154665E-3,2.6297805385203758E-3,2.9303821228620708E-3,1.4094786666402542E-5,2.4045801961764481E-4,1.3575953387398268E-2,null,5.3029862036140293E-3,1.2921927344552418E-3,2.7175935399455292E-3,1.1102762855982962E-3,2.0442113965322214E-6,9.64188019682188E-5,1.0521511776977847E-2]
[2004,12,18,22,5.6764702542731436E-3,1.606587526641982E-3,2.4669559392731244E-3,3.0944084701033051E-3,1.4094786666402542E-5,2.4045801961764481E-4,1.3098974996575604E-2,null,4.8549353568393648E-3,1.3300158433445679E-3,2.5493319407067145E-3,1.1724233216911129E-3,2.0442113965322214E-6,9.64188019682188E-5,1.0005169475946511E-2]
[2004,12,18,23,6.0225549540009957E-3,1.4504246468180176E-3,2.3388570744812725E-3,3.1031385675448302E-3,1.4094786666402542E-5,2.4045801961764481E-4,1.3169528049129164E-2,null,5.1509324765115841E-3,1.2007361739434803E-3,2.4169556293250202E-3,1.1757310200573659E-3,2.0442113965322214E-6,9.64188019682188E-5,1.0042818313202201E-2]
[2004,12,18,24,5.7972202568471881E-3,1.4455333338802662E-3,2.3240019253691993E-3,2.9105678798974138E-3,1.4094786666402542E-5,2.4045801961764481E-4,1.2731876202278114E-2,null,4.9582096506478922E-3,1.196686893344643E-3,2.4016044406343427E-3,1.1027689765995452E-3,2.0442113965322214E-6,9.64188019682188E-5,9.7577329745911733E-3]
[2004,12,19,1,4.8369850927790043E-3,1.851465380359562E-3,2.3406607715607524E-3,3.2067736619356352E-3,1.4094786666402542E-5,2.4045801961764481E-4,1.2490437712919002E-2,null,4.136945829982982E-3,1.5327383341691672E-3,2.4188195550250602E-3,1.2149967481547891E-3,2.0442113965322214E-6,9.64188019682188E-5,9.4019634806967491E-3]
[2004,12,19,2,4.6062473540113809E-3,1.8448980770873042E-3,2.3275495173675637E-3,3.5964631415078109E-3,1.4094786666402542E-5,2.4045801961764481E-4,1.2629710896258108E-2,null,3.939601925070097E-3,1.5273015825105706E-3,2.4052704929744145E-3,1.362644041161597E-3,2.0442113965322214E-6,9.64188019682188E-5,9.3332810550814278E-3]
[2004,12,19,3,4.2163835137630779E-3,1.919590111981653E-3,2.3363543652646142E-3,3.1425131159449112E-3,1.4094786666402542E-5,2.4045801961764481E-4,1.1869393913238305E-2,null,3.6061616606822373E-3,1.5891354932896294E-3,2.4143693502420597E-3,1.190649425067991E-3,2.0442113965322214E-6,9.64188019682188E-5,8.8987789426466669E-3]
[2004,12,19,4,4.4963110213079131E-3,1.8793491316584985E-3,2.3389606455428095E-3,2.8984913220604911E-3,1.4094786666402542E-5,2.4045801961764481E-4,1.186766492685376E-2,null,3.8455762780156559E-3,1.5558219386317142E-3,2.4170626588066197E-3,1.0981933563507784E-3,2.0442113965322214E-6,9.64188019682188E-5,9.0151172451695179E-3]
[2004,12,19,5,4.3459553712558389E-3,1.8941338207697994E-3,2.363942495472616E-3,3.0567346239289686E-3,1.4094786666402542E-5,2.4045801961764481E-4,1.1915319117711272E-2,null,3.7169810544277447E-3,1.5680614652251112E-3,2.4428786966815253E-3,1.1581492863466062E-3,2.0442113965322214E-6,9.64188019682188E-5,8.9845335160457385E-3]
[2004,12,19,6,4.5804514759216469E-3,1.9132753550371597E-3,2.403724239007221E-3,3.0271549676340512E-3,1.4094786666402542E-5,2.4045801961764481E-4,1.2179158843884128E-2,null,3.9175393906096569E-3,1.583907812479359E-3,2.4839888226611782E-3,1.1469420138669614E-3,2.0442113965322214E-6,9.64188019682188E-5,9.2308410529819054E-3]
[2004,12,19,7,4.8002733585579185E-3,1.9035765119959395E-3,2.5506633684108816E-3,2.8392145309690067E-3,1.4094786666402542E-5,2.4045801961764481E-4,1.2348280576217794E-2,null,4.1055472515536019E-3,1.5758786110240874E-3,2.6358345082548827E-3,1.075734300611331E-3,2.0442113965322214E-6,9.64188019682188E-5,9.4914576848086542E-3]
[2004,12,19,8,5.3503177961126275E-3,1.8453543357279992E-3,2.8118593157887509E-3,2.8059982251888325E-3,1.4094786666402542E-5,2.4045801961764481E-4,1.306808247910226E-2,null,4.5759857578959772E-3,1.5276792968963256E-3,2.9057522481030248E-3,1.0631491581088613E-3,2.0442113965322214E-6,9.64188019682188E-5,1.0171029474368938E-2]
[2004,12,19,9,5.469075406103331E-3,1.9026207781361281E-3,2.9043163396991869E-3,2.989537988673342E-3,4.6935642405449312E-6,8.0072525320291826E-5,1.3350316602172825E-2,null,4.6775560108544209E-3,1.5750874053446638E-3,3.0012965747953806E-3,1.132689524626707E-3,6.8072243574630269E-7,3.210746297515408E-5,1.0419417701032073E-2]
[2004,12,19,10,5.8875263409855667E-3,1.8433130988153169E-3,2.9700908791472696E-3,2.8736843216921417E-3,0,0,1.3574614640640295E-2,null,5.0354460636267296E-3,1.525989455920427E-3,3.0692674418995891E-3,1.0887943690955238E-3,0,0,1.0719497330542269E-2]
[2004,12,19,11,5.887158294087552E-3,1.9305583721786835E-3,2.9953588638122349E-3,2.785899051564377E-3,0,0,1.3598974581642848E-2,null,5.0351312828178629E-3,1.5982155836015885E-3,3.0953791690521474E-3,1.0555338933073001E-3,0,0,1.07842599287789E-2]
[2004,12,19,12,5.2148992433325462E-3,2.0719723301362031E-3,2.9723032732450697E-3,2.817708829825869E-3,0,0,1.307688367653969E-2,null,4.4601658398105929E-3,1.7152853363754609E-3,3.0715537117308269E-3,1.0675861243724352E-3,0,0,1.0314591012289315E-2]
[2004,12,19,13,5.2095153730975039E-3,2.0273581631797492E-3,2.9682558107666187E-3,2.9015126517601326E-3,0,0,1.3106641998804004E-2,null,4.4555611575362404E-3,1.6783514327407623E-3,3.0673710973554086E-3,1.0993380912610535E-3,0,0,1.0300621778893463E-2]
[2004,12,19,14,4.6443627405841955E-3,2.0446635419396563E-3,2.952395514722715E-3,2.9218592595474176E-3,0,0,1.2563281056793985E-2,null,3.9722010103507184E-3,1.6926777159616106E-3,3.0509811981074709E-3,1.1070471050249405E-3,0,0,9.8229070294447406E-3]
[2004,12,19,15,4.3978905703070531E-3,2.0302856514322026E-3,2.9835639475991873E-3,2.8888492681301116E-3,0,0,1.2300589437468555E-2,null,3.7613998609824736E-3,1.6807749581898279E-3,3.0831903998239703E-3,1.0945401318310684E-3,0,0,9.6199053508273409E-3]
[2004,12,19,16,4.9850299001417053E-3,1.9543644348888911E-3,2.9243373806484754E-3,2.9131168614707896E-3,0,0,1.2776848577149861E-2,null,4.2635646507405804E-3,1.6179234675775147E-3,3.0219861535453188E-3,1.1037347461390419E-3,0,0,1.0007209018002457E-2]
[2004,12,19,17,6.0140350654359302E-3,1.9236596896687168E-3,2.8850496366000641E-3,2.8673537586747515E-3,7.047393333201271E-6,1.202290098088224E-4,1.3817374553521486E-2,null,5.1436456404359912E-3,1.5925044991543951E-3,2.9813865225642982E-3,1.0863958170644226E-3,1.0221056982661107E-6,4.82094009841094E-5,1.0853163985901483E-2]
[2004,12,19,18,6.2880931735644664E-3,1.8996163236334525E-3,2.8042017151826315E-3,2.9975023994160081E-3,1.4094786666402542E-5,2.4045801961764481E-4,1.4243966418080607E-2,null,5.378040315186578E-3,1.5726001632723203E-3,2.8978389467328729E-3,1.1357071161917653E-3,2.0442113965322214E-6,9.64188019682188E-5,1.1082649554748287E-2]
[2004,12,19,19,6.9374789374383287E-3,1.8625761542047905E-3,2.7540221416948486E-3,2.9501348626512127E-3,1.4094786666402542E-5,2.4045801961764481E-4,1.4758764902273229E-2,null,5.9334428389443729E-3,1.5419364046140808E-3,2.845983788954442E-3,1.1177602919988192E-3,2.0442113965322214E-6,9.64188019682188E-5,1.1537586337876465E-2]
[2004,12,19,20,6.6064764379113339E-3,1.915023737583111E-3,2.6877088084118214E-3,2.9313361189148893E-3,1.4094786666402542E-5,2.4045801961764481E-4,1.4395097909105205E-2,null,5.6503451274843167E-3,1.5853552135376772E-3,2.7774561367406932E-3,1.110637739889781E-3,2.0442113965322214E-6,9.64188019682188E-5,1.1222257231017219E-2]
[2004,12,19,21,6.3472093927191865E-3,2.0660910622666714E-3,2.5832021462499242E-3,2.9992204191641053E-3,1.4094786666402542E-5,2.4045801961764481E-4,1.4250275826683935E-2,null,5.4286008589189911E-3,1.7104165201325139E-3,2.6694598131644922E-3,1.13635804719821E-3,2.0442113965322214E-6,9.64188019682188E-5,1.1043298252778956E-2]
[2004,12,19,22,6.6356959249285717E-3,1.9032461195982958E-3,2.5193703336282508E-3,3.1972080503364763E-3,1.4094786666402542E-5,2.4045801961764481E-4,1.4510073234775643E-2,null,5.6753357844021267E-3,1.5756050951924879E-3,2.6034965439552396E-3,1.2113724864474397E-3,2.0442113965322214E-6,9.64188019682188E-5,1.1164272923362046E-2]
[2004,12,19,23,6.2997440315082504E-3,1.9278945047302826E-3,2.4967011854108022E-3,3.4360438999585462E-3,1.4094786666402542E-5,2.4045801961764481E-4,1.441493642789193E-2,null,5.3880049868284688E-3,1.5960102970223081E-3,2.580070432973953E-3,1.3018636814070624E-3,2.0442113965322214E-6,9.64188019682188E-5,1.0964412411596543E-2]
[2004,12,19,24,5.3866547540913877E-3,2.1200273053117356E-3,2.4636269162630329E-3,4.2690830071790047E-3,1.4094786666402542E-5,2.4045801961764481E-4,1.4493944789129208E-2,null,4.607063800085711E-3,1.7550677181474505E-3,2.5458917557581845E-3,1.6174892643325781E-3,2.0442113965322214E-6,9.64188019682188E-5,1.0623975551688675E-2]
[2004,12,20,1,4.2962890731719572E-3,2.1673060632476891E-3,2.3483195671672322E-3,3.9140887432555314E-3,1.4094786666402542E-5,2.4045801961764481E-4,1.2980556253126458E-2,null,3.6745027790541984E-3,1.7942075073377121E-3,2.4267340912987388E-3,1.4829874498140329E-3,2.0442113965322214E-6,9.64188019682188E-5,9.4768948408694327E-3]
[2004,12,20,2,4.0271699540667394E-3,2.2687338332647365E-3,2.3445542822023869E-3,3.9811447852184569E-3,1.4094786666402542E-5,2.4045801961764481E-4,1.2876155661036368E-2,null,3.4443322914062035E-3,1.8781746357018575E-3,2.4228430768408267E-3,1.5083939429183539E-3,2.0442113965322214E-6,9.64188019682188E-5,9.3522069602319929E-3]
[2004,12,20,3,3.6474931286063121E-3,2.361864417050209E-3,2.3463522662166185E-3,4.5432798954651689E-3,1.4094786666402542E-5,2.4045801961764481E-4,1.3153542513622357E-2,null,3.1196047122010189E-3,1.9552729262590513E-3,2.4247010987063131E-3,1.7213782077826003E-3,2.0442113965322214E-6,9.64188019682188E-5,9.3194199583137346E-3]
[2004,12,20,4,3.7906173249302264E-3,2.2571197446896729E-3,2.3690818314235098E-3,4.0029216299071356E-3,1.4094786666402542E-5,2.4045801961764481E-4,1.2674293337234594E-2,null,3.2420150640616869E-3,1.8685598954186883E-3,2.4481896441066729E-3,1.5166448512365436E-3,2.0442113965322214E-6,9.64188019682188E-5,9.1738724681883418E-3]
[2004,12,20,5,3.9002357564557888E-3,2.3036537147310505E-3,2.4236368635584832E-3,4.3026747146072651E-3,1.4094786666402542E-5,2.4045801961764481E-4,1.3184753855636635E-2,null,3.3357688186196545E-3,1.9070831108566394E-3,2.5045663647987127E-3,1.6302166406905554E-3,2.0442113965322214E-6,9.64188019682188E-5,9.4760979483303129E-3]
[2004,12,20,6,4.1416985107395766E-3,2.2656082094284651E-3,2.4943076359344781E-3,3.9833809088546676E-3,1.4094786666402542E-5,2.4045801961764481E-4,1.3139548071241236E-2,null,3.5422855465545365E-3,1.8755870834187489E-3,2.5775969586672117E-3,1.5092411754432798E-3,2.0442113965322214E-6,9.64188019682188E-5,9.603173777448527E-3]
[2004,12,20,7,4.7106668461047146E-3,2.1638222929449987E-3,2.7371106899747562E-3,4.7052922737416221E-3,1.4094786666402542E-5,2.4045801961764481E-4,1.457144490905014E-2,null,4.0289091637939348E-3,1.7913234629764092E-3,2.8285076340919218E-3,1.7827621823060461E-3,2.0442113965322214E-6,9.64188019682188E-5,1.0529965456533062E-2]
[2004,12,20,8,4.9267643119450394E-3,2.2282931279844461E-3,3.3389847024703494E-3,4.3153148440636816E-3,1.4094786666402542E-5,2.4045801961764481E-4,1.5063909792747566E-2,null,4.2137316292409806E-3,1.8446957384448638E-3,3.4504792793530136E-3,1.6350057894752349E-3,2.0442113965322214E-6,9.64188019682188E-5,1.1242375449878843E-2]
[2004,12,20,9,5.5195897225372211E-3,2.2531029800719241E-3,3.5450954993867939E-3,4.6605773913264486E-3,5.8775263205227454E-6,1.0027099896817401E-4,1.6084514118611087E-2,null,4.7207595739659951E-3,1.8652346109309156E-3,3.6634724785985693E-3,1.7658204076577641E-3,8.5243619305500948E-7,4.0206642340484467E-5,1.2056346149686783E-2]
[2004,12,20,10,5.2999876265601596E-3,2.2798802034539123E-3,3.5824121798165233E-3,5.1239222689343457E-3,0,0,1.6286202278764941E-2,null,4.5329396907573261E-3,1.8874021746323841E-3,3.7020352286769856E-3,1.9413745873150727E-3,0,0,1.2063751681381768E-2]
[2004,12,20,11,5.2501080769501206E-3,2.3699168539576538E-3,3.5712367231645944E-3,4.3352598788239886E-3,0,0,1.5526521532896357E-2,null,4.4902790269755145E-3,1.9619391479785862E-3,3.6904866038551172E-3,1.6425626534545218E-3,0,0,1.1785267432263739E-2]
[2004,12,20,12,4.9856670930196901E-3,2.4180785099449905E-3,3.5594233059345498E-3,4.8632702664751313E-3,0,0,1.5826439175374362E-2,null,4.2641096250104846E-3,2.0018098456172982E-3,3.6782787158284175E-3,1.8426175907901535E-3,0,0,1.1786815777246355E-2]
[2004,12,20,13,4.409094466127788E-3,2.4607012378860186E-3,3.5058700937310441E-3,3.9103594952235154E-3,0,0,1.4286025292968367E-2,null,3.7709822577040074E-3,2.0370951335384742E-3,3.6229372675988768E-3,1.4815744956396409E-3,0,0,1.0912589154480999E-2]
[2004,12,20,14,4.3335661404751199E-3,2.4390891489832391E-3,3.5186906376446368E-3,4.9199631343873427E-3,0,0,1.5211309061490338E-2,null,3.7063848719645185E-3,2.0192035340010693E-3,3.636185912041949E-3,1.8640976381581766E-3,0,0,1.1225871956165713E-2]
[2004,12,20,15,4.2753182678811636E-3,2.4116863698807316E-3,3.4709942009565906E-3,4.42289870263733E-3,0,0,1.4580897541355815E-2,null,3.6565670021528702E-3,1.9965181030776858E-3,3.5868968073721028E-3,1.675767643008118E-3,0,0,1.0915749555610775E-2]
[2004,12,20,16,4.955574164104617E-3,2.3775213586695811E-3,3.3667063297869717E-3,4.8707291433841057E-3,0,0,1.5570530995945275E-2,null,4.2383719362644439E-3,1.968234548372234E-3,3.4791265806045539E-3,1.8454436434351728E-3,0,0,1.1531176708676403E-2]
[2004,12,20,17,5.5553623186604603E-3,2.3987170881314907E-3,3.2534759592126924E-3,4.7104323228595721E-3,7.047393333201271E-6,1.202290098088224E-4,{"$f":"SUM(E8515:J8515)","v":1.6045264092006239E-2},null,4.7513549323392572E-3,1.9857814641350544E-3,3.3621152486356005E-3,1.7847096671060477E-3,1.0221056982661107E-6,4.82094009841094E-5,{"$f":"SUM(M8515:R8515)","v":1.1933192818898335E-2}]
[2004,12,20,18,5.7212074273346181E-3,2.4135466920217515E-3,3.1696431517638174E-3,4.0633117771233527E-3,1.4094786666402542E-5,2.4045801961764481E-4,1.5622261854527586E-2,null,{"$f":"E8516*V$5","v":4.8931978815302483E-3},{"$f":"F8516*W$5","v":1.9980581734941744E-3},{"$f":"G8516*X$5","v":3.2754831161738011E-3},{"$f":"H8516*Y$5","v":1.5395257403243016E-3},{"$f":"I8516*Z$5","v":2.0442113965322214E-6},{"$f":"J8516*AA$5","v":9.64188019682188E-5},1.1804727924887275E-2]
[2004,12,20,19,6.3348559929972213E-3,2.2928593442424505E-3,3.137889618555005E-3,3.8268605413808586E-3,1.4094786666402542E-5,2.4045801961764481E-4,1.5847018303459581E-2,null,5.4180353218156842E-3,1.8981469753951766E-3,3.2426692765949033E-3,1.4499380385371717E-3,2.0442113965322214E-6,9.64188019682188E-5,1.2107252625707686E-2]
[2004,12,20,20,6.1513509099440818E-3,2.3338832675366765E-3,3.0822697941689861E-3,5.2761391883904838E-3,1.4094786666402542E-5,2.4045801961764481E-4,1.7098195966324274E-2,null,5.2610882621171376E-3,1.9321086905415134E-3,3.1851922083641856E-3,1.9990472145879666E-3,2.0442113965322214E-6,9.64188019682188E-5,1.2475899388975552E-2]
[2004,12,20,21,6.1111805043960717E-3,2.3073934573134159E-3,3.0156648661704283E-3,5.036107371383762E-3,1.4094786666402542E-5,2.4045801961764481E-4,1.6724899005547723E-2,null,5.226731573284531E-3,1.9101790622455888E-3,3.1163632245740556E-3,1.9081028861563749E-3,2.0442113965322214E-6,9.64188019682188E-5,1.2259839759625302E-2]
[2004,12,20,22,5.721131187458435E-3,2.2807036234282403E-3,2.7821210322411089E-3,4.7664551963493978E-3,1.4094786666402542E-5,2.4045801961764481E-4,1.580496384576123E-2,null,4.893132675574099E-3,1.8880838440673957E-3,2.8750209509189597E-3,1.8059358639905946E-3,2.0442113965322214E-6,9.64188019682188E-5,1.1560636347915798E-2]
[2004,12,20,23,5.3867983338892547E-3,2.2102817158306865E-3,2.5682899787991295E-3,5.1129691753608207E-3,1.4094786666402542E-5,2.4045801961764481E-4,1.5532892010163939E-2,null,4.6071866001015597E-3,1.8297849644420433E-3,2.6540497021923931E-3,1.9372246302314052E-3,2.0442113965322214E-6,9.64188019682188E-5,1.1126708910332151E-2]
[2004,12,20,24,4.9211631005273183E-3,2.2278341403347592E-3,2.474659697197372E-3,4.4487338559179683E-3,1.4094786666402542E-5,2.4045801961764481E-4,1.4326943600261466E-2,null,4.2089410607829576E-3,1.844315764845007E-3,2.5572929406690987E-3,1.6855561814374592E-3,2.0442113965322214E-6,9.64188019682188E-5,1.0394568961099273E-2]
[2004,12,21,1,4.225487804974417E-3,2.0749644864221412E-3,2.4533264561366363E-3,4.9845173998760185E-3,1.4094786666402542E-5,2.4045801961764481E-4,1.399284895369326E-2,null,3.613948320934287E-3,1.7177623973510174E-3,2.5352473451361059E-3,1.8885562470020946E-3,2.0442113965322214E-6,9.64188019682188E-5,9.8539773237882565E-3]
[2004,12,21,2,3.911262629173462E-3,2.0983044538070541E-3,2.4226210358069336E-3,4.636265760980523E-3,1.4094786666402542E-5,2.4045801961764481E-4,1.3323006686052019E-2,null,3.3451998121480885E-3,1.7370844236273967E-3,2.5035166167703612E-3,1.7566091084122754E-3,2.0442113965322214E-6,9.64188019682188E-5,9.4408729743228718E-3]
[2004,12,21,3,3.4460136853826846E-3,2.1902358781178567E-3,2.4139677003778399E-3,4.4532030930902093E-3,1.4094786666402542E-5,2.4045801961764481E-4,1.2757973163252639E-2,null,2.9472846561157521E-3,1.8131899882524148E-3,2.4945743312386878E-3,1.6872495060070915E-3,2.0442113965322214E-6,9.64188019682188E-5,9.0407614949786965E-3]
[2004,12,21,4,3.417440120574761E-3,2.1418167015407599E-3,2.4087894763830152E-3,3.8383865993494772E-3,1.4094786666402542E-5,2.4045801961764481E-4,1.2060985704132061E-2,null,2.9228464394347956E-3,1.7731061018152784E-3,2.489223197229367E-3,1.4543050829335831E-3,2.0442113965322214E-6,9.64188019682188E-5,8.7379438347777744E-3]
[2004,12,21,5,3.6064452063694708E-3,2.1471288191970278E-3,2.420446689358746E-3,3.0893487745696124E-3,1.4094786666402542E-5,2.4045801961764481E-4,1.1517922295778905E-2,null,3.0844975064788687E-3,1.7775037462183282E-3,2.5012696650667326E-3,1.1705062816165168E-3,2.0442113965322214E-6,9.64188019682188E-5,8.6322402127451958E-3]
[2004,12,21,6,4.0099643935147108E-3,2.0290643247960339E-3,2.4739951922860331E-3,3.0760265451108596E-3,1.4094786666402542E-5,2.4045801961764481E-4,1.1843603261991685E-2,null,3.4296168290649004E-3,1.6797638811404509E-3,2.5566062467690318E-3,1.1654586957320842E-3,2.0442113965322214E-6,9.64188019682188E-5,8.9299086660712176E-3]
[2004,12,21,7,4.6217335571471767E-3,1.9797572937393813E-3,2.7074493874532568E-3,3.2076898641956522E-3,1.4094786666402542E-5,2.4045801961764481E-4,1.2771182908819515E-2,null,3.9528468663415813E-3,1.6389449830685225E-3,2.7978558884659732E-3,1.2153438829650147E-3,2.0442113965322214E-6,9.64188019682188E-5,9.7034546342058409E-3]
[2004,12,21,8,4.4531789431137879E-3,2.0869162832612442E-3,3.2836121938597702E-3,3.8931402311368911E-3,1.4094786666402542E-5,2.4045801961764481E-4,1.3971400457655742E-2,null,3.8086865486488927E-3,1.7276567099165255E-3,3.3932577852068312E-3,1.47505038384491E-3,2.0442113965322214E-6,9.64188019682188E-5,1.0503114440981908E-2]
[2004,12,21,9,5.0075621132857047E-3,2.101446254937508E-3,3.506969762611487E-3,5.4278231576976961E-3,5.8775263205227454E-6,1.0027099896817401E-4,1.6149949813821094E-2,null,4.2828358586145749E-3,1.739685368307252E-3,3.6240736563590021E-3,2.0565179153246788E-3,8.5243619305500948E-7,4.0206642340484467E-5,1.1744171877139045E-2]
[2004,12,21,10,5.0572994238599189E-3,2.0750389009759397E-3,3.5036460853118991E-3,5.4414709916724624E-3,0,0,1.607745540182022E-2,null,4.3253748690989646E-3,1.7178240015486637E-3,3.6206389956236593E-3,2.0616888677044889E-3,0,0,1.1725526733975776E-2]
[2004,12,21,11,4.510855270516435E-3,2.1443746295661823E-3,3.4935030214148484E-3,5.11803535564977E-3,0,0,1.5266768277147236E-2,null,3.8580155909263476E-3,1.775223686287665E-3,3.6101572369680915E-3,1.9391441272790778E-3,0,0,1.1182540641461182E-2]
[2004,12,21,12,4.2378832569618255E-3,2.2228544542335794E-3,3.4626222825133142E-3,5.3926667703928901E-3,0,0,1.5316026764101608E-2,null,3.6245498242315822E-3,1.8401933243930417E-3,3.5782453358347861E-3,2.0431977060566425E-3,0,0,1.1086186190516052E-2]
[2004,12,21,13,3.948807804473751E-3,2.2067398984560167E-3,3.3975877199068621E-3,4.6498672817436538E-3,0,0,1.4203002704580282E-2,null,3.3773112107600848E-3,1.8268528657269549E-3,3.5110391547015429E-3,1.761762513435313E-3,0,0,1.0476965744623897E-2]
[2004,12,21,14,3.9956782558766418E-3,2.2069810735852844E-3,3.4178224315012688E-3,5.4144505086386975E-3,0,0,1.5034932269601894E-2,null,3.417398272175692E-3,1.8270525229119058E-3,3.5319495389355676E-3,2.0514512262365904E-3,0,0,1.0827851560259755E-2]
[2004,12,21,15,4.221104988632019E-3,2.140068798477389E-3,3.3848297645441166E-3,5.051019959666548E-3,0,0,1.4797023511320073E-2,null,3.610199813663026E-3,1.7716590976973186E-3,3.4978551887512063E-3,1.9137530343053466E-3,0,0,1.0793467134416899E-2]
[2004,12,21,16,4.4181211362987367E-3,2.1717903840328496E-3,3.3041750262405908E-3,5.4588409849865441E-3,0,0,1.535292753155872E-2,null,3.7787025307265739E-3,1.7979198588853238E-3,3.4145072467579242E-3,2.0682700884630941E-3,0,0,1.1059399724832917E-2]
[2004,12,21,17,5.0521487513628584E-3,2.2619389865696812E-3,3.2055882244225488E-3,4.7485800315158399E-3,5.8775263205227454E-6,1.0027099896817401E-4,1.5374404519159625E-2,null,4.3209696347019993E-3,1.8725495118865306E-3,3.3126284580832829E-3,1.7991632415871805E-3,8.5243619305500948E-7,4.0206642340484467E-5,1.1346369924792531E-2]
[2004,12,21,18,5.5185572790507897E-3,2.1995788252802484E-3,3.1210922558496373E-3,4.0413511661477053E-3,1.4094786666402542E-5,2.4045801961764481E-4,1.513513233261243E-2,null,4.7198765522708779E-3,1.8209245607817342E-3,3.2253110203801423E-3,1.531205205813363E-3,2.0442113965322214E-6,9.64188019682188E-5,1.1395780352610869E-2]
[2004,12,21,19,5.6724837447638494E-3,2.18809527486716E-3,3.1203909715989387E-3,4.1577205307738634E-3,1.4094786666402542E-5,2.4045801961764481E-4,1.539324332828786E-2,null,4.8515258003544205E-3,1.8114178867076629E-3,3.2245863190138312E-3,1.5752957511748582E-3,2.0442113965322214E-6,9.64188019682188E-5,1.1561288770615522E-2]
[2004,12,21,20,6.3323017053294132E-3,2.0687641018744926E-3,3.0669245124644489E-3,4.9858380644917898E-3,1.4094786666402542E-5,2.4045801961764481E-4,1.670838119044419E-2,null,5.4158507069133784E-3,1.7126293998974405E-3,3.1693345206909936E-3,1.8890566263187302E-3,2.0442113965322214E-6,9.64188019682188E-5,1.2285334267185291E-2]
[2004,12,21,21,6.1029025998673367E-3,2.1507842850988414E-3,2.9521259363397123E-3,5.024343197663747E-3,1.4094786666402542E-5,2.4045801961764481E-4,1.6484708825253682E-2,null,5.2196516997756641E-3,1.7805299290335154E-3,3.0507026180277164E-3,1.9036456233990408E-3,2.0442113965322214E-6,9.64188019682188E-5,1.2052992883600688E-2]
[2004,12,21,22,5.7884002988392901E-3,2.0706364956799769E-3,2.8470783524363079E-3,4.8071054804725115E-3,1.4094786666402542E-5,2.4045801961764481E-4,1.5767773433712134E-2,null,4.9506661730887259E-3,1.7141794638590845E-3,2.9421473103808668E-3,1.8213376254580191E-3,2.0442113965322214E-6,9.64188019682188E-5,1.1526793586151447E-2]
[2004,12,21,23,5.4106924489840565E-3,2.0320036282719302E-3,2.6685493139340754E-3,5.0016158315773235E-3,1.4094786666402542E-5,2.4045801961764481E-4,1.5367414029051434E-2,null,4.6276226068095692E-3,1.6821971878395955E-3,2.7576568730155763E-3,1.8950345772822219E-3,2.0442113965322214E-6,9.64188019682188E-5,1.1060974258311713E-2]
[2004,12,21,24,5.0368750187037414E-3,2.0695022539820064E-3,2.5030771618808662E-3,4.4842129955518853E-3,1.4094786666402542E-5,2.4045801961764481E-4,1.4348220236402547E-2,null,4.3079064138277527E-3,1.7132404802036867E-3,2.586659314522084E-3,1.698998676551542E-3,2.0442113965322214E-6,9.64188019682188E-5,1.0405267898469815E-2]
[2004,12,22,1,4.0844629536680895E-3,2.0749644864221412E-3,2.4423793888308687E-3,4.8021435025330864E-3,1.4094786666402542E-5,2.4045801961764481E-4,1.3658503137738233E-2,null,3.4933334835210725E-3,1.7177623973510174E-3,2.5239347359827043E-3,1.8194576090626061E-3,2.0442113965322214E-6,9.64188019682188E-5,9.6529512392821495E-3]
[2004,12,22,2,3.77923685232951E-3,2.0983044538070541E-3,2.4117940046029318E-3,4.5207918621899762E-3,1.4094786666402542E-5,2.4045801961764481E-4,1.3064679979213518E-2,null,3.2322816458754174E-3,1.7370844236273967E-3,2.4923280519354649E-3,1.7128578411517781E-3,2.0442113965322214E-6,9.64188019682188E-5,9.2730149759548079E-3]
[2004,12,22,3,3.3281881758594192E-3,2.1902358781178567E-3,2.4048342084462735E-3,4.4818619111632214E-3,1.4094786666402542E-5,2.4045801961764481E-4,1.2659672979870818E-2,null,2.8465116041136744E-3,1.8131899882524148E-3,2.485135855933697E-3,1.6981078871825348E-3,2.0442113965322214E-6,9.64188019682188E-5,8.9414083488470707E-3]
[2004,12,22,4,3.302300413372693E-3,2.1418167015407599E-3,2.3963913073755459E-3,3.953525891119556E-3,1.4094786666402542E-5,2.4045801961764481E-4,1.2048587119692603E-2,null,2.8243704833508807E-3,1.7731061018152784E-3,2.4764110315340466E-3,1.4979295727895494E-3,2.0442113965322214E-6,9.64188019682188E-5,8.6702802028545047E-3]
[2004,12,22,5,3.4818054677431313E-3,2.1471288191970278E-3,2.4143462931327901E-3,3.2053010231560619E-3,1.4094786666402542E-5,2.4045801961764481E-4,1.1503134409513061E-2,null,2.9778964239718809E-3,1.7775037462183282E-3,2.4949655658721686E-3,1.2144387881872284E-3,2.0442113965322214E-6,9.64188019682188E-5,8.563267537614357E-3]
[2004,12,22,6,3.8646088373589411E-3,2.0290643247960339E-3,2.4658688927358409E-3,3.1630449393564432E-3,1.4094786666402542E-5,2.4045801961764481E-4,1.1777139800531309E-2,null,3.3052980539665083E-3,1.6797638811404509E-3,2.5482085957720061E-3,1.1984286141560174E-3,2.0442113965322214E-6,9.64188019682188E-5,8.8301621583997333E-3]
[2004,12,22,7,4.442986211251468E-3,1.9797572937393813E-3,2.6934494800897363E-3,3.462896076088543E-3,1.4094786666402542E-5,2.4045801961764481E-4,1.2833641867453177E-2,null,3.7999689738031674E-3,1.6389449830685225E-3,2.7833884995513277E-3,1.3120375540024651E-3,2.0442113965322214E-6,9.64188019682188E-5,9.6328030237902342E-3]
[2004,12,22,8,4.2917012734096536E-3,2.0869162832612442E-3,3.2652197751233724E-3,4.0096845639464975E-3,1.4094786666402542E-5,2.4045801961764481E-4,1.3908074702024816E-2,null,3.6705789548679727E-3,1.7276567099165255E-3,3.3742512112323619E-3,1.5192072219343403E-3,2.0442113965322214E-6,9.64188019682188E-5,1.039015711131595E-2]
[2004,12,22,9,4.8342965373914647E-3,2.101446254937508E-3,3.4909613608131401E-3,5.2251728609516174E-3,5.8775263205227454E-6,1.0027099896817401E-4,1.575802553938243E-2,null,4.1346463794397579E-3,1.739685368307252E-3,3.6075307058447675E-3,1.9797368644879111E-3,8.5243619305500948E-7,4.0206642340484467E-5,1.1502658396613227E-2]
[2004,12,22,10,4.8989125217837066E-3,2.0750389009759397E-3,3.503368222494386E-3,4.8863875645634739E-3,0,0,1.5363707209817504E-2,null,4.1899107273867453E-3,1.7178240015486637E-3,3.6203518544775434E-3,1.8513763760879308E-3,0,0,1.1379462959500881E-2]
[2004,12,22,11,4.3679723710168487E-3,2.1443746295661823E-3,3.4828294683517014E-3,5.0398696471295043E-3,0,0,1.5035046116064238E-2,null,3.7358116138780976E-3,1.775223686287665E-3,3.5991272751793434E-3,1.9095283540186685E-3,0,0,1.1019690929363776E-2]
[2004,12,22,12,4.1026743215447784E-3,2.2228544542335794E-3,3.4429305166428586E-3,5.4494271431502518E-3,0,0,1.5217886435571468E-2,null,3.5089091863505536E-3,1.8401933243930417E-3,3.5578960272381914E-3,2.0647033299623289E-3,0,0,1.0971701867944116E-2]
[2004,12,22,13,3.8276534058236541E-3,2.2067398984560167E-3,3.3881363889842189E-3,4.7166661437997191E-3,0,0,1.413919583706361E-2,null,3.2736910476490067E-3,1.8268528657269549E-3,3.5012722272020668E-3,1.7870715650662194E-3,0,0,1.0388887705644247E-2]
[2004,12,22,14,3.8858142925967069E-3,2.2069810735852844E-3,3.4079285197867893E-3,5.2588203950580973E-3,0,0,1.4759544281026878E-2,null,3.3234345207812871E-3,1.8270525229119058E-3,3.5217252520925333E-3,1.9924853927074312E-3,0,0,1.0664697688493157E-2]
[2004,12,22,15,4.092400997696085E-3,2.140068798477389E-3,3.3850397357274914E-3,4.6725938488374787E-3,0,0,1.4290103380738443E-2,null,3.50012268330357E-3,1.7716590976973186E-3,3.4980721712420098E-3,1.7703732568262423E-3,0,0,1.0540227209069141E-2]
[2004,12,22,16,4.2800167390374287E-3,2.1717903840328496E-3,3.2933817331469457E-3,5.160099209496608E-3,0,0,1.4905288065713833E-2,null,3.6605854806646657E-3,1.7979198588853238E-3,3.4033535466082791E-3,1.955081468365981E-3,0,0,1.0816940354524249E-2]
[2004,12,22,17,4.8983839825098323E-3,2.2619389865696812E-3,3.1996031396004003E-3,4.28057263698215E-3,5.8775263205227454E-6,1.0027099896817401E-4,1.4746647270950762E-2,null,4.1894586816799469E-3,1.8725495118865306E-3,3.3064435207432845E-3,1.6218425066627205E-3,8.5243619305500948E-7,4.0206642340484467E-5,1.1031353299506021E-2]
[2004,12,22,18,5.3665227168192327E-3,2.1995788252802484E-3,3.1176228794284888E-3,3.7969921267222147E-3,1.4094786666402542E-5,2.4045801961764481E-4,1.4735269354534234E-2,null,4.5898453993578614E-3,1.8209245607817342E-3,3.2217257953730941E-3,1.4386213599971321E-3,2.0442113965322214E-6,9.64188019682188E-5,1.1169580128874573E-2]
[2004,12,22,19,5.5076203601823713E-3,2.18809527486716E-3,3.1265584831958065E-3,4.107716096338478E-3,1.4094786666402542E-5,2.4045801961764481E-4,1.5184543020867863E-2,null,4.7105224938982122E-3,1.8114178867076629E-3,3.2309597746796861E-3,1.5563498473982753E-3,2.0442113965322214E-6,9.64188019682188E-5,1.1407713016048586E-2]
[2004,12,22,20,6.1454578356660424E-3,2.0687641018744926E-3,3.0740949154713791E-3,5.2616307744329837E-3,1.4094786666402542E-5,2.4045801961764481E-4,1.6804500433728942E-2,null,5.2560480710492118E-3,1.7126293998974405E-3,3.1767443560764982E-3,1.9935502018151334E-3,2.0442113965322214E-6,9.64188019682188E-5,1.2237435042203034E-2]
[2004,12,22,21,5.9047682948338035E-3,2.1507842850988414E-3,2.995576591578359E-3,5.0966194658848742E-3,1.4094786666402542E-5,2.4045801961764481E-4,1.640230144367992E-2,null,5.0501926521948244E-3,1.7805299290335154E-3,3.0956041671316523E-3,1.9310299791768747E-3,2.0442113965322214E-6,9.64188019682188E-5,1.1955819740901616E-2]
[2004,12,22,22,5.6196252502178114E-3,2.0706364956799769E-3,2.8456396912776589E-3,4.8502643974851264E-3,1.4094786666402542E-5,2.4045801961764481E-4,1.5640718640944622E-2,null,4.806317323504272E-3,1.7141794638590845E-3,2.9406606097936326E-3,1.8376898689751238E-3,2.0442113965322214E-6,9.64188019682188E-5,1.1397310279496864E-2]
[2004,12,22,23,5.2544727651550188E-3,2.0320036282719302E-3,2.684575288198657E-3,5.1557729254529889E-3,1.4094786666402542E-5,2.4045801961764481E-4,1.5381377413362644E-2,null,4.4940120297286938E-3,1.6821971878395955E-3,2.7742179827716261E-3,1.9534423065171156E-3,2.0442113965322214E-6,9.64188019682188E-5,1.1002332520221781E-2]
[2004,12,22,24,4.8886100070353097E-3,2.0695022539820064E-3,2.5104625849805585E-3,4.5853982195478409E-3,1.4094786666402542E-5,2.4045801961764481E-4,1.4308525871829764E-2,null,4.1810992581328196E-3,1.7132404802036867E-3,2.594291349899751E-3,1.7373361867960887E-3,2.0442113965322214E-6,9.64188019682188E-5,1.0324430288397097E-2]
[2004,12,23,1,4.111776106623808E-3,2.0749644864221412E-3,2.4547827920644387E-3,4.4336101129094901E-3,1.4094786666402542E-5,2.4045801961764481E-4,1.3329686304303926E-2,null,3.5166937031737094E-3,1.7177623973510174E-3,2.5367523106841487E-3,1.6798260300415735E-3,2.0442113965322214E-6,9.64188019682188E-5,9.5494974546152002E-3]
[2004,12,23,2,3.8048070816107211E-3,2.0983044538070541E-3,2.4234782017056779E-3,4.4746985467925479E-3,1.4094786666402542E-5,2.4045801961764481E-4,1.3055841090200049E-2,null,3.2541511888588216E-3,1.7370844236273967E-3,2.5044024049473471E-3,1.6953937996497831E-3,2.0442113965322214E-6,9.64188019682188E-5,9.2894948304480997E-3]
[2004,12,23,3,3.3510081501104691E-3,2.1902358781178567E-3,2.4158360134702321E-3,4.5890095152579524E-3,1.4094786666402542E-5,2.4045801961764481E-4,1.2800642363240558E-2,null,2.8660289264761381E-3,1.8131899882524148E-3,2.4965050305940559E-3,1.7387044506671852E-3,2.0442113965322214E-6,9.64188019682188E-5,9.0128914093545436E-3]
[2004,12,23,4,3.324600199597085E-3,2.1418167015407599E-3,2.4074287509800304E-3,4.0212619612793642E-3,1.4094786666402542E-5,2.4045801961764481E-4,1.2149660419681286E-2,null,2.8434429026081226E-3,1.7731061018152784E-3,2.4878170348098701E-3,1.5235937180187063E-3,2.0442113965322214E-6,9.64188019682188E-5,8.7264227706167277E-3]
[2004,12,23,5,3.505945184042748E-3,2.1471288191970278E-3,2.4230414164979246E-3,3.248959593104137E-3,1.4094786666402542E-5,2.4045801961764481E-4,1.1579627819125887E-2,null,2.9985424869154605E-3,1.7775037462183282E-3,2.5039510347126272E-3,1.2309803424433467E-3,2.0442113965322214E-6,9.64188019682188E-5,8.6094406236545129E-3]
[2004,12,23,6,3.892760857543E-3,2.0290643247960339E-3,2.4746970821458406E-3,3.2712006753021212E-3,1.4094786666402542E-5,2.4045801961764481E-4,1.1922275746071045E-2,null,3.3293757346440659E-3,1.6797638811404509E-3,2.5573315739668059E-3,1.2394071431454838E-3,2.0442113965322214E-6,9.64188019682188E-5,8.9043413462615573E-3]
[2004,12,23,7,4.477605450295981E-3,1.9797572937393813E-3,2.7958426582908305E-3,3.3233541812874847E-3,1.4094786666402542E-5,2.4045801961764481E-4,1.2831112389897727E-2,null,3.8295778962735274E-3,1.6389449830685225E-3,2.8892007662168753E-3,1.2591672967631981E-3,2.0442113965322214E-6,9.64188019682188E-5,9.7153539556868729E-3]
[2004,12,23,8,4.3229757802033435E-3,2.0869162832612442E-3,3.2795734736166134E-3,4.0087340425487544E-3,1.4094786666402542E-5,2.4045801961764481E-4,1.3952752385914004E-2,null,3.6973272160230625E-3,1.7276567099165255E-3,3.3890842049853331E-3,1.5188470841357117E-3,2.0442113965322214E-6,9.64188019682188E-5,1.0431378228425384E-2]
[2004,12,23,9,4.8678538943238555E-3,2.101446254937508E-3,3.5021828377461415E-3,5.4410694743985055E-3,5.8775263205227454E-6,1.0027099896817401E-4,{"$f":"SUM(E8579:J8579)","v":1.6018700986694709E-2},null,4.1633471021345521E-3,1.739685368307252E-3,3.6191268876459037E-3,2.0615367390438427E-3,8.5243619305500948E-7,4.0206642340484467E-5,{"$f":"SUM(M8579:R8579)","v":1.1624755175665089E-2}]
[2004,12,23,10,4.9295883941733731E-3,2.0750389009759397E-3,3.4972230620412392E-3,5.2162221231943267E-3,0,0,1.5718072480384877E-2,null,{"$f":"E8580*V$5","v":4.2161469923181743E-3},{"$f":"F8580*W$5","v":1.7178240015486637E-3},{"$f":"G8580*X$5","v":3.6140014962994437E-3},{"$f":"H8580*Y$5","v":1.9763455689319502E-3},{"$f":"I8580*Z$5","v":0},{"$f":"J8580*AA$5","v":0},1.1524318059098232E-2]
[2004,12,23,11,4.3956453985699983E-3,2.1443746295661823E-3,3.4769332174042263E-3,5.1426095637151668E-3,0,0,1.5159562809255574E-2,null,3.7594796247863624E-3,1.775223686287665E-3,3.5930341380334689E-3,1.948454913145366E-3,0,0,1.1076192362252862E-2]
[2004,12,23,12,4.1288611560462742E-3,2.2228544542335794E-3,3.4455309520987436E-3,5.5865250484546936E-3,0,0,1.5383771610833291E-2,null,3.5313060955229933E-3,1.8401933243930417E-3,3.5605832958115358E-3,2.1166475975297459E-3,0,0,1.1048730313257317E-2]
[2004,12,23,13,3.8511180871998374E-3,2.2067398984560167E-3,3.3887956994325301E-3,4.7521298611923092E-3,0,0,1.4198783546280694E-2,null,3.2937597710188588E-3,1.8268528657269549E-3,3.5019535531868413E-3,1.8005082169325283E-3,0,0,1.0423074406865183E-2]
[2004,12,23,14,3.9070922627911352E-3,2.2069810735852844E-3,3.406566781006965E-3,5.5714176845934179E-3,0,0,1.5092057801976803E-2,null,3.3416330077267508E-3,1.8270525229119058E-3,3.5203180424577605E-3,2.1109236519384123E-3,0,0,1.0799927225034828E-2]
[2004,12,23,15,4.1173278946687085E-3,2.140068798477389E-3,3.3823467391242857E-3,4.91190165639509E-3,0,0,1.4551645088665473E-2,null,3.5214420011239322E-3,1.7716590976973186E-3,3.4952892507416986E-3,1.8610432693194365E-3,0,0,1.0649433618882386E-2]
[2004,12,23,16,4.3067642368193326E-3,2.1717903840328496E-3,3.2957397629720326E-3,5.2732111261130114E-3,0,0,1.5047505509937227E-2,null,3.6834619103597904E-3,1.7979198588853238E-3,3.4057903152001022E-3,1.9979378172557656E-3,0,0,1.0885109901700982E-2]
[2004,12,23,17,4.9281645547253738E-3,2.2619389865696812E-3,3.2066284520416593E-3,4.7327591471890626E-3,5.8775263205227454E-6,1.0027099896817401E-4,1.5235639665814473E-2,null,4.2149292199756957E-3,1.8725495118865306E-3,3.3137034207337246E-3,1.7931689541704737E-3,8.5243619305500948E-7,4.0206642340484467E-5,1.1235410185299962E-2]
[2004,12,23,18,5.395968128401419E-3,2.1995788252802484E-3,3.1238051940608354E-3,4.3943957793269404E-3,1.4094786666402542E-5,2.4045801961764481E-4,1.5368300733353492E-2,null,4.6150292835999088E-3,1.8209245607817342E-3,3.2281145483738401E-3,1.6649683279376165E-3,2.0442113965322214E-6,9.64188019682188E-5,1.142749973405785E-2]
[2004,12,23,19,5.5395504416986419E-3,2.18809527486716E-3,3.1351751945290149E-3,4.1144002747787777E-3,1.4094786666402542E-5,2.4045801961764481E-4,1.5231773992157641E-2,null,4.7378314508302799E-3,1.8114178867076629E-3,3.2398642131724422E-3,1.5588823788224447E-3,2.0442113965322214E-6,9.64188019682188E-5,1.1446458942897581E-2]
[2004,12,23,20,6.1816449384117077E-3,2.0687641018744926E-3,3.0854395450035377E-3,4.3057278178189242E-3,1.4094786666402542E-5,2.4045801961764481E-4,1.5896129209392706E-2,null,5.2869979460087885E-3,1.7126293998974405E-3,3.188467802758865E-3,1.6313734140911786E-3,2.0442113965322214E-6,9.64188019682188E-5,1.1917931576121022E-2]
[2004,12,23,21,5.9431421087612233E-3,2.1507842850988414E-3,3.012844793346561E-3,4.0879694697250136E-3,1.4094786666402542E-5,2.4045801961764481E-4,1.5449293463215687E-2,null,5.0830127635787892E-3,1.7805299290335154E-3,3.1134489845543812E-3,1.5488681571850958E-3,2.0442113965322214E-6,9.64188019682188E-5,1.1624322847716532E-2]
[2004,12,23,22,5.6523130356856965E-3,2.0706364956799769E-3,2.8505783432614526E-3,4.2378132398022076E-3,1.4094786666402542E-5,2.4045801961764481E-4,1.5065893920713383E-2,null,4.834274324650425E-3,1.7141794638590845E-3,2.945764172060752E-3,1.605641635006774E-3,2.0442113965322214E-6,9.64188019682188E-5,1.1198322608941786E-2]
[2004,12,23,23,5.2847288274926523E-3,2.0320036282719302E-3,2.6897323378145921E-3,3.7386524136977057E-3,1.4094786666402542E-5,2.4045801961764481E-4,1.3999670013560929E-2,null,4.5198892421902817E-3,1.6821971878395955E-3,2.7795472353522727E-3,1.4165173485870233E-3,2.0442113965322214E-6,9.64188019682188E-5,1.0496614027333923E-2]
[2004,12,23,24,4.9173254401328661E-3,2.0695022539820064E-3,2.5834926700959121E-3,3.4116791557387512E-3,1.4094786666402542E-5,2.4045801961764481E-4,1.3236552326233584E-2,null,4.2056588110217534E-3,1.7132404802036867E-3,2.6697600381131114E-3,1.2926322581394765E-3,2.0442113965322214E-6,9.64188019682188E-5,9.9797546008427787E-3]
[2004,12,24,1,4.374943165796002E-3,2.0980716889616381E-3,2.4212525372302274E-3,3.2386223581548678E-3,1.4094786666402542E-5,2.4045801961764481E-4,1.2387442556426785E-2,null,3.7417735508781386E-3,1.7368917289082835E-3,2.5021024216171891E-3,1.2270637246298234E-3,2.0442113965322214E-6,9.64188019682188E-5,9.3062944393981859E-3]
[2004,12,24,2,4.0290882074073674E-3,2.0340255227367671E-3,2.3743023381352082E-3,3.1782035868289462E-3,1.4094786666402542E-5,2.4045801961764481E-4,1.1870172461392338E-2,null,3.4459729229165651E-3,1.6838710161416392E-3,2.453584472727215E-3,1.204171990311352E-3,2.0442113965322214E-6,9.64188019682188E-5,8.8860634154615224E-3]
[2004,12,24,3,3.5985376190323676E-3,2.0604756366139846E-3,2.3587787966186484E-3,3.0785440318568998E-3,1.4094786666402542E-5,2.4045801961764481E-4,1.1350888890405949E-2,null,3.0777343555011467E-3,1.7057677817591944E-3,2.4375425728330835E-3,1.1664125323705313E-3,2.0442113965322214E-6,9.64188019682188E-5,8.4859202558287064E-3]
[2004,12,24,4,3.6355631511349254E-3,1.9530121084728297E-3,2.3664248438283781E-3,3.0674909352173567E-3,1.4094786666402542E-5,2.4045801961764481E-4,1.1277043844937537E-2,null,3.1094013169857384E-3,1.6168039421679691E-3,2.4454439350186027E-3,1.1622246856779215E-3,2.0442113965322214E-6,9.64188019682188E-5,8.4323368932149832E-3]
[2004,12,24,5,3.6324773596081153E-3,1.8713216887334834E-3,2.4984312985606738E-3,3.0439678740838945E-3,1.4094786666402542E-5,2.4045801961764481E-4,1.1300751027270215E-2,null,3.106762120845132E-3,1.5491764082172399E-3,2.5818583176474442E-3,1.1533121630627296E-3,2.0442113965322214E-6,9.64188019682188E-5,8.4895720231372967E-3]
[2004,12,24,6,3.7938497859322491E-3,1.8410285704977046E-3,2.5909881692227055E-3,3.0198926314674028E-3,1.4094786666402542E-5,2.4045801961764481E-4,1.1500311963404109E-2,null,3.2447797027377215E-3,1.5240982057976623E-3,2.6775058251501931E-3,1.1441904274574737E-3,2.0442113965322214E-6,9.64188019682188E-5,8.6890371745078007E-3]
[2004,12,24,7,3.9186738344666539E-3,1.8036026158072783E-3,2.75644585194753E-3,2.877586410349135E-3,1.4094786666402542E-5,2.4045801961764481E-4,1.1610861518854645E-2,null,3.3515384206500229E-3,1.493115074243912E-3,2.8484884311589555E-3,1.0902728098989814E-3,2.0442113965322214E-6,9.64188019682188E-5,8.8818777493166225E-3]
[2004,12,24,8,4.1230810136238588E-3,1.9134175703790206E-3,3.1366709798948626E-3,2.9165143360580952E-3,1.4094786666402542E-5,2.4045801961764481E-4,1.2344236706239886E-2,null,3.5263624920939037E-3,1.5840255456589741E-3,3.2414099454447102E-3,1.10502199650676E-3,2.0442113965322214E-6,9.64188019682188E-5,9.5552829930690975E-3]
[2004,12,24,9,4.9017952975630354E-3,2.1047109064947834E-3,3.2745133234928841E-3,2.8414845835522183E-3,5.8775263205227454E-6,1.0027099896817401E-4,1.3228652636391619E-2,null,4.1923762895107377E-3,1.7423880148933683E-3,3.3838550875415108E-3,1.0765943882874527E-3,8.5243619305500948E-7,4.0206642340484467E-5,1.0436272858766608E-2]
[2004,12,24,10,5.6698577553307532E-3,2.107532915502842E-3,3.2738551508330518E-3,2.8169432917749264E-3,0,0,1.3868189113441573E-2,null,4.8492798608225736E-3,1.744724219195056E-3,3.3831749373379747E-3,1.0672960738916282E-3,0,0,1.1044475091247232E-2]
[2004,12,24,11,5.4918811335542324E-3,2.1941356300492782E-3,3.2485759375122944E-3,2.7955672211206267E-3,0,0,1.3730159922236432E-2,null,4.6970611483043139E-3,1.8164184036159681E-3,3.3570516065850415E-3,1.0591970126321488E-3,0,0,1.0929728171137472E-2]
[2004,12,24,12,5.923845172260956E-3,2.2255087761723948E-3,3.2097259051976769E-3,2.65220726103748E-3,0,0,1.4011287114668508E-2,null,5.0665086025249535E-3,1.8423907087081934E-3,3.3169043033031169E-3,1.0048801497415244E-3,0,0,1.1230683764277789E-2]
[2004,12,24,13,4.7710564275506052E-3,2.249634558657137E-3,3.2064151448002662E-3,2.5528247026326972E-3,0,0,1.2779930833640705E-2,null,4.0805587807236946E-3,1.8623632731690045E-3,3.3134829907880531E-3,9.6722564149904718E-4,0,0,1.02236306861798E-2]
[2004,12,24,14,5.2332511169686652E-3,2.2453174330145011E-3,3.2194412106734162E-3,2.4703261509493885E-3,0,0,1.3168335911605971E-2,null,4.4758617135118904E-3,1.8587893343656728E-3,3.3269440199306961E-3,9.3596822124126795E-4,0,0,1.0597563289049526E-2]
[2004,12,24,15,5.1854971620559302E-3,2.2343983370413092E-3,3.1843744003270513E-3,2.4535708828292589E-3,0,0,1.3057840782253551E-2,null,4.4350190148365609E-3,1.8497499447286203E-3,3.2907062670582093E-3,9.2961991031366377E-4,0,0,1.0505095136937054E-2]
[2004,12,24,16,5.4981392813342952E-3,2.2150709898468117E-3,3.1351854505652526E-3,2.4684496815475963E-3,0,0,1.3316845403293955E-2,null,4.7024135771139034E-3,1.8337497719697594E-3,3.2398748116757841E-3,9.3525725612132445E-4,0,0,1.071129541688077E-2]
[2004,12,24,17,4.8334719680490123E-3,2.3240476191021013E-3,2.9815642249832758E-3,2.4572822558891366E-3,5.8775263205227454E-6,1.0027099896817401E-4,1.2702514593312222E-2,null,4.1339411470196945E-3,1.9239662345404422E-3,3.0811239029497704E-3,9.3102609193866149E-4,8.5243619305500948E-7,4.0206642340484467E-5,1.0111116454982107E-2]
[2004,12,24,18,5.6725394009404743E-3,2.1664174352450933E-3,2.9340028458373453E-3,2.5268946189263108E-3,1.4094786666402542E-5,2.4045801961764481E-4,1.3554407107233272E-2,null,4.8515734016149961E-3,1.7934718553407353E-3,3.031974365631115E-3,9.5740113540539781E-4,2.0442113965322214E-6,9.64188019682188E-5,1.0732883771356994E-2]
[2004,12,24,19,5.9878839440433793E-3,2.0650327540814748E-3,2.892376694008512E-3,2.5311983735051766E-3,1.4094786666402542E-5,2.4045801961764481E-4,1.373104457192259E-2,null,5.1212792757441093E-3,1.7095403981471809E-3,2.9889582433175487E-3,9.5903176118988852E-4,2.0442113965322214E-6,9.64188019682188E-5,1.0877272691763477E-2]
[2004,12,24,20,6.3482584804026489E-3,1.8490123159735203E-3,2.8476292348787371E-3,2.5597850228946408E-3,1.4094786666402542E-5,2.4045801961764481E-4,1.3859237860433596E-2,null,5.4294981159570301E-3,1.5307075612146434E-3,2.9427165877577758E-3,9.6986279877171624E-4,2.0442113965322214E-6,9.64188019682188E-5,1.0971248077065916E-2]
[2004,12,24,21,5.8497201425374654E-3,1.9111973918650587E-3,2.8065786226572778E-3,2.5361966866347587E-3,1.4094786666402542E-5,2.4045801961764481E-4,1.3358245649978609E-2,null,5.0031114187978933E-3,1.5821875676156648E-3,2.9002952233322049E-3,9.6092554442466665E-4,2.0442113965322214E-6,9.64188019682188E-5,1.0544982767535179E-2]
[2004,12,24,22,5.433674023991187E-3,1.9729113597471998E-3,2.6445476262373906E-3,2.570545078257424E-3,1.4094786666402542E-5,2.4045801961764481E-4,1.2876230894517249E-2,null,4.6472781420383467E-3,1.6332775665592436E-3,2.7328537267161516E-3,9.7393961667468479E-4,2.0442113965322214E-6,9.64188019682188E-5,1.0085812065353177E-2]
[2004,12,24,23,5.3980143714481262E-3,1.8858902909225988E-3,2.4866418982960534E-3,2.5516437115456255E-3,1.4094786666402542E-5,2.4045801961764481E-4,1.2576743078496452E-2,null,4.6167793813316231E-3,1.561237046934763E-3,2.5696752485549219E-3,9.6677818231369079E-4,2.0442113965322214E-6,9.64188019682188E-5,9.8129328724997494E-3]
[2004,12,24,24,4.8365704808910753E-3,1.5719054962790024E-3,2.4331212530663694E-3,2.5738913900049069E-3,1.4094786666402542E-5,2.4045801961764481E-4,1.1670041426525403E-2,null,4.1365912233658582E-3,1.3013042735749868E-3,2.5143674547677868E-3,9.7520748223681175E-4,2.0442113965322214E-6,9.64188019682188E-5,9.025933447310194E-3]
[2004,12,25,1,4.8034483160594981E-3,1.851465380359562E-3,2.4250888871054522E-3,2.5499797068242532E-3,1.4094786666402542E-5,2.4045801961764481E-4,1.1884535096632813E-2,null,4.1082627090017016E-3,1.5327383341691672E-3,2.5060668739679349E-3,9.6614771676216784E-4,2.0442113965322214E-6,9.64188019682188E-5,9.2116786472657211E-3]
[2004,12,25,2,4.1670091795869609E-3,1.8448980770873042E-3,2.3771899815506416E-3,2.5662920405746343E-3,1.4094786666402542E-5,2.4045801961764481E-4,1.120994208508359E-2,null,3.5639330943418104E-3,1.5273015825105706E-3,2.4565685396394535E-3,9.7232820673462362E-4,2.0442113965322214E-6,9.64188019682188E-5,8.6185944365912096E-3]
[2004,12,25,3,4.1212511166229017E-3,1.919590111981653E-3,2.370430291625307E-3,2.5492314305426418E-3,1.4094786666402542E-5,2.4045801961764481E-4,1.1215055757056551E-2,null,3.52479742943148E-3,1.5891354932896294E-3,2.4495831317683241E-3,9.6586420649773263E-4,2.0442113965322214E-6,9.64188019682188E-5,8.6278432743519158E-3]
[2004,12,25,4,3.8846935914277009E-3,1.8793491316584985E-3,2.3668616181351052E-3,2.5612967282798694E-3,1.4094786666402542E-5,2.4045801961764481E-4,1.0946753875785222E-2,null,3.322476014617045E-3,1.5558219386317142E-3,2.4458952939882925E-3,9.7043556046956308E-4,2.0442113965322214E-6,9.64188019682188E-5,8.3930918210713655E-3]
[2004,12,25,5,4.0694085203285563E-3,1.8941338207697994E-3,2.4046433285021393E-3,2.5394472689638948E-3,1.4094786666402542E-5,2.4045801961764481E-4,1.1162185744848438E-2,null,3.4804578235733681E-3,1.5680614652251112E-3,2.4849386021722195E-3,9.6215713959659594E-4,2.0442113965322214E-6,9.64188019682188E-5,8.5940780439320453E-3]
[2004,12,25,6,4.2811488523486329E-3,1.9132753550371597E-3,2.4476012716455834E-3,2.5576423710815355E-3,1.4094786666402542E-5,2.4045801961764481E-4,1.145422065639696E-2,null,3.6615537473332657E-3,1.583907812479359E-3,2.5293309866567647E-3,9.6905098126920516E-4,2.0442113965322214E-6,9.64188019682188E-5,8.8423065411033456E-3]
[2004,12,25,7,4.4446109886603167E-3,1.9035765119959395E-3,2.6279084599016996E-3,2.5531644194353078E-3,1.4094786666402542E-5,2.4045801961764481E-4,1.1783813186277312E-2,null,3.8013586030861313E-3,1.5758786110240874E-3,2.715658949326326E-3,9.6735435492069106E-4,2.0442113965322214E-6,9.64188019682188E-5,9.1587135317219848E-3]
[2004,12,25,8,4.6350717293406202E-3,1.8453543357279992E-3,2.9388673963713021E-3,2.569066976646855E-3,1.4094786666402542E-5,2.4045801961764481E-4,1.2242913244370825E-2,null,3.9642546533776909E-3,1.5276792968963256E-3,3.0370013520705451E-3,9.7337958692528248E-4,2.0442113965322214E-6,9.64188019682188E-5,9.6007779026345951E-3]
[2004,12,25,9,5.0130733847391119E-3,1.9026207781361281E-3,2.9951829767276526E-3,2.5034261674112355E-3,5.8775263205227454E-6,1.0027099896817401E-4,1.2520451832302826E-2,null,4.2875495037922526E-3,1.5750874053446638E-3,3.0951974087881943E-3,9.4850930352667596E-4,8.5243619305500948E-7,4.0206642340484467E-5,9.9474026999853259E-3]
[2004,12,25,10,5.9220590799900375E-3,1.8433130988153169E-3,2.978591789085808E-3,2.4625176349693449E-3,0,0,1.3206481602860507E-2,null,5.0649810048932851E-3,1.525989455920427E-3,3.0780522121852606E-3,9.3300969578115139E-4,0,0,1.0602032368780124E-2]
[2004,12,25,11,6.2280968478113027E-3,1.9305583721786835E-3,2.9702871918567998E-3,2.4694997043145923E-3,0,0,1.3598442116161378E-2,null,5.32672703948321E-3,1.5982155836015885E-3,3.069470309836063E-3,9.3565509344378101E-4,0,0,1.0930068026364642E-2]
[2004,12,25,12,5.6884997777791003E-3,2.0719723301362031E-3,2.9223161572043822E-3,2.4991488257540715E-3,0,0,1.3181937090873758E-2,null,4.8652238911536302E-3,1.7152853363754609E-3,3.019897437892436E-3,9.468886851880981E-4,0,0,1.0547295350609626E-2]
[2004,12,25,13,5.309644403752296E-3,2.0273581631797492E-3,2.9499884453435691E-3,2.4377376421143575E-3,0,0,1.272472865438997E-2,null,4.5411988777032865E-3,1.6783514327407623E-3,3.0484937524445531E-3,9.2362094125335737E-4,0,0,1.019166500414196E-2]
[2004,12,25,14,5.2505413005205989E-3,2.0446635419396563E-3,2.9197821514327475E-3,2.4394050936142938E-3,0,0,1.2654392087507297E-2,null,4.4906495516740539E-3,1.6926777159616106E-3,3.0172788172074362E-3,9.2425271273575927E-4,0,0,1.0124858797578861E-2]
[2004,12,25,15,5.3196985861068587E-3,2.0302856514322026E-3,2.8918152312143049E-3,2.4182679005621153E-3,0,0,1.2660067369315482E-2,null,4.5497979548076769E-3,1.6807749581898279E-3,2.9883780322922911E-3,9.1624415849061341E-4,0,0,1.0135195103780409E-2]
[2004,12,25,16,5.1434110436386939E-3,1.9543644348888911E-3,2.8600474184306648E-3,2.4505870775030983E-3,0,0,1.2408409974461347E-2,null,4.3990238672918071E-3,1.6179234675775147E-3,2.9555494363184259E-3,9.2848939280585068E-4,0,0,9.9009861639935987E-3]
[2004,12,25,17,5.5776006131254456E-3,1.9236596896687168E-3,2.8301924397512368E-3,2.4558125621913598E-3,5.8775263205227454E-6,1.0027099896817401E-4,1.2893413830025454E-2,null,4.7703747593158168E-3,1.5925044991543951E-3,2.924697547346704E-3,9.3046924781686453E-4,8.5243619305500948E-7,4.0206642340484467E-5,1.0259105132167318E-2]
[2004,12,25,18,6.4998388422994654E-3,1.8996163236334525E-3,2.7896251097038515E-3,2.5275800263246584E-3,1.4094786666402542E-5,2.4045801961764481E-4,1.3971213108245478E-2,null,5.5591408032980546E-3,1.5726001632723203E-3,2.8827756027377288E-3,9.5766082562614475E-4,2.0442113965322214E-6,9.64188019682188E-5,1.1070640408298998E-2]
[2004,12,25,19,6.670143432794459E-3,1.8625761542047905E-3,2.7503956320342922E-3,2.514575142117041E-3,1.4094786666402542E-5,2.4045801961764481E-4,1.4052243167434631E-2,null,5.7047978297228435E-3,1.5419364046140808E-3,2.8422361837525177E-3,9.5273347692987058E-4,2.0442113965322214E-6,9.64188019682188E-5,1.1140166908384064E-2]
[2004,12,25,20,6.4920311106417185E-3,1.915023737583111E-3,2.7188663851805718E-3,2.5497196747304909E-3,1.4094786666402542E-5,2.4045801961764481E-4,1.393019371441994E-2,null,5.5524630562503409E-3,1.5853552135376772E-3,2.8096541198449235E-3,9.6604919463942271E-4,2.0442113965322214E-6,9.64188019682188E-5,1.1011984597637114E-2]
[2004,12,25,21,6.2157143257483699E-3,2.0660910622666714E-3,2.5997759829387498E-3,2.5383817960790639E-3,1.4094786666402542E-5,2.4045801961764481E-4,1.3674515973316904E-2,null,5.3161365948094412E-3,1.7104165201325139E-3,2.6865870794355426E-3,9.6175344846438941E-4,2.0442113965322214E-6,9.64188019682188E-5,1.0773356656206637E-2]
[2004,12,25,22,5.6896564470903625E-3,1.9032461195982958E-3,2.4682647679917053E-3,2.5680939350497208E-3,1.4094786666402542E-5,2.4045801961764481E-4,1.2883814076014131E-2,null,4.8662131599216977E-3,1.5756050951924879E-3,2.5506844735201607E-3,9.7301091657278128E-4,2.0442113965322214E-6,9.64188019682188E-5,1.0063976658571878E-2]
[2004,12,25,23,6.0371723963086711E-3,1.9278945047302826E-3,2.3406973154609838E-3,2.5481060896093643E-3,1.4094786666402542E-5,2.4045801961764481E-4,1.3108423112393351E-2,null,5.1634343895503552E-3,1.5960102970223081E-3,2.4188573191904492E-3,9.6543783229155542E-4,2.0442113965322214E-6,9.64188019682188E-5,1.0242202851419416E-2]
[2004,12,25,24,5.812162876001406E-3,2.1200273053117356E-3,2.3228079000613545E-3,2.5632930824264675E-3,1.4094786666402542E-5,2.4045801961764481E-4,1.3072843970085013E-2,null,4.97098967887071E-3,1.7550677181474505E-3,2.4003705447196077E-3,9.71191948057834E-4,2.0442113965322214E-6,9.64188019682188E-5,1.0196082903160351E-2]
[2004,12,26,1,4.6840739376984462E-3,1.851465380359562E-3,2.3212942587317277E-3,2.5489769541747693E-3,1.4094786666402542E-5,2.4045801961764481E-4,{"$f":"SUM(E8643:J8643)","v":1.1660363337248552E-2},null,4.0061649503162731E-3,1.5327383341691672E-3,2.3988063602414979E-3,9.6576778935326198E-4,2.0442113965322214E-6,9.64188019682188E-5,{"$f":"SUM(M8643:R8643)","v":9.0019404474449508E-3}]
[2004,12,26,2,4.4582877643850943E-3,1.8448980770873042E-3,2.3093569001413788E-3,2.5712993562086715E-3,1.4094786666402542E-5,2.4045801961764481E-4,1.1438394904106496E-2,null,{"$f":"E8644*V$5","v":3.8130559887958161E-3},{"$f":"F8644*W$5","v":1.5273015825105706E-3},{"$f":"G8644*X$5","v":2.3864703922342975E-3},{"$f":"H8644*Y$5","v":9.7422540087855572E-4},{"$f":"I8644*Z$5","v":2.0442113965322214E-6},{"$f":"J8644*AA$5","v":9.64188019682188E-5},8.7995163777839901E-3]
[2004,12,26,3,4.0769899641213223E-3,1.919590111981653E-3,2.3192854293626699E-3,2.5580069864501826E-3,1.4094786666402542E-5,2.4045801961764481E-4,1.1128425298199875E-2,null,3.4869420325759049E-3,1.5891354932896294E-3,2.3967304525236337E-3,9.6918912837091434E-4,2.0442113965322214E-6,9.64188019682188E-5,8.5404601201248334E-3]
[2004,12,26,4,4.3372952715974213E-3,1.8793491316584985E-3,2.316487571382109E-3,2.5760912063274707E-3,1.4094786666402542E-5,2.4045801961764481E-4,1.1363775987249549E-2,null,3.7095742995004633E-3,1.5558219386317142E-3,2.3938391691399885E-3,9.7604095848434947E-4,2.0442113965322214E-6,9.64188019682188E-5,8.7337393791212664E-3]
[2004,12,26,5,4.1890851209644905E-3,1.8941338207697994E-3,2.3410144716184871E-3,2.5566301699838515E-3,1.4094786666402542E-5,2.4045801961764481E-4,1.1235416389620678E-2,null,3.5828140650028652E-3,1.5680614652251112E-3,2.4191850657503465E-3,9.6866747398998473E-4,2.0442113965322214E-6,9.64188019682188E-5,8.6371910833330581E-3]
[2004,12,26,6,4.4169324327847648E-3,1.9132753550371597E-3,2.3838918677755558E-3,2.5767856162302728E-3,1.4094786666402542E-5,2.4045801961764481E-4,1.1545438078111802E-2,null,3.7776858639494621E-3,1.583907812479359E-3,2.4634942136428531E-3,9.7630405961425016E-4,2.0442113965322214E-6,9.64188019682188E-5,8.8998549630506744E-3]
[2004,12,26,7,4.6252541059597693E-3,1.9035765119959395E-3,2.5049294343015968E-3,2.5616434872875243E-3,1.4094786666402542E-5,2.4045801961764481E-4,1.1849956345828878E-2,null,3.955857898926992E-3,1.5758786110240874E-3,2.5885734375795267E-3,9.7056694207335234E-4,2.0442113965322214E-6,9.64188019682188E-5,9.189339902968708E-3]
[2004,12,26,8,5.1539871030839325E-3,1.8453543357279992E-3,2.6955854248319712E-3,2.582370606505039E-3,1.4094786666402542E-5,2.4045801961764481E-4,1.253185027643299E-2,null,4.4080692921133445E-3,1.5276792968963256E-3,2.7855957672484432E-3,9.7842012570986008E-4,2.0442113965322214E-6,9.64188019682188E-5,9.7982274953327241E-3]
[2004,12,26,9,5.2764553429287039E-3,1.9026207781361281E-3,2.8021557740778857E-3,2.5310486290601054E-3,5.8775263205227454E-6,1.0027099896817401E-4,1.2618429049491519E-2,null,4.5128131489607717E-3,1.5750874053446638E-3,2.8957246880531372E-3,9.589750253447694E-4,8.5243619305500948E-7,4.0206642340484467E-5,9.9836593462368801E-3]
[2004,12,26,10,5.6835738778024392E-3,1.8433130988153169E-3,2.8686211530855061E-3,2.5056649945864339E-3,0,0,1.2901173124289697E-2,null,4.8610108987675706E-3,1.525989455920427E-3,2.964409463065872E-3,9.4935756038054596E-4,0,0,1.0300767378134415E-2]
[2004,12,26,11,5.6752841379740272E-3,1.9305583721786835E-3,2.8623090584558395E-3,2.4641723398904319E-3,0,0,1.2932323908498983E-2,null,4.8539209028389107E-3,1.5982155836015885E-3,2.9578865964852417E-3,9.3363663778274649E-4,0,0,1.0343659720708488E-2]
[2004,12,26,12,5.0535339321472125E-3,2.0719723301362031E-3,2.8554307918366995E-3,2.4744776061921105E-3,0,0,1.2455414660312226E-2,null,4.3221543433086393E-3,1.7152853363754609E-3,2.9507786524357676E-3,9.3754114317208255E-4,0,0,9.9257594752919492E-3]
[2004,12,26,13,5.0597866400811783E-3,2.0273581631797492E-3,2.8482143284240119E-3,2.4565009704245262E-3,0,0,1.2391860102109464E-2,null,4.3275021195612762E-3,1.6783514327407623E-3,2.9433212186064767E-3,9.3073007500732961E-4,0,0,9.8799048459158444E-3]
[2004,12,26,14,4.5113979640402334E-3,2.0446635419396563E-3,2.8359034741837694E-3,2.4650106412165852E-3,0,0,1.1856975621380245E-2,null,3.85847974238995E-3,1.6926777159616106E-3,2.9305992832721625E-3,9.3395425713871784E-4,0,0,9.4157109987624416E-3]
[2004,12,26,15,4.2754615039508189E-3,2.0302856514322026E-3,2.9316396411466421E-3,2.4315572694857852E-3,0,0,1.1668944066015449E-2,null,3.6566895081870418E-3,1.6807749581898279E-3,3.0295322493758027E-3,9.2127929402853654E-4,0,0,9.2882760097812087E-3]
[2004,12,26,16,4.841117328517614E-3,1.9543644348888911E-3,2.8902515512901645E-3,2.4643760993622284E-3,0,0,1.2150109414058897E-2,null,4.1404800222700064E-3,1.6179234675775147E-3,2.9867621383429131E-3,9.3371383908278738E-4,0,0,9.6788794672732197E-3]
[2004,12,26,17,5.8443717052910939E-3,1.9236596896687168E-3,2.8233555757729988E-3,2.4537564886442319E-3,5.8775263205227454E-6,1.0027099896817401E-4,1.3151291984665739E-2,null,4.9985370414246128E-3,1.5925044991543951E-3,2.9176323884451938E-3,9.2969023347501054E-4,8.5243619305500948E-7,4.0206642340484467E-5,1.0479423241032751E-2]
[2004,12,26,18,6.1218120094212944E-3,1.8996163236334525E-3,2.8527135669065649E-3,2.5160626921758096E-3,1.4094786666402542E-5,2.4045801961764481E-4,1.364475739842117E-2,null,5.2358244192488891E-3,1.5726001632723203E-3,2.9479706945820423E-3,9.5329708654958735E-4,2.0442113965322214E-6,9.64188019682188E-5,1.0808155377017589E-2]
[2004,12,26,19,6.755430558817682E-3,1.8625761542047905E-3,2.7590610232330975E-3,2.5235628654091719E-3,1.4094786666402542E-5,2.4045801961764481E-4,1.4155183407948789E-2,null,5.7777416601431054E-3,1.5419364046140808E-3,2.8511909276172751E-3,9.5613878573069897E-4,2.0442113965322214E-6,9.64188019682188E-5,1.1225470791469912E-2]
[2004,12,26,20,6.4281666273809665E-3,1.915023737583111E-3,2.6387274404766122E-3,2.5430780654274315E-3,1.4094786666402542E-5,2.4045801961764481E-4,1.3779548677152169E-2,null,5.4978414474089144E-3,1.5853552135376772E-3,2.7268391947074563E-3,9.6353279200037242E-4,2.0442113965322214E-6,9.64188019682188E-5,1.0872031661019171E-2]
[2004,12,26,21,6.1750241771261049E-3,2.0660910622666714E-3,2.5004865783941404E-3,2.5017142979806904E-3,1.4094786666402542E-5,2.4045801961764481E-4,1.3497868922051657E-2,null,5.2813353834276723E-3,1.7104165201325139E-3,2.5839822268924916E-3,9.4786070278005433E-4,2.0442113965322214E-6,9.64188019682188E-5,1.0622057846597482E-2]
[2004,12,26,22,6.4472147633285425E-3,1.9032461195982958E-3,2.4253125621246496E-3,2.5236444825409202E-3,1.4094786666402542E-5,2.4045801961764481E-4,1.3553970733876456E-2,null,5.5141328159092869E-3,1.5756050951924879E-3,2.5062980178897618E-3,9.5616970919462944E-4,2.0442113965322214E-6,9.64188019682188E-5,1.0650668651550916E-2]
[2004,12,26,23,6.115053664660336E-3,1.9278945047302826E-3,2.4001184608428675E-3,2.4994514641269471E-3,1.4094786666402542E-5,2.4045801961764481E-4,1.3197070900644481E-2,null,5.2300441851484839E-3,1.5960102970223081E-3,2.4802626412166089E-3,9.470033501684412E-4,2.0442113965322214E-6,9.64188019682188E-5,1.0351783486920592E-2]
[2004,12,26,24,5.2352687615647795E-3,2.1200273053117356E-3,2.3738464463519213E-3,2.5171227579826681E-3,1.4094786666402542E-5,2.4045801961764481E-4,1.2500818077495153E-2,null,4.4775873517427676E-3,1.7550677181474505E-3,2.4531133579147706E-3,9.5369872902390711E-4,2.0442113965322214E-6,9.64188019682188E-5,9.7379301701936462E-3]
[2004,12,27,1,3.7984542950980733E-3,2.1673060632476891E-3,2.2815077622678321E-3,2.5027976272265148E-3,1.4094786666402542E-5,2.4045801961764481E-4,1.1004618554124157E-2,null,3.2487178180362597E-3,1.7942075073377121E-3,2.3576913226238789E-3,9.4827115941018122E-4,2.0442113965322214E-6,9.64188019682188E-5,8.4473508207727824E-3]
[2004,12,27,2,3.6260882307548852E-3,2.2687338332647365E-3,2.2790955987749897E-3,2.5260117510216332E-3,1.4094786666402542E-5,2.4045801961764481E-4,1.0954482220100294E-2,null,3.1012976673767817E-3,1.8781746357018575E-3,2.3551986127458412E-3,9.5706663046481958E-4,2.0442113965322214E-6,9.64188019682188E-5,8.3902005596540492E-3]
[2004,12,27,3,3.2282168441860638E-3,2.361864417050209E-3,2.274749443323659E-3,2.5037433640144558E-3,1.4094786666402542E-5,2.4045801961764481E-4,1.0623126874858436E-2,null,2.7610087597279538E-3,1.9552729262590513E-3,2.3507073315133849E-3,9.486294843944475E-4,2.0442113965322214E-6,9.64188019682188E-5,8.1140815152595872E-3]
[2004,12,27,4,3.3141778781014377E-3,2.2571197446896729E-3,2.2872138218568683E-3,2.4947017743435166E-3,1.4094786666402542E-5,2.4045801961764481E-4,1.0607766025275543E-2,null,2.8345289658017994E-3,1.8685598954186883E-3,2.3635879175870592E-3,9.4520376645908493E-4,2.0442113965322214E-6,9.64188019682188E-5,8.1103435586313832E-3]
[2004,12,27,5,3.4739961514432855E-3,2.3036537147310505E-3,2.3587320650633658E-3,2.4425452396468245E-3,1.4094786666402542E-5,2.4045801961764481E-4,1.0833479977168575E-2,null,2.9712173216215566E-3,1.9070831108566394E-3,2.4374942808289076E-3,9.2544246530967594E-4,2.0442113965322214E-6,9.64188019682188E-5,8.3397001919815299E-3]
[2004,12,27,6,3.6546416928936801E-3,2.2656082094284651E-3,2.4361511599365871E-3,2.3726588808772047E-3,1.4094786666402542E-5,2.4045801961764481E-4,1.0983612749419985E-2,null,3.1257186907748089E-3,1.8755870834187489E-3,2.5174985355619936E-3,8.9896360911431424E-4,2.0442113965322214E-6,9.64188019682188E-5,8.5162309322346155E-3]
[2004,12,27,7,3.7975203780875517E-3,2.1638222929449987E-3,2.6534957350580696E-3,2.3547481148277019E-3,1.4094786666402542E-5,2.4045801961764481E-4,1.1224139327202369E-2,null,3.2479190634384847E-3,1.7913234629764092E-3,2.7421006286418494E-3,8.9217749796296727E-4,2.0442113965322214E-6,9.64188019682188E-5,8.7719836663844603E-3]
[2004,12,27,8,3.9462737762930309E-3,2.2282931279844461E-3,3.1714150333723465E-3,2.361686360834002E-3,1.4094786666402542E-5,2.4045801961764481E-4,1.1962221104767874E-2,null,3.3751439232629745E-3,1.8446957384448638E-3,3.27731416402831E-3,8.9480629164292546E-4,2.0442113965322214E-6,9.64188019682188E-5,9.4904231307438233E-3]
[2004,12,27,9,4.7875718833273488E-3,2.2531029800719241E-3,3.3489271258817796E-3,2.3499171052083537E-3,5.8775263205227454E-6,1.0027099896817401E-4,1.2845667619778102E-2,null,4.0946840146442757E-3,1.8652346109309156E-3,3.4607536977839556E-3,8.9034710343045473E-4,8.5243619305500948E-7,4.0206642340484467E-5,1.035207850532314E-2]
[2004,12,27,10,5.919850977110697E-3,2.2798802034539123E-3,3.3346907684926115E-3,2.4143595129396543E-3,0,0,1.3948781461996875E-2,null,5.0630924727139122E-3,1.8874021746323841E-3,3.4460419633610797E-3,9.1476333110694565E-4,0,0,1.1311299941814321E-2]
[2004,12,27,11,5.4379272512903986E-3,2.3699168539576538E-3,3.2871511732219666E-3,2.3716187803786656E-3,0,0,1.3466614058848685E-2,null,4.6509158152173921E-3,1.9619391479785862E-3,3.3969149373196525E-3,8.9856953118531058E-4,0,0,1.0908339431700942E-2]
[2004,12,27,12,5.1715587942045768E-3,2.4180785099449905E-3,3.2938165065979678E-3,2.3912024050060793E-3,0,0,1.3274656215753614E-2,null,4.423097896277501E-3,2.0018098456172982E-3,3.4038028379101692E-3,9.0598946247694699E-4,0,0,1.0734700042281916E-2]
[2004,12,27,13,4.1749837457106887E-3,2.4607012378860186E-3,3.2857081104289802E-3,2.3653842440754533E-3,0,0,1.228677733810114E-2,null,3.5707535305099371E-3,2.0370951335384742E-3,3.395423688119762E-3,8.9620736218518115E-4,0,0,9.8994797143533535E-3]
[2004,12,27,14,4.5577980519613702E-3,2.4390891489832391E-3,3.3321800130543919E-3,2.3464509087160633E-3,0,0,1.2675518122715064E-2,null,3.8981645143200423E-3,2.0192035340010693E-3,3.4434473693790561E-3,8.890338153999997E-4,0,0,1.0249849233100168E-2]
[2004,12,27,15,4.9322736368838747E-3,2.4116863698807316E-3,3.2784435950438139E-3,2.3252808551288014E-3,0,0,1.2947684456937222E-2,null,4.2184436096160613E-3,1.9965181030776858E-3,3.3879165977780449E-3,8.810128108083441E-4,0,0,1.0483891121280137E-2]
[2004,12,27,16,5.0705663469446955E-3,2.3775213586695811E-3,3.1960384042533803E-3,2.3425899398590304E-3,0,0,1.2986716049726687E-2,null,4.3367217186508081E-3,1.968234548372234E-3,3.3027597526079679E-3,8.8757095425027002E-4,0,0,1.0495286973881281E-2]
[2004,12,27,17,4.7649509462523165E-3,2.3987170881314907E-3,3.0698595189587166E-3,2.3729717388143684E-3,5.8775263205227454E-6,1.0027099896817401E-4,1.2712647817445589E-2,null,4.0753369235311428E-3,1.9857814641350544E-3,3.172367532218643E-3,8.9908214612888454E-4,8.5243619305500948E-7,4.0206642340484467E-5,1.0173627144547262E-2]
[2004,12,27,18,5.2070019525142291E-3,2.4135466920217515E-3,2.9901038553004754E-3,2.4139198767005559E-3,1.4094786666402542E-5,2.4045801961764481E-4,1.327912518282106E-2,null,4.4534114951739366E-3,1.9980581734941744E-3,3.0899486865557067E-3,9.1459675976228981E-4,2.0442113965322214E-6,9.64188019682188E-5,1.0554478128350859E-2]
[2004,12,27,19,5.6500022607363157E-3,2.2928593442424505E-3,2.9628299893203437E-3,2.3958955248717132E-3,1.4094786666402542E-5,2.4045801961764481E-4,1.3556139925454871E-2,null,4.8322979797563422E-3,1.8981469753951766E-3,3.0617640981798837E-3,9.0776761272282492E-4,2.0442113965322214E-6,9.64188019682188E-5,1.0798439679418978E-2]
[2004,12,27,20,6.2208207549273985E-3,2.3338832675366765E-3,2.8420332039981195E-3,2.3800510240571168E-3,1.4094786666402542E-5,2.4045801961764481E-4,1.403134105680336E-2,null,5.3205039890629035E-3,1.9321086905415134E-3,2.9369336955552732E-3,9.0176437738558241E-4,2.0442113965322214E-6,9.64188019682188E-5,1.1189773765910021E-2]
[2004,12,27,21,5.9762905329641333E-3,2.3073934573134159E-3,2.8660853175368345E-3,2.5495028713840148E-3,1.4094786666402542E-5,2.4045801961764481E-4,1.3953824985482446E-2,null,5.1113637368909578E-3,1.9101790622455888E-3,2.9617889515043592E-3,9.6596705121780103E-4,2.0442113965322214E-6,9.64188019682188E-5,1.1047761815223456E-2]
[2004,12,27,22,5.3218768719344445E-3,2.2807036234282403E-3,2.70214014650773E-3,2.6032219770099263E-3,1.4094786666402542E-5,2.4045801961764481E-4,1.316249542516439E-2,null,4.5516609852487662E-3,1.8880838440673957E-3,2.792369362619335E-3,9.8632038622987334E-4,2.0442113965322214E-6,9.64188019682188E-5,1.031689759153012E-2]
[2004,12,27,23,4.920533896942492E-3,2.2102817158306865E-3,2.5903466998788349E-3,2.7657568814700817E-3,1.4094786666402542E-5,2.4045801961764481E-4,1.2741472000406144E-2,null,4.2084029195448664E-3,1.8297849644420433E-3,2.6768429360157424E-3,1.0479023378109332E-3,2.0442113965322214E-6,9.64188019682188E-5,9.8613961711783368E-3]
[2004,12,27,24,4.4566057921059674E-3,2.2278341403347592E-3,2.4744712645755037E-3,3.5799550846188476E-3,1.4094786666402542E-5,2.4045801961764481E-4,1.2993419087919126E-2,null,3.8116174422481602E-3,1.844315764845007E-3,2.5570982159502853E-3,1.3563893947309731E-3,2.0442113965322214E-6,9.64188019682188E-5,9.667883831139177E-3]
[2004,12,28,1,4.316417546843151E-3,2.0749644864221412E-3,2.4818027465532159E-3,3.3258509223437565E-3,1.4094786666402542E-5,2.4045801961764481E-4,1.2453588508446313E-2,null,3.6917181319280948E-3,1.7177623973510174E-3,2.564674509016956E-3,1.2601132731819152E-3,2.0442113965322214E-6,9.64188019682188E-5,9.3327313248427329E-3]
[2004,12,28,2,4.0727004193776822E-3,2.0983044538070541E-3,2.4555328833384543E-3,3.3666071554495033E-3,1.4094786666402542E-5,2.4045801961764481E-4,1.2247697718256742E-2,null,3.4832732980440953E-3,1.7370844236273967E-3,2.537527448826201E-3,1.2755551770737637E-3,2.0442113965322214E-6,9.64188019682188E-5,9.1319033609362065E-3]
[2004,12,28,3,3.6093297745005311E-3,2.1902358781178567E-3,2.4438454040578953E-3,3.697274552575514E-3,1.4094786666402542E-5,2.4045801961764481E-4,1.2195238415535844E-2,null,3.0869646015540442E-3,1.8131899882524148E-3,2.5254497040388111E-3,1.4008399194919128E-3,2.0442113965322214E-6,9.64188019682188E-5,8.9249072267019326E-3]
[2004,12,28,4,3.8187354273652328E-3,2.1418167015407599E-3,2.4293692985397921E-3,3.216929648347135E-3,1.4094786666402542E-5,2.4045801961764481E-4,1.1861403882076968E-2,null,3.2660637357826705E-3,1.7731061018152784E-3,2.5104902158749427E-3,1.2188446937116413E-3,2.0442113965322214E-6,9.64188019682188E-5,8.8669677605492832E-3]
[2004,12,28,5,4.0194397584130941E-3,2.1471288191970278E-3,2.4537693773576397E-3,3.8071598656648142E-3,1.4094786666402542E-5,2.4045801961764481E-4,1.2682050626916623E-2,null,3.4377208588586769E-3,1.7775037462183282E-3,2.53570505627636E-3,1.4424737584055338E-3,2.0442113965322214E-6,9.64188019682188E-5,9.2918664331236491E-3]
[2004,12,28,6,4.2388419647722674E-3,2.0290643247960339E-3,2.5324909373817084E-3,3.50296858341067E-3,1.4094786666402542E-5,2.4045801961764481E-4,1.255791861664473E-2,null,3.6253697817469569E-3,1.6797638811404509E-3,2.6170552677644301E-3,1.3272204048112761E-3,2.0442113965322214E-6,9.64188019682188E-5,9.347872348827866E-3]
[2004,12,28,7,4.3576016102434816E-3,1.9797572937393813E-3,2.7494396253296811E-3,3.6725101584862783E-3,1.4094786666402542E-5,2.4045801961764481E-4,1.301386149408287E-2,null,3.7269417755982194E-3,1.6389449830685225E-3,2.8412482543011658E-3,1.3914570750942564E-3,2.0442113965322214E-6,9.64188019682188E-5,9.6970551014269133E-3]
[2004,12,28,8,4.5188335044252879E-3,2.0869162832612442E-3,3.2700872840500284E-3,3.1643693387812455E-3,1.4094786666402542E-5,2.4045801961764481E-4,1.3294759216801854E-2,null,3.8648391640543961E-3,1.7276567099165255E-3,3.3792812548504312E-3,1.1989304085338038E-3,2.0442113965322214E-6,9.64188019682188E-5,1.0269170550719907E-2]
[2004,12,28,9,5.5780229714253353E-3,2.101446254937508E-3,3.4357222552484261E-3,3.7085815309912682E-3,5.8775263205227454E-6,1.0027099896817401E-4,1.4929921537891232E-2,null,4.7707359912348684E-3,1.739685368307252E-3,3.5504470693069829E-3,1.4051239580474453E-3,8.5243619305500948E-7,4.0206642340484467E-5,1.1507051465430086E-2]
[2004,12,28,10,6.6726128001797103E-3,2.0750389009759397E-3,3.4076365706343717E-3,3.5652932657714133E-3,0,0,1.5720581537561434E-2,null,5.7069098145462746E-3,1.7178240015486637E-3,3.5214235542439937E-3,1.3508342592272985E-3,0,0,1.2296991629566229E-2]
[2004,12,28,11,6.0841600225504909E-3,2.1443746295661823E-3,3.3754821935957566E-3,3.3468449950886715E-3,0,0,1.49508618408011E-2,null,5.2036216675165597E-3,1.775223686287665E-3,3.4881954859542048E-3,1.2680676013649029E-3,0,0,1.1735108441123333E-2]
[2004,12,28,12,5.7443163242340695E-3,2.2228544542335794E-3,3.3436055777893289E-3,3.6455209008605279E-3,0,0,1.4956297257117505E-2,null,4.9129623118168769E-3,1.8401933243930417E-3,3.4552544538330936E-3,1.3812312644486105E-3,0,0,1.1589641354491623E-2]
[2004,12,28,13,4.7420781782640531E-3,2.2067398984560167E-3,3.3360128598415679E-3,3.0359187803562782E-3,0,0,1.3320749716917917E-2,null,4.0557744480770683E-3,1.8268528657269549E-3,3.447408201667476E-3,1.150262486429567E-3,0,0,1.0480298001901067E-2]
[2004,12,28,14,5.44497177075947E-3,2.2069810735852844E-3,3.3851439153803958E-3,3.6684802509919425E-3,0,0,1.4705577010717093E-2,null,4.6569408070010788E-3,1.8270525229119058E-3,3.4981798296369136E-3,1.389930205718004E-3,0,0,1.1372103365267902E-2]
[2004,12,28,15,5.7113091731210265E-3,2.140068798477389E-3,3.3484675872812414E-3,3.1692543913038294E-3,0,0,1.4369099950183487E-2,null,4.8847321656540175E-3,1.7716590976973186E-3,3.4602788143806122E-3,1.2007812790832152E-3,0,0,1.1317451356815163E-2]
[2004,12,28,16,5.6067884545513962E-3,2.1717903840328496E-3,3.2960423144417525E-3,3.6606868878339047E-3,0,0,1.4735308040859903E-2,null,4.7953383505936883E-3,1.7979198588853238E-3,3.4061029693959822E-3,1.3869774214268639E-3,0,0,1.1386338600301856E-2]
[2004,12,28,17,5.283888176746904E-3,2.2619389865696812E-3,3.1714023800852361E-3,3.2324502076492992E-3,5.8775263205227454E-6,1.0027099896817401E-4,{"$f":"SUM(E8707:J8707)","v":1.4055828276339817E-2},null,4.519170255769942E-3,1.8725495118865306E-3,3.2773010882256692E-3,1.2247251926397417E-3,8.5243619305500948E-7,4.0206642340484467E-5,{"$f":"SUM(M8707:R8707)","v":1.0934805127055422E-2}]
[2004,12,28,18,5.9767926695352526E-3,2.1995788252802484E-3,3.0881506209192093E-3,2.5086210491596559E-3,1.4094786666402542E-5,2.4045801961764481E-4,1.4027695971178415E-2,null,{"$f":"E8708*V$5","v":5.1117932010621573E-3},{"$f":"F8708*W$5","v":1.8209245607817342E-3},{"$f":"G8708*X$5","v":3.1912694062717103E-3},{"$f":"H8708*Y$5","v":9.504775635589632E-4},{"$f":"I8708*Z$5","v":2.0442113965322214E-6},{"$f":"J8708*AA$5","v":9.64188019682188E-5},1.1172927745039316E-2]
[2004,12,28,19,6.1791542175389817E-3,2.18809527486716E-3,3.0942884538942704E-3,2.5883542897433697E-3,1.4094786666402542E-5,2.4045801961764481E-4,1.4304445042327829E-2,null,5.2848676981104726E-3,1.8114178867076629E-3,3.1976121922943327E-3,9.8068725037876226E-4,2.0442113965322214E-6,9.64188019682188E-5,1.137304804085598E-2]
[2004,12,28,20,7.2886134316096883E-3,2.0687641018744926E-3,3.0229151143785077E-3,3.6809355086076011E-3,1.4094786666402542E-5,2.4045801961764481E-4,1.6315780962754333E-2,null,6.2337589146738539E-3,1.7126293998974405E-3,3.1238555713325286E-3,1.3946493094327704E-3,2.0442113965322214E-6,9.64188019682188E-5,1.2563356208701344E-2]
[2004,12,28,21,6.3879154732207309E-3,2.1507842850988414E-3,2.9927641929600049E-3,3.792442814730821E-3,1.4094786666402542E-5,2.4045801961764481E-4,1.5578459572294447E-2,null,5.4634156964170873E-3,1.7805299290335154E-3,3.0926978575727218E-3,1.436897696321864E-3,2.0442113965322214E-6,9.64188019682188E-5,1.1872004192709939E-2]
[2004,12,28,22,6.05642141352893E-3,2.0706364956799769E-3,2.8169716947707753E-3,3.3781597563765919E-3,1.4094786666402542E-5,2.4045801961764481E-4,1.4576742166640322E-2,null,5.1798975665073195E-3,1.7141794638590845E-3,2.91103533841866E-3,1.2799322781850003E-3,2.0442113965322214E-6,9.64188019682188E-5,1.1183507660334815E-2]
[2004,12,28,23,5.7626606024919263E-3,2.0320036282719302E-3,2.6121937659119901E-3,3.7410528586204798E-3,1.4094786666402542E-5,2.4045801961764481E-4,1.4402463661580375E-2,null,4.9286516893913869E-3,1.6821971878395955E-3,2.699419514041478E-3,1.4174268398959716E-3,2.0442113965322214E-6,9.64188019682188E-5,1.0826158244533183E-2]
[2004,12,28,24,5.1676966616586986E-3,2.0695022539820064E-3,2.5263355738214359E-3,3.2061454376578927E-3,1.4094786666402542E-5,2.4045801961764481E-4,1.3224232733404083E-2,null,4.4197947161303541E-3,1.7132404802036867E-3,2.6106943657794967E-3,1.2147587237305432E-3,2.0442113965322214E-6,9.64188019682188E-5,1.0056951299208833E-2]
[2004,12,29,1,4.7540795589756431E-3,2.0749644864221412E-3,2.5397663000150412E-3,4.0316430753206027E-3,1.4094786666402542E-5,2.4045801961764481E-4,1.3655006227017475E-2,null,4.0660389126012551E-3,1.7177623973510174E-3,2.6245735675630246E-3,1.5275269609388554E-3,2.0442113965322214E-6,9.64188019682188E-5,1.0034364851818902E-2]
[2004,12,29,2,4.4964452618296447E-3,2.0983044538070541E-3,2.5125007619887546E-3,3.564656289797389E-3,1.4094786666402542E-5,2.4045801961764481E-4,1.2926459573706891E-2,null,3.8456910903948427E-3,1.7370844236273967E-3,2.5963975852260858E-3,1.3505929189212211E-3,2.0442113965322214E-6,9.64188019682188E-5,9.628229031534298E-3]
[2004,12,29,3,3.9910311230638004E-3,2.1902358781178567E-3,2.5034319314204243E-3,3.8111374211360054E-3,1.4094786666402542E-5,2.4045801961764481E-4,1.2750389160022135E-2,null,3.4134237019955685E-3,1.8131899882524148E-3,2.5870259304410742E-3,1.4439807924130994E-3,2.0442113965322214E-6,9.64188019682188E-5,9.3560834264669081E-3]
[2004,12,29,4,4.2361131834284128E-3,2.1418167015407599E-3,2.4882189395660928E-3,3.3246535334983348E-3,1.4094786666402542E-5,2.4045801961764481E-4,1.2445355164317648E-2,null,3.6230359270037933E-3,1.7731061018152784E-3,2.5713049500090584E-3,1.2596596011405321E-3,2.0442113965322214E-6,9.64188019682188E-5,9.3255695933334125E-3]
[2004,12,29,5,4.4673233187859929E-3,2.1471288191970278E-3,2.5145741762101674E-3,2.5857539966822572E-3,1.4094786666402542E-5,2.4045801961764481E-4,1.1969333117159493E-2,null,3.8207838602660393E-3,1.7775037462183282E-3,2.5985402343982151E-3,9.7970203971328804E-4,2.0442113965322214E-6,9.64188019682188E-5,9.2749928939606201E-3]
[2004,12,29,6,4.7147589183016564E-3,2.0290643247960339E-3,2.5823440887698767E-3,2.5834410405240994E-3,1.4094786666402542E-5,2.4045801961764481E-4,1.2164161178675716E-2,null,4.0324090052626218E-3,1.6797638811404509E-3,2.6685731036347341E-3,9.7882569653879345E-4,2.0442113965322214E-6,9.64188019682188E-5,9.4580346999413503E-3]
[2004,12,29,7,4.8426769696526539E-3,1.9797572937393813E-3,2.8105955907839438E-3,2.5542765678459901E-3,1.4094786666402542E-5,2.4045801961764481E-4,1.2441859228306018E-2,null,4.141813942215202E-3,1.6389449830685225E-3,2.9044463250957526E-3,9.6777573068490043E-4,2.0442113965322214E-6,9.64188019682188E-5,9.7514439944291278E-3]
[2004,12,29,8,5.0129079382968365E-3,2.0869162832612442E-3,3.3443856371681499E-3,2.7869060778615328E-3,1.4094786666402542E-5,2.4045801961764481E-4,1.3485668742871812E-2,null,4.2874080018119225E-3,1.7276567099165255E-3,3.4560605607677239E-3,1.0559154399349508E-3,2.0442113965322214E-6,9.64188019682188E-5,1.0625503725795873E-2]
[2004,12,29,9,6.1999687811463821E-3,2.101446254937508E-3,3.5082041656041875E-3,3.8821019993693058E-3,5.8775263205227454E-6,1.0027099896817401E-4,1.5797869726346083E-2,null,5.3026698456190725E-3,1.739685368307252E-3,3.6253492782405677E-3,1.4708681692214745E-3,8.5243619305500948E-7,4.0206642340484467E-5,1.2179631739921905E-2]
[2004,12,29,10,6.9012749335930004E-3,2.0750389009759397E-3,3.491733757419963E-3,3.9787286951226937E-3,0,0,1.6446776287111595E-2,null,5.9024785089198265E-3,1.7178240015486637E-3,3.608328894133954E-3,1.5074785238962862E-3,0,0,1.2736109928498732E-2]
[2004,12,29,11,6.6068974198098358E-3,2.1443746295661823E-3,3.456593781984285E-3,3.6157956901386791E-3,0,0,1.5823661521498982E-2,null,5.6507051822035472E-3,1.775223686287665E-3,3.5720155330610285E-3,1.3699688436566602E-3,0,0,1.23679132452089E-2]
[2004,12,29,12,6.4245093956748107E-3,2.2228544542335794E-3,3.4201153261747977E-3,3.8192164581934188E-3,0,0,1.5886695634276606E-2,null,5.4947135135480782E-3,1.8401933243930417E-3,3.534318997398464E-3,1.4470418141089849E-3,0,0,1.2316267649448568E-2]
[2004,12,29,13,5.2493782818278864E-3,2.2067398984560167E-3,3.4110425568118978E-3,3.1911440506557608E-3,0,0,1.4058304787751563E-2,null,4.4896548524474235E-3,1.8268528657269549E-3,3.5249432722955984E-3,1.2090749311256107E-3,0,0,1.1050525921595587E-2]
[2004,12,29,14,6.0390175445288602E-3,2.2069810735852844E-3,3.4694398018613954E-3,3.8650419839289748E-3,0,0,1.5580480403904513E-2,null,5.1650124961785124E-3,1.8270525229119058E-3,3.5852905041548859E-3,1.4644043942661316E-3,0,0,1.2041759917511436E-2]
[2004,12,29,15,6.3691044535579772E-3,2.140068798477389E-3,3.4256512945843817E-3,3.426739509636473E-3,0,0,1.5361564056256221E-2,null,5.4473271272239068E-3,1.7716590976973186E-3,3.5400398215382958E-3,1.2983383923855548E-3,0,0,1.2057364438845076E-2]
[2004,12,29,16,6.237281564198123E-3,2.1717903840328496E-3,3.3679852803853686E-3,3.8492750588759012E-3,0,0,1.5626332287492242E-2,null,5.3345824852675597E-3,1.7979198588853238E-3,3.4804482376147878E-3,1.4584305511803925E-3,0,0,1.2071381132948065E-2]
[2004,12,29,17,5.7854327908819711E-3,2.2619389865696812E-3,3.2407280975752539E-3,3.2929516645188867E-3,4.6935642405449312E-6,8.0072525320291826E-5,1.4665817629106629E-2,null,4.9481281417667359E-3,1.8725495118865306E-3,3.3489417134578273E-3,1.2476482552268298E-3,6.8072243574630269E-7,3.210746297515408E-5,1.1450055807748825E-2]
[2004,12,29,18,6.5147581706960335E-3,2.1995788252802484E-3,3.1637694289718445E-3,2.6267231404121694E-3,1.4094786666402542E-5,2.4045801961764481E-4,1.4759382371644343E-2,null,5.571900911549881E-3,1.8209245607817342E-3,3.2694132594381976E-3,9.9522461213471776E-4,2.0442113965322214E-6,9.64188019682188E-5,1.175592635726928E-2]
[2004,12,29,19,6.7643073014595732E-3,2.18809527486716E-3,3.1732929565189117E-3,2.6701931037104534E-3,1.4094786666402542E-5,2.4045801961764481E-4,1.5050441442840146E-2,null,5.7853337041026843E-3,1.8114178867076629E-3,3.2792547943344763E-3,1.0116947062597714E-3,2.0442113965322214E-6,9.64188019682188E-5,1.1986164104769345E-2]
[2004,12,29,20,7.7136156722716325E-3,2.0687641018744926E-3,3.1219866268084487E-3,4.0752506589532816E-3,1.4094786666402542E-5,2.4045801961764481E-4,1.72341698661919E-2,null,6.5972521265641772E-3,1.7126293998974405E-3,3.2262352559596437E-3,1.5440491972717469E-3,2.0442113965322214E-6,9.64188019682188E-5,1.3178628993057757E-2]
[2004,12,29,21,7.031687182996715E-3,2.1507842850988414E-3,3.0721546935083546E-3,4.0927112997800772E-3,1.4094786666402542E-5,2.4045801961764481E-4,1.6601890267668035E-2,null,6.0140166677110979E-3,1.7805299290335154E-3,3.1747393466867251E-3,1.5506647629654137E-3,2.0442113965322214E-6,9.64188019682188E-5,1.2618413719761502E-2]
[2004,12,29,22,6.609433643463461E-3,2.0706364956799769E-3,2.8981018570798499E-3,3.6693832049763432E-3,1.4094786666402542E-5,2.4045801961764481E-4,1.5502108007483679E-2,null,5.652874347430753E-3,1.7141794638590845E-3,2.9948745796619328E-3,1.3902723209623079E-3,2.0442113965322214E-6,9.64188019682188E-5,1.1850663725278829E-2]
[2004,12,29,23,6.293607697925886E-3,2.0320036282719302E-3,2.7466299488589051E-3,3.9835322512849344E-3,1.4094786666402542E-5,2.4045801961764481E-4,1.5310326332625704E-2,null,5.3827567424907215E-3,1.6821971878395955E-3,2.838344757787113E-3,1.5092985167401774E-3,2.0442113965322214E-6,9.64188019682188E-5,1.1511060218222357E-2]
[2004,12,29,24,5.6342958778908938E-3,2.0695022539820064E-3,2.6598727195474461E-3,3.4432611585845404E-3,1.4094786666402542E-5,2.4045801961764481E-4,1.4061484816288935E-2,null,4.8188647245839232E-3,1.7132404802036867E-3,2.7486905518688321E-3,1.3045981886363261E-3,2.0442113965322214E-6,9.64188019682188E-5,1.0683856958657518E-2]
[2004,12,30,1,4.507019984904154E-3,2.0749644864221412E-3,2.5852566538340969E-3,3.9879159599919686E-3,1.4094786666402542E-5,2.4045801961764481E-4,1.340970989143641E-2,null,3.8547353722537272E-3,1.7177623973510174E-3,2.6715829243734823E-3,1.510959435902364E-3,2.0442113965322214E-6,9.64188019682188E-5,9.8535031432453405E-3]
[2004,12,30,2,4.2572419623346375E-3,2.0983044538070541E-3,2.5627997568958812E-3,3.7681721926788145E-3,1.4094786666402542E-5,2.4045801961764481E-4,1.2941071172000435E-2,null,3.6411068145736614E-3,1.7370844236273967E-3,2.6483761521152718E-3,1.4277019344821956E-3,2.0442113965322214E-6,9.64188019682188E-5,9.5527323381632764E-3]
[2004,12,30,3,3.7755612324788675E-3,2.1902358781178567E-3,2.4775915299400809E-3,4.1349186269830302E-3,1.4094786666402542E-5,2.4045801961764481E-4,1.2832860073803885E-2,null,3.229137985119378E-3,1.8131899882524148E-3,2.5603226724680377E-3,1.5666564638792035E-3,2.0442113965322214E-6,9.64188019682188E-5,9.2677701230837843E-3]
[2004,12,30,4,4.0005038671504026E-3,2.1418167015407599E-3,2.4594835580808772E-3,3.377507804104988E-3,1.4094786666402542E-5,2.4045801961764481E-4,1.2233864737161076E-2,null,3.4215254902781227E-3,1.7731061018152784E-3,2.5416100435527085E-3,1.2796852635923105E-3,2.0442113965322214E-6,9.64188019682188E-5,9.1143899126031706E-3]
[2004,12,30,5,4.2144935414753348E-3,2.1471288191970278E-3,2.4835028709914056E-3,2.6772835004049817E-3,1.4094786666402542E-5,2.4045801961764481E-4,1.1776961538352799E-2,null,3.6045452172108207E-3,1.7775037462183282E-3,2.5664314036028925E-3,1.0143811474730186E-3,2.0442113965322214E-6,9.64188019682188E-5,9.0613245278698094E-3]
[2004,12,30,6,4.446104446088465E-3,2.0290643247960339E-3,2.5519628198222067E-3,2.6995010218681683E-3,1.4094786666402542E-5,2.4045801961764481E-4,1.1981185418858922E-2,null,3.8026359178516575E-3,1.6797638811404509E-3,2.6371773506362766E-3,1.0227990213785743E-3,2.0442113965322214E-6,9.64188019682188E-5,9.2408391843717096E-3]
[2004,12,30,7,4.5688526634918621E-3,1.9797572937393813E-3,2.7874638486159566E-3,2.6534441345557915E-3,1.4094786666402542E-5,2.4045801961764481E-4,1.224407074668704E-2,null,3.9076192321237874E-3,1.6389449830685225E-3,2.8805421733376071E-3,1.0053487819123774E-3,2.0442113965322214E-6,9.64188019682188E-5,9.5309181838070453E-3]
[2004,12,30,8,4.7340034558673912E-3,2.0869162832612442E-3,3.2956608697482749E-3,2.7810128934880004E-3,1.4094786666402542E-5,2.4045801961764481E-4,1.3152146308648959E-2,null,4.0488683508891708E-3,1.7276567099165255E-3,3.4057087875927266E-3,1.0536826038807228E-3,2.0442113965322214E-6,9.64188019682188E-5,1.0334379465643896E-2]
[2004,12,30,9,5.8488811272578625E-3,2.101446254937508E-3,3.4710026692083037E-3,3.9323369034940199E-3,5.8775263205227454E-6,1.0027099896817401E-4,1.5459815480186391E-2,null,5.0023938311486308E-3,1.739685368307252E-3,3.5869055583936473E-3,1.4899013943847851E-3,8.5243619305500948E-7,4.0206642340484467E-5,1.1859945230767855E-2]
[2004,12,30,10,6.9012749335930004E-3,2.0750389009759397E-3,3.4610812233992457E-3,3.8549197685511963E-3,0,0,1.6292314826519383E-2,null,5.9024785089198265E-3,1.7178240015486637E-3,3.5766528180441481E-3,1.4605692440295853E-3,0,0,1.2657524572542224E-2]
[2004,12,30,11,6.3957078216793448E-3,2.1443746295661823E-3,3.4209512777773339E-3,3.6219724673407726E-3,0,0,1.5583006196363635E-2,null,5.4700802866201378E-3,1.775223686287665E-3,3.5351828628965476E-3,1.3723091286302154E-3,0,0,1.2152795964434564E-2]
[2004,12,30,12,6.0405414165346956E-3,2.2228544542335794E-3,3.3853182385654009E-3,3.9521356963408407E-3,0,0,1.5600849805674517E-2,null,5.1663158237304991E-3,1.8401933243930417E-3,3.4983599737799299E-3,1.4974028495737858E-3,0,0,1.2002271971477256E-2]
[2004,12,30,13,4.9630081200224205E-3,2.2067398984560167E-3,3.3809812768549308E-3,3.3747718788854019E-3,0,0,1.3925501174218771E-2,null,4.2447300027758225E-3,1.8268528657269549E-3,3.4938781932835256E-3,1.2786486640079841E-3,0,0,1.0844109725794287E-2]
[2004,12,30,14,5.7036793961713714E-3,2.2069810735852844E-3,3.4361772762901022E-3,3.8711836430007428E-3,0,0,1.5218021389047501E-2,null,4.8782066185766252E-3,1.8270525229119058E-3,3.5509172843022213E-3,1.4667313735253942E-3,0,0,1.1722907799316146E-2]
[2004,12,30,15,5.9977802366407542E-3,2.140068798477389E-3,3.39668856638731E-3,3.5823306123644373E-3,0,0,1.5116868213869891E-2,null,5.129743313901705E-3,1.7716590976973186E-3,3.5101099768631789E-3,1.3572894453083813E-3,0,0,1.1768801833770583E-2]
[2004,12,30,16,5.8813689589123502E-3,2.1717903840328496E-3,3.3298777814582967E-3,4.0121604664181054E-3,0,0,1.5395197590821603E-2,null,5.0301798170696681E-3,1.7979198588853238E-3,3.4410682622173128E-3,1.5201453029368942E-3,0,0,1.1789313241109199E-2]
[2004,12,30,17,5.5023114842402011E-3,2.2619389865696812E-3,3.1958777451312594E-3,3.2592798264380321E-3,4.6935642405449312E-6,8.0072525320291826E-5,1.4304174131940012E-2,null,4.7059819522654407E-3,1.8725495118865306E-3,3.3025937287949484E-3,1.2348905186087928E-3,6.8072243574630269E-7,3.210746297515408E-5,1.1148803896966614E-2]
[2004,12,30,18,6.2110773828061988E-3,2.1995788252802484E-3,3.1238942550358465E-3,2.7848464088879245E-3,1.4094786666402542E-5,2.4045801961764481E-4,1.4573949678294265E-2,null,5.3121707397570609E-3,1.8209245607817342E-3,3.2282065832515824E-3,1.0551350633418305E-3,2.0442113965322214E-6,9.64188019682188E-5,1.1514899960496958E-2]
[2004,12,30,19,6.4339891647800431E-3,2.18809527486716E-3,3.134025437143521E-3,2.6858878600799791E-3,1.4094786666402542E-5,2.4045801961764481E-4,1.4696550543154751E-2,null,5.5028213101438617E-3,1.8114178867076629E-3,3.2386760633639107E-3,1.017641205751895E-3,2.0442113965322214E-6,9.64188019682188E-5,1.166901947933208E-2]
[2004,12,30,20,7.6079760480494574E-3,2.0687641018744926E-3,3.0840808396159743E-3,2.6412985575180532E-3,1.4094786666402542E-5,2.4045801961764481E-4,1.5656672353342026E-2,null,6.5069013409974983E-3,1.7126293998974405E-3,3.1870637278066604E-3,1.0007470113600997E-3,2.0442113965322214E-6,9.64188019682188E-5,1.250580449342645E-2]
[2004,12,30,21,6.6682791761105732E-3,2.1507842850988414E-3,3.0398808079689851E-3,2.6233519300986503E-3,1.4094786666402542E-5,2.4045801961764481E-4,1.4736849005561098E-2,null,5.7032033801294527E-3,1.7805299290335154E-3,3.1413877792969688E-3,9.9394731289252571E-4,2.0442113965322214E-6,9.64188019682188E-5,1.1717531414717213E-2]
[2004,12,30,22,6.2972589934576894E-3,2.0706364956799769E-3,2.8644660210668102E-3,2.6085699013340675E-3,1.4094786666402542E-5,2.4045801961764481E-4,1.4095484217822592E-2,null,5.3858795992981316E-3,1.7141794638590845E-3,2.9601155838747278E-3,9.8834663171777225E-4,2.0442113965322214E-6,9.64188019682188E-5,1.1146984292114467E-2]
[2004,12,30,23,5.9938887548799304E-3,2.0320036282719302E-3,2.709774527371559E-3,2.5757032067484508E-3,1.4094786666402542E-5,2.4045801961764481E-4,1.3565922923555919E-2,null,5.126415032144763E-3,1.6821971878395955E-3,2.8002586688991278E-3,9.7589395146842231E-4,2.0442113965322214E-6,9.64188019682188E-5,1.0683227853716658E-2]
[2004,12,30,24,5.3709011591740715E-3,2.0695022539820064E-3,2.6232520686458394E-3,2.5506402156565649E-3,1.4094786666402542E-5,2.4045801961764481E-4,1.2868848503742531E-2,null,4.5935901656728763E-3,1.7132404802036867E-3,2.7108470729697142E-3,9.6639797330284991E-4,2.0442113965322214E-6,9.64188019682188E-5,1.0082538705513878E-2]
[2004,12,31,1,4.3429013952626435E-3,1.851465380359562E-3,2.3246412279171931E-3,2.4843984683412482E-3,1.4094786666402542E-5,2.4045801961764481E-4,1.1257959278164694E-2,null,3.7143690692742703E-3,1.5327383341691672E-3,2.4022650906197884E-3,9.4130000379675745E-4,2.0442113965322214E-6,9.64188019682188E-5,8.6891355112247333E-3]
[2004,12,31,2,4.1294610753387848E-3,1.8448980770873042E-3,2.2759301405164299E-3,2.4869250783631481E-3,1.4094786666402542E-5,2.4045801961764481E-4,1.0991767177589715E-2,null,3.5318191906779039E-3,1.5273015825105706E-3,2.3519274542638221E-3,9.4225729710276844E-4,2.0442113965322214E-6,9.64188019682188E-5,8.4517685379198147E-3]
[2004,12,31,3,3.6782203450802138E-3,1.919590111981653E-3,2.2808288318685267E-3,2.452561831214309E-3,1.4094786666402542E-5,2.4045801961764481E-4,1.058575392642875E-2,null,3.1458848903740842E-3,1.5891354932896294E-3,2.3569897215434087E-3,9.2923759632454852E-4,2.0442113965322214E-6,9.64188019682188E-5,8.1197107148964203E-3]
[2004,12,31,4,3.7906422146731103E-3,1.8793491316584985E-3,2.2763399436645983E-3,2.4649263205458486E-3,1.4094786666402542E-5,2.4045801961764481E-4,1.0665810416826103E-2,null,3.2420363516025945E-3,1.5558219386317142E-3,2.3523509414604907E-3,9.3392230934584333E-4,2.0442113965322214E-6,9.64188019682188E-5,8.1825945544053928E-3]
[2004,12,31,5,3.8334429658250062E-3,1.8941338207697994E-3,2.3161413246760212E-3,2.4431965973267657E-3,1.4094786666402542E-5,2.4045801961764481E-4,1.0741467514881642E-2,null,3.2786427056850807E-3,1.5680614652251112E-3,2.3934813606468807E-3,9.2568925462081688E-4,2.0442113965322214E-6,9.64188019682188E-5,8.2643377995426388E-3]
[2004,12,31,6,4.092205708544485E-3,1.9132753550371597E-3,2.3649916285178843E-3,2.454172266852702E-3,1.4094786666402542E-5,2.4045801961764481E-4,1.107919776523628E-2,null,3.4999556576407126E-3,1.583907812479359E-3,2.4439628621259805E-3,9.2984776538231073E-4,2.0442113965322214E-6,9.64188019682188E-5,8.5561371109931124E-3]
[2004,12,31,7,4.1541400625723863E-3,1.9035765119959395E-3,2.5913288795812893E-3,2.4379047969766763E-3,1.4094786666402542E-5,2.4045801961764481E-4,1.134150305741034E-2,null,3.5529264778342497E-3,1.5758786110240874E-3,2.677857912427408E-3,9.2368427363523592E-4,2.0442113965322214E-6,9.64188019682188E-5,8.8288102882857315E-3]
[2004,12,31,8,4.3710874557675947E-3,1.8453543357279992E-3,2.8201017379734837E-3,2.2217918261270573E-3,1.4094786666402542E-5,2.4045801961764481E-4,1.1512888161880182E-2,null,3.7384758637408646E-3,1.5276792968963256E-3,2.914269899273771E-3,8.4180242461884334E-4,2.0442113965322214E-6,9.64188019682188E-5,9.1206904978945545E-3]
[2004,12,31,9,5.2055954242104432E-3,1.9026207781361281E-3,2.9213125684692423E-3,2.2949314707647996E-3,5.8775263205227454E-6,1.0027099896817401E-4,{"$f":"SUM(E8771:J8771)","v":1.2430608766869309E-2},null,4.4522085285967211E-3,1.5750874053446638E-3,3.0188603375627967E-3,8.6951390031507773E-4,8.5243619305500948E-7,4.0206642340484467E-5,{"$f":"SUM(M8771:R8771)","v":9.9567292503527985E-3}]
[2004,12,31,10,6.1717583790989851E-3,1.8433130988153169E-3,2.9444465091625245E-3,2.4005999048370436E-3,0,0,1.336011789191387E-2,null,{"$f":"E8772*V$5","v":5.278542232472953E-3},{"$f":"F8772*W$5","v":1.525989455920427E-3},{"$f":"G8772*X$5","v":3.0427667612588664E-3},{"$f":"H8772*Y$5","v":9.0955002924563962E-4},{"$f":"I8772*Z$5","v":0},{"$f":"J8772*AA$5","v":0},{"$f":"SUM(M8772:R8772)","v":1.0756848478897886E-2}]
[2004,12,31,11,5.756204915065604E-3,1.9305583721786835E-3,2.9071949027317428E-3,2.3659791804855135E-3,0,0,1.2959937370461545E-2,null,4.9231303101301884E-3,1.5982155836015885E-3,3.0042712581147732E-3,8.9643277435323102E-4,0,0,1.0422049926199783E-2]
[2004,12,31,12,5.802977648803399E-3,2.0719723301362031E-3,2.896539909416746E-3,2.390935330707273E-3,0,0,1.3162425219063622E-2,null,4.9631337962030191E-3,1.7152853363754609E-3,2.9932604758168366E-3,9.0588827217205669E-4,0,0,1.0577567880567372E-2]
[2004,12,31,13,5.1258718242131679E-3,2.0273581631797492E-3,2.9455351866912029E-3,2.3927007692207971E-3,0,0,1.2491465943304917E-2,null,4.3840230353124178E-3,1.6783514327407623E-3,3.0438917916466436E-3,9.0655716941243894E-4,0,0,1.0012823429112264E-2]
[2004,12,31,14,5.2995170581778845E-3,2.0446635419396563E-3,2.9778779952145682E-3,2.4271778994448072E-3,0,0,1.2749236494776916E-2,null,4.5325372260257976E-3,1.6926777159616106E-3,3.0773145834801572E-3,9.1962001871955109E-4,0,0,1.0222149544187117E-2]
[2004,12,31,15,5.5642726459303408E-3,2.0302856514322026E-3,2.947824206599049E-3,2.4191591763795851E-3,0,0,1.2961541680341178E-2,null,4.758975700345747E-3,1.6807749581898279E-3,3.0462572459586104E-3,9.1658184905879687E-4,0,0,1.0402589753552982E-2]
[2004,12,31,16,5.6307875561484172E-3,1.9543644348888911E-3,2.9053032683660526E-3,2.4505894837462548E-3,0,0,1.2941044743149615E-2,null,4.8158641494892339E-3,1.6179234675775147E-3,3.0023164587477391E-3,9.2849030449402041E-4,0,0,1.0364594380308508E-2]
[2004,12,31,17,5.5467958663737889E-3,1.9236596896687168E-3,2.8116929688236786E-3,2.4536061496074988E-3,4.6935642405449312E-6,8.0072525320291826E-5,1.2820520764034518E-2,null,4.7440282715401575E-3,1.5925044991543951E-3,2.9055803465199656E-3,9.2963327234834301E-4,6.8072243574630269E-7,3.210746297515408E-5,1.0204534574973761E-2]
[2004,12,31,18,6.0660541763012856E-3,1.8996163236334525E-3,2.7603289018115649E-3,2.5430531668613945E-3,1.4094786666402542E-5,2.4045801961764481E-4,1.3523605374891745E-2,null,5.1881362145531455E-3,1.5726001632723203E-3,2.8525011428933442E-3,9.6352335832030711E-4,2.0442113965322214E-6,9.64188019682188E-5,1.0675223892403867E-2]
[2004,12,31,19,6.6749508834310313E-3,1.8625761542047905E-3,2.645241437125803E-3,2.5367644668835418E-3,1.4094786666402542E-5,2.4045801961764481E-4,1.3974085747929216E-2,null,5.7089095155110651E-3,1.5419364046140808E-3,2.7335707051714541E-3,9.6114066754486886E-4,2.0442113965322214E-6,9.64188019682188E-5,1.104402030620622E-2]
[2004,12,31,20,7.1633392572975525E-3,1.915023737583111E-3,2.5845615646865024E-3,2.5177652618060711E-3,1.4094786666402542E-5,2.4045801961764481E-4,1.4435242627657285E-2,null,6.1266152160507513E-3,1.5853552135376772E-3,2.6708646249756734E-3,9.5394216374628177E-4,2.0442113965322214E-6,9.64188019682188E-5,1.1435240231675133E-2]
[2004,12,31,21,6.5578821833987009E-3,2.0660910622666714E-3,2.5153470220710163E-3,2.5122995616844498E-3,1.4094786666402542E-5,2.4045801961764481E-4,1.3906172635704886E-2,null,5.6087837427144351E-3,1.7104165201325139E-3,2.5993388869428105E-3,9.5187129483745119E-4,2.0442113965322214E-6,9.64188019682188E-5,1.0968873457991961E-2]
[2004,12,31,22,6.095497040837717E-3,1.9032461195982958E-3,2.4160548568788868E-3,2.5504341985895266E-3,1.4094786666402542E-5,2.4045801961764481E-4,1.3219785022188475E-2,null,5.213317920374108E-3,1.5756050951924879E-3,2.4967311815693592E-3,9.6631991663502601E-4,2.0442113965322214E-6,9.64188019682188E-5,1.0350437127135731E-2]
[2004,12,31,23,5.7148020874935373E-3,1.9278945047302826E-3,2.3840187667486181E-3,2.5484435488167339E-3,1.4094786666402542E-5,2.4045801961764481E-4,1.282971171407322E-2,null,4.8877195632313682E-3,1.5960102970223081E-3,2.4636253499960084E-3,9.6556569034541683E-4,2.0442113965322214E-6,9.64188019682188E-5,1.0011383913959851E-2]
[2004,12,31,24,5.0667279800458266E-3,2.1200273053117356E-3,2.3571250591544121E-3,2.5664438939670318E-3,1.4094786666402542E-5,2.4045801961764481E-4,1.2364877044763054E-2,null,4.3334388646350027E-3,1.7550677181474505E-3,2.4358336141638163E-3,9.7238574162713859E-4,2.0442113965322214E-6,9.64188019682188E-5,9.5951889519381595E-3]
[]
["NCP",1,null,null,{"$f":"MAX(IF($B$3:$B$8786=$B8788,E$3:E$8786))","v":6.6620028077144754E-3},{"$f":"MAX(IF($B$3:$B$8786=$B8788,F$3:F$8786))","v":2.2658325662127722E-3},{"$f":"MAX(IF($B$3:$B$8786=$B8788,G$3:G$8786))","v":4.2417294742871812E-3},{"$f":"MAX(IF($B$3:$B$8786=$B8788,H$3:H$8786))","v":9.1200628830489031E-3},{"$f":"MAX(IF($B$3:$B$8786=$B8788,I$3:I$8786))","v":1.5627816280617899E-5},{"$f":"MAX(IF($B$3:$B$8786=$B8788,J$3:J$8786))","v":2.6501993358583322E-4},{"$f":"MAX(IF($B$3:$B$8786=$B8788,K$3:K$8786))","v":2.0665512025152644E-2},null,{"$f":"MAX(IF($B$3:$B$8786=$B8788,M$3:M$8786))","v":5.6978353677073273E-3},{"$f":"MAX(IF($B$3:$B$8786=$B8788,N$3:N$8786))","v":1.875772817512125E-3},{"$f":"MAX(IF($B$3:$B$8786=$B8788,O$3:O$8786))","v":4.3833682882166002E-3},{"$f":"MAX(IF($B$3:$B$8786=$B8788,P$3:P$8786))","v":3.4554502169582856E-3},{"$f":"MAX(IF($B$3:$B$8786=$B8788,Q$3:Q$8786))","v":2.2665515200667258E-6},{"$f":"MAX(IF($B$3:$B$8786=$B8788,R$3:R$8786))","v":1.0626763263988838E-4},{"$f":"MAX(IF($B$3:$B$8786=$B8788,S$3:S$8786))","v":1.4137811189373113E-2}]
[null,2,null,null,{"$f":"MAX(IF($B$3:$B$8786=$B8789,E$3:E$8786))","v":6.0003877180980353E-3},{"$f":"MAX(IF($B$3:$B$8786=$B8789,F$3:F$8786))","v":2.2553254275686349E-3},{"$f":"MAX(IF($B$3:$B$8786=$B8789,G$3:G$8786))","v":4.2426110315959128E-3},{"$f":"MAX(IF($B$3:$B$8786=$B8789,H$3:H$8786))","v":9.0677512601672616E-3},{"$f":"MAX(IF($B$3:$B$8786=$B8789,I$3:I$8786))","v":1.5642010860590053E-5},{"$f":"MAX(IF($B$3:$B$8786=$B8789,J$3:J$8786))","v":2.6526072469491103E-4},{"$f":"MAX(IF($B$3:$B$8786=$B8789,K$3:K$8786))","v":1.9582800731964198E-2},null,{"$f":"MAX(IF($B$3:$B$8786=$B8789,M$3:M$8786))","v":5.1319734240497716E-3},{"$f":"MAX(IF($B$3:$B$8786=$B8789,N$3:N$8786))","v":1.8670744673549258E-3},{"$f":"MAX(IF($B$3:$B$8786=$B8789,O$3:O$8786))","v":4.3842792822756903E-3},{"$f":"MAX(IF($B$3:$B$8786=$B8789,P$3:P$8786))","v":3.4356301553036912E-3},{"$f":"MAX(IF($B$3:$B$8786=$B8789,Q$3:Q$8786))","v":2.2686102048013613E-6},{"$f":"MAX(IF($B$3:$B$8786=$B8789,R$3:R$8786))","v":1.0636418500399251E-4},{"$f":"MAX(IF($B$3:$B$8786=$B8789,S$3:S$8786))","v":1.3330090962970081E-2}]
[null,3,null,null,{"$f":"MAX(IF($B$3:$B$8786=$B8790,E$3:E$8786))","v":4.6945351164805107E-3},{"$f":"MAX(IF($B$3:$B$8786=$B8790,F$3:F$8786))","v":2.1063028888968116E-3},{"$f":"MAX(IF($B$3:$B$8786=$B8790,G$3:G$8786))","v":4.0308206881721669E-3},{"$f":"MAX(IF($B$3:$B$8786=$B8790,H$3:H$8786))","v":9.1050405115962411E-3},{"$f":"MAX(IF($B$3:$B$8786=$B8790,I$3:I$8786))","v":1.5874064092104082E-5},{"$f":"MAX(IF($B$3:$B$8786=$B8790,J$3:J$8786))","v":2.6919509946941503E-4},{"$f":"MAX(IF($B$3:$B$8786=$B8790,K$3:K$8786))","v":1.877910369004334E-2},null,{"$f":"MAX(IF($B$3:$B$8786=$B8790,M$3:M$8786))","v":4.0151121207352555E-3},{"$f":"MAX(IF($B$3:$B$8786=$B8790,N$3:N$8786))","v":1.7437059398628524E-3},{"$f":"MAX(IF($B$3:$B$8786=$B8790,O$3:O$8786))","v":4.1654168864671591E-3},{"$f":"MAX(IF($B$3:$B$8786=$B8790,P$3:P$8786))","v":3.4497584736708779E-3},{"$f":"MAX(IF($B$3:$B$8786=$B8790,Q$3:Q$8786))","v":2.3022656173798181E-6},{"$f":"MAX(IF($B$3:$B$8786=$B8790,R$3:R$8786))","v":1.0794178970544877E-4},{"$f":"MAX(IF($B$3:$B$8786=$B8790,S$3:S$8786))","v":1.239597944921679E-2}]
[null,4,null,null,{"$f":"MAX(IF($B$3:$B$8786=$B8791,E$3:E$8786))","v":4.4269597689261886E-3},{"$f":"MAX(IF($B$3:$B$8786=$B8791,F$3:F$8786))","v":1.773263838213777E-3},{"$f":"MAX(IF($B$3:$B$8786=$B8791,G$3:G$8786))","v":3.5149748758537933E-3},{"$f":"MAX(IF($B$3:$B$8786=$B8791,H$3:H$8786))","v":8.6827351184492838E-3},{"$f":"MAX(IF($B$3:$B$8786=$B8791,I$3:I$8786))","v":1.5531848486561106E-5},{"$f":"MAX(IF($B$3:$B$8786=$B8791,J$3:J$8786))","v":2.6359329730152108E-4},{"$f":"MAX(IF($B$3:$B$8786=$B8791,K$3:K$8786))","v":1.7833662304809712E-2},null,{"$f":"MAX(IF($B$3:$B$8786=$B8791,M$3:M$8786))","v":3.7862619801955159E-3},{"$f":"MAX(IF($B$3:$B$8786=$B8791,N$3:N$8786))","v":1.4679990726579892E-3},{"$f":"MAX(IF($B$3:$B$8786=$B8791,O$3:O$8786))","v":3.6323460744239955E-3},{"$f":"MAX(IF($B$3:$B$8786=$B8791,P$3:P$8786))","v":3.2897535174457879E-3},{"$f":"MAX(IF($B$3:$B$8786=$B8791,Q$3:Q$8786))","v":2.2526330079988151E-6},{"$f":"MAX(IF($B$3:$B$8786=$B8791,R$3:R$8786))","v":1.0569558034736558E-4},{"$f":"MAX(IF($B$3:$B$8786=$B8791,S$3:S$8786))","v":1.1692738029272263E-2}]
[null,5,null,null,{"$f":"MAX(IF($B$3:$B$8786=$B8792,E$3:E$8786))","v":4.0737779766013291E-3},{"$f":"MAX(IF($B$3:$B$8786=$B8792,F$3:F$8786))","v":1.6370776504905336E-3},{"$f":"MAX(IF($B$3:$B$8786=$B8792,G$3:G$8786))","v":3.2047985992556954E-3},{"$f":"MAX(IF($B$3:$B$8786=$B8792,H$3:H$8786))","v":8.6200410558429225E-3},{"$f":"MAX(IF($B$3:$B$8786=$B8792,I$3:I$8786))","v":1.5512284125915815E-5},{"$f":"MAX(IF($B$3:$B$8786=$B8792,J$3:J$8786))","v":2.632616625685445E-4},{"$f":"MAX(IF($B$3:$B$8786=$B8792,K$3:K$8786))","v":1.6996192125795062E-2},null,{"$f":"MAX(IF($B$3:$B$8786=$B8792,M$3:M$8786))","v":3.4841949043292971E-3},{"$f":"MAX(IF($B$3:$B$8786=$B8792,N$3:N$8786))","v":1.3552571371499994E-3},{"$f":"MAX(IF($B$3:$B$8786=$B8792,O$3:O$8786))","v":3.311812465942119E-3},{"$f":"MAX(IF($B$3:$B$8786=$B8792,P$3:P$8786))","v":3.2659997105901578E-3},{"$f":"MAX(IF($B$3:$B$8786=$B8792,Q$3:Q$8786))","v":2.249795527024924E-6},{"$f":"MAX(IF($B$3:$B$8786=$B8792,R$3:R$8786))","v":1.0556260152763024E-4},{"$f":"MAX(IF($B$3:$B$8786=$B8792,S$3:S$8786))","v":1.0978378448885575E-2}]
[null,6,null,null,{"$f":"MAX(IF($B$3:$B$8786=$B8793,E$3:E$8786))","v":3.4074279009426488E-3},{"$f":"MAX(IF($B$3:$B$8786=$B8793,F$3:F$8786))","v":1.6106719531643191E-3},{"$f":"MAX(IF($B$3:$B$8786=$B8793,G$3:G$8786))","v":3.3304355874775749E-3},{"$f":"MAX(IF($B$3:$B$8786=$B8793,H$3:H$8786))","v":8.5097519402722796E-3},{"$f":"MAX(IF($B$3:$B$8786=$B8793,I$3:I$8786))","v":1.5449265141447738E-5},{"$f":"MAX(IF($B$3:$B$8786=$B8793,J$3:J$8786))","v":2.621902472901438E-4},{"$f":"MAX(IF($B$3:$B$8786=$B8793,K$3:K$8786))","v":1.5460939673803287E-2},null,{"$f":"MAX(IF($B$3:$B$8786=$B8793,M$3:M$8786))","v":2.9142832519406321E-3},{"$f":"MAX(IF($B$3:$B$8786=$B8793,N$3:N$8786))","v":1.3333971418394216E-3},{"$f":"MAX(IF($B$3:$B$8786=$B8793,O$3:O$8786))","v":3.4416446943614891E-3},{"$f":"MAX(IF($B$3:$B$8786=$B8793,P$3:P$8786))","v":3.2242128771862951E-3},{"$f":"MAX(IF($B$3:$B$8786=$B8793,Q$3:Q$8786))","v":2.2406556848054878E-6},{"$f":"MAX(IF($B$3:$B$8786=$B8793,R$3:R$8786))","v":1.05132985673195E-4},{"$f":"MAX(IF($B$3:$B$8786=$B8793,S$3:S$8786))","v":9.733156333587227E-3}]
[null,7,null,null,{"$f":"MAX(IF($B$3:$B$8786=$B8794,E$3:E$8786))","v":3.3109465312625872E-3},{"$f":"MAX(IF($B$3:$B$8786=$B8794,F$3:F$8786))","v":1.5474898780153713E-3},{"$f":"MAX(IF($B$3:$B$8786=$B8794,G$3:G$8786))","v":3.0164672880407572E-3},{"$f":"MAX(IF($B$3:$B$8786=$B8794,H$3:H$8786))","v":8.6883267469141864E-3},{"$f":"MAX(IF($B$3:$B$8786=$B8794,I$3:I$8786))","v":1.5597601540512758E-5},{"$f":"MAX(IF($B$3:$B$8786=$B8794,J$3:J$8786))","v":2.6479431570797181E-4},{"$f":"MAX(IF($B$3:$B$8786=$B8794,K$3:K$8786))","v":1.4843948461807224E-2},null,{"$f":"MAX(IF($B$3:$B$8786=$B8794,M$3:M$8786))","v":2.8317652800401525E-3},{"$f":"MAX(IF($B$3:$B$8786=$B8794,N$3:N$8786))","v":1.2810917681389733E-3},{"$f":"MAX(IF($B$3:$B$8786=$B8794,O$3:O$8786))","v":3.1171924407231506E-3},{"$f":"MAX(IF($B$3:$B$8786=$B8794,P$3:P$8786))","v":3.291872098648568E-3},{"$f":"MAX(IF($B$3:$B$8786=$B8794,Q$3:Q$8786))","v":2.2621693809447895E-6},{"$f":"MAX(IF($B$3:$B$8786=$B8794,R$3:R$8786))","v":1.0617716443458336E-4},{"$f":"MAX(IF($B$3:$B$8786=$B8794,S$3:S$8786))","v":9.2610892559511233E-3}]
[null,8,null,null,{"$f":"MAX(IF($B$3:$B$8786=$B8795,E$3:E$8786))","v":3.1860735754974225E-3},{"$f":"MAX(IF($B$3:$B$8786=$B8795,F$3:F$8786))","v":1.5650083594089339E-3},{"$f":"MAX(IF($B$3:$B$8786=$B8795,G$3:G$8786))","v":3.0336486618865281E-3},{"$f":"MAX(IF($B$3:$B$8786=$B8795,H$3:H$8786))","v":8.6463634515559114E-3},{"$f":"MAX(IF($B$3:$B$8786=$B8795,I$3:I$8786))","v":1.5494307790317184E-5},{"$f":"MAX(IF($B$3:$B$8786=$B8795,J$3:J$8786))","v":2.6413648564822193E-4},{"$f":"MAX(IF($B$3:$B$8786=$B8795,K$3:K$8786))","v":1.5046609185950254E-2},null,{"$f":"MAX(IF($B$3:$B$8786=$B8795,M$3:M$8786))","v":2.7249647330627484E-3},{"$f":"MAX(IF($B$3:$B$8786=$B8795,N$3:N$8786))","v":1.295594468688053E-3},{"$f":"MAX(IF($B$3:$B$8786=$B8795,O$3:O$8786))","v":3.1349475308862741E-3},{"$f":"MAX(IF($B$3:$B$8786=$B8795,P$3:P$8786))","v":3.2759728576115849E-3},{"$f":"MAX(IF($B$3:$B$8786=$B8795,Q$3:Q$8786))","v":2.2471883623357128E-6},{"$f":"MAX(IF($B$3:$B$8786=$B8795,R$3:R$8786))","v":1.0591338788697384E-4},{"$f":"MAX(IF($B$3:$B$8786=$B8795,S$3:S$8786))","v":9.4323149571819143E-3}]
[null,9,null,null,{"$f":"MAX(IF($B$3:$B$8786=$B8796,E$3:E$8786))","v":3.9674382626421652E-3},{"$f":"MAX(IF($B$3:$B$8786=$B8796,F$3:F$8786))","v":1.6120111570527668E-3},{"$f":"MAX(IF($B$3:$B$8786=$B8796,G$3:G$8786))","v":3.3958027411813401E-3},{"$f":"MAX(IF($B$3:$B$8786=$B8796,H$3:H$8786))","v":8.7457189658741892E-3},{"$f":"MAX(IF($B$3:$B$8786=$B8796,I$3:I$8786))","v":1.5450732300731166E-5},{"$f":"MAX(IF($B$3:$B$8786=$B8796,J$3:J$8786))","v":2.6339167538295868E-4},{"$f":"MAX(IF($B$3:$B$8786=$B8796,K$3:K$8786))","v":1.5915211602918453E-2},null,{"$f":"MAX(IF($B$3:$B$8786=$B8796,M$3:M$8786))","v":3.3932453504673899E-3},{"$f":"MAX(IF($B$3:$B$8786=$B8796,N$3:N$8786))","v":1.3345058037452107E-3},{"$f":"MAX(IF($B$3:$B$8786=$B8796,O$3:O$8786))","v":3.5091945723942498E-3},{"$f":"MAX(IF($B$3:$B$8786=$B8796,P$3:P$8786))","v":3.3136171192696055E-3},{"$f":"MAX(IF($B$3:$B$8786=$B8796,Q$3:Q$8786))","v":2.2408684715470466E-6},{"$f":"MAX(IF($B$3:$B$8786=$B8796,R$3:R$8786))","v":1.056147340363578E-4},{"$f":"MAX(IF($B$3:$B$8786=$B8796,S$3:S$8786))","v":1.0014857786734301E-2}]
[null,10,null,null,{"$f":"MAX(IF($B$3:$B$8786=$B8797,E$3:E$8786))","v":4.8506872015385318E-3},{"$f":"MAX(IF($B$3:$B$8786=$B8797,F$3:F$8786))","v":1.7225118379352239E-3},{"$f":"MAX(IF($B$3:$B$8786=$B8797,G$3:G$8786))","v":3.4412257936699475E-3},{"$f":"MAX(IF($B$3:$B$8786=$B8797,H$3:H$8786))","v":8.7157561136344194E-3},{"$f":"MAX(IF($B$3:$B$8786=$B8797,I$3:I$8786))","v":1.552701846517056E-5},{"$f":"MAX(IF($B$3:$B$8786=$B8797,J$3:J$8786))","v":2.6469218609405376E-4},{"$f":"MAX(IF($B$3:$B$8786=$B8797,K$3:K$8786))","v":1.650277800373243E-2},null,{"$f":"MAX(IF($B$3:$B$8786=$B8797,M$3:M$8786))","v":4.1486648823694213E-3},{"$f":"MAX(IF($B$3:$B$8786=$B8797,N$3:N$8786))","v":1.4259839546936471E-3},{"$f":"MAX(IF($B$3:$B$8786=$B8797,O$3:O$8786))","v":3.5561343805643642E-3},{"$f":"MAX(IF($B$3:$B$8786=$B8797,P$3:P$8786))","v":3.3022646597964328E-3},{"$f":"MAX(IF($B$3:$B$8786=$B8797,Q$3:Q$8786))","v":2.2519324947519149E-6},{"$f":"MAX(IF($B$3:$B$8786=$B8797,R$3:R$8786))","v":1.0613621252524336E-4},{"$f":"MAX(IF($B$3:$B$8786=$B8797,S$3:S$8786))","v":1.0585269913710236E-2}]
[null,11,null,null,{"$f":"MAX(IF($B$3:$B$8786=$B8798,E$3:E$8786))","v":5.5212016637446286E-3},{"$f":"MAX(IF($B$3:$B$8786=$B8798,F$3:F$8786))","v":1.8847711392016729E-3},{"$f":"MAX(IF($B$3:$B$8786=$B8798,G$3:G$8786))","v":3.2468144584445148E-3},{"$f":"MAX(IF($B$3:$B$8786=$B8798,H$3:H$8786))","v":8.8768714285903053E-3},{"$f":"MAX(IF($B$3:$B$8786=$B8798,I$3:I$8786))","v":1.554403721631171E-5},{"$f":"MAX(IF($B$3:$B$8786=$B8798,J$3:J$8786))","v":2.6518398312492451E-4},{"$f":"MAX(IF($B$3:$B$8786=$B8798,K$3:K$8786))","v":1.7355485260537658E-2},null,{"$f":"MAX(IF($B$3:$B$8786=$B8798,M$3:M$8786))","v":4.7221382247842744E-3},{"$f":"MAX(IF($B$3:$B$8786=$B8798,N$3:N$8786))","v":1.5603105555390224E-3},{"$f":"MAX(IF($B$3:$B$8786=$B8798,O$3:O$8786))","v":3.3552313086304291E-3},{"$f":"MAX(IF($B$3:$B$8786=$B8798,P$3:P$8786))","v":3.3633087509566356E-3},{"$f":"MAX(IF($B$3:$B$8786=$B8798,Q$3:Q$8786))","v":2.2544007779449065E-6},{"$f":"MAX(IF($B$3:$B$8786=$B8798,R$3:R$8786))","v":1.0633341318672884E-4},{"$f":"MAX(IF($B$3:$B$8786=$B8798,S$3:S$8786))","v":1.1396546239325818E-2}]
[null,12,null,null,{"$f":"MAX(IF($B$3:$B$8786=$B8799,E$3:E$8786))","v":7.7136156722716325E-3},{"$f":"MAX(IF($B$3:$B$8786=$B8799,F$3:F$8786))","v":2.4607012378860186E-3},{"$f":"MAX(IF($B$3:$B$8786=$B8799,G$3:G$8786))","v":3.5857628505981008E-3},{"$f":"MAX(IF($B$3:$B$8786=$B8799,H$3:H$8786))","v":8.0902036947925176E-3},{"$f":"MAX(IF($B$3:$B$8786=$B8799,I$3:I$8786))","v":1.4094786666402542E-5},{"$f":"MAX(IF($B$3:$B$8786=$B8799,J$3:J$8786))","v":2.4045801961764481E-4},{"$f":"MAX(IF($B$3:$B$8786=$B8799,K$3:K$8786))","v":1.8879066864824389E-2},null,{"$f":"MAX(IF($B$3:$B$8786=$B8799,M$3:M$8786))","v":6.5972521265641772E-3},{"$f":"MAX(IF($B$3:$B$8786=$B8799,N$3:N$8786))","v":2.0370951335384742E-3},{"$f":"MAX(IF($B$3:$B$8786=$B8799,O$3:O$8786))","v":3.7054977842541983E-3},{"$f":"MAX(IF($B$3:$B$8786=$B8799,P$3:P$8786))","v":3.0652525614014046E-3},{"$f":"MAX(IF($B$3:$B$8786=$B8799,Q$3:Q$8786))","v":2.0442113965322214E-6},{"$f":"MAX(IF($B$3:$B$8786=$B8799,R$3:R$8786))","v":9.64188019682188E-5},{"$f":"MAX(IF($B$3:$B$8786=$B8799,S$3:S$8786))","v":1.3178628993057757E-2}]
[]
["CP"]
[null,1,null,null,{"$f":"MAX(IF($K$3:$K$8786=$K8802,E$3:E$8786))","v":5.6021256841321532E-3},{"$f":"MAX(IF($K$3:$K$8786=$K8802,F$3:F$8786))","v":1.9961333842516832E-3},{"$f":"MAX(IF($K$3:$K$8786=$K8802,G$3:G$8786))","v":4.1897877464117392E-3},{"$f":"MAX(IF($K$3:$K$8786=$K8802,H$3:H$8786))","v":8.7840095040301533E-3},{"$f":"MAX(IF($K$3:$K$8786=$K8802,I$3:I$8786))","v":5.2040631344716196E-6},{"$f":"MAX(IF($K$3:$K$8786=$K8802,J$3:J$8786))","v":8.8251643192443688E-5},{"$f":"MAX(IF($B$3:$B$8786=$B8802,K$3:K$8786))","v":2.0665512025152644E-2},null,{"$f":"MAX(IF($S$3:$S$8786=$S8802,M$3:M$8786))","v":4.7913504059810715E-3},{"$f":"MAX(IF($S$3:$S$8786=$S8802,N$3:N$8786))","v":1.6525019536488498E-3},{"$f":"MAX(IF($S$3:$S$8786=$S8802,O$3:O$8786))","v":4.3296921346135586E-3},{"$f":"MAX(IF($S$3:$S$8786=$S8802,P$3:P$8786))","v":3.3281248096304252E-3},{"$f":"MAX(IF($S$3:$S$8786=$S8802,Q$3:Q$8786))","v":7.5476170158134809E-7},{"$f":"MAX(IF($S$3:$S$8786=$S8802,R$3:R$8786))","v":3.5387123797628309E-5},{"$f":"S8788","v":1.4137811189373113E-2}]
[null,2,null,null,{"$f":"MAX(IF($K$3:$K$8786=$K8803,E$3:E$8786))","v":5.4352437547067478E-3},{"$f":"MAX(IF($K$3:$K$8786=$K8803,F$3:F$8786))","v":2.0991303997086896E-3},{"$f":"MAX(IF($K$3:$K$8786=$K8803,G$3:G$8786))","v":3.3895977696304013E-3},{"$f":"MAX(IF($K$3:$K$8786=$K8803,H$3:H$8786))","v":8.3779260723628578E-3},{"$f":"MAX(IF($K$3:$K$8786=$K8803,I$3:I$8786))","v":1.5642010860590053E-5},{"$f":"MAX(IF($K$3:$K$8786=$K8803,J$3:J$8786))","v":2.6526072469491103E-4},{"$f":"MAX(IF($B$3:$B$8786=$B8803,K$3:K$8786))","v":1.9582800731964198E-2},null,{"$f":"MAX(IF($S$3:$S$8786=$S8803,M$3:M$8786))","v":4.3262017396098031E-3},{"$f":"MAX(IF($S$3:$S$8786=$S8803,N$3:N$8786))","v":1.7092350484849918E-3},{"$f":"MAX(IF($S$3:$S$8786=$S8803,O$3:O$8786))","v":4.3276877000949536E-3},{"$f":"MAX(IF($S$3:$S$8786=$S8803,P$3:P$8786))","v":2.9669664747803319E-3},{"$f":"MAX(IF($S$3:$S$8786=$S8803,Q$3:Q$8786))","v":0},{"$f":"MAX(IF($S$3:$S$8786=$S8803,R$3:R$8786))","v":0},{"$f":"S8789","v":1.3330090962970081E-2}]
[null,3,null,null,{"$f":"MAX(IF($K$3:$K$8786=$K8804,E$3:E$8786))","v":4.1603047294471816E-3},{"$f":"MAX(IF($K$3:$K$8786=$K8804,F$3:F$8786))","v":1.6840275703468362E-3},{"$f":"MAX(IF($K$3:$K$8786=$K8804,G$3:G$8786))","v":3.8297308786530838E-3},{"$f":"MAX(IF($K$3:$K$8786=$K8804,H$3:H$8786))","v":9.1050405115962411E-3},{"$f":"MAX(IF($K$3:$K$8786=$K8804,I$3:I$8786))","v":0},{"$f":"MAX(IF($K$3:$K$8786=$K8804,J$3:J$8786))","v":0},{"$f":"MAX(IF($B$3:$B$8786=$B8804,K$3:K$8786))","v":1.877910369004334E-2},null,{"$f":"MAX(IF($S$3:$S$8786=$S8804,M$3:M$8786))","v":3.7811448683026621E-3},{"$f":"MAX(IF($S$3:$S$8786=$S8804,N$3:N$8786))","v":1.3276373058167094E-3},{"$f":"MAX(IF($S$3:$S$8786=$S8804,O$3:O$8786))","v":4.0066238493892204E-3},{"$f":"MAX(IF($S$3:$S$8786=$S8804,P$3:P$8786))","v":3.280573425708198E-3},{"$f":"MAX(IF($S$3:$S$8786=$S8804,Q$3:Q$8786))","v":0},{"$f":"MAX(IF($S$3:$S$8786=$S8804,R$3:R$8786))","v":0},1.239597944921679E-2]
[null,4,null,null,{"$f":"MAX(IF($K$3:$K$8786=$K8805,E$3:E$8786))","v":4.0985533489869917E-3},{"$f":"MAX(IF($K$3:$K$8786=$K8805,F$3:F$8786))","v":1.5738111792815653E-3},{"$f":"MAX(IF($K$3:$K$8786=$K8805,G$3:G$8786))","v":3.4785626580918711E-3},{"$f":"MAX(IF($K$3:$K$8786=$K8805,H$3:H$8786))","v":8.6827351184492838E-3},{"$f":"MAX(IF($K$3:$K$8786=$K8805,I$3:I$8786))","v":0},{"$f":"MAX(IF($K$3:$K$8786=$K8805,J$3:J$8786))","v":0},{"$f":"MAX(IF($B$3:$B$8786=$B8805,K$3:K$8786))","v":1.7833662304809712E-2},null,{"$f":"MAX(IF($S$3:$S$8786=$S8805,M$3:M$8786))","v":3.5053846271651508E-3},{"$f":"MAX(IF($S$3:$S$8786=$S8805,N$3:N$8786))","v":1.3028818960473202E-3},{"$f":"MAX(IF($S$3:$S$8786=$S8805,O$3:O$8786))","v":3.5947179886140039E-3},{"$f":"MAX(IF($S$3:$S$8786=$S8805,P$3:P$8786))","v":3.2897535174457879E-3},{"$f":"MAX(IF($S$3:$S$8786=$S8805,Q$3:Q$8786))","v":0},{"$f":"MAX(IF($S$3:$S$8786=$S8805,R$3:R$8786))","v":0},1.1692738029272263E-2]
[null,5,null,null,{"$f":"MAX(IF($K$3:$K$8786=$K8806,E$3:E$8786))","v":3.7974061402225668E-3},{"$f":"MAX(IF($K$3:$K$8786=$K8806,F$3:F$8786))","v":1.4882314010573811E-3},{"$f":"MAX(IF($K$3:$K$8786=$K8806,G$3:G$8786))","v":3.1498125060737269E-3},{"$f":"MAX(IF($K$3:$K$8786=$K8806,H$3:H$8786))","v":8.5607420784413885E-3},{"$f":"MAX(IF($K$3:$K$8786=$K8806,I$3:I$8786))","v":0},{"$f":"MAX(IF($K$3:$K$8786=$K8806,J$3:J$8786))","v":0},{"$f":"MAX(IF($B$3:$B$8786=$B8806,K$3:K$8786))","v":1.6996192125795062E-2},null,{"$f":"MAX(IF($S$3:$S$8786=$S8806,M$3:M$8786))","v":3.2478213588042733E-3},{"$f":"MAX(IF($S$3:$S$8786=$S8806,N$3:N$8786))","v":1.2320345509630557E-3},{"$f":"MAX(IF($S$3:$S$8786=$S8806,O$3:O$8786))","v":3.2549902903159216E-3},{"$f":"MAX(IF($S$3:$S$8786=$S8806,P$3:P$8786))","v":3.2435322488023246E-3},{"$f":"MAX(IF($S$3:$S$8786=$S8806,Q$3:Q$8786))","v":0},{"$f":"MAX(IF($S$3:$S$8786=$S8806,R$3:R$8786))","v":0},1.0978378448885575E-2]
[null,6,null,null,{"$f":"MAX(IF($K$3:$K$8786=$K8807,E$3:E$8786))","v":2.2746335888303602E-3},{"$f":"MAX(IF($K$3:$K$8786=$K8807,F$3:F$8786))","v":1.5211166285143329E-3},{"$f":"MAX(IF($K$3:$K$8786=$K8807,G$3:G$8786))","v":3.1554375161863138E-3},{"$f":"MAX(IF($K$3:$K$8786=$K8807,H$3:H$8786))","v":8.5097519402722796E-3},{"$f":"MAX(IF($K$3:$K$8786=$K8807,I$3:I$8786))","v":0},{"$f":"MAX(IF($K$3:$K$8786=$K8807,J$3:J$8786))","v":0},{"$f":"MAX(IF($B$3:$B$8786=$B8807,K$3:K$8786))","v":1.5460939673803287E-2},null,{"$f":"MAX(IF($S$3:$S$8786=$S8807,M$3:M$8786))","v":2.0053443780578308E-3},{"$f":"MAX(IF($S$3:$S$8786=$S8807,N$3:N$8786))","v":1.25925863480812E-3},{"$f":"MAX(IF($S$3:$S$8786=$S8807,O$3:O$8786))","v":3.3878002925530793E-3},{"$f":"MAX(IF($S$3:$S$8786=$S8807,P$3:P$8786))","v":3.0807530281681981E-3},{"$f":"MAX(IF($S$3:$S$8786=$S8807,Q$3:Q$8786))","v":0},{"$f":"MAX(IF($S$3:$S$8786=$S8807,R$3:R$8786))","v":0},9.733156333587227E-3]
[null,7,null,null,{"$f":"MAX(IF($K$3:$K$8786=$K8808,E$3:E$8786))","v":2.2761644618461202E-3},{"$f":"MAX(IF($K$3:$K$8786=$K8808,F$3:F$8786))","v":1.398145018572474E-3},{"$f":"MAX(IF($K$3:$K$8786=$K8808,G$3:G$8786))","v":2.9409704868322744E-3},{"$f":"MAX(IF($K$3:$K$8786=$K8808,H$3:H$8786))","v":8.2286684945563539E-3},{"$f":"MAX(IF($K$3:$K$8786=$K8808,I$3:I$8786))","v":0},{"$f":"MAX(IF($K$3:$K$8786=$K8808,J$3:J$8786))","v":0},{"$f":"MAX(IF($B$3:$B$8786=$B8808,K$3:K$8786))","v":1.4843948461807224E-2},null,{"$f":"MAX(IF($S$3:$S$8786=$S8808,M$3:M$8786))","v":1.9467434565484173E-3},{"$f":"MAX(IF($S$3:$S$8786=$S8808,N$3:N$8786))","v":1.15745640692321E-3},{"$f":"MAX(IF($S$3:$S$8786=$S8808,O$3:O$8786))","v":3.0391746684241125E-3},{"$f":"MAX(IF($S$3:$S$8786=$S8808,P$3:P$8786))","v":3.1177147240553844E-3},{"$f":"MAX(IF($S$3:$S$8786=$S8808,Q$3:Q$8786))","v":0},{"$f":"MAX(IF($S$3:$S$8786=$S8808,R$3:R$8786))","v":0},9.2610892559511233E-3]
[null,8,null,null,{"$f":"MAX(IF($K$3:$K$8786=$K8809,E$3:E$8786))","v":2.3281609903065903E-3},{"$f":"MAX(IF($K$3:$K$8786=$K8809,F$3:F$8786))","v":1.3854219928701762E-3},{"$f":"MAX(IF($K$3:$K$8786=$K8809,G$3:G$8786))","v":2.8759675246366988E-3},{"$f":"MAX(IF($K$3:$K$8786=$K8809,H$3:H$8786))","v":8.457058678136788E-3},{"$f":"MAX(IF($K$3:$K$8786=$K8809,I$3:I$8786))","v":0},{"$f":"MAX(IF($K$3:$K$8786=$K8809,J$3:J$8786))","v":0},{"$f":"MAX(IF($B$3:$B$8786=$B8809,K$3:K$8786))","v":1.5046609185950254E-2},null,{"$f":"MAX(IF($S$3:$S$8786=$S8809,M$3:M$8786))","v":2.2200886366886548E-3},{"$f":"MAX(IF($S$3:$S$8786=$S8809,N$3:N$8786))","v":1.1708418133460059E-3},{"$f":"MAX(IF($S$3:$S$8786=$S8809,O$3:O$8786))","v":2.9663907585506929E-3},{"$f":"MAX(IF($S$3:$S$8786=$S8809,P$3:P$8786))","v":3.0749937485965604E-3},{"$f":"MAX(IF($S$3:$S$8786=$S8809,Q$3:Q$8786))","v":0},{"$f":"MAX(IF($S$3:$S$8786=$S8809,R$3:R$8786))","v":0},9.4323149571819143E-3]
[null,9,null,null,{"$f":"MAX(IF($K$3:$K$8786=$K8810,E$3:E$8786))","v":2.6669675775229996E-3},{"$f":"MAX(IF($K$3:$K$8786=$K8810,F$3:F$8786))","v":1.3568320148507251E-3},{"$f":"MAX(IF($K$3:$K$8786=$K8810,G$3:G$8786))","v":3.2086265327731312E-3},{"$f":"MAX(IF($K$3:$K$8786=$K8810,H$3:H$8786))","v":8.6827854777715967E-3},{"$f":"MAX(IF($K$3:$K$8786=$K8810,I$3:I$8786))","v":0},{"$f":"MAX(IF($K$3:$K$8786=$K8810,J$3:J$8786))","v":0},{"$f":"MAX(IF($B$3:$B$8786=$B8810,K$3:K$8786))","v":1.5915211602918453E-2},null,{"$f":"MAX(IF($S$3:$S$8786=$S8810,M$3:M$8786))","v":2.4744676615167196E-3},{"$f":"MAX(IF($S$3:$S$8786=$S8810,N$3:N$8786))","v":1.1232553761204086E-3},{"$f":"MAX(IF($S$3:$S$8786=$S8810,O$3:O$8786))","v":3.3267513687642242E-3},{"$f":"MAX(IF($S$3:$S$8786=$S8810,P$3:P$8786))","v":3.0903833803329482E-3},{"$f":"MAX(IF($S$3:$S$8786=$S8810,Q$3:Q$8786))","v":0},{"$f":"MAX(IF($S$3:$S$8786=$S8810,R$3:R$8786))","v":0},1.0014857786734301E-2]
[null,10,null,null,{"$f":"MAX(IF($K$3:$K$8786=$K8811,E$3:E$8786))","v":3.1579849691897484E-3},{"$f":"MAX(IF($K$3:$K$8786=$K8811,F$3:F$8786))","v":1.4468038797591436E-3},{"$f":"MAX(IF($K$3:$K$8786=$K8811,G$3:G$8786))","v":3.1822330411491189E-3},{"$f":"MAX(IF($K$3:$K$8786=$K8811,H$3:H$8786))","v":8.7157561136344194E-3},{"$f":"MAX(IF($K$3:$K$8786=$K8811,I$3:I$8786))","v":0},{"$f":"MAX(IF($K$3:$K$8786=$K8811,J$3:J$8786))","v":0},{"$f":"MAX(IF($B$3:$B$8786=$B8811,K$3:K$8786))","v":1.650277800373243E-2},null,{"$f":"MAX(IF($S$3:$S$8786=$S8811,M$3:M$8786))","v":3.7426812118625907E-3},{"$f":"MAX(IF($S$3:$S$8786=$S8811,N$3:N$8786))","v":1.1349176026745548E-3},{"$f":"MAX(IF($S$3:$S$8786=$S8811,O$3:O$8786))","v":2.6575028292551281E-3},{"$f":"MAX(IF($S$3:$S$8786=$S8811,P$3:P$8786))","v":2.995974197407963E-3},{"$f":"MAX(IF($S$3:$S$8786=$S8811,Q$3:Q$8786))","v":1.1259662473759574E-6},{"$f":"MAX(IF($S$3:$S$8786=$S8811,R$3:R$8786))","v":5.3068106262621682E-5},1.0585269913710236E-2]
[null,11,null,null,{"$f":"MAX(IF($K$3:$K$8786=$K8812,E$3:E$8786))","v":4.5571302920910609E-3},{"$f":"MAX(IF($K$3:$K$8786=$K8812,F$3:F$8786))","v":1.4860378633653356E-3},{"$f":"MAX(IF($K$3:$K$8786=$K8812,G$3:G$8786))","v":2.6750196962436815E-3},{"$f":"MAX(IF($K$3:$K$8786=$K8812,H$3:H$8786))","v":8.3565693884963439E-3},{"$f":"MAX(IF($K$3:$K$8786=$K8812,I$3:I$8786))","v":1.554403721631171E-5},{"$f":"MAX(IF($K$3:$K$8786=$K8812,J$3:J$8786))","v":2.6518398312492451E-4},{"$f":"MAX(IF($B$3:$B$8786=$B8812,K$3:K$8786))","v":1.7355485260537658E-2},null,{"$f":"MAX(IF($S$3:$S$8786=$S8812,M$3:M$8786))","v":4.2984928296425796E-3},{"$f":"MAX(IF($S$3:$S$8786=$S8812,N$3:N$8786))","v":1.2967483768941683E-3},{"$f":"MAX(IF($S$3:$S$8786=$S8812,O$3:O$8786))","v":2.8852689695377655E-3},{"$f":"MAX(IF($S$3:$S$8786=$S8812,P$3:P$8786))","v":2.8798763190390417E-3},{"$f":"MAX(IF($S$3:$S$8786=$S8812,Q$3:Q$8786))","v":7.507155039416823E-7},{"$f":"MAX(IF($S$3:$S$8786=$S8812,R$3:R$8786))","v":3.5409028708321832E-5},1.1396546239325818E-2]
[null,12,null,null,{"$f":"MAX(IF($K$3:$K$8786=$K8813,E$3:E$8786))","v":5.0800901525950223E-3},{"$f":"MAX(IF($K$3:$K$8786=$K8813,F$3:F$8786))","v":2.1047109064947834E-3},{"$f":"MAX(IF($K$3:$K$8786=$K8813,G$3:G$8786))","v":3.5404239093710568E-3},{"$f":"MAX(IF($K$3:$K$8786=$K8813,H$3:H$8786))","v":8.0902036947925176E-3},{"$f":"MAX(IF($K$3:$K$8786=$K8813,I$3:I$8786))","v":3.5236966666006355E-6},{"$f":"MAX(IF($K$3:$K$8786=$K8813,J$3:J$8786))","v":6.0114504904411202E-5},{"$f":"MAX(IF($B$3:$B$8786=$B8813,K$3:K$8786))","v":1.8879066864824389E-2},null,{"$f":"MAX(IF($S$3:$S$8786=$S8813,M$3:M$8786))","v":6.5972521265641772E-3},{"$f":"MAX(IF($S$3:$S$8786=$S8813,N$3:N$8786))","v":1.7126293998974405E-3},{"$f":"MAX(IF($S$3:$S$8786=$S8813,O$3:O$8786))","v":3.2262352559596437E-3},{"$f":"MAX(IF($S$3:$S$8786=$S8813,P$3:P$8786))","v":1.5440491972717469E-3},{"$f":"MAX(IF($S$3:$S$8786=$S8813,Q$3:Q$8786))","v":2.0442113965322214E-6},{"$f":"MAX(IF($S$3:$S$8786=$S8813,R$3:R$8786))","v":9.64188019682188E-5},1.3178628993057757E-2]
[]
["4CP",{"$f":"SUMIF($K$8802:$K$8813,$K8815,B$8802:B$8813)","v":1},null,null,{"$f":"SUMIF($K$8802:$K$8813,$K8815,E$8802:E$8813)","v":5.6021256841321532E-3},1.9961333842516832E-3,4.1897877464117392E-3,8.7840095040301533E-3,5.2040631344716196E-6,8.8251643192443688E-5,{"$f":"LARGE(K$8802:K$8813,1)","v":2.0665512025152644E-2},null,{"$f":"SUMIF($S$8802:$S$8813,$S8815,M$8802:M$8813)","v":4.7913504059810715E-3},1.6525019536488498E-3,4.3296921346135586E-3,3.3281248096304252E-3,7.5476170158134809E-7,3.5387123797628309E-5,{"$f":"LARGE(S$8802:S$8813,1)","v":1.4137811189373113E-2}]
[null,{"$f":"SUMIF($K$8802:$K$8813,$K8816,B$8802:B$8813)","v":2},null,null,5.4352437547067478E-3,2.0991303997086896E-3,3.3895977696304013E-3,8.3779260723628578E-3,1.5642010860590053E-5,2.6526072469491103E-4,{"$f":"LARGE(K$8802:K$8813,2)","v":1.9582800731964198E-2},null,4.3262017396098031E-3,1.7092350484849918E-3,4.3276877000949536E-3,2.9669664747803319E-3,0,0,{"$f":"LARGE(S$8802:S$8813,2)","v":1.3330090962970081E-2}]
[null,{"$f":"SUMIF($K$8802:$K$8813,$K8817,B$8802:B$8813)","v":12},null,null,5.0800901525950223E-3,2.1047109064947834E-3,3.5404239093710568E-3,8.0902036947925176E-3,3.5236966666006355E-6,6.0114504904411202E-5,{"$f":"LARGE(K$8802:K$8813,3)","v":1.8879066864824389E-2},null,6.5972521265641772E-3,1.7126293998974405E-3,3.2262352559596437E-3,1.5440491972717469E-3,2.0442113965322214E-6,9.64188019682188E-5,{"$f":"LARGE(S$8802:S$8813,3)","v":1.3178628993057757E-2}]
[null,{"$f":"SUMIF($K$8802:$K$8813,$K8818,B$8802:B$8813)","v":3},null,null,4.1603047294471816E-3,1.6840275703468362E-3,3.8297308786530838E-3,9.1050405115962411E-3,0,0,{"$f":"LARGE(K$8802:K$8813,4)","v":1.877910369004334E-2},null,3.7811448683026621E-3,1.3276373058167094E-3,4.0066238493892204E-3,3.280573425708198E-3,0,0,{"$f":"LARGE(S$8802:S$8813,4)","v":1.239597944921679E-2}]

{"sheet":"2006 Input to CA model","index":2,"n_rows":33,"n_cols":23,"rows_kept":33,"cut":false,"hidden":false,"merged":[]}
[]
[" Feed into OEB Cost Allocation Model (version 50) sheet \"I6 Customer Data\", row 27"]
[null,null,null,1,2,3,4,5,6,7,8,9,10,11,12,13,14,15,16,17,18,19,20]
[null,"ID","Total","Residential","GS>50kW","Street Lighting","Sentinel Lighting","GS<50 kW","Intermediate Use"]
[]
["kWh - 30 year weather normalized amount",null,117394248.5599993,27252917.784579217,23215769.788801715,1125333.4197785456,66176.723736146203,13029066.168827049,52704984.674276628]
[]
[]
[" Feed into OEB Cost Allocation Model sheet (version 50) \"I8 Demand Data\", row 40, 45, 50, 55, 61 and 67"]
[null,null,null,1,2,3,4,5,6,7,8,9,10,11,12,13,14,15,16,17,18,19,20]
["Customer Classes",null,"Total","Residential","GS>50kW","Street Lighting","Sentinel Lighting","GS<50 kW","Intermediate Use"]
[]
["CO-INCIDENT PEAK (kW)"]
[]
["1 CP"]
["Total Sytem CP ","DCP1",20665.512025152646,5602.1256841321529,4189.7877464117391,88.251643192443694,5.2040631344716193,1996.1333842516831,8784.009504030153]
[]
["4 CP"]
["Total Sytem CP ","DCP4",77906.483311984572,20277.764320881102,14949.540304066282,413.62687279176595,24.369770661662308,7884.0022608019917,34357.179782781772]
[]
["12 CP"]
["Total Sytem CP ","DCP12",207861.30993133865,45434.765689877546,39616.170266053094,678.81085591669057,39.913807877974023,19540.402239073126,102551.24707254022]
[]
["NON CO_INCIDENT PEAK (kW)"]
[]
["1 NCP"]
["Classification NCP from \n Load Data Provider","DNCP1",23822.059988363984,7713.6156722716323,4242.6110315959131,269.19509946941503,15.874064092104081,2460.7012378860186,9120.0628830489022]
[]
["4 NCP"]
["Classification NCP from \n Load Data Provider","DNCP4",88383.421344097995,25897.207861828771,16100.924044653364,1064.6597408750838,62.741492773824774,9088.1621205642368,36169.726083402711]
[]
["12 NCP"]
["Classification NCP from \n Load Data Provider","DNCP12",230746.26075442176,57815.054195720149,42285.092050463514,3151.1776304861446,185.3457729666826,22440.967934046836,104868.62317073841]

{"sheet":"Revised Inputs to CA model","index":3,"n_rows":33,"n_cols":16,"rows_kept":33,"cut":false,"hidden":false,"merged":[[8,10,8,15]]}
[]
[" Feed into OEB Cost Allocation Model (version 50) sheet \"I6 Customer Data\", row 27"]
[]
[null,"ID","Total",{"$f":"'Hourly load shapes by class'!E2","v":"Residential"},{"$f":"'Hourly load shapes by class'!F2","v":"GS<50 kW"},{"$f":"'Hourly load shapes by class'!G2","v":"GS>50kW"},{"$f":"'Hourly load shapes by class'!H2","v":"Intermediate Use"},{"$f":"'Hourly load shapes by class'!I2","v":"Sentinel Lighting"},{"$f":"'Hourly load shapes by class'!J2","v":"Street Lighting"}]
[]
["kWh - 30 year weather normalized amount",null,{"$f":"SUM(D6:I6)","v":137408978.23031256},{"$f":"'Hourly load shapes by class'!V4","v":23426805.959412694},{"$f":"'Hourly load shapes by class'!X4","v":24010068.697666168},{"$f":"'Hourly load shapes by class'!W4","v":10822230.535474412},{"$f":"'Hourly load shapes by class'!Z4","v":9597.8191120162519},{"$f":"'Hourly load shapes by class'!AA4","v":451235.93849097955},{"$f":"'Hourly load shapes by class'!AB4","v":78689039.280156285}]
[]
[]
[" Feed into OEB Cost Allocation Model sheet (version 50) \"I8 Demand Data\", row 40, 45, 50, 55, 61 and 67",null,null,null,null,null,null,null,null,null,"2021 Demand Data"]
[]
["Customer Classes",null,"Total",{"$f":"'Hourly load shapes by class'!E2","v":"Residential"},{"$f":"'Hourly load shapes by class'!F2","v":"GS<50 kW"},{"$f":"'Hourly load shapes by class'!G2","v":"GS>50kW"},{"$f":"'Hourly load shapes by class'!H2","v":"Intermediate Use"},{"$f":"'Hourly load shapes by class'!I2","v":"Sentinel Lighting"},{"$f":"'Hourly load shapes by class'!J2","v":"Street Lighting"},null,{"$f":"D11","v":"Residential"},{"$f":"E11","v":"GS<50 kW"},{"$f":"F11","v":"GS>50kW"},{"$f":"G11","v":"Intermediate Use"},"Sentinel Lighting","Street Lighting"]
[]
["CO-INCIDENT PEAK (kW)"]
[]
["1 CP"]
["Total Sytem CP ","DCP1",{"$f":"SUM(D16:I16)","v":20665.512025152646},{"$f":"'Hourly load shapes by class'!E8802*1000000","v":5602.1256841321529},{"$f":"'Hourly load shapes by class'!F8802*1000000","v":1996.1333842516831},{"$f":"'Hourly load shapes by class'!G8802*1000000","v":4189.7877464117391},{"$f":"'Hourly load shapes by class'!H8802*1000000","v":8784.009504030153},{"$f":"'Hourly load shapes by class'!I8802*1000000","v":5.2040631344716193},{"$f":"'Hourly load shapes by class'!J8802*1000000","v":88.251643192443694},null,{"$f":"'Hourly load shapes by class'!M8815*1000000","v":4791.3504059810712},{"$f":"'Hourly load shapes by class'!N8815*1000000","v":1652.5019536488498},{"$f":"'Hourly load shapes by class'!O8815*1000000","v":4329.6921346135587},{"$f":"'Hourly load shapes by class'!P8815*1000000","v":3328.1248096304253},{"$f":"'Hourly load shapes by class'!Q8815*1000000","v":0.75476170158134803},{"$f":"'Hourly load shapes by class'!R8815*1000000","v":35.387123797628306}]
[]
["4 CP"]
["Total Sytem CP ","DCP4",{"$f":"SUM(D19:I19)","v":77906.483311984572},{"$f":"SUM('Hourly load shapes by class'!E8815:E8818)*1000000","v":20277.764320881102},{"$f":"SUM('Hourly load shapes by class'!F8815:F8818)*1000000","v":7884.0022608019917},{"$f":"SUM('Hourly load shapes by class'!G8815:G8818)*1000000","v":14949.540304066282},{"$f":"SUM('Hourly load shapes by class'!H8815:H8818)*1000000","v":34357.179782781772},{"$f":"SUM('Hourly load shapes by class'!I8815:I8818)*1000000","v":24.369770661662308},{"$f":"SUM('Hourly load shapes by class'!J8815:J8818)*1000000","v":413.62687279176595},null,{"$f":"SUM('Hourly load shapes by class'!M8815:M8818)*1000000","v":19495.949140457713},{"$f":"SUM('Hourly load shapes by class'!N8815:N8818)*1000000","v":6402.0037078479909},{"$f":"SUM('Hourly load shapes by class'!O8815:O8818)*1000000","v":15890.238940057377},{"$f":"SUM('Hourly load shapes by class'!P8815:P8818)*1000000","v":11119.713907390702},{"$f":"SUM('Hourly load shapes by class'!Q8815:Q8818)*1000000","v":2.7989730981135694},{"$f":"SUM('Hourly load shapes by class'!R8815:R8818)*1000000","v":131.80592576584709}]
[]
["12 CP"]
["Total Sytem CP ","DCP12",{"$f":"SUM(D22:I22)","v":207861.30993133868},{"$f":"SUM('Hourly load shapes by class'!E8802:E8813)*1000000","v":45434.765689877546},{"$f":"SUM('Hourly load shapes by class'!F8802:F8813)*1000000","v":19540.402239073126},{"$f":"SUM('Hourly load shapes by class'!G8802:G8813)*1000000","v":39616.170266053094},{"$f":"SUM('Hourly load shapes by class'!H8802:H8813)*1000000","v":102551.24707254022},{"$f":"SUM('Hourly load shapes by class'!I8802:I8813)*1000000","v":39.913807877974023},{"$f":"SUM('Hourly load shapes by class'!J8802:J8813)*1000000","v":678.81085591669057},null,{"$f":"SUM('Hourly load shapes by class'!M8802:M8813)*1000000","v":42936.973300743935},{"$f":"SUM('Hourly load shapes by class'!N8802:N8813)*1000000","v":16079.398365624838},{"$f":"SUM('Hourly load shapes by class'!O8802:O8813)*1000000","v":41002.836106072311},{"$f":"SUM('Hourly load shapes by class'!P8802:P8813)*1000000","v":35892.695071238915},{"$f":"SUM('Hourly load shapes by class'!Q8802:Q8813)*1000000","v":4.6756548494312096},{"$f":"SUM('Hourly load shapes by class'!R8802:R8813)*1000000","v":220.28306073679062}]
[]
["NON CO_INCIDENT PEAK (kW)"]
[]
["1 NCP"]
["Classification NCP from \n Load Data Provider","DNCP1",{"$f":"SUM(D27:I27)","v":22570.275481129785},{"$f":"'Hourly load shapes by class'!E8788*1000000","v":6662.0028077144752},{"$f":"'Hourly load shapes by class'!F8788*1000000","v":2265.8325662127722},{"$f":"'Hourly load shapes by class'!G8788*1000000","v":4241.7294742871809},{"$f":"'Hourly load shapes by class'!H8788*1000000","v":9120.0628830489022},{"$f":"'Hourly load shapes by class'!I8788*1000000","v":15.6278162806179},{"$f":"'Hourly load shapes by class'!J8788*1000000","v":265.0199335858332},null,{"$f":"'Hourly load shapes by class'!M8788*1000000","v":5697.8353677073274},{"$f":"'Hourly load shapes by class'!N8788*1000000","v":1875.7728175121249},{"$f":"'Hourly load shapes by class'!O8788*1000000","v":4383.3682882166004},{"$f":"'Hourly load shapes by class'!P8788*1000000","v":3455.4502169582856},{"$f":"'Hourly load shapes by class'!Q8788*1000000","v":2.2665515200667259},{"$f":"'Hourly load shapes by class'!R8788*1000000","v":106.26763263988839}]
[]
["4 NCP"]
["Classification NCP from \n Load Data Provider","DNCP4",{"$f":"SUM(D30:I30)","v":88383.421344097995},{"$f":"(LARGE('Hourly load shapes by class'!E8788:E8799,1)+LARGE('Hourly load shapes by class'!E8788:E8799,2)+LARGE('Hourly load shapes by class'!E8788:E8799,3)+LARGE('Hourly load shapes by class'!E8788:E8799,4))*1000000","v":25897.207861828771},{"$f":"(LARGE('Hourly load shapes by class'!F8788:F8799,1)+LARGE('Hourly load shapes by class'!F8788:F8799,2)+LARGE('Hourly load shapes by class'!F8788:F8799,3)+LARGE('Hourly load shapes by class'!F8788:F8799,4))*1000000","v":9088.1621205642368},{"$f":"(LARGE('Hourly load shapes by class'!G8788:G8799,1)+LARGE('Hourly load shapes by class'!G8788:G8799,2)+LARGE('Hourly load shapes by class'!G8788:G8799,3)+LARGE('Hourly load shapes by class'!G8788:G8799,4))*1000000","v":16100.924044653364},{"$f":"(LARGE('Hourly load shapes by class'!H8788:H8799,1)+LARGE('Hourly load shapes by class'!H8788:H8799,2)+LARGE('Hourly load shapes by class'!H8788:H8799,3)+LARGE('Hourly load shapes by class'!H8788:H8799,4))*1000000","v":36169.726083402711},{"$f":"(LARGE('Hourly load shapes by class'!I8788:I8799,1)+LARGE('Hourly load shapes by class'!I8788:I8799,2)+LARGE('Hourly load shapes by class'!I8788:I8799,3)+LARGE('Hourly load shapes by class'!I8788:I8799,4))*1000000","v":62.741492773824781},{"$f":"(LARGE('Hourly load shapes by class'!J8788:J8799,1)+LARGE('Hourly load shapes by class'!J8788:J8799,2)+LARGE('Hourly load shapes by class'!J8788:J8799,3)+LARGE('Hourly load shapes by class'!J8788:J8799,4))*1000000","v":1064.6597408750838},null,{"$f":"(LARGE('Hourly load shapes by class'!M8788:M8799,1)+LARGE('Hourly load shapes by class'!M8788:M8799,2)+LARGE('Hourly load shapes by class'!M8788:M8799,3)+LARGE('Hourly load shapes by class'!M8788:M8799,4))*1000000","v":22149.199143105554},{"$f":"(LARGE('Hourly load shapes by class'!N8788:N8799,1)+LARGE('Hourly load shapes by class'!N8788:N8799,2)+LARGE('Hourly load shapes by class'!N8788:N8799,3)+LARGE('Hourly load shapes by class'!N8788:N8799,4))*1000000","v":7523.6483582683777},{"$f":"(LARGE('Hourly load shapes by class'!O8788:O8799,1)+LARGE('Hourly load shapes by class'!O8788:O8799,2)+LARGE('Hourly load shapes by class'!O8788:O8799,3)+LARGE('Hourly load shapes by class'!O8788:O8799,4))*1000000","v":16638.562241213647},{"$f":"(LARGE('Hourly load shapes by class'!P8788:P8799,1)+LARGE('Hourly load shapes by class'!P8788:P8799,2)+LARGE('Hourly load shapes by class'!P8788:P8799,3)+LARGE('Hourly load shapes by class'!P8788:P8799,4))*1000000","v":13704.14759688949},{"$f":"(LARGE('Hourly load shapes by class'!Q8788:Q8799,1)+LARGE('Hourly load shapes by class'!Q8788:Q8799,2)+LARGE('Hourly load shapes by class'!Q8788:Q8799,3)+LARGE('Hourly load shapes by class'!Q8788:Q8799,4))*1000000","v":9.0995967231926951},{"$f":"(LARGE('Hourly load shapes by class'!R8788:R8799,1)+LARGE('Hourly load shapes by class'!R8788:R8799,2)+LARGE('Hourly load shapes by class'!R8788:R8799,3)+LARGE('Hourly load shapes by class'!R8788:R8799,4))*1000000","v":426.9070205360585}]
[]
["12 NCP"]
["Classification NCP from \n Load Data Provider","DNCP12",{"$f":"SUM(D33:I33)","v":230746.26075442176},{"$f":"SUM('Hourly load shapes by class'!E8788:E8799)*1000000","v":57815.054195720149},{"$f":"SUM('Hourly load shapes by class'!F8788:F8799)*1000000","v":22440.967934046836},{"$f":"SUM('Hourly load shapes by class'!G8788:G8799)*1000000","v":42285.092050463514},{"$f":"SUM('Hourly load shapes by class'!H8788:H8799)*1000000","v":104868.62317073841},{"$f":"SUM('Hourly load shapes by class'!I8788:I8799)*1000000","v":185.3457729666826},{"$f":"SUM('Hourly load shapes by class'!J8788:J8799)*1000000","v":3151.1776304861446},null,{"$f":"SUM('Hourly load shapes by class'!M8788:M8799)*1000000","v":49447.691646245978},{"$f":"SUM('Hourly load shapes by class'!N8788:N8799)*1000000","v":18577.788260720692},{"$f":"SUM('Hourly load shapes by class'!O8788:O8799)*1000000","v":43697.065709139722},{"$f":"SUM('Hourly load shapes by class'!P8788:P8799)*1000000","v":39733.092998839325},{"$f":"SUM('Hourly load shapes by class'!Q8788:Q8799)*1000000","v":26.881282446133724},{"$f":"SUM('Hourly load shapes by class'!R8788:R8799)*1000000","v":1263.5584889356267}]