{"text_format":"1","workbook":"xlsx","n_sheets":4,"sheets":["Data summary","Hourly load shapes by class","2006 Input to CA model","Revised Inputs to CA model"],"not_rendered":{"charts":0,"images":0,"macros":1,"external_links":0,"defined_names":3,"comments":0,"pivot_tables":0},"unopened":[],"bounds":{"document_bytes":16777216,"sheet_cells":100000,"rows_first":2000,"rows_last":500,"rows_between":2000,"halvings":0,"cell_chars":16384,"cell_head_chars":4096},"cells_cut":0,"cells_raw":0,"read":"whole","date_system":"1900"}

{"sheet":"Data summary","index":0,"n_rows":38,"n_cols":15,"rows_kept":38,"cut":false,"hidden":false,"merged":[[34,0,34,1]]}
["RUN # 2","Rate classes","Weather station used for normalization",null,null,null,null,"Test Year"]
[1,"Residential","Ottawa",null,null,null,null,2004]
[2,"GS>50kW"]
[3,"Street Lighting"]
[4,"GS<50kW"]
[5,"Sentinel Lightig"]
[6,"USL"]
[]
[]
["Monthly kWh by class (with actual weather)",null,"Jan","Feb","Mar","Apr","May","Jun","Jul","Aug","Sep","Oct","Nov","Dec","TOTAL"]
[1,"Residential",10545290.289999999,7809396.4000000004,7479034.669999999,5934202.9100000001,4710592.18,4994678.3,5585015.4000000004,5340582.45,5201411.2,4910099.82,7012688.5300000003,8866653.0100000016,78389645.159999996]
[2,"GS>50kW",7068548.8582902709,6421657.8366001993,6481599.9826500891,5645849.7801726516,5760881.2984813675,5424029.159991255,5771878.9580241228,5726988.7036073441,5639671.5384431677,5943416.2296290547,6244500.6744956616,7052651.4031539047,73181674.423539087]
[3,"Street Lighting",268759.69054039574,231064.22253539183,221136.77220984327,187484.09024684821,170437.82605371633,153535.06208667537,164721.83710223815,185242.360752376,204523.73890496101,238389.16477402279,254100.75581562874,275174.55086404283,2554570.0718861399]
[4,"GS<50kW",5189294.1034620004,4458944.9792790003,3823690.0398480003,3594675.1192380004,3382378.0676280004,3385734.3718380006,3691958.4926280002,3521232.5422680001,3229575.6928679999,3927260.8239479996,3916191.8501999998,5028039.0836550007,47148975.166859999]
[5,"Sentinel Lightig",28843.142331721629,24835.0976138279,23768.068151764011,20156.054193264015,18326.69677655154,16510.069938839253,17713.016258636471,19928.84885561527,22009.836519264049,25670.69010365786,27339.726139221704,29588.477493403145,274689.72437576682]
[6,"USL",41089.765500000001,41089.765500000001,38037.539232000003,42377.451732000001,42377.451732000001,42377.451732000001,41693.586731999996,41693.586731999996,41693.586731999996,41693.586731999996,41089.765500000001,41089.765500000001,496303.30335599993]
[]
[]
["Monthly kWh by class (with normalized weather)",null,"Jan","Feb","Mar","Apr","May","Jun","Jul","Aug","Sep","Oct","Nov","Dec","TOTAL"]
[1,"Residential",9724668.130109787,7889774.5231199004,7866703.374491876,5838914.9510526126,4810426.5118552521,5311054.8657114729,5690591.4298072131,5523145.8558159452,5295338.5492844768,5057339.3085148828,7135155.4939340707,8494293.7090332545,78637406.702730745]
[2,"GS>50kW",6763878.4628675766,6451499.6270748191,6625528.8006414836,5610472.4511770448,5800989.4043177161,5575953.6192552894,5822576.7118341569,5814655.9005996836,5681491.0036800532,5998081.4767796639,6289968.6866353797,6914406.4702117639,73349502.61507462]
[3,"Street Lighting",268759.69054039574,231064.22253539183,221136.77220984327,187484.09024684821,170437.82605371633,153535.06208667537,164721.83710223815,185242.360752376,204523.73890496101,238389.16477402279,254100.75581562874,275174.55086404283,2554570.0718861399]
[4,"GS<50kW",4879934.4390905099,4489246.0705560455,3969834.1055160305,3558753.2824112182,3422008.9580077478,3527600.2278767307,3739299.6534057553,3603095.476824386,3269539.8357352572,3982767.442965772,3962359.6725156941,4887666.3853575652,47292105.550262712]
[5,"Sentinel Lightig",28843.142331721629,24835.0976138279,23768.068151764011,20156.054193264015,18326.69677655154,16510.069938839253,17713.016258636471,19928.84885561527,22009.836519264049,25670.69010365786,27339.726139221704,29588.477493403145,274689.72437576682]
[6,"USL",41089.765500000001,41089.765500000001,38037.539232000003,42377.451732000001,42377.451732000001,42377.451732000001,41693.586731999996,41693.586731999996,41693.586731999996,41693.586731999996,41089.765500000001,41089.765500000001,496303.30335599993]
[]
[]
["Residential class information",null,"Equipment saturation"]
[null,"Electric space heating",0.16910762942779292]
[null,"Electric water heating",0.37874659400544958]
[null,"Air conditioning",0.44073944589205161]
[null,"Baseload",1]
[]
[]
["General service >50kW ",null,"2004 kWh (Actual)","2004 kWh (Weather Corrected)"]
[null,"Weather sensitive load",48989006.354125023,49156834.545660578]
[null,"Non-weather sensitive load",24192668.069414068,24192668.069414068]
[null,"TOTAL",73181674.423539087,73349502.615074649]

{"sheet":"Hourly load shapes by class","index":1,"n_rows":8821,"n_cols":27,"rows_kept":4500,"cut":true,"hidden":false,"merged":[[0,12,0,18],[0,4,0,10]],"bounds":{"rows_first":2000,"rows_last":500,"rows_between":2000,"halvings":0}}
["ALL UNITS IN GWh",null,null,null,"2004 Load Shape",null,null,null,null,null,null,null,"2021 Load Shape"]
["Year","Month","Day","Hour (EST)","Residential","GS>50kW","Street Lighting","GS<50","Sentinel Lighting","USL","TOTAL LDC sales",null,{"$f":"E2","v":"Residential"},"GS>50kW","Street Lighting","GS<50","Sentinel Lighting","USL",{"$f":"K2","v":"TOTAL LDC sales"},null,null,"Residential","GS>50kW","Street Lighting","GS<50","Sentinel Lighting","USL"]
[2004,1,1,1,1.0567759689715751E-2,6.6780793461385518E-3,5.9359099999999087E-4,5.4037849570192677E-3,6.3703860000000057E-5,5.522817943548407E-5,2.3362147032309048E-2,null,{"$f":"E3*V$5","v":1.0798742442548229E-2},{"$f":"F3*W$5","v":6.463620345238944E-3},{"$f":"G3*X$5","v":2.5113682135940118E-4},{"$f":"H3*Y$5","v":3.38736956869751E-3},{"$f":"I3*Z$5","v":4.5168834206903749E-5},6.7532911429752325E-5,{"$f":"SUM(M3:R3)","v":2.1013570923480739E-2},null,2004,{"$f":"SUM(E3:E8786)*1000000","v":78637406.702730715},{"$f":"SUM(F3:F8786)*1000000","v":73349502.615074933},2554570.0718862545,47292105.550262675,274689.72437576606,496303.30335594947]
[2004,1,1,2,9.9419763304658508E-3,6.5478621760735036E-3,5.9359099999999087E-4,5.1021090669660721E-3,6.3703860000000057E-5,5.522817943548407E-5,2.2304470612940903E-2,null,{"$f":"E4*V$5","v":1.0159281145188423E-2},6.3375849530092057E-3,2.5113682135940118E-4,3.1982636479949205E-3,4.5168834206903749E-5,6.7532911429752325E-5,{"$f":"SUM(M4:R4)","v":2.0058968313188607E-2},null,"2022 LF",80356208.531038806,70993965.905795202,1080788.9738782777,29645117.349183813,194767.07720174341,606878.7233333335]
[2004,1,1,3,1.0051700619315294E-2,6.3772279758282681E-3,5.9359099999999087E-4,4.7196741540050475E-3,6.3703860000000057E-5,5.522817943548407E-5,2.1861125788584086E-2,null,1.0271403711348779E-2,6.1724304780273508E-3,2.5113682135940118E-4,2.958533829640671E-3,4.5168834206903749E-5,6.7532911429752325E-5,1.9766206586012858E-2,null,"Scaling Factor",{"$f":"V4/V3","v":1.0218573055798443},{"$f":"W4/W3","v":0.96788612566821119},0.42308057460339699,0.62685128953872837,0.70904391361690966,{"$f":"AA4/AA3","v":1.2227980737377426}]
[2004,1,1,4,1.0258492036905553E-2,6.3548475465645344E-3,5.9359099999999087E-4,4.3852294166291167E-3,6.3703860000000057E-5,5.522817943548407E-5,2.1711092039534679E-2,null,1.0482715032144596E-2,6.1507687710564843E-3,2.5113682135940118E-4,2.7488867147371274E-3,4.5168834206903749E-5,6.7532911429752325E-5,1.9746209084934262E-2]
[2004,1,1,5,1.0699312906202548E-2,6.396826916724354E-3,5.9359099999999087E-4,4.2484529222279145E-3,6.3703860000000057E-5,5.522817943548407E-5,2.2057115784590294E-2,null,1.0933171057887789E-2,6.1914000209984639E-3,2.5113682135940118E-4,2.663148192843147E-3,4.5168834206903749E-5,6.7532911429752325E-5,2.0151557838725458E-2]
[2004,1,1,6,1.1159808373406395E-2,6.6070138165631384E-3,5.9359099999999087E-4,4.3840389008493515E-3,6.3703860000000057E-5,5.522817943548407E-5,2.2863384130254363E-2,null,1.1403731715236443E-2,6.3948370051496372E-3,2.5113682135940118E-4,2.7481404383853654E-3,4.5168834206903749E-5,6.7532911429752325E-5,2.0910547725767503E-2]
[2004,1,1,7,1.1798839269357497E-2,7.0844552933924995E-3,5.9359099999999087E-4,4.8158979393682372E-3,6.3703860000000057E-5,5.522817943548407E-5,2.4411715541553705E-2,null,1.205673010475531E-2,6.8569459863913164E-3,2.5113682135940118E-4,3.0188518335798843E-3,4.5168834206903749E-5,6.7532911429752325E-5,2.2296366491722567E-2]
[2004,1,1,8,1.2208091973258067E-2,7.6827539959635266E-3,5.4417257081118867E-4,6.1696808456749488E-3,5.8400301330034672E-5,5.522817943548407E-5,2.6718327866473251E-2,null,1.2474927970064413E-2,7.4360309996151057E-3,2.3022884394220545E-4,3.8674723941537338E-3,4.1408378211454601E-5,6.7532911429752325E-5,2.4117601497416666E-2]
[2004,1,1,9,1.2948689349153615E-2,8.2056652584742932E-3,0,7.5173152108776601E-3,0,5.522817943548407E-5,2.872689799794105E-2,null,1.3231712809116541E-2,7.942149555554924E-3,0,4.712238733807759E-3,0,6.7532911429752325E-5,2.5953634009908976E-2]
[2004,1,1,10,1.3405822190320856E-2,8.6142013185349902E-3,0,8.5939874786320012E-3,0,5.522817943548407E-5,3.066923916692333E-2,null,1.3698837342483757E-2,8.3375659399228287E-3,0,5.3871521332601547E-3,0,6.7532911429752325E-5,2.7491088327096496E-2]
[2004,1,1,11,1.3625819986768043E-2,8.7881164094972784E-3,0,8.7251930170561542E-3,0,5.522817943548407E-5,3.1194357592756961E-2,null,1.3923643697994783E-2,8.5058959435095512E-3,0,5.4693984942159584E-3,0,6.7532911429752325E-5,2.7966471047150047E-2]
[2004,1,1,12,1.3174952103837437E-2,8.9288115636883113E-3,0,9.3854488194186E-3,0,5.522817943548407E-5,3.1544440666379833E-2,null,1.3462921057970825E-2,8.6420728311998023E-3,0,5.8832806953522856E-3,0,6.7532911429752325E-5,2.805580749595267E-2]
[2004,1,1,13,1.2472485536358907E-2,8.9165645926496655E-3,0,9.4966461087355285E-3,0,5.522817943548407E-5,3.0940924417179588E-2,null,1.2745100464067292E-2,8.6302191578500366E-3,0,5.9529848595538132E-3,0,6.7532911429752325E-5,2.7395837392900892E-2]
[2004,1,1,14,1.1879944979713382E-2,8.9007585794141746E-3,0,9.5521635917436443E-3,0,5.522817943548407E-5,3.0388095330306682E-2,null,1.2139608567406715E-2,8.6149207369372767E-3,0,5.9877860653693949E-3,0,6.7532911429752325E-5,2.6809848281143141E-2]
[2004,1,1,15,1.2548629902362361E-2,8.7396333578918274E-3,0,8.0227430008047405E-3,0,5.522817943548407E-5,2.9366234440494413E-2,null,1.2822909140746666E-2,8.4589698705305801E-3,0,5.029066795692259E-3,0,6.7532911429752325E-5,2.6378478718399261E-2]
[2004,1,1,16,1.2272664101733098E-2,8.719538740528757E-3,0,8.7486333698331264E-3,0,5.522817943548407E-5,2.9796064391530465E-2,null,1.2540911471283464E-2,8.4395205691842525E-3,0,5.4840921095814458E-3,0,6.7532911429752325E-5,2.6532057061478917E-2]
[2004,1,1,17,1.2843036210340044E-2,8.9972257128843134E-3,2.9679549999999545E-5,1.0459523413783737E-2,3.185193000000003E-6,5.522817943548407E-5,3.238787825944358E-2,null,1.3123750377362452E-2,8.7082899370060068E-3,1.2556841067970059E-5,6.5565657398908572E-3,2.2584417103451873E-6,6.7532911429752325E-5,2.8470954248467385E-2]
[2004,1,1,18,1.5247329770304721E-2,8.749230871682355E-3,5.9359099999999087E-4,9.4886751859729595E-3,6.3703860000000057E-5,5.522817943548407E-5,3.4197758867395511E-2,null,1.5580595316370929E-2,8.4682591709693399E-3,2.5113682135940118E-4,5.9479882763412827E-3,4.5168834206903749E-5,6.7532911429752325E-5,3.0360681330677604E-2]
[2004,1,1,19,1.520311258065558E-2,8.4958554644890549E-3,5.9359099999999087E-4,8.9624280740964093E-3,6.3703860000000057E-5,5.522817943548407E-5,3.3373919158676518E-2,null,1.5535411658095745E-2,8.2230206297614124E-3,2.5113682135940118E-4,5.6181095956454362E-3,4.5168834206903749E-5,6.7532911429752325E-5,2.9740380450498649E-2]
[2004,1,1,20,1.4686369908343908E-2,8.3104533443037198E-3,5.9359099999999087E-4,9.0651066183659538E-3,6.3703860000000057E-5,5.522817943548407E-5,3.2774452910449059E-2,null,1.5007374383289212E-2,8.0435724899645556E-3,2.5113682135940118E-4,5.6824737735287597E-3,4.5168834206903749E-5,6.7532911429752325E-5,2.9097259213778582E-2]
[2004,1,1,21,1.438069668367755E-2,8.0913087572570385E-3,5.9359099999999087E-4,8.6653909055555093E-3,6.3703860000000057E-5,5.522817943548407E-5,3.1849919385925574E-2,null,1.4695019965543744E-2,7.8314654846467838E-3,2.5113682135940118E-4,5.4319114635046403E-3,4.5168834206903749E-5,6.7532911429752325E-5,2.8322235480691224E-2]
[2004,1,1,22,1.3442339058138787E-2,7.8200153700071062E-3,5.9359099999999087E-4,8.0198794890718704E-3,6.3703860000000057E-5,5.522817943548407E-5,2.9994756956653237E-2,null,1.3736152370640404E-2,7.5688843791420412E-3,2.5113682135940118E-4,5.0272717996699004E-3,4.5168834206903749E-5,6.7532911429752325E-5,2.6696147116448399E-2]
[2004,1,1,23,1.255093847252288E-2,7.6361732534812807E-3,5.9359099999999087E-4,6.9655798507463696E-3,6.3703860000000057E-5,5.522817943548407E-5,2.7865214616186004E-2,null,1.2825268170030636E-2,7.3909461452432157E-3,2.5113682135940118E-4,4.3663827118253446E-3,4.5168834206903749E-5,6.7532911429752325E-5,2.4946435594095252E-2]
[2004,1,1,24,1.0676820824858648E-2,7.5571406819358311E-3,5.9359099999999087E-4,6.5269624850095046E-3,6.3703860000000057E-5,5.522817943548407E-5,2.5473447031239462E-2,null,1.0910187360248829E-2,7.3144516157684948E-3,2.5113682135940118E-4,4.0914348504991109E-3,4.5168834206903749E-5,6.7532911429752325E-5,2.267991239351249E-2]
[2004,1,2,1,1.0585797657327995E-2,7.4729973498574749E-3,5.9359099999999087E-4,3.809505263749464E-3,6.3703860000000057E-5,5.522817943548407E-5,2.258082331037041E-2,null,1.0817174671530613E-2,7.2330104520823609E-3,2.5113682135940118E-4,2.3879932870859251E-3,4.5168834206903749E-5,6.7532911429752325E-5,2.0802016977694956E-2]
[2004,1,2,2,9.8076253602408445E-3,7.1483288673606918E-3,5.9359099999999087E-4,3.8900408761400928E-3,6.3703860000000057E-5,5.522817943548407E-5,2.1558518143177104E-2,null,1.002199362475226E-2,6.9187683324319722E-3,2.5113682135940118E-4,2.4384771395667818E-3,4.5168834206903749E-5,6.7532911429752325E-5,1.9743077663747072E-2]
[2004,1,2,3,1.0054035340031776E-2,7.0289453930136633E-3,5.9359099999999087E-4,3.3344963661025248E-3,6.3703860000000057E-5,5.522817943548407E-5,2.1130000138583443E-2,null,1.0273789462769405E-2,6.8032187239774168E-3,2.5113682135940118E-4,2.0902333470535711E-3,4.5168834206903749E-5,6.7532911429752325E-5,1.9531080100796447E-2]
[2004,1,2,4,1.0368341056513932E-2,6.8941714036735357E-3,5.9359099999999087E-4,3.0099497440680594E-3,6.3703860000000057E-5,5.522817943548407E-5,2.0984985243691003E-2,null,1.0594965055342203E-2,6.6727728495941515E-3,2.5113682135940118E-4,1.8867908785158284E-3,4.5168834206903749E-5,6.7532911429752325E-5,1.9518367350448238E-2]
[2004,1,2,5,1.0774561483941111E-2,6.9291633880489475E-3,5.9359099999999087E-4,2.90318897971354E-3,6.3703860000000057E-5,5.522817943548407E-5,2.1319436891139076E-2,null,1.1010064366784433E-2,6.7066411057807116E-3,2.5113682135940118E-4,1.8198677557080577E-3,4.5168834206903749E-5,6.7532911429752325E-5,1.990041179526926E-2]
[2004,1,2,6,1.1407261663183309E-2,7.2653498165646483E-3,5.9359099999999087E-4,2.7136044391754808E-3,6.3703860000000057E-5,5.522817943548407E-5,2.2098738958358913E-2,null,1.165659366718475E-2,7.032031285579006E-3,2.5113682135940118E-4,1.7010264419951679E-3,4.5168834206903749E-5,6.7532911429752325E-5,2.0753489961754981E-2]
[2004,1,2,7,1.2114682427048103E-2,8.0079554078727293E-3,5.9359099999999087E-4,2.7601283683599863E-3,6.3703860000000057E-5,5.522817943548407E-5,2.3595289242716293E-2,null,1.2379476742858863E-2,7.7507889342497355E-3,2.5113682135940118E-4,1.7301900269988838E-3,4.5168834206903749E-5,6.7532911429752325E-5,2.2224294271103541E-2]
[2004,1,2,8,1.2385408365280936E-2,9.2080178284843373E-3,5.4417257081118867E-4,3.573531060386131E-3,5.8400301330034672E-5,5.522817943548407E-5,2.5824758305728113E-2,null,1.2656120020652042E-2,8.9123127010955205E-3,2.3022884394220545E-4,2.2400725534097456E-3,4.1408378211454601E-5,6.7532911429752325E-5,2.4147675408740722E-2]
[2004,1,2,9,1.2618171735402795E-2,1.0076994150349806E-2,0,5.0157602808719283E-3,0,5.522817943548407E-5,2.7766154346060012E-2,null,1.2893970970882448E-2,9.7533828265633019E-3,0,3.1441358000817029E-3,0,6.7532911429752325E-5,2.5859022508957205E-2]
[2004,1,2,10,1.2497771349924828E-2,1.0516095937867892E-2,0,6.5744398409529952E-3,0,5.522817943548407E-5,2.9643535308181201E-2,null,1.2770938957387158E-2,1.0178383354458169E-2,0,4.1211960922961774E-3,0,6.7532911429752325E-5,2.713805131557126E-2]
[2004,1,2,11,1.347285101798752E-2,1.0548830063796281E-2,0,6.07418243733511E-3,0,5.522817943548407E-5,3.0151091698554396E-2,null,1.3767331239719391E-2,1.0210066260780132E-2,0,3.8076090937370099E-3,0,6.7532911429752325E-5,2.7852539505666286E-2]
[2004,1,2,12,1.2530097715804489E-2,1.0653574843997204E-2,0,7.2505660768910699E-3,0,5.522817943548407E-5,3.0489466816128248E-2,null,1.2803971890524138E-2,1.0311447280272772E-2,0,4.5450266951849259E-3,0,6.7532911429752325E-5,2.7727978777411587E-2]
[2004,1,2,13,1.1813168238342062E-2,1.0509931443715136E-2,0,7.5278084310067498E-3,0,5.522817943548407E-5,2.9906136292499434E-2,null,1.2071372266393616E-2,1.0172416826095952E-2,0,4.7188164223770923E-3,0,6.7532911429752325E-5,2.7030138426296414E-2]
[2004,1,2,14,1.1454628497088266E-2,1.0540817575756322E-2,0,7.3211202456255247E-3,0,5.522817943548407E-5,2.9371794497905595E-2,null,1.1704995812452717E-2,1.0202311084774172E-2,0,4.5892536668384522E-3,0,6.7532911429752325E-5,2.6564093475495099E-2]
[2004,1,2,15,1.1826572330023814E-2,1.0326707796303267E-2,0,6.1756024196370878E-3,0,5.522817943548407E-5,2.8384110725399654E-2,null,1.2085069335403277E-2,9.9950771998716798E-3,0,3.8711843404279998E-3,0,6.7532911429752325E-5,2.6018863787132709E-2]
[2004,1,2,16,1.1427535611078286E-2,1.0148497444815382E-2,0,7.1683011569741014E-3,0,5.522817943548407E-5,2.8799562392303253E-2,null,1.1677310748954178E-2,9.8225898732161015E-3,0,4.4934588240511742E-3,0,6.7532911429752325E-5,2.6060892357651206E-2]
[2004,1,2,17,1.1973505761712879E-2,1.0235357782709141E-2,1.9786366468802695E-5,9.0186941834113892E-3,2.1234619787653815E-6,5.522817943548407E-5,3.130469573571646E-2,null,1.2235214336008665E-2,9.9066607891343233E-3,8.3712272949344303E-6,5.6533800788268586E-3,1.5056277918405133E-6,6.7532911429752325E-5,2.7872664970486374E-2]
[2004,1,2,18,1.4553854498859297E-2,9.911784377597762E-3,5.9359099999999087E-4,7.8758846255236967E-3,6.3703860000000057E-5,5.522817943548407E-5,3.3054046541416228E-2,null,1.4871962544005458E-2,9.5934785796918005E-3,2.5113682135940118E-4,4.937008433767774E-3,4.5168834206903749E-5,6.7532911429752325E-5,2.9766288124461089E-2]
[2004,1,2,19,1.4582450516853938E-2,9.613160285505842E-3,5.9359099999999087E-4,7.3496258939301186E-3,6.3703860000000057E-5,5.522817943548407E-5,3.2257759735725373E-2,null,1.4901183593903774E-2,9.3044444641657651E-3,2.5113682135940118E-4,4.6071224692373243E-3,4.5168834206903749E-5,6.7532911429752325E-5,2.9176589094302919E-2]
[2004,1,2,20,1.4375484896770449E-2,9.3840845311268153E-3,5.9359099999999087E-4,7.2062508872950994E-3,6.3703860000000057E-5,5.522817943548407E-5,3.1678343354627839E-2,null,1.4689694263017597E-2,9.0827252197753262E-3,2.5113682135940118E-4,4.5172476614405389E-3,4.5168834206903749E-5,6.7532911429752325E-5,2.8653505711229519E-2]
[2004,1,2,21,1.4217093667266988E-2,9.0857154583781179E-3,5.9359099999999087E-4,6.7693968157938184E-3,6.3703860000000057E-5,5.522817943548407E-5,3.07847289808744E-2,null,1.4527841028009712E-2,8.7939379339333715E-3,2.5113682135940118E-4,4.2434051233797166E-3,4.5168834206903749E-5,6.7532911429752325E-5,2.7929022652318856E-2]
[2004,1,2,22,1.314813664450123E-2,8.5862238442121572E-3,5.9359099999999087E-4,6.5447285598099723E-3,6.3703860000000057E-5,5.522817943548407E-5,2.8991612087958835E-2,null,1.3435519484945643E-2,8.3104869306945186E-3,2.5113682135940118E-4,4.1025715373978261E-3,4.5168834206903749E-5,6.7532911429752325E-5,2.6212416520034042E-2]
[2004,1,2,23,1.2755425518128468E-2,7.9349145213090475E-3,5.9359099999999087E-4,5.5304260969300419E-3,6.3703860000000057E-5,5.522817943548407E-5,2.6933289175803034E-2,null,1.3034224751479147E-2,7.6800936735382424E-3,2.5113682135940118E-4,3.4667547305592332E-3,4.5168834206903749E-5,6.7532911429752325E-5,2.4544911722572678E-2]
[2004,1,2,24,1.1069764968363312E-2,7.4127434348673013E-3,5.9359099999999087E-4,5.4264799486079054E-3,6.3703860000000057E-5,5.522817943548407E-5,2.4621511391273995E-2,null,1.1311720203973885E-2,7.1746915237461805E-3,2.5113682135940118E-4,3.4015959534409181E-3,4.5168834206903749E-5,6.7532911429752325E-5,2.2251846248157039E-2]
[2004,1,3,1,8.5214150057752597E-3,7.0124561035540553E-3,5.9359099999999087E-4,4.863329016040265E-3,6.3703860000000057E-5,5.522817943548407E-5,2.1109723164805055E-2,null,8.7076701775291605E-3,6.787258969487335E-3,2.5113682135940118E-4,3.0485840651559553E-3,4.5168834206903749E-5,6.7532911429752325E-5,1.890735177916851E-2]
[2004,1,3,2,8.013897113103385E-3,6.8096722827414692E-3,5.9359099999999087E-4,5.1803325050823459E-3,6.3703860000000057E-5,5.522817943548407E-5,2.0716424940362677E-2,null,8.1890593111899179E-3,6.5909873228128446E-3,2.5113682135940118E-4,3.2472981110502597E-3,4.5168834206903749E-5,6.7532911429752325E-5,1.8391183312049079E-2]
[2004,1,3,3,8.2377795675933826E-3,6.5954316237928686E-3,5.9359099999999087E-4,4.443292041860409E-3,6.3703860000000057E-5,5.522817943548407E-5,1.9989026272682134E-2,null,8.4178352329016687E-3,6.3836267614624789E-3,2.5113682135940118E-4,2.7852833462373668E-3,4.5168834206903749E-5,6.7532911429752325E-5,1.7950583907597573E-2]
[2004,1,3,4,8.3053240552936752E-3,6.4859079226571503E-3,5.9359099999999087E-4,4.3850432108944659E-3,6.3703860000000057E-5,5.522817943548407E-5,1.9888798228280768E-2,null,8.4868560611098612E-3,6.2776202907013851E-3,2.5113682135940118E-4,2.7487699914322422E-3,4.5168834206903749E-5,6.7532911429752325E-5,1.7877084910239545E-2]
[2004,1,3,5,8.5473640585890243E-3,6.4600087726009421E-3,5.9359099999999087E-4,4.0405396522129591E-3,6.3703860000000057E-5,5.522817943548407E-5,1.9760435522838401E-2,null,8.7341864067197825E-3,6.2525528626953819E-3,2.5113682135940118E-4,2.5328174914220586E-3,4.5168834206903749E-5,6.7532911429752325E-5,1.7883395327833281E-2]
[2004,1,3,6,8.5213547364871387E-3,6.7054659255872274E-3,5.9359099999999087E-4,4.3667842845476921E-3,6.3703860000000057E-5,5.522817943548407E-5,2.0306127986057534E-2,null,8.7076085909167916E-3,6.4901274355168275E-3,2.5113682135940118E-4,2.7373243599061741E-3,4.5168834206903749E-5,6.7532911429752325E-5,1.8298898953335852E-2]
[2004,1,3,7,9.7984273957182726E-3,7.0982267801713173E-3,5.9359099999999087E-4,3.9272539951950179E-3,6.3703860000000057E-5,5.522817943548407E-5,2.1536431210520086E-2,null,1.0012594617508405E-2,6.8702752173743576E-3,2.5113682135940118E-4,2.4618042312341201E-3,4.5168834206903749E-5,6.7532911429752325E-5,1.9708512633112938E-2]
[2004,1,3,8,1.0240645439421844E-2,7.7080400865651866E-3,5.4417257081118867E-4,4.34194777589271E-3,5.8400301330034672E-5,5.522817943548407E-5,2.2948434353456448E-2,null,1.0464478356126126E-2,7.4605050558808417E-3,2.3022884394220545E-4,2.7217555624281589E-3,4.1408378211454601E-5,6.7532911429752325E-5,2.0985909108018543E-2]
[2004,1,3,9,1.1048727196706019E-2,8.2221353670330222E-3,0,5.4604683771232064E-3,0,5.522817943548407E-5,2.4786559120297733E-2,null,1.129022260331276E-2,7.9580907451171669E-3,0,3.4229016436851294E-3,0,6.7532911429752325E-5,2.2738747903544809E-2]
[2004,1,3,10,1.1741701369250995E-2,8.4966986169273083E-3,0,5.8181882799589772E-3,0,5.522817943548407E-5,2.6111816445572766E-2,null,1.199834332410599E-2,8.2238367053082215E-3,0,3.6471388260714008E-3,0,6.7532911429752325E-5,2.3936851766915367E-2]
[2004,1,3,11,1.2832823495522351E-2,8.5175123761638081E-3,0,5.550875200336476E-3,0,5.522817943548407E-5,2.695643925145812E-2,null,1.3113314440116189E-2,8.2439820540962279E-3,0,3.4795732773994672E-3,0,6.7532911429752325E-5,2.490440268304164E-2]
[2004,1,3,12,1.1627479640529636E-2,8.6989061139533114E-3,0,6.8702359127024958E-3,0,5.522817943548407E-5,2.7251849846620928E-2,null,1.1881625016156111E-2,8.4195505361857846E-3,0,4.3066162413128422E-3,0,6.7532911429752325E-5,2.4675324705084489E-2]
[2004,1,3,13,1.1345477531796022E-2,8.5422344159549815E-3,0,6.3388528700027789E-3,0,5.522817943548407E-5,2.6281792997189267E-2,null,1.1593459101157746E-2,8.2679101734083223E-3,0,3.973518095757511E-3,0,6.7532911429752325E-5,2.3902420281753333E-2]
[2004,1,3,14,9.8330518110786233E-3,8.6153388421865741E-3,0,7.3157140574149756E-3,0,5.522817943548407E-5,2.5819332890115659E-2,null,1.004797582929581E-2,8.3386669332828154E-3,0,4.5858647907871799E-3,0,6.7532911429752325E-5,2.3040040464795561E-2]
[2004,1,3,15,9.7294188280905441E-3,8.4647855242435711E-3,0,6.8255057996358739E-3,0,5.522817943548407E-5,2.5074938331405474E-2,null,9.9420777085304102E-3,8.1929484656724678E-3,0,4.278577112255817E-3,0,6.7532911429752325E-5,2.2481136197888451E-2]
[2004,1,3,16,1.0445415994599803E-2,8.3223610920328973E-3,0,6.6651603037288275E-3,0,5.522817943548407E-5,2.5488165569797012E-2,null,1.0673724643902364E-2,8.0550978337795842E-3,0,4.1780643313747579E-3,0,6.7532911429752325E-5,2.2974419720486458E-2]
[2004,1,3,17,1.1429901454334779E-2,8.4335401092632441E-3,1.9786366468802695E-5,7.7286000329166221E-3,2.1234619787653815E-6,5.522817943548407E-5,2.7669179604397701E-2,null,1.1679728303169682E-2,{"$f":"F67*W$5","v":8.1627064620222647E-3},{"$f":"G67*X$5","v":8.3712272949344303E-6},{"$f":"H67*Y$5","v":4.8446828969628429E-3},{"$f":"I67*Z$5","v":1.5056277918405133E-6},6.7532911429752325E-5,2.4764527428671319E-2]
[2004,1,3,18,1.250769058320665E-2,8.3861273995184341E-3,5.9359099999999087E-4,7.7895995762726038E-3,6.3703860000000057E-5,5.522817943548407E-5,2.9395940598433163E-2,null,{"$f":"E68*V$5","v":1.278107499838194E-2},8.1168163580799275E-3,2.5113682135940118E-4,4.8829205393768138E-3,4.5168834206903749E-5,6.7532911429752325E-5,{"$f":"SUM(M68:R68)","v":2.6144650462834738E-2}]
[2004,1,3,19,1.2843189589695726E-2,8.0149981569194711E-3,5.9359099999999087E-4,6.9706412828798121E-3,6.3703860000000057E-5,5.522817943548407E-5,2.8541352068930485E-2,null,1.3123907109177581E-2,7.7576055133386406E-3,2.5113682135940118E-4,4.3695554770851065E-3,4.5168834206903749E-5,6.7532911429752325E-5,2.5614906666597381E-2]
[2004,1,3,20,1.3007070543787353E-2,7.6677181132892794E-3,5.9359099999999087E-4,6.5608706560192093E-3,6.3703860000000057E-5,5.522817943548407E-5,2.7948182352531319E-2,null,1.3291370059361506E-2,7.4214779773875269E-3,2.5113682135940118E-4,4.1126902312224444E-3,4.5168834206903749E-5,6.7532911429752325E-5,2.5189376834967532E-2]
[2004,1,3,21,1.1754040860096777E-2,7.5239427297068813E-3,5.9359099999999087E-4,6.750231594091387E-3,6.3703860000000057E-5,5.522817943548407E-5,2.6740738223330521E-2,null,1.2010952522973888E-2,7.2823197784054987E-3,2.5113682135940118E-4,4.231391379441252E-3,4.5168834206903749E-5,6.7532911429752325E-5,2.3888502247816697E-2]
[2004,1,3,22,1.1584782268178223E-2,7.1603175226524918E-3,5.9359099999999087E-4,6.1202200579213066E-3,6.3703860000000057E-5,5.522817943548407E-5,2.5577842888187496E-2,null,1.1837994394289756E-2,6.9303719855543242E-3,2.5113682135940118E-4,3.8364678355687618E-3,4.5168834206903749E-5,6.7532911429752325E-5,2.2968672782408901E-2]
[2004,1,3,23,1.1471686004243673E-2,6.7015871744076352E-3,5.9359099999999087E-4,5.0338690450643028E-3,6.3703860000000057E-5,5.522817943548407E-5,2.3919665263151087E-2,null,1.172242615075445E-2,6.4863732460651805E-3,2.5113682135940118E-4,3.1554873022676456E-3,4.5168834206903749E-5,6.7532911429752325E-5,2.1728125266083333E-2]
[2004,1,3,24,8.7360927658050522E-3,6.6261187422091425E-3,5.9359099999999087E-4,6.2436021430219146E-3,6.3703860000000057E-5,5.522817943548407E-5,2.2318336690471584E-2,null,8.9270402149611208E-3,6.413328397614328E-3,2.5113682135940118E-4,3.9138100547200551E-3,4.5168834206903749E-5,6.7532911429752325E-5,1.961801723429156E-2]
[2004,1,4,1,7.6179560686001459E-3,6.2402231339767278E-3,5.9359099999999087E-4,4.5912387246158873E-3,6.3703860000000057E-5,5.522817943548407E-5,1.9161940966628238E-2,null,7.7844640622853692E-3,6.0398253924498777E-3,2.5113682135940118E-4,2.8780239151056154E-3,4.5168834206903749E-5,6.7532911429752325E-5,1.7066151936836919E-2]
[2004,1,4,2,7.6966882776890212E-3,6.1050668431078441E-3,5.9359099999999087E-4,4.2270144527186415E-3,6.3703860000000057E-5,5.522817943548407E-5,1.8741292612950981E-2,null,7.8649171453272753E-3,5.9090094937211081E-3,2.5113682135940118E-4,2.6497094605855225E-3,4.5168834206903749E-5,6.7532911429752325E-5,1.6787474666629963E-2]
[2004,1,4,3,7.2577190429357228E-3,5.9976412763001318E-3,5.9359099999999087E-4,4.3201974571428188E-3,6.3703860000000057E-5,5.522817943548407E-5,1.8288080815814147E-2,null,7.4163532258698242E-3,5.8050337780658802E-3,2.5113682135940118E-4,2.7081213470719111E-3,4.5168834206903749E-5,6.7532911429752325E-5,1.6293346918003673E-2]
[2004,1,4,4,7.6849058933601191E-3,5.9039774744207582E-3,5.9359099999999087E-4,3.7235024132777541E-3,6.3703860000000057E-5,5.522817943548407E-5,1.8024908820494109E-2,null,7.852877229823637E-3,5.7143778837494986E-3,2.5113682135940118E-4,2.3340822893637273E-3,4.5168834206903749E-5,6.7532911429752325E-5,1.6265175969932922E-2]
[2004,1,4,5,7.9184311149926162E-3,5.9093814837495708E-3,5.9359099999999087E-4,3.6041486854279025E-3,6.3703860000000057E-5,5.522817943548407E-5,1.8144484323605565E-2,null,8.091506683585957E-3,5.7196083494018375E-3,2.5113682135940118E-4,2.2592652511497936E-3,4.5168834206903749E-5,6.7532911429752325E-5,1.6434218851133647E-2]
[2004,1,4,6,8.1107541591238872E-3,6.0613368034554459E-3,5.9359099999999087E-4,3.5881679871871889E-3,6.3703860000000057E-5,5.522817943548407E-5,1.8472781989201999E-2,null,8.2880333912628522E-3,5.8666837950666316E-3,2.5113682135940118E-4,2.2492477298498726E-3,4.5168834206903749E-5,6.7532911429752325E-5,1.6767803483175414E-2]
[2004,1,4,7,8.2876188464230411E-3,6.4853600122302922E-3,5.9359099999999087E-4,4.0218206289917881E-3,6.3703860000000057E-5,5.522817943548407E-5,1.9507322527080595E-2,null,8.4687638640785871E-3,6.27708997580112E-3,2.5113682135940118E-4,2.521083447576962E-3,4.5168834206903749E-5,6.7532911429752325E-5,1.7630775854452725E-2]
[2004,1,4,8,9.3862131757579681E-3,6.8913346834635096E-3,5.4417257081118867E-4,3.299567149578261E-3,5.8400301330034672E-5,5.522817943548407E-5,2.0234916060376449E-2,null,9.5913705053780711E-3,6.6700272274604648E-3,2.3022884394220545E-4,2.0683379226327592E-3,4.1408378211454601E-5,6.7532911429752325E-5,1.866890578905471E-2]
[2004,1,4,9,1.0750449699452051E-2,7.217290922107383E-3,0,3.8945435129236544E-3,0,5.522817943548407E-5,2.1917512313918572E-2,null,1.0985425563653719E-2,6.9855157484188662E-3,0,2.4412996232408822E-3,0,6.7532911429752325E-5,2.0479773846743224E-2]
[2004,1,4,10,1.1332098457090378E-2,7.6719416621449203E-3,0,4.4111206011230569E-3,0,5.522817943548407E-5,2.3470388899793838E-2,null,1.1579787595927885E-2,7.4255658917259833E-3,0,2.7651166371248388E-3,0,6.7532911429752325E-5,2.1838003036208462E-2]
[2004,1,4,11,1.0838767703062923E-2,7.9345627560502893E-3,0,4.9749314352301064E-3,0,5.522817943548407E-5,2.3803490073778803E-2,null,1.1075673960857717E-2,7.6797532048247987E-3,0,3.1185421855407488E-3,0,6.7532911429752325E-5,2.1941502262653016E-2]
[2004,1,4,12,1.068372018890509E-2,8.0194572277518111E-3,0,5.2511411786589982E-3,0,5.522817943548407E-5,2.4009546774751384E-2,null,1.0917237525803541E-2,7.7619213861306342E-3,0,3.2916846193923109E-3,0,6.7532911429752325E-5,2.203837644275624E-2]
[2004,1,4,13,1.0243757232994319E-2,8.0048285003458865E-3,0,5.32939037935189E-3,0,5.522817943548407E-5,2.363320429212758E-2,null,1.0467658165121617E-2,7.747762443838257E-3,0,3.3407352317520252E-3,0,6.7532911429752325E-5,2.1623688752141653E-2]
[2004,1,4,14,1.0247032792301759E-2,7.942440459824486E-3,0,5.0084226486108926E-3,0,5.522817943548407E-5,2.3253124080172622E-2,null,1.0471005319329783E-2,7.6873779250099675E-3,0,3.1395361958367115E-3,0,6.7532911429752325E-5,2.1365452351606216E-2]
[2004,1,4,15,1.0021700733564761E-2,7.942873692760111E-3,0,4.8318906014436121E-3,0,5.522817943548407E-5,2.2851693207203969E-2,null,1.0240748108928036E-2,7.6877972451575415E-3,0,3.0288768544249902E-3,0,6.7532911429752325E-5,2.102495511994032E-2]
[2004,1,4,16,1.0400308523116082E-2,7.8179128257730105E-3,0,4.8072521427372462E-3,0,5.522817943548407E-5,2.3080701671061823E-2,null,1.062763124463049E-2,7.5668493557492561E-3,0,3.0134322048126581E-3,0,6.7532911429752325E-5,2.1275445716622154E-2]
[2004,1,4,17,1.136763632524937E-2,7.9360431938875781E-3,9.8931835311968488E-6,5.5450389352359143E-3,1.061731021234621E-6,5.522817943548407E-5,2.4914901548360777E-2,null,1.1616102226130885E-2,7.6811861000674244E-3,4.1856137730356271E-6,3.4759148070950901E-3,7.5281391850467388E-7,6.7532911429752325E-5,2.2845674472414691E-2]
[2004,1,4,18,1.2875941745527766E-2,7.7925869528131129E-3,5.9359099999999087E-4,5.5297960567790494E-3,6.3703860000000057E-5,5.522817943548407E-5,2.6910847794555406E-2,null,1.3157375138888041E-2,7.5423367946909356E-3,2.5113682135940118E-4,3.4663597890781223E-3,4.5168834206903749E-5,6.7532911429752325E-5,2.4529910289653154E-2]
[2004,1,4,19,1.3026703681287265E-2,7.4042096583210289E-3,5.9359099999999087E-4,5.2175805419458618E-3,6.3703860000000057E-5,5.522817943548407E-5,2.6361016920989633E-2,null,1.3311432324347243E-2,7.1664317998274907E-3,2.5113682135940118E-4,3.2706470909909407E-3,4.5168834206903749E-5,6.7532911429752325E-5,2.4112349782161733E-2]
[2004,1,4,20,1.3175502819318442E-2,7.1544219058399805E-3,5.9359099999999087E-4,4.8103724063834254E-3,6.3703860000000057E-5,5.522817943548407E-5,2.5852820170977321E-2,null,1.3463483810608386E-2,6.9246656998392386E-3,2.5113682135940118E-4,3.015388146102966E-3,4.5168834206903749E-5,6.7532911429752325E-5,2.3767376223546646E-2]
[2004,1,4,21,1.2577729320963741E-2,7.0883029827070679E-3,5.9359099999999087E-4,5.0493466664291138E-3,6.3703860000000057E-5,5.522817943548407E-5,2.5427902009535399E-2,null,1.2852644594232613E-2,6.8606701114947693E-3,2.5113682135940118E-4,3.1651894691791692E-3,4.5168834206903749E-5,6.7532911429752325E-5,2.3242342741902608E-2]
[2004,1,4,22,1.1831552392752064E-2,6.9937696687967319E-3,5.9359099999999087E-4,4.8549810478583314E-3,6.3703860000000057E-5,5.522817943548407E-5,2.4392826148842604E-2,null,1.2090158248884384E-2,6.7691726285475174E-3,2.5113682135940118E-4,3.0433511305360816E-3,4.5168834206903749E-5,6.7532911429752325E-5,2.226652057496404E-2]
[2004,1,4,23,9.8669902835952228E-3,6.9885473388689584E-3,5.9359099999999087E-4,4.7909183855025664E-3,6.3703860000000057E-5,5.522817943548407E-5,2.2358979047402222E-2,null,1.0082656105377119E-2,6.7641180078667632E-3,2.5113682135940118E-4,3.0031933680270862E-3,4.5168834206903749E-5,6.7532911429752325E-5,2.0213806048267023E-2]
[2004,1,4,24,8.4694101525274908E-3,7.005536184997857E-3,5.9359099999999087E-4,4.8161436812479827E-3,6.3703860000000057E-5,5.522817943548407E-5,2.1003613058208807E-2,null,8.6545286383123195E-3,6.7805612763260368E-3,2.5113682135940118E-4,3.0190058771940964E-3,4.5168834206903749E-5,6.7532911429752325E-5,1.881793435882851E-2]
[2004,1,5,1,9.5316348610569E-3,6.936916979540143E-3,5.9359099999999087E-4,3.4591460466328137E-3,6.3703860000000057E-5,5.522817943548407E-5,2.0640220926665329E-2,null,9.739970716890518E-3,6.7141456994091386E-3,2.5113682135940118E-4,2.1683701600345735E-3,4.5168834206903749E-5,6.7532911429752325E-5,1.8986325143330283E-2]
[2004,1,5,2,9.3838685718154961E-3,6.715779334645699E-3,5.9359099999999087E-4,3.2090570217978656E-3,6.3703860000000057E-5,5.522817943548407E-5,2.0021227967694538E-2,null,9.5889746547107649E-3,6.5001096410528631E-3,2.5113682135940118E-4,2.0116015323173031E-3,4.5168834206903749E-5,6.7532911429752325E-5,1.8464524395076988E-2]
[2004,1,5,3,9.3582173987325525E-3,6.70779978130733E-3,5.9359099999999087E-4,2.9416272668547718E-3,6.3703860000000057E-5,5.522817943548407E-5,1.9720167486330129E-2,null,9.5627628160992652E-3,6.4923863420876258E-3,2.5113682135940118E-4,1.8439628455701987E-3,4.5168834206903749E-5,6.7532911429752325E-5,1.8262950570753146E-2]
[2004,1,5,4,9.6562187250366603E-3,6.5867402324387425E-3,5.9359099999999087E-4,2.8925067888336117E-3,6.3703860000000057E-5,5.522817943548407E-5,1.9847988785744491E-2,null,9.8672776484556007E-3,6.3752144843580673E-3,2.5113682135940118E-4,1.8131716105798759E-3,4.5168834206903749E-5,6.7532911429752325E-5,1.84195023103896E-2]
[2004,1,5,5,1.0127503803490142E-2,6.7135597308599273E-3,5.9359099999999087E-4,2.7200396120455606E-3,6.3703860000000057E-5,5.522817943548407E-5,2.0273626185831103E-2,null,1.0348863748884062E-2,6.4979613173441336E-3,2.5113682135940118E-4,1.705060338407182E-3,4.5168834206903749E-5,6.7532911429752325E-5,1.8915723971631434E-2]
[2004,1,5,6,1.0822764711876215E-2,7.1152686852273932E-3,5.9359099999999087E-4,3.0505155360016655E-3,6.3703860000000057E-5,5.522817943548407E-5,2.1701071972540748E-2,null,1.1059321187402448E-2,6.8867698408330881E-3,2.5113682135940118E-4,1.9122195975005691E-3,4.5168834206903749E-5,6.7532911429752325E-5,2.0222149192732162E-2]
[2004,1,5,7,1.2529344191894963E-2,8.096720755123455E-3,5.9359099999999087E-4,3.3873703607640387E-3,6.3703860000000057E-5,5.522817943548407E-5,2.4725958347217931E-2,null,1.2803201896612259E-2,7.8367036822938347E-3,2.5113682135940118E-4,2.123377478790205E-3,4.5168834206903749E-5,6.7532911429752325E-5,2.3127121624692354E-2]
[2004,1,5,8,1.1827320183383337E-2,9.6884100978665705E-3,5.4417257081118867E-4,5.4306787371155019E-3,5.8400301330034672E-5,5.522817943548407E-5,2.7604210069942119E-2,null,1.2085833534822206E-2,9.3772777135088491E-3,2.3022884394220545E-4,3.4042279694314051E-3,4.1408378211454601E-5,6.7532911429752325E-5,2.5206509351345878E-2]
[2004,1,5,9,1.1444073681903815E-2,1.0851027272976634E-2,0,7.5514197416187232E-3,0,5.522817943548407E-5,2.9901748875934657E-2,null,1.1694210297447442E-2,1.0502558746761448E-2,0,4.7336172028819073E-3,0,6.7532911429752325E-5,2.6997919158520553E-2]
[2004,1,5,10,1.0976353434241715E-2,1.122325513226971E-2,0,8.7149028411238443E-3,0,5.522817943548407E-5,3.0969739587070753E-2,null,1.121626694540631E-2,1.0862832927358398E-2,0,5.462948084163209E-3,0,6.7532911429752325E-5,2.7609580868357669E-2]
[2004,1,5,11,1.0626564532408109E-2,1.1458748334324489E-2,0,9.1127401776246227E-3,0,5.522817943548407E-5,3.1253281223792707E-2,null,1.0858832600656888E-2,1.1090763530316398E-2,0,5.7123329315753755E-3,0,6.7532911429752325E-5,2.7729461973978416E-2]
[2004,1,5,12,1.045459298873843E-2,1.1353439141971098E-2,0,8.6166055724199737E-3,0,5.522817943548407E-5,3.0479865882564988E-2,null,1.0683102222406184E-2,1.0988836224132227E-2,0,5.4013303145180533E-3,0,6.7532911429752325E-5,2.7140801672486219E-2]
[2004,1,5,13,1.0083986001385785E-2,1.1095279094176807E-2,0,8.3947442502465934E-3,0,5.522817943548407E-5,2.962923752524467E-2,null,1.0304394764880946E-2,1.073896669567029E-2,0,5.2622562586149028E-3,0,6.7532911429752325E-5,2.6373150630595893E-2]
[2004,1,5,14,1.0137173911367627E-2,1.1276942804897832E-2,0,7.7868113578369253E-3,0,5.522817943548407E-5,2.925615625353787E-2,null,1.0358745219264415E-2,1.0914796480814573E-2,0,4.8811727410548933E-3,0,6.7532911429752325E-5,2.6222247352563635E-2]
[2004,1,5,15,9.8987556368195454E-3,1.1142676959154637E-2,0,7.6962246814291342E-3,0,5.522817943548407E-5,2.87928854568388E-2,null,1.0115115763633716E-2,1.0784842431568626E-2,0,4.8243883661336414E-3,0,6.7532911429752325E-5,2.579187947276574E-2]
[2004,1,5,16,9.9924167747913739E-3,1.0818746880806515E-2,0,8.1788902177516443E-3,0,5.522817943548407E-5,2.9045282052785018E-2,null,1.0210824081719151E-2,1.0471315003048863E-2,0,5.1269478799933089E-3,0,6.7532911429752325E-5,2.5876619876191075E-2]
[2004,1,5,17,1.1648215851963755E-2,1.0574984599233166E-2,0,8.37272879159838E-3,0,5.522817943548407E-5,3.0651157422230783E-2,null,1.1902814465300114E-2,1.0235380872752789E-2,0,5.2484558399714838E-3,0,6.7532911429752325E-5,2.7454184089454142E-2]
[2004,1,5,18,1.4931212405279285E-2,1.0053560997859522E-2,5.9359099999999087E-4,7.0294983404711542E-3,6.3703860000000057E-5,5.522817943548407E-5,3.2726794783045438E-2,null,1.5257568477499038E-2,9.7307022033872887E-3,2.5113682135940118E-4,4.406450099534694E-3,4.5168834206903749E-5,6.7532911429752325E-5,2.9758559347417078E-2]
[2004,1,5,19,1.6830512890656079E-2,9.5836863069462281E-3,5.9359099999999087E-4,5.0751615577645402E-3,6.3703860000000057E-5,5.522817943548407E-5,3.2201883794802322E-2,null,1.7198382553972658E-2,9.2759170092496721E-3,2.5113682135940118E-4,3.1813715671020837E-3,4.5168834206903749E-5,6.7532911429752325E-5,3.0019509697320469E-2]
[2004,1,5,20,1.5022246622491783E-2,9.5820106069751457E-3,5.9359099999999087E-4,6.2940130519768362E-3,6.3703860000000057E-5,5.522817943548407E-5,3.1610793320879238E-2,null,1.5350592457415371E-2,9.2742951224968791E-3,2.5113682135940118E-4,3.9454101980052675E-3,4.5168834206903749E-5,6.7532911429752325E-5,2.8934136344913573E-2]
[2004,1,5,21,1.4250357554377662E-2,9.3487338921409077E-3,5.9359099999999087E-4,5.8386417845721211E-3,6.3703860000000057E-5,5.522817943548407E-5,3.0150256270526164E-2,null,1.4561831974065737E-2,9.0485098267673592E-3,2.5113682135940118E-4,3.6599601318137364E-3,4.5168834206903749E-5,6.7532911429752325E-5,2.7634140499642888E-2]
[2004,1,5,22,1.3513278621197146E-2,8.6587417003443998E-3,5.9359099999999087E-4,5.4612905665641781E-3,6.3703860000000057E-5,5.522817943548407E-5,2.8345833927541197E-2,null,1.3808642481406229E-2,8.3806759575081203E-3,2.5113682135940118E-4,3.4234170341964475E-3,4.5168834206903749E-5,6.7532911429752325E-5,2.5976574040106851E-2]
[2004,1,5,23,1.189069575371614E-2,8.3854589914457919E-3,5.9359099999999087E-4,5.0699979357495843E-3,6.3703860000000057E-5,5.522817943548407E-5,2.605867572034699E-2,null,1.2150594324362071E-2,8.1161694151801328E-3,2.5113682135940118E-4,3.1781347439833177E-3,4.5168834206903749E-5,6.7532911429752325E-5,2.380873705052158E-2]
[2004,1,5,24,1.0073613672727175E-2,8.0397572601566217E-3,5.9359099999999087E-4,4.4044947046054835E-3,6.3703860000000057E-5,5.522817943548407E-5,2.3230388676924753E-2,null,1.029379572506527E-2,7.7815695058458655E-3,2.5113682135940118E-4,2.7609631853484479E-3,4.5168834206903749E-5,6.7532911429752325E-5,2.1200166983255636E-2]
[2004,1,6,1,1.0368999549667848E-2,8.1714511131238676E-3,5.9359099999999087E-4,5.2406454188048028E-3,6.3703860000000057E-5,5.522817943548407E-5,2.4493619121031995E-2,null,1.0595637941382206E-2,7.9090341589686513E-3,2.5113682135940118E-4,3.2851053387930201E-3,4.5168834206903749E-5,6.7532911429752325E-5,2.2153616006139937E-2]
[2004,1,6,2,1.0443246345479527E-2,7.7493818932181831E-3,5.9359099999999087E-4,4.6734407593509294E-3,6.3703860000000057E-5,5.522817943548407E-5,2.3578592037484115E-2,null,1.0671507572098265E-2,7.5005192169503351E-3,2.5113682135940118E-4,2.9295523665819841E-3,4.5168834206903749E-5,6.7532911429752325E-5,2.146541772262664E-2]
[2004,1,6,3,1.0330688509102017E-2,7.6544857964816792E-3,5.9359099999999087E-4,4.5115201256989285E-3,6.3703860000000057E-5,5.522817943548407E-5,2.3209217470718101E-2,null,1.0556489524695647E-2,7.4086706015390044E-3,2.5113682135940118E-4,2.8280522085742991E-3,4.5168834206903749E-5,6.7532911429752325E-5,2.1157050901805006E-2]
[2004,1,6,4,1.0948447898847915E-2,7.4140054385456958E-3,5.9359099999999087E-4,4.2710211422633771E-3,6.3703860000000057E-5,5.522817943548407E-5,2.3345997519092464E-2,null,1.1187751470198038E-2,7.175912999597041E-3,2.5113682135940118E-4,2.6772951106749706E-3,4.5168834206903749E-5,6.7532911429752325E-5,2.1404798147466104E-2]
[2004,1,6,5,1.1485544635643101E-2,7.4396915143744857E-3,5.9359099999999087E-4,4.2414539185854699E-3,6.3703860000000057E-5,5.522817943548407E-5,2.3879213108038533E-2,null,1.1736587694495294E-2,7.2007741960145883E-3,2.5113682135940118E-4,2.6587608583843944E-3,4.5168834206903749E-5,6.7532911429752325E-5,2.1959961315890331E-2]
[2004,1,6,6,1.2150650277980036E-2,7.8468967641827543E-3,5.9359099999999087E-4,4.5032836688242133E-3,6.3703860000000057E-5,5.522817943548407E-5,2.5213353750422482E-2,null,1.2416230754099665E-2,7.594902507603269E-3,2.5113682135940118E-4,2.8228891749611539E-3,4.5168834206903749E-5,6.7532911429752325E-5,2.3197861003660145E-2]
[2004,1,6,7,1.3642757704393943E-2,8.7399996717157646E-3,5.9359099999999087E-4,5.075273614590598E-3,6.3703860000000057E-5,5.522817943548407E-5,2.8170554030135783E-2,null,1.3940951628490657E-2,8.4593244205984092E-3,2.5113682135940118E-4,3.1814418100679994E-3,4.5168834206903749E-5,6.7532911429752325E-5,2.5945556426153121E-2]
[2004,1,6,8,1.3530126511698048E-2,1.0478630729308993E-2,5.4417257081118867E-4,7.9730731615600403E-3,5.8400301330034672E-5,5.522817943548407E-5,3.2639631454143787E-2,null,1.3825858621398186E-2,1.0142121298898743E-2,2.3022884394220545E-4,4.9979311929105371E-3,4.1408378211454601E-5,6.7532911429752325E-5,2.9305081246790883E-2]
[2004,1,6,9,1.2822660674094278E-2,1.1569273155895531E-2,0,9.6224273959528324E-3,0,5.522817943548407E-5,3.4069589405378131E-2,null,1.3102929486794609E-2,{"$f":"F131*W$5","v":1.1197738971656964E-2},{"$f":"G131*X$5","v":0},{"$f":"H131*Y$5","v":6.0318310216458211E-3},{"$f":"I131*Z$5","v":0},6.7532911429752325E-5,3.0400032391527148E-2]
[2004,1,6,10,1.2120662908523185E-2,1.1924543049896739E-2,0,1.0666211878648827E-2,0,5.522817943548407E-5,3.4766646016504234E-2,null,{"$f":"E132*V$5","v":1.2385587941545061E-2},1.1541599772928349E-2,0,6.6861286706243203E-3,0,6.7532911429752325E-5,{"$f":"SUM(M132:R132)","v":3.0680849296527483E-2}]
[2004,1,6,11,1.157294113474272E-2,1.2102071783812287E-2,0,1.069994520219102E-2,0,5.522817943548407E-5,3.4430186300181506E-2,null,1.1825894445582342E-2,1.1713427371392651E-2,0,6.7072744479871708E-3,0,6.7532911429752325E-5,3.0314129176391917E-2]
[2004,1,6,12,1.1369849170082725E-2,1.1979214816253966E-2,0,1.0442941175583561E-2,0,5.522817943548407E-5,3.3847233341355733E-2,null,1.1618363437789964E-2,1.1594515817051284E-2,0,6.5461711424916391E-3,0,6.7532911429752325E-5,2.9826583308762641E-2]
[2004,1,6,13,1.0901005245282355E-2,1.1735144519718412E-2,0,1.0236439477390292E-2,0,5.522817943548407E-5,3.2927817421826544E-2,null,1.1139271848055977E-2,1.1358283563346795E-2,0,6.4167252866872511E-3,0,6.7532911429752325E-5,2.8981813609519777E-2]
[2004,1,6,14,1.0499510293714612E-2,1.1797747334705606E-2,0,9.9163044166754154E-3,0,5.522817943548407E-5,3.2268790224531121E-2,null,1.0729001298643053E-2,1.1418875959400674E-2,0,6.2160482110515721E-3,0,6.7532911429752325E-5,2.8431458380525056E-2]
[2004,1,6,15,1.1037035534183226E-2,1.1608297417641919E-2,0,9.1235165596781354E-3,0,5.522817943548407E-5,3.1824077690938764E-2,null,1.1278275392549469E-2,1.1235510013165738E-2,0,5.7190881205621815E-3,0,6.7532911429752325E-5,2.8300406437707142E-2]
[2004,1,6,16,1.1937712174695468E-2,1.1195424083463463E-2,0,8.9304832860942623E-3,0,5.522817943548407E-5,3.2118847723688677E-2,null,1.2198638397622015E-2,1.0835895641356036E-2,0,5.5980849640922484E-3,0,6.7532911429752325E-5,2.8700151914500052E-2]
[2004,1,6,17,1.3420971306300154E-2,1.0938037869115355E-2,0,8.8332203054687659E-3,0,5.522817943548407E-5,3.3247457660319758E-2,null,1.3714317577320279E-2,1.0586775095550238E-2,0,5.5371155392627764E-3,0,6.7532911429752325E-5,2.9905741123563045E-2]
[2004,1,6,18,1.5612759825040179E-2,1.070490350806288E-2,5.8369781646879404E-4,9.1334894220579683E-3,6.264212897876544E-5,5.522817943548407E-5,3.6152720880044072E-2,null,1.5954012687480798E-2,1.0361127582071023E-2,2.4695120758636555E-4,5.7253396222053726E-3,4.4416020288399077E-5,6.7532911429752325E-5,3.2399380031061714E-2]
[2004,1,6,19,1.7402289407657132E-2,1.0220527436911538E-2,5.9359099999999087E-4,7.1868842742299306E-3,6.3703860000000057E-5,5.522817943548407E-5,3.5522224158234077E-2,null,1.7782656565029181E-2,9.8923067031979617E-3,2.5113682135940118E-4,4.5051076750666401E-3,4.5168834206903749E-5,6.7532911429752325E-5,3.2543909510289841E-2]
[2004,1,6,20,1.7281512626662599E-2,9.9990539841617928E-3,5.9359099999999087E-4,7.0836917859523289E-3,6.3703860000000057E-5,5.522817943548407E-5,3.5076781436212193E-2,null,1.7659239929025503E-2,9.6779456210776479E-3,2.5113682135940118E-4,4.4404213307191152E-3,4.5168834206903749E-5,6.7532911429752325E-5,3.2141445447818322E-2]
[2004,1,6,21,1.5778334498642202E-2,9.7550920292902698E-3,5.9359099999999087E-4,7.3233360579005053E-3,6.3703860000000057E-5,5.522817943548407E-5,3.3569285625268452E-2,null,1.6123206377320023E-2,9.4418182297666079E-3,2.5113682135940118E-4,4.5906426516203989E-3,4.5168834206903749E-5,6.7532911429752325E-5,3.0519505825703085E-2]
[2004,1,6,22,1.4384050385849259E-2,9.158668859929853E-3,5.9359099999999087E-4,6.8103365102762312E-3,6.3703860000000057E-5,5.522817943548407E-5,3.1065578795490819E-2,null,1.4698446970608644E-2,8.8645485191155976E-3,2.5113682135940118E-4,4.2690682236593384E-3,4.5168834206903749E-5,6.7532911429752325E-5,2.8195902280379638E-2]
[2004,1,6,23,1.3257045642394627E-2,8.8041102479527525E-3,5.9359099999999087E-4,6.7368665777675927E-3,6.3703860000000057E-5,5.522817943548407E-5,2.9510545507550445E-2,null,1.3546808940086391E-2,8.5213761578467832E-3,2.5113682135940118E-4,4.2230135017239752E-3,4.5168834206903749E-5,6.7532911429752325E-5,2.6655037166653205E-2]
[2004,1,6,24,1.1642086501516604E-2,8.4156904117992769E-3,5.9359099999999087E-4,5.7376953217708471E-3,6.3703860000000057E-5,5.522817943548407E-5,2.6507995274522203E-2,null,1.1896551143767232E-2,8.1454299874995154E-3,2.5113682135940118E-4,3.5966817114323844E-3,4.5168834206903749E-5,6.7532911429752325E-5,2.400250140969519E-2]
[2004,1,7,1,1.0811471413516328E-2,8.2497434114715759E-3,5.9359099999999087E-4,5.2674394414995241E-3,6.3703860000000057E-5,5.522817943548407E-5,2.5041177305922903E-2,null,1.1047781047969307E-2,7.9848121882860751E-3,2.5113682135940118E-4,3.3019012064711356E-3,4.5168834206903749E-5,6.7532911429752325E-5,2.2698333009722575E-2]
[2004,1,7,2,1.0937673993631877E-2,7.8369739642715364E-3,5.9359099999999087E-4,4.7670698080479494E-3,6.3703860000000057E-5,5.522817943548407E-5,2.425424080538684E-2,null,1.1176742076443405E-2,7.5852983672414194E-3,2.5113682135940118E-4,2.9882438564959955E-3,4.5168834206903749E-5,6.7532911429752325E-5,2.2114122867176879E-2]
[2004,1,7,3,1.0843847527607366E-2,7.7525336184254227E-3,5.9359099999999087E-4,4.6386047583304862E-3,6.3703860000000057E-5,5.522817943548407E-5,2.394750894379875E-2,null,1.108086481667952E-2,7.5035697280503404E-3,2.5113682135940118E-4,2.9077153744199468E-3,4.5168834206903749E-5,6.7532911429752325E-5,2.1855988486145866E-2]
[2004,1,7,4,1.1511809628198208E-2,7.505458733874453E-3,5.9359099999999087E-4,4.3621492597536397E-3,6.3703860000000057E-5,5.522817943548407E-5,2.4091940661261774E-2,null,1.1763426769018731E-2,7.2644293752923824E-3,2.5113682135940118E-4,2.7344188886369784E-3,4.5168834206903749E-5,6.7532911429752325E-5,2.2126113599944149E-2]
[2004,1,7,5,1.2070572526263496E-2,7.5144576217975514E-3,5.9359099999999087E-4,4.228430050356273E-3,6.3703860000000057E-5,5.522817943548407E-5,2.4525983237852794E-2,null,1.233440271849371E-2,7.2731392740595924E-3,2.5113682135940118E-4,2.6505968297901401E-3,4.5168834206903749E-5,6.7532911429752325E-5,2.26219773893395E-2]
[2004,1,7,6,1.2730727869111374E-2,7.9128293148607136E-3,5.9359099999999087E-4,4.3849227725622159E-3,6.3703860000000057E-5,5.522817943548407E-5,2.5741002995969778E-2,null,1.3008987278400382E-2,7.6587177086343819E-3,2.5113682135940118E-4,2.7486944945083612E-3,4.5168834206903749E-5,6.7532911429752325E-5,2.3780238048539182E-2]
[2004,1,7,7,1.4334839913422274E-2,8.7897970017754758E-3,5.9359099999999087E-4,5.0932698050067358E-3,6.3703860000000057E-5,5.522817943548407E-5,2.8930429759639959E-2,null,1.4648160889848093E-2,8.5075225654585238E-3,2.5113682135940118E-4,3.1927227452371401E-3,4.5168834206903749E-5,6.7532911429752325E-5,2.6712244767539813E-2]
[2004,1,7,8,1.4077330447855819E-2,1.051572319443449E-2,5.4417257081118867E-4,7.9544831996644326E-3,5.8400301330034672E-5,5.522817943548407E-5,3.3205337893531452E-2,null,1.438502296120305E-2,1.0178022581260545E-2,2.3022884394220545E-4,4.9862780513237996E-3,4.1408378211454601E-5,6.7532911429752325E-5,2.9888493727370808E-2]
[2004,1,7,9,1.3312095862016753E-2,1.1601117548368289E-2,0,9.5524229201949997E-3,0,5.522817943548407E-5,3.4520864510015528E-2,null,1.3603062409181034E-2,1.1228560717311681E-2,0,5.9879486257435411E-3,0,6.7532911429752325E-5,3.088710466366601E-2]
[2004,1,7,10,1.255359389075726E-2,1.1963842122506764E-2,0,1.0567620115121624E-2,0,5.522817943548407E-5,3.5140284307821137E-2,null,1.2827981628552807E-2,1.1579636800059221E-2,0,6.6243262965193948E-3,0,6.7532911429752325E-5,3.1099477636561176E-2]
[2004,1,7,11,1.197074112082828E-2,1.2145629756897456E-2,0,1.0648553082944249E-2,0,5.522817943548407E-5,3.4820152140105469E-2,null,1.2232389267523432E-2,1.1755586529204016E-2,0,6.6750592317652039E-3,0,6.7532911429752325E-5,3.0730567939922408E-2]
[2004,1,7,12,1.1754801623491731E-2,1.2024950959703297E-2,0,1.0417119453620675E-2,0,5.522817943548407E-5,3.4252100216251191E-2,null,1.201172991460684E-2,1.1638783195737462E-2,0,6.5299847627810935E-3,0,6.7532911429752325E-5,3.0248030784555149E-2]
[2004,1,7,13,1.1276882851107914E-2,1.179299349867031E-2,0,1.0323681958314989E-2,0,5.522817943548407E-5,3.3448786487528699E-2,null,1.1523365125572685E-2,1.141427478745841E-2,0,6.4714133483574554E-3,0,6.7532911429752325E-5,2.9476586172818304E-2]
[2004,1,7,14,1.0876136685779287E-2,1.1874046404539325E-2,0,1.0085004728679485E-2,0,5.522817943548407E-5,3.2890415998433585E-2,null,1.111385972884852E-2,1.1492724770494121E-2,0,6.3217982191769084E-3,0,6.7532911429752325E-5,2.8995915629949305E-2]
[2004,1,7,15,1.1433620990281718E-2,1.1675351763339224E-2,0,9.1991072258578686E-3,0,5.522817943548407E-5,3.2363308158914292E-2,null,1.1683529138150428E-2,1.1300410984031919E-2,0,5.7664722271340389E-3,0,6.7532911429752325E-5,2.8817945260746141E-2]
[2004,1,7,16,1.2375771632778159E-2,1.1239449429267927E-2,0,8.985447712488534E-3,0,5.522817943548407E-5,3.2655896953970101E-2,null,1.2646272655142159E-2,1.0878507162737921E-2,0,5.6325394856562546E-3,0,6.7532911429752325E-5,2.9224852214966086E-2]
[2004,1,7,17,1.3974503985680418E-2,1.1002038551402523E-2,0,8.9947460880168452E-3,0,5.522817943548407E-5,3.4026516804535271E-2,null,1.4279948989622189E-2,1.0648720467969287E-2,0,5.6383681843467917E-3,0,6.7532911429752325E-5,3.0634570553368021E-2]
[2004,1,7,18,1.6205595146352947E-2,1.073600293926638E-2,5.7380463353118825E-4,8.8772014605296278E-3,6.1580398021234681E-5,5.522817943548407E-5,3.6509412757136865E-2,null,1.6559805791570025E-2,1.0391228290049064E-2,2.4276559406446677E-4,5.5646851830280803E-3,4.3663206415063236E-5,6.7532911429752325E-5,3.2869680976556452E-2]
[2004,1,7,19,1.813724383631906E-2,1.0235392435628262E-2,5.9359099999999087E-4,6.9857478179733918E-3,6.3703860000000057E-5,5.522817943548407E-5,3.6070907129356192E-2,null,1.8533675117225635E-2,9.9066943292139536E-3,2.5113682135940118E-4,4.3790250280889781E-3,4.5168834206903749E-5,6.7532911429752325E-5,3.3183233041524623E-2]
[2004,1,7,20,1.7969148290735443E-2,1.002095993903135E-2,5.9359099999999087E-4,6.9089190032123665E-3,6.3703860000000057E-5,5.522817943548407E-5,3.5611550272414638E-2,null,1.8361905455935586E-2,9.6991480908654084E-3,2.5113682135940118E-4,4.3308647864822979E-3,4.5168834206903749E-5,6.7532911429752325E-5,3.2755756900279348E-2]
[2004,1,7,21,1.6315917043613112E-2,9.7664869070036575E-3,5.9359099999999087E-4,6.9315596267621729E-3,6.3703860000000057E-5,5.522817943548407E-5,3.3726486616814419E-2,null,1.6672539028250756E-2,9.452847173809082E-3,2.5113682135940118E-4,4.3450570905504545E-3,4.5168834206903749E-5,6.7532911429752325E-5,3.0834281859606349E-2]
[2004,1,7,22,1.4944062154520035E-2,9.1931039062851678E-3,5.9359099999999087E-4,6.7713548414354294E-3,6.3703860000000057E-5,5.522817943548407E-5,3.1621043941676107E-2,null,1.5270699087635566E-2,8.89787772271965E-3,2.5113682135940118E-4,4.2446325142781105E-3,4.5168834206903749E-5,6.7532911429752325E-5,2.8777047891629385E-2]
[2004,1,7,23,1.3761335197635283E-2,8.8823265305721932E-3,5.9359099999999087E-4,6.6358990220937459E-3,6.3703860000000057E-5,5.522817943548407E-5,2.9992083789736695E-2,null,1.4062120906236665E-2,8.5970806125954848E-3,2.5113682135940118E-4,4.1597218592482514E-3,4.5168834206903749E-5,6.7532911429752325E-5,2.7182761945076454E-2]
[2004,1,7,24,1.2139142466413674E-2,8.5019854001684401E-3,5.9359099999999087E-4,5.7564837836486154E-3,6.3703860000000057E-5,5.522817943548407E-5,2.7110134689666204E-2,null,1.2404471412779342E-2,8.2289537094567284E-3,2.5113682135940118E-4,3.6084592829889127E-3,4.5168834206903749E-5,6.7532911429752325E-5,2.460572297222104E-2]
[2004,1,8,1,1.1605222000374178E-2,8.2907383082151467E-3,5.9359099999999087E-4,5.0603131168079612E-3,6.3703860000000057E-5,5.522817943548407E-5,2.5668796464832763E-2,null,1.1858880883958289E-2,8.0244905800673783E-3,2.5113682135940118E-4,3.1720638027408123E-3,4.5168834206903749E-5,6.7532911429752325E-5,2.3419273833762536E-2]
[2004,1,8,2,1.1784819891119689E-2,7.8707593899518414E-3,5.9359099999999087E-4,4.4940358646572455E-3,6.3703860000000057E-5,5.522817943548407E-5,2.4862138185164251E-2,null,1.204240430068332E-2,7.6179988120071811E-3,2.5113682135940118E-4,2.8170921769936886E-3,4.5168834206903749E-5,6.7532911429752325E-5,2.2841333856680246E-2]
[2004,1,8,3,1.1705701377498271E-2,7.7883784699955064E-3,5.9359099999999087E-4,4.3411146599540897E-3,6.3703860000000057E-5,5.522817943548407E-5,2.4547717546883341E-2,null,1.1961556469532656E-2,7.5382634625616608E-3,2.5113682135940118E-4,2.7212333226276993E-3,4.5168834206903749E-5,6.7532911429752325E-5,2.2584891821718071E-2]
[2004,1,8,4,1.2468809211374368E-2,7.5276794523660472E-3,5.9359099999999087E-4,3.9867576817015334E-3,6.3703860000000057E-5,5.522817943548407E-5,2.4695769384877424E-2,null,1.2741343784524156E-2,7.2859365004227751E-3,2.5113682135940118E-4,2.4991041938530376E-3,4.5168834206903749E-5,6.7532911429752325E-5,2.2890223045796024E-2]
[2004,1,8,5,1.3104479564750159E-2,7.5273694486253234E-3,5.9359099999999087E-4,3.7963187226658793E-3,6.3703860000000057E-5,5.522817943548407E-5,2.5140690775476836E-2,null,1.3390908179061729E-2,7.2856364521032236E-3,2.5113682135940118E-4,2.3797272868031245E-3,4.5168834206903749E-5,6.7532911429752325E-5,2.3420110484964132E-2]
[2004,1,8,6,1.3802304391717059E-2,7.9267375342217498E-3,5.9359099999999087E-4,3.9446007725505872E-3,6.3703860000000057E-5,5.522817943548407E-5,2.638616573792487E-2,null,1.4103985576512847E-2,7.6721792811866793E-3,2.5113682135940118E-4,2.4726780809887997E-3,4.5168834206903749E-5,6.7532911429752325E-5,2.4612681505684381E-2]
[2004,1,8,7,1.554561076113798E-2,8.8017364050720828E-3,5.9359099999999087E-4,4.5956577529904273E-3,6.3703860000000057E-5,5.522817943548407E-5,2.9655527958635967E-2,null,1.5885395925969489E-2,8.5190785482580668E-3,2.5113682135940118E-4,2.8807939887407043E-3,4.5168834206903749E-5,6.7532911429752325E-5,2.7649107029964315E-2]
[2004,1,8,8,1.5090895712256492E-2,1.0569369349397003E-2,5.3427938727999185E-4,7.7304699578867198E-3,5.7338570308800055E-5,5.522817943548407E-5,3.4037581156564488E-2,null,1.5420742031312844E-2,1.0229945950344207E-2,2.2604323016916982E-4,4.8458550618416894E-3,4.0655564292949928E-5,6.7532911429752325E-5,3.0830774749390614E-2]
[2004,1,8,9,1.4255003773112491E-2,1.1676587445571358E-2,0,9.399258988165687E-3,0,5.522817943548407E-5,3.5386078386285019E-2,null,1.4566579746623246E-2,1.1301606983720137E-2,0,5.891937617440144E-3,0,6.7532911429752325E-5,3.1827657259213278E-2]
[2004,1,8,10,1.3419651969302185E-2,1.2052436586990565E-2,0,1.0493707432164698E-2,0,5.522817943548407E-5,3.6021024167892934E-2,null,1.3712969403170383E-2,1.1665386153044096E-2,0,6.5779940358945792E-3,0,6.7532911429752325E-5,3.2023882503538811E-2]
[2004,1,8,11,1.2762175333563788E-2,1.2236960651540008E-2,0,1.0638504887733879E-2,0,5.522817943548407E-5,3.569286905227316E-2,null,1.3041122099693044E-2,1.1843984434973408E-2,0,6.6687605076400473E-3,0,6.7532911429752325E-5,3.1621399953736258E-2]
[2004,1,8,12,1.2513625854351E-2,1.2117242541328352E-2,0,1.042448157476754E-2,0,5.522817943548407E-5,3.5110578149882374E-2,null,1.2787139998561391E-2,1.1728110937108328E-2,0,6.5345997179157463E-3,0,6.7532911429752325E-5,3.1117383565015217E-2]
[2004,1,8,13,1.1974261366823934E-2,1.188950873072989E-2,0,1.0368133139785409E-2,0,5.522817943548407E-5,3.4287131416774717E-2,null,1.2235986456611529E-2,1.1507690541484525E-2,0,6.4992776287837086E-3,0,6.7532911429752325E-5,3.0310487538309519E-2]
[2004,1,8,14,1.1540613277334832E-2,1.1974071294984451E-2,0,1.0144853539809238E-2,0,5.522817943548407E-5,3.3714766291564002E-2,null,1.1792859988316348E-2,1.1589537474177441E-2,0,6.3593145236109537E-3,0,6.7532911429752325E-5,2.9809244897534497E-2]
[2004,1,8,15,1.216356787895701E-2,1.1765725390052289E-2,0,9.1899252771000944E-3,0,5.522817943548407E-5,3.3174446725544877E-2,null,1.2429430699028552E-2,1.1387882363453812E-2,0,5.7607165107147499E-3,0,6.7532911429752325E-5,2.964556248462687E-2]
[2004,1,8,16,1.3181390390962111E-2,1.1320405620185537E-2,0,8.9173442387032141E-3,0,5.522817943548407E-5,3.3474368429286347E-2,null,1.3469500068704593E-2,1.0956863536714023E-2,0,5.5898487352918601E-3,0,6.7532911429752325E-5,3.0083745252140231E-2]
[2004,1,8,17,1.4929562527828389E-2,1.1068233157109095E-2,0,8.8263179459850041E-3,0,5.522817943548407E-5,3.4879341810357976E-2,null,1.5255882538172527E-2,1.0712789308426755E-2,0,5.5327887863195202E-3,0,6.7532911429752325E-5,3.1568993544348556E-2]
[2004,1,8,18,1.7399373659699138E-2,1.0782649177179417E-2,5.540182664687946E-4,8.5737430241231722E-3,5.9456935978765441E-5,5.522817943548407E-5,3.742446924288477E-2,null,1.7779677086677076E-2,1.0436376536539711E-2,2.3439436651839551E-4,5.374461870845287E-3,4.2157578578053892E-5,6.7532911429752325E-5,3.3934600350588276E-2]
[2004,1,8,19,1.9530539918458729E-2,1.0255594732445422E-2,5.9359099999999087E-4,6.4763123407890972E-3,6.3703860000000057E-5,5.522817943548407E-5,3.697497003112872E-2,null,1.9957424897595829E-2,9.9262478520099149E-3,2.5113682135940118E-4,4.059684742279226E-3,4.5168834206903749E-5,6.7532911429752325E-5,3.430719605888103E-2]
[2004,1,8,20,1.9275205602876978E-2,1.004791670166388E-2,5.9359099999999087E-4,6.4684549425509212E-3,6.3703860000000057E-5,5.522817943548407E-5,3.6504100286527258E-2,null,1.9696509661853389E-2,9.7252391674103652E-3,2.5113682135940118E-4,4.0547593220612065E-3,4.5168834206903749E-5,6.7532911429752325E-5,3.3840346718321014E-2]
[2004,1,8,21,1.7457995179686929E-2,9.8066954463831603E-3,5.9359099999999087E-4,6.5945764688181739E-3,6.3703860000000057E-5,5.522817943548407E-5,3.4571790134323738E-2,null,1.7839579915140794E-2,9.4917644612078859E-3,2.5113682135940118E-4,4.1338187634404264E-3,4.5168834206903749E-5,6.7532911429752325E-5,3.1829001706785168E-2]
[2004,1,8,22,1.5977138657371763E-2,9.2378837559273768E-3,5.9359099999999087E-4,6.4860353988735872E-3,6.3703860000000057E-5,5.522817943548407E-5,3.2413580851608205E-2,null,1.6326355859297481E-2,8.9412195178978516E-3,2.5113682135940118E-4,4.0657796537777484E-3,4.5168834206903749E-5,6.7532911429752325E-5,2.9697193597969136E-2]
[2004,1,8,23,1.4723750226023213E-2,8.9229583160477903E-3,5.9359099999999087E-4,6.3845596010205126E-3,6.3703860000000057E-5,5.522817943548407E-5,3.074379118252699E-2,null,1.5045571733994704E-2,8.636407554018441E-3,2.5113682135940118E-4,4.0021694190365779E-3,4.5168834206903749E-5,6.7532911429752325E-5,2.8047987274045783E-2]
[2004,1,8,24,1.303152235621593E-2,8.5407089399361508E-3,5.9359099999999087E-4,5.5048562745553618E-3,6.3703860000000057E-5,5.522817943548407E-5,2.7789610610142915E-2,null,1.3316356322526314E-2,8.2664336863346559E-3,2.5113682135940118E-4,3.4507262544303885E-3,4.5168834206903749E-5,6.7532911429752325E-5,2.5397354830287416E-2]
[2004,1,9,1,1.1613832741843664E-2,7.7553249656715714E-3,5.9359099999999087E-4,3.2680390906646233E-3,6.3703860000000057E-5,5.522817943548407E-5,2.3349719837615333E-2,null,1.1867679833035343E-2,{"$f":"F195*W$5","v":7.5062714343218104E-3},{"$f":"G195*X$5","v":2.5113682135940118E-4},{"$f":"H195*Y$5","v":2.0485745182460924E-3},{"$f":"I195*Z$5","v":4.5168834206903749E-5},6.7532911429752325E-5,2.1786364352599303E-2]
[2004,1,9,2,1.1554473926191159E-2,7.3700931592480725E-3,5.9359099999999087E-4,2.8888518500285818E-3,6.3703860000000057E-5,5.522817943548407E-5,2.2525941974903291E-2,null,{"$f":"E196*V$5","v":1.1807023593610263E-2},7.1334109137184036E-3,2.5113682135940118E-4,1.8108805074767576E-3,4.5168834206903749E-5,6.7532911429752325E-5,{"$f":"SUM(M196:R196)","v":2.111515358180148E-2}]
[2004,1,9,3,1.1647960419797355E-2,7.2692739771180979E-3,5.9359099999999087E-4,2.5547663946630605E-3,6.3703860000000057E-5,5.522817943548407E-5,2.2184523831013988E-2,null,1.1902553450074798E-2,7.0358294261335845E-3,2.5113682135940118E-4,1.6014586089647474E-3,4.5168834206903749E-5,6.7532911429752325E-5,2.0903680052169187E-2]
[2004,1,9,4,1.2177027610552255E-2,7.0419118673692481E-3,5.9359099999999087E-4,2.4241115525088191E-3,6.3703860000000057E-5,5.522817943548407E-5,2.2355574069865797E-2,null,1.2443184624090296E-2,6.8157687946050196E-3,2.5113682135940118E-4,1.5195574526758822E-3,4.5168834206903749E-5,6.7532911429752325E-5,2.1142349438367253E-2]
[2004,1,9,5,1.3321306292865881E-2,6.9385970334291877E-3,5.9359099999999087E-4,1.8504607964029481E-3,6.3703860000000057E-5,5.522817943548407E-5,2.2822887162133494E-2,null,1.3612474155231754E-2,6.7157718002587201E-3,2.5113682135940118E-4,1.1599637364660502E-3,4.5168834206903749E-5,6.7532911429752325E-5,2.1852048258952581E-2]
[2004,1,9,6,1.4069300231443382E-2,7.3346234525665296E-3,5.9359099999999087E-4,1.7799494358339764E-3,6.3703860000000057E-5,5.522817943548407E-5,2.3896396159279361E-2,null,1.4376817225896614E-2,7.0990802767398175E-3,2.5113682135940118E-4,1.1157635991662601E-3,4.5168834206903749E-5,6.7532911429752325E-5,2.295549966879875E-2]
[2004,1,9,7,1.5817898309711583E-2,8.252960399894111E-3,5.9359099999999087E-4,2.6975414490514604E-3,6.3703860000000057E-5,5.522817943548407E-5,2.748092319809263E-2,null,1.6163634946697852E-2,7.9879258667466813E-3,2.5113682135940118E-4,1.690957335922078E-3,4.5168834206903749E-5,6.7532911429752325E-5,2.6206356716362667E-2]
[2004,1,9,8,1.5175554529380122E-2,9.8583565670538279E-3,5.3427938727999185E-4,4.8701766053946315E-3,5.7338570308800055E-5,5.522817943548407E-5,3.0550933838852858E-2,null,1.5507251262072374E-2,9.5417665431414972E-3,2.2604323016916982E-4,3.0528764853729714E-3,4.0655564292949928E-5,6.7532911429752325E-5,2.8436125996478715E-2]
[2004,1,9,9,1.4603198949029866E-2,1.0895615881743681E-2,0,6.5746562754513708E-3,0,5.522817943548407E-5,3.2128699285660402E-2,null,1.4922385530902074E-2,1.0545715442549921E-2,0,4.1213317645405851E-3,0,6.7532911429752325E-5,2.9656965649422332E-2]
[2004,1,9,10,1.5343128629518902E-2,1.1206841393654214E-2,0,6.9746908698569933E-3,0,5.522817943548407E-5,3.3579889072465591E-2,null,1.5678488080525153E-2,1.0846946297482113E-2,0,4.3720939659038513E-3,0,6.7532911429752325E-5,3.0965061255340869E-2]
[2004,1,9,11,1.3967165428143675E-2,1.1458427252562792E-2,0,7.6885453680128092E-3,0,5.522817943548407E-5,3.3169366228154765E-2,null,1.427245003099085E-2,1.1090452759734047E-2,0,4.8195745786158463E-3,0,6.7532911429752325E-5,3.0250010280770494E-2]
[2004,1,9,12,1.2735040998400114E-2,1.140866743936283E-2,0,7.6622391475385824E-3,0,5.522817943548407E-5,3.1861175764737008E-2,null,1.3013394681073992E-2,1.1042290926921961E-2,0,4.8030844903886871E-3,0,6.7532911429752325E-5,2.8926303009814393E-2]
[2004,1,9,13,1.2314424388956757E-2,1.117016451167898E-2,0,7.7760512888800605E-3,0,5.522817943548407E-5,3.1315868368951283E-2,null,1.2583584525866073E-2,1.0811447252285514E-2,0,4.8744277779537567E-3,0,6.7532911429752325E-5,2.8336992467535099E-2]
[2004,1,9,14,1.0942918220066584E-2,1.1262618534585003E-2,0,7.7373337346790779E-3,0,5.522817943548407E-5,2.9998098668766151E-2,null,1.1182100927537826E-2,1.0900932218318464E-2,0,4.8501576291750852E-3,0,6.7532911429752325E-5,2.7000723686461128E-2]
[2004,1,9,15,1.1652185944082504E-2,1.1038709079325113E-2,0,6.9707697832994539E-3,0,5.522817943548407E-5,2.9716892986142558E-2,null,1.1906871332935482E-2,1.068421336316649E-2,0,4.3696360277388647E-3,0,6.7532911429752325E-5,2.7028253635270588E-2]
[2004,1,9,16,1.2232735329046202E-2,1.0539887281717267E-2,0,6.5462549234022128E-3,0,5.522817943548407E-5,2.9374105713601165E-2,null,1.2500109963210522E-2,1.020141066608098E-2,0,4.1035283403839263E-3,0,6.7532911429752325E-5,2.6872581881105181E-2]
[2004,1,9,17,1.3428735548293066E-2,1.0333057640336249E-2,0,7.1444292318850935E-3,0,5.522817943548407E-5,3.0961450599949897E-2,null,1.3722251524723027E-2,1.000122312581136E-2,0,4.4784946770253572E-3,0,6.7532911429752325E-5,2.8269502238989497E-2]
[2004,1,9,18,1.8592890999958343E-2,9.5998665546717481E-3,5.441250835311886E-4,3.5032940731303465E-3,5.8395205021234669E-5,5.522817943548407E-5,3.2353800095748342E-2,null,1.8999281500157169E-2,9.2915776465330776E-3,2.3020875299649665E-4,2.1960444073751417E-3,4.1404764704718044E-5,6.7532911429752325E-5,3.0826049983196355E-2]
[2004,1,9,19,1.8680034711537705E-2,9.4394421624333109E-3,5.9359099999999087E-4,3.9480594896523979E-3,6.3703860000000057E-5,5.522817943548407E-5,3.2780059403058892E-2,null,1.9088329938469883E-2,9.1363051030667383E-3,2.5113682135940118E-4,2.4748461822642195E-3,4.5168834206903749E-5,6.7532911429752325E-5,3.1063319790796896E-2]
[2004,1,9,20,1.9907124352661898E-2,8.8447128000697026E-3,5.9359099999999087E-4,2.1333976126386711E-3,6.3703860000000057E-5,5.522817943548407E-5,3.1597757804805747E-2,null,2.0342240452853991E-2,8.560674804707501E-3,2.5113682135940118E-4,1.3373230445813955E-3,4.5168834206903749E-5,6.7532911429752325E-5,3.0604076869138946E-2]
[2004,1,9,21,1.7185921215940217E-2,8.8176904515711758E-3,5.9359099999999087E-4,3.5720651279793933E-3,6.3703860000000057E-5,5.522817943548407E-5,3.0288199834926262E-2,null,1.7561559147628154E-2,8.5345202485128044E-3,2.5113682135940118E-4,2.2391536317902055E-3,4.5168834206903749E-5,6.7532911429752325E-5,2.8699071594927218E-2]
[2004,1,9,22,1.6402299190675741E-2,8.2630838838337085E-3,5.9359099999999087E-4,3.2264753497872316E-3,6.3703860000000057E-5,5.522817943548407E-5,2.8604381463732155E-2,null,1.6760809256298373E-2,7.9977242463952439E-3,2.5113682135940118E-4,2.022520233679046E-3,4.5168834206903749E-5,6.7532911429752325E-5,2.7144892303368716E-2]
[2004,1,9,23,1.4564561749751834E-2,7.786324438760016E-3,5.9359099999999087E-4,3.1941602091253426E-3,6.3703860000000057E-5,5.522817943548407E-5,2.6257569437072668E-2,null,1.4882903826552671E-2,7.5362753942271408E-3,2.5113682135940118E-4,2.0022634460835154E-3,4.5168834206903749E-5,6.7532911429752325E-5,2.4785281233859383E-2]
[2004,1,9,24,1.2839780976315308E-2,7.4006157654391645E-3,5.9359099999999087E-4,4.0929326773103594E-3,6.3703860000000057E-5,5.522817943548407E-5,2.5045852458500308E-2,null,1.3120423992692904E-2,7.1629533207699962E-3,2.5113682135940118E-4,2.5656601267671987E-3,4.5168834206903749E-5,6.7532911429752325E-5,2.3212876007226154E-2]
[2004,1,10,1,1.1704495444892056E-2,7.1277859322546357E-3,5.9359099999999087E-4,4.4140381628432479E-3,6.3703860000000057E-5,5.522817943548407E-5,2.3958842579425415E-2,null,1.1960324178488958E-2,6.8988851105623184E-3,2.5113682135940118E-4,2.7669455144514496E-3,4.5168834206903749E-5,6.7532911429752325E-5,2.1989993370498784E-2]
[2004,1,10,2,1.0830398570097344E-2,6.9324549981758148E-3,5.9359099999999087E-4,4.7279527176007858E-3,6.3703860000000057E-5,5.522817943548407E-5,2.320332932530942E-2,null,1.1067121901195472E-2,6.7098270095536155E-3,2.5113682135940118E-4,2.9637232579061879E-3,4.5168834206903749E-5,6.7532911429752325E-5,2.1104510735651331E-2]
[2004,1,10,3,1.1567352212064026E-2,6.7024561845432182E-3,5.9359099999999087E-4,3.836052322916274E-3,6.3703860000000057E-5,5.522817943548407E-5,2.2818383758958994E-2,null,1.1820183364112797E-2,6.4872143489184764E-3,2.5113682135940118E-4,2.4046343453581007E-3,4.5168834206903749E-5,6.7532911429752325E-5,2.1075870625385427E-2]
[2004,1,10,4,1.1829078502199795E-2,6.5720840141100948E-3,5.9359099999999087E-4,3.5524167066659333E-3,6.3703860000000057E-5,5.522817943548407E-5,2.2666102262411298E-2,null,1.2087630285750344E-2,6.361028933983005E-3,2.5113682135940118E-4,2.2268369935524628E-3,4.5168834206903749E-5,6.7532911429752325E-5,2.1039334780281867E-2]
[2004,1,10,5,1.2422210454053466E-2,6.5567051621438404E-3,5.9359099999999087E-4,3.3040596980130374E-3,6.3703860000000057E-5,5.522817943548407E-5,2.2995498353645821E-2,null,1.269372650392485E-2,6.3461439565361622E-3,2.5113682135940118E-4,2.0711540824124141E-3,4.5168834206903749E-5,6.7532911429752325E-5,2.1474863109869485E-2]
[2004,1,10,6,1.222243106182571E-2,6.8128300584685952E-3,5.9359099999999087E-4,3.7842852835929695E-3,6.3703860000000057E-5,5.522817943548407E-5,2.3532069443322753E-2,null,1.2489580472472617E-2,6.5940436901271013E-3,2.5113682135940118E-4,2.3721841100026852E-3,4.5168834206903749E-5,6.7532911429752325E-5,2.1819646839598458E-2]
[2004,1,10,7,1.4401161100123169E-2,7.0949331175594044E-3,5.9359099999999087E-4,2.3233978927628424E-3,6.3703860000000057E-5,5.522817943548407E-5,2.453201514988089E-2,null,1.4715931678993129E-2,6.8670873270296551E-3,2.5113682135940118E-4,1.4564249651899518E-3,4.5168834206903749E-5,6.7532911429752325E-5,2.3403282538208794E-2]
[2004,1,10,8,1.5146059237926796E-2,7.792206864231579E-3,5.3427938727999185E-4,3.3408935047402845E-3,5.7338570308800055E-5,5.522817943548407E-5,2.6926005743922937E-2,null,1.5477111283020586E-2,7.5419689122263435E-3,2.2604323016916982E-4,2.0942434016580089E-3,4.0655564292949928E-5,6.7532911429752325E-5,2.5447555302796812E-2]
[2004,1,10,9,1.603632394069059E-2,8.26269633814199E-3,0,4.2749322403797443E-3,0,5.522817943548407E-5,2.862918069864781E-2,null,1.6386834773439638E-2,7.9973491462971662E-3,0,2.6797467875727277E-3,0,6.7532911429752325E-5,2.7131463618739284E-2]
[2004,1,10,10,1.7034649476200429E-2,8.5237108558296124E-3,0,4.4710702341673294E-3,0,5.522817943548407E-5,3.0084658745632854E-2,null,1.7406981015247278E-2,8.2499814765649958E-3,0,2.8026961419060146E-3,0,6.7532911429752325E-5,2.8527191545148042E-2]
[2004,1,10,11,1.8466956496981785E-2,8.4842669081859456E-3,0,3.6330781800006733E-3,0,5.522817943548407E-5,3.0639529764603886E-2,null,1.8870594408266009E-2,8.2118042268991085E-3,0,2.2773997421284384E-3,0,6.7532911429752325E-5,2.9427331288723307E-2]
[2004,1,10,12,1.6050044041086627E-2,8.6583505983425114E-3,0,4.9373974402891563E-3,0,5.522817943548407E-5,2.9701020259153776E-2,null,1.6400854758262615E-2,8.3802974153067717E-3,0,3.0950139524104745E-3,0,6.7532911429752325E-5,2.7943699037409616E-2]
[2004,1,10,13,1.5424043805037198E-2,8.5771120511983802E-3,0,4.8740891175606572E-3,0,5.522817943548407E-5,2.8930473153231721E-2,null,1.5761171843760802E-2,8.3016677526565243E-3,0,3.0553290486695808E-3,0,6.7532911429752325E-5,2.7185701556516662E-2]
[2004,1,10,14,1.3041182794475187E-2,8.7388355736591344E-3,0,6.4893774439702193E-3,0,5.522817943548407E-5,2.8324623991540024E-2,null,1.332622791193664E-2,8.4581977062404799E-3,0,4.0678746190562689E-3,0,6.7532911429752325E-5,2.5919833148663141E-2]
[2004,1,10,15,1.2684970944652154E-2,8.6146398491066308E-3,0,6.0724452844625465E-3,0,5.522817943548407E-5,2.7427284257656816E-2,null,1.2962230230860862E-2,8.3379903875788006E-3,0,3.8065201572187175E-3,0,6.7532911429752325E-5,2.5174273687088133E-2]
[2004,1,10,16,1.3806598251181424E-2,8.4029344737611318E-3,0,5.4984540327748755E-3,0,5.522817943548407E-5,2.7763214937152916E-2,null,1.4108373288175642E-2,8.1330836920525101E-3,0,3.446713000914352E-3,0,6.7532911429752325E-5,2.5755702892572258E-2]
[2004,1,10,17,1.5109661882569255E-2,8.4278497954524256E-3,0,5.8586190214476681E-3,0,5.522817943548407E-5,2.9451358878904835E-2,null,1.5439918379544698E-2,8.1571988862340749E-3,0,3.6724828885105936E-3,0,6.7532911429752325E-5,2.7337133065719121E-2]
[2004,1,10,18,1.6655894658229073E-2,8.413205726155483E-3,5.3423189999999177E-4,6.0640960666668367E-3,5.7333474000000045E-5,5.522817943548407E-5,3.1779990004486863E-2,null,1.7019947637479684E-2,8.1430250947382397E-3,2.2602313922346105E-4,3.8012864392768372E-3,4.0651950786213366E-5,6.7532911429752325E-5,2.9298467172934189E-2]
[2004,1,10,19,1.6808113716922337E-2,8.0732139772741532E-3,5.9359099999999087E-4,5.5286592376020344E-3,6.3703860000000057E-5,5.522817943548407E-5,3.1122509971233999E-2,null,1.7175493794653881E-2,7.8139517981543304E-3,2.5113682135940118E-4,3.4656471725110381E-3,4.5168834206903749E-5,6.7532911429752325E-5,2.8818931332315306E-2]
[2004,1,10,20,1.7325448437656359E-2,7.6780037242140074E-3,5.9359099999999087E-4,4.5948176896654092E-3,6.3703860000000057E-5,5.522817943548407E-5,3.0310792890971251E-2,null,1.770413605846605E-2,7.4314332774955928E-3,2.5113682135940118E-4,2.8802673939621222E-3,4.5168834206903749E-5,6.7532911429752325E-5,2.8379675296919822E-2]
[2004,1,10,21,1.5426423886834833E-2,7.6028140658806458E-3,5.9359099999999087E-4,5.5442500525161205E-3,6.3703860000000057E-5,5.522817943548407E-5,2.9286011044667073E-2,null,1.5763603947733591E-2,7.3586582504009982E-3,2.5113682135940118E-4,3.4754202949448926E-3,4.5168834206903749E-5,6.7532911429752325E-5,2.6961521060075537E-2]
[2004,1,10,22,1.5458788370861462E-2,7.2016855179134068E-3,5.9359099999999087E-4,4.6823613099745993E-3,6.3703860000000057E-5,5.522817943548407E-5,2.8055358238184946E-2,null,1.5796675832177524E-2,6.9704114942140726E-3,2.5113682135940118E-4,2.9351442252438268E-3,4.5168834206903749E-5,6.7532911429752325E-5,2.606607011863148E-2]
[2004,1,10,23,1.5655410313089445E-2,6.6738135009487155E-3,5.9359099999999087E-4,3.1058682914301655E-3,6.3703860000000057E-5,5.522817943548407E-5,2.61476151449038E-2,null,1.5997595400280486E-2,6.4594914928654528E-3,2.5113682135940118E-4,1.9469175436204462E-3,4.5168834206903749E-5,6.7532911429752325E-5,2.4767843003762443E-2]
[2004,1,10,24,1.1387946891389824E-2,6.8822776999877475E-3,5.9359099999999087E-4,6.2910598816891296E-3,6.3703860000000057E-5,5.522817943548407E-5,2.5273807512502178E-2,null,1.163685672652197E-2,6.6612610988138685E-3,2.5113682135940118E-4,3.943558999402191E-3,4.5168834206903749E-5,6.7532911429752325E-5,2.2605515391734082E-2]
[2004,1,11,1,9.2438353673107761E-3,6.9337998528284338E-3,5.9359099999999087E-4,6.6729927563264979E-3,6.3703860000000057E-5,5.522817943548407E-5,2.3563151015901181E-2,null,9.4458807016638609E-3,6.7111286757129259E-3,2.5113682135940118E-4,4.1829741143858583E-3,4.5168834206903749E-5,6.7532911429752325E-5,2.0703822058758699E-2]
[2004,1,11,2,9.474159761849928E-3,6.7499425221407786E-3,5.9359099999999087E-4,6.109260087332943E-3,6.3703860000000057E-5,5.522817943548407E-5,2.3045885410759123E-2,null,9.6812393668769467E-3,6.5331757162379522E-3,2.5113682135940118E-4,3.8295975638721396E-3,4.5168834206903749E-5,6.7532911429752325E-5,2.0407851213983096E-2]
[2004,1,11,3,8.9401834028655144E-3,6.6376401930218912E-3,5.9359099999999087E-4,6.1982312265654082E-3,6.3703860000000057E-5,5.522817943548407E-5,2.2488577861888289E-2,null,9.135591723441798E-3,6.4244798500035557E-3,2.5113682135940118E-4,3.88536923723174E-3,4.5168834206903749E-5,6.7532911429752325E-5,1.9809279377673152E-2]
[2004,1,11,4,9.6488036800219407E-3,6.4907081038947621E-3,5.9359099999999087E-4,5.312925189314319E-3,6.3703860000000057E-5,5.522817943548407E-5,2.2164960012666497E-2,null,9.8597005305361071E-3,6.2822663195219626E-3,2.5113682135940118E-4,3.3304140061444732E-3,4.5168834206903749E-5,6.7532911429752325E-5,1.98362194231986E-2]
[2004,1,11,5,9.980413374802698E-3,6.4970241504032269E-3,5.9359099999999087E-4,5.1220380253742693E-3,6.3703860000000057E-5,5.522817943548407E-5,2.2311998590015668E-2,null,1.0198558319748927E-2,6.2883795333065805E-3,2.5113682135940118E-4,3.2107561412722625E-3,4.5168834206903749E-5,6.7532911429752325E-5,2.0061532561323828E-2]
[2004,1,11,6,1.0265230534617623E-2,6.6322115980248482E-3,5.9359099999999087E-4,5.1057367768074348E-3,6.3703860000000057E-5,5.522817943548407E-5,2.2715701948885381E-2,null,1.0489600815260309E-2,6.4192255882240456E-3,2.5113682135940118E-4,3.2005376825870509E-3,4.5168834206903749E-5,6.7532911429752325E-5,2.0473202653067464E-2]
[2004,1,11,7,1.0461248299210659E-2,7.0890966208572983E-3,5.9359099999999087E-4,5.7249923608326146E-3,6.3703860000000057E-5,5.522817943548407E-5,2.3987860320336049E-2,null,1.0689903000033134E-2,6.8614382628491783E-3,2.5113682135940118E-4,3.5887188439872935E-3,4.5168834206903749E-5,6.7532911429752325E-5,2.1503898673865662E-2]
[2004,1,11,8,1.1997519284299882E-2,7.4850732080339929E-3,5.2438620374879502E-4,4.7640877827315213E-3,5.6276839287565439E-5,5.522817943548407E-5,2.488257149753724E-2,null,1.2259752729496899E-2,7.2446985076669501E-3,2.2185761639613419E-4,2.9863745700809555E-3,3.9902750374445256E-5,6.7532911429752325E-5,2.2820119085445137E-2]
[2004,1,11,9,1.3699573747658048E-2,7.7935851327362929E-3,0,5.4032470610494163E-3,0,5.522817943548407E-5,2.6951634120879239E-2,null,1.3999009517374223E-2,7.5433029191895023E-3,0,3.3870323879151708E-3,0,6.7532911429752325E-5,2.4996877735908647E-2]
[2004,1,11,10,1.4205592747581977E-2,8.297929748587278E-3,0,6.3024334558273807E-3,0,5.522817943548407E-5,2.886118413143212E-2,null,1.4516088729208697E-2,8.0314510754271335E-3,0,3.9506885390174174E-3,0,6.7532911429752325E-5,2.6565761255083E-2]
[2004,1,11,11,1.3516704529050107E-2,8.5968782750535013E-3,0,7.1019833073603942E-3,0,5.522817943548407E-5,2.9270794290899488E-2,null,1.3812143270374021E-2,8.3207992064827478E-3,0,4.4518873945013863E-3,0,6.7532911429752325E-5,2.665236278278791E-2]
[2004,1,11,12,1.3220925744847558E-2,8.7035557337792006E-3,0,7.5444683316090505E-3,0,5.522817943548407E-5,2.9524177989671295E-2,null,1.3509899558901122E-2,8.4240508387048961E-3,0,4.7292597025532322E-3,0,6.7532911429752325E-5,2.6730743011589002E-2]
[2004,1,11,13,1.2639081872342273E-2,8.6854746188565479E-3,0,7.6816114099534719E-3,0,5.522817943548407E-5,2.9061396080587776E-2,null,1.2915338147074729E-2,8.4065503784346469E-3,0,4.8152280180647437E-3,0,6.7532911429752325E-5,2.6204649455003871E-2]
[2004,1,11,14,1.2715272596468725E-2,8.6030112934485335E-3,0,7.2205044091631565E-3,0,5.522817943548407E-5,2.85940164785159E-2,null,1.2993194195140763E-2,8.3267352698957672E-3,0,4.5261825000039984E-3,0,6.7532911429752325E-5,2.5913644876470285E-2]
[2004,1,11,15,1.2128716728104484E-2,8.6473223273217763E-3,0,7.2691161130213457E-3,0,5.522817943548407E-5,2.810038334788309E-2,null,1.2393817795922033E-2,8.3696233047956935E-3,0,4.5566548092541796E-3,0,6.7532911429752325E-5,2.5387628821401657E-2]
[2004,1,11,16,1.2612825702549298E-2,8.5194607762200929E-3,0,7.1944766755076351E-3,0,5.522817943548407E-5,2.8381991333712511E-2,null,1.2888508088155233E-2,8.2458678834779562E-3,0,4.5098669815982649E-3,0,6.7532911429752325E-5,2.5711775864661206E-2]
[2004,1,11,17,1.3847577649208196E-2,8.6548253344702498E-3,0,8.0798473417973363E-3,0,5.522817943548407E-5,3.0637478504911268E-2,null,1.4150248385427562E-2,{"$f":"F259*W$5","v":8.3768853613154903E-3},{"$f":"G259*X$5","v":0},{"$f":"H259*Y$5","v":5.0648627254817266E-3},{"$f":"I259*Z$5","v":0},6.7532911429752325E-5,2.7659529383654534E-2]
[2004,1,11,18,1.5658680284391959E-2,8.5418624528930953E-3,5.2433871646879494E-4,8.2554843026552086E-3,5.6271742978765429E-5,5.522817943548407E-5,3.3091865678823308E-2,null,{"$f":"E260*V$5","v":1.6000936844344997E-2},8.2675501555214605E-3,2.2183752545042542E-4,5.1749609808861476E-3,3.98991368677087E-5,6.7532911429752325E-5,{"$f":"SUM(M260:R260)","v":2.9772717554500491E-2}]
[2004,1,11,19,1.5685229064911491E-2,8.1488329614535226E-3,5.9359099999999087E-4,7.8691585710866357E-3,6.3703860000000057E-5,5.522817943548407E-5,3.2415743636887123E-2,null,1.6028065909673119E-2,7.8871423637786667E-3,2.5113682135940118E-4,4.9327921978703946E-3,4.5168834206903749E-5,6.7532911429752325E-5,2.9211839038318237E-2]
[2004,1,11,20,1.6089933731778604E-2,7.8223327082594229E-3,5.9359099999999087E-4,7.1660329038230868E-3,6.3703860000000057E-5,5.522817943548407E-5,3.1790822383296592E-2,null,1.6441616330113533E-2,7.5711272986849383E-3,2.5113682135940118E-4,4.4920369666384598E-3,4.5168834206903749E-5,6.7532911429752325E-5,2.8868619162432989E-2]
[2004,1,11,21,1.5362553688395618E-2,7.7814972120335297E-3,5.9359099999999087E-4,7.4117352552941496E-3,6.3703860000000057E-5,5.522817943548407E-5,3.1268309195158772E-2,null,1.5698337718849646E-2,7.5316031884531199E-3,2.5113682135940118E-4,4.6460558025007937E-3,4.5168834206903749E-5,6.7532911429752325E-5,2.8239835276799616E-2]
[2004,1,11,22,1.4469186441080452E-2,7.6806696875655212E-3,5.9359099999999087E-4,7.1331112213820005E-3,6.3703860000000057E-5,5.522817943548407E-5,2.9995490389463447E-2,null,1.4785443870614888E-2,7.4340136264350624E-3,2.5113682135940118E-4,4.4713999675464805E-3,4.5168834206903749E-5,6.7532911429752325E-5,2.7054696031592489E-2]
[2004,1,11,23,1.1907423973593729E-2,7.679600537176404E-3,5.9359099999999087E-4,7.1949525699885183E-3,6.3703860000000057E-5,5.522817943548407E-5,2.7494500120194127E-2,null,1.216768817805333E-2,7.4329788106071827E-3,2.5113682135940118E-4,4.5101652966672906E-3,4.5168834206903749E-5,6.7532911429752325E-5,2.4474670852323861E-2]
[2004,1,11,24,1.0400051284573691E-2,7.6772685520718788E-3,5.9359099999999087E-4,7.0379848165556423E-3,6.3703860000000057E-5,5.522817943548407E-5,2.5827827692636689E-2,null,1.0627368383546672E-2,7.4307217145792486E-3,2.5113682135940118E-4,4.4117698580118953E-3,4.5168834206903749E-5,6.7532911429752325E-5,2.2833698523133869E-2]
[2004,1,12,1,1.0392479105755944E-2,7.308560843863077E-3,5.9359099999999087E-4,4.439165175590269E-3,6.3703860000000057E-5,5.522817943548407E-5,2.2852728164644766E-2,null,1.0619630697302599E-2,7.0738546393770262E-3,2.5113682135940118E-4,2.7826964147941759E-3,4.5168834206903749E-5,6.7532911429752325E-5,2.0840020318469855E-2]
[2004,1,12,2,1.0242649564102075E-2,7.0898539098555946E-3,5.9359099999999087E-4,4.1223576599717709E-3,6.3703860000000057E-5,5.522817943548407E-5,2.2167384173364918E-2,null,1.0466526285571914E-2,6.8621712323637509E-3,2.5113682135940118E-4,2.5841052150931592E-3,4.5168834206903749E-5,6.7532911429752325E-5,2.0276641300024878E-2]
[2004,1,12,3,1.0237907625841071E-2,7.0607234255972229E-3,5.9359099999999087E-4,3.8228969352866933E-3,6.3703860000000057E-5,5.522817943548407E-5,2.1834051026160463E-2,null,1.0461680701317299E-2,6.8339762408160766E-3,2.5113682135940118E-4,2.3963878736581162E-3,4.5168834206903749E-5,6.7532911429752325E-5,2.0055883382787548E-2]
[2004,1,12,4,1.0586991987494559E-2,6.9420458448057176E-3,5.9359099999999087E-4,3.7340134873710172E-3,6.3703860000000057E-5,5.522817943548407E-5,2.1975574359106766E-2,null,1.081839510653659E-2,6.71910985694011E-3,2.5113682135940118E-4,2.3406711697135265E-3,4.5168834206903749E-5,6.7532911429752325E-5,2.0242014700186283E-2]
[2004,1,12,5,1.1120604380120826E-2,7.0765135598507946E-3,5.9359099999999087E-4,3.5371977221028226E-3,6.3703860000000057E-5,5.522817943548407E-5,2.2446838701509916E-2,null,1.1363670828289683E-2,6.8492592926825465E-3,2.5113682135940118E-4,2.217296953453607E-3,4.5168834206903749E-5,6.7532911429752325E-5,2.0794065641421892E-2]
[2004,1,12,6,1.1875619139482759E-2,7.490549130752637E-3,5.9359099999999087E-4,3.9486062829424658E-3,6.3703860000000057E-5,5.522817943548407E-5,2.4027297592613336E-2,null,1.2135188175964281E-2,7.2499985772915571E-3,2.5113682135940118E-4,2.4751889403432097E-3,4.5168834206903749E-5,6.7532911429752325E-5,2.2224214260595104E-2]
[2004,1,12,7,1.3764849795440978E-2,8.4752375042995865E-3,5.9359099999999087E-4,4.4238227121546868E-3,6.3703860000000057E-5,5.522817943548407E-5,2.7376433051330726E-2,null,1.4065712323680589E-2,8.2030647921544457E-3,2.5113682135940118E-4,2.7730789718048801E-3,4.5168834206903749E-5,6.7532911429752325E-5,2.540569465463597E-2]
[2004,1,12,8,1.2919255887846511E-2,1.0122876200254925E-2,5.2438620374879502E-4,6.8851939563538724E-3,5.6276839287565439E-5,5.522817943548407E-5,3.0563217266927151E-2,null,1.3201636011651375E-2,9.7977914260836824E-3,2.2185761639613419E-4,4.3159927102646841E-3,3.9902750374445256E-5,6.7532911429752325E-5,2.7644713426200077E-2]
[2004,1,12,9,1.2545174839255919E-2,1.13297968942057E-2,0,9.1768391261020394E-3,0,5.522817943548407E-5,3.3107039038999142E-2,null,1.281937855927011E-2,1.0965953220540487E-2,0,5.7525134400865209E-3,0,6.7532911429752325E-5,2.9605378131326871E-2]
[2004,1,12,10,1.2007607273048532E-2,1.1739404356569311E-2,0,1.0487267711030812E-2,0,5.522817943548407E-5,3.4289507520084139E-2,null,1.2270061214498315E-2,1.136240660033239E-2,0,6.5739572883975325E-3,0,6.7532911429752325E-5,3.0273958014657994E-2]
[2004,1,12,11,1.1626102606480997E-2,1.1971935982369746E-2,0,1.0950181830057771E-2,0,5.522817943548407E-5,3.4603448598343994E-2,null,1.1880217883853477E-2,1.1587470734723703E-2,0,6.8641356008552661E-3,0,6.7532911429752325E-5,3.0399357130862198E-2]
[2004,1,12,12,1.1421988148762762E-2,1.1856207827298921E-2,0,1.0413699966900043E-2,0,5.522817943548407E-5,3.3747124122397214E-2,null,1.167164203405963E-2,1.1475459059081473E-2,0,6.5278412531207045E-3,0,6.7532911429752325E-5,2.974247525769156E-2]
[2004,1,12,13,1.0986462380785036E-2,1.1587322678969088E-2,0,1.0176300017629435E-2,0,5.522817943548407E-5,3.2805313256819041E-2,null,1.1226596846283318E-2,1.1215208854614788E-2,0,6.3790267887839959E-3,0,6.7532911429752325E-5,2.8888365401111855E-2]
[2004,1,12,14,1.1058358862213279E-2,1.1737848639086806E-2,0,9.54080525686999E-3,0,5.522817943548407E-5,3.2392240937605558E-2,null,1.1300064791076255E-2,1.1360900842965614E-2,0,5.980666078506832E-3,0,6.7532911429752325E-5,2.8709164623978455E-2]
[2004,1,12,15,1.0770131446395713E-2,1.1595875338800753E-2,0,9.4580750632100707E-3,0,5.522817943548407E-5,3.1879310027842021E-2,null,1.1005537500554675E-2,1.1223486855403418E-2,0,5.9288065499273224E-3,0,6.7532911429752325E-5,2.822536381731517E-2]
[2004,1,12,16,1.0838605997105826E-2,1.1279269702321898E-2,0,9.9856576355169119E-3,0,5.522817943548407E-5,3.2158761514380123E-2,null,1.1075508720444101E-2,1.091704865254718E-2,0,6.2595223657160252E-3,0,6.7532911429752325E-5,2.8319612650137056E-2]
[2004,1,12,17,1.2661331519830491E-2,1.1042939839778991E-2,0,1.0177279520509437E-2,0,5.522817943548407E-5,3.3936779059554403E-2,null,1.2938074111907141E-2,1.0688308257510824E-2,0,6.3796407914274312E-3,0,6.7532911429752325E-5,3.0073556072275145E-2]
[2004,1,12,18,1.6271756660883749E-2,1.0538000072484843E-2,5.1444553353118916E-4,8.8002715344046942E-3,5.521001202123467E-5,5.522817943548407E-5,3.6234911992761194E-2,null,1.6627413418541553E-2,1.0199584062448684E-2,2.1765191192852664E-4,5.5164615596325463E-3,3.914632299437286E-5,6.7532911429752325E-5,3.2667790186975437E-2]
[2004,1,12,19,1.8286341409163152E-2,1.0052293626497327E-2,5.9359099999999087E-4,6.6025768517208438E-3,6.3703860000000057E-5,5.522817943548407E-5,3.5653734926816796E-2,null,1.8686031561280594E-2,9.7294755322297494E-3,2.5113682135940118E-4,4.1388338137797681E-3,4.5168834206903749E-5,6.7532911429752325E-5,3.2918179474286172E-2]
[2004,1,12,20,1.629572967990002E-2,1.0053486262551925E-2,5.9359099999999087E-4,7.9375419049933279E-3,6.3703860000000057E-5,5.522817943548407E-5,3.499928088688075E-2,null,1.6651910423160134E-2,9.7306298681199676E-3,2.5113682135940118E-4,4.9756583789127623E-3,4.5168834206903749E-5,6.7532911429752325E-5,3.1722037237188916E-2]
[2004,1,12,21,1.5444317570224405E-2,9.820487245055274E-3,5.9359099999999087E-4,7.4048555526794596E-3,6.3703860000000057E-5,5.522817943548407E-5,3.3382183407394614E-2,null,1.5781888738828957E-2,9.5051133517906339E-3,2.5113682135940118E-4,4.6417432520451324E-3,4.5168834206903749E-5,6.7532911429752325E-5,3.0292583909660779E-2]
[2004,1,12,22,1.4647314487124396E-2,9.1066229267652114E-3,5.9359099999999087E-4,6.9178769202058584E-3,6.3703860000000057E-5,5.522817943548407E-5,3.1384337373530941E-2,null,1.4967465315793555E-2,8.8141739825080868E-3,2.5113682135940118E-4,4.3364800683012494E-3,4.5168834206903749E-5,6.7532911429752325E-5,2.8481957933598947E-2]
[2004,1,12,23,1.2906136234676041E-2,8.8070234638601176E-3,5.9359099999999087E-4,6.4263275015058272E-3,6.3703860000000057E-5,5.522817943548407E-5,2.8852010239477463E-2,null,1.3188229598212456E-2,8.5241958191045984E-3,2.5113682135940118E-4,4.028351681317122E-3,4.5168834206903749E-5,6.7532911429752325E-5,2.6104615665630236E-2]
[2004,1,12,24,1.0953874370927416E-2,8.4337845054961568E-3,5.9359099999999087E-4,5.6203646515253078E-3,6.3703860000000057E-5,5.522817943548407E-5,2.5720546567384359E-2,null,1.1193296550336003E-2,8.162943009745266E-3,2.5113682135940118E-4,3.523132829486525E-3,4.5168834206903749E-5,6.7532911429752325E-5,2.3243210956563853E-2]
[2004,1,13,1,1.0462283364247859E-2,7.675048673361314E-3,5.9359099999999087E-4,3.2500271199606694E-3,6.3703860000000057E-5,5.522817943548407E-5,2.2099882197005316E-2,null,1.0690960688803146E-2,7.4285731247746263E-3,2.5113682135940118E-4,2.0372836911831849E-3,4.5168834206903749E-5,6.7532911429752325E-5,2.0520656071757012E-2]
[2004,1,13,2,1.0597937235770566E-2,7.2269479792346041E-3,5.9359099999999087E-4,2.7418490095640229E-3,6.3703860000000057E-5,5.522817943548407E-5,2.1279257264004672E-2,null,1.0829579588448815E-2,6.9948626800270886E-3,2.5113682135940118E-4,1.718731587365693E-3,4.5168834206903749E-5,6.7532911429752325E-5,1.9907012422837652E-2]
[2004,1,13,3,1.0476862500039935E-2,7.1241867238712453E-3,5.9359099999999087E-4,2.4865925759660606E-3,6.3703860000000057E-5,5.522817943548407E-5,2.0800164839312719E-2,null,1.070585848522132E-2,6.895401486704646E-3,2.5113682135940118E-4,1.5587237628017535E-3,4.5168834206903749E-5,6.7532911429752325E-5,1.9523822301723774E-2]
[2004,1,13,4,1.1105436721090942E-2,6.8526553835213068E-3,5.9359099999999087E-4,1.9698531666453786E-3,6.3703860000000057E-5,5.522817943548407E-5,2.0640468310693102E-2,null,1.134817164510145E-2,6.6325900696958479E-3,2.5113682135940118E-4,1.2348049977136033E-3,4.5168834206903749E-5,6.7532911429752325E-5,1.9579405279506957E-2]
[2004,1,13,5,1.1656032896045727E-2,6.8496858372354488E-3,5.9359099999999087E-4,1.7409496306027487E-3,6.3703860000000057E-5,5.522817943548407E-5,2.0959191403319401E-2,null,1.1910802368903317E-2,6.6297158870462364E-3,2.5113682135940118E-4,1.0913165209653058E-3,4.5168834206903749E-5,6.7532911429752325E-5,1.9995673343910912E-2]
[2004,1,13,6,1.238422642384312E-2,7.2601211227229304E-3,5.9359099999999087E-4,2.1523184208764399E-3,6.3703860000000057E-5,5.522817943548407E-5,2.2509189006877962E-2,null,1.2654912245159041E-2,7.0269705053542407E-3,2.5113682135940118E-4,1.3491835776243558E-3,4.5168834206903749E-5,6.7532911429752325E-5,2.1394904895133692E-2]
[2004,1,13,7,1.397542758314349E-2,8.1606443948289854E-3,5.9359099999999087E-4,2.7035560256259603E-3,6.3703860000000057E-5,5.522817943548407E-5,2.5552151043033908E-2,null,1.4280892774437243E-2,7.8985744862670303E-3,2.5113682135940118E-4,1.6947275810038325E-3,4.5168834206903749E-5,6.7532911429752325E-5,2.423803340870416E-2]
[2004,1,13,8,1.3598352839420506E-2,9.8301655011114042E-3,5.2438620374879502E-4,5.2479939102726319E-3,5.6276839287565439E-5,5.522817943548407E-5,2.9312403473276384E-2,null,1.3895576192814264E-2,9.5144808015480264E-3,2.2185761639613419E-4,3.289711750145793E-3,3.9902750374445256E-5,6.7532911429752325E-5,2.7029062022708418E-2]
[2004,1,13,9,1.2857625993183202E-2,1.0929939633910367E-2,0,7.0068613152091648E-3,0,5.522817943548407E-5,3.0849655121738217E-2,null,1.3138659053547556E-2,1.0578936926052931E-2,0,4.3922600510578952E-3,0,6.7532911429752325E-5,2.8177388942088134E-2]
[2004,1,13,10,1.2100919855481696E-2,1.1261939730142471E-2,0,8.0945086965052981E-3,0,5.522817943548407E-5,3.151259646156495E-2,null,1.2365413358560165E-2,1.0900275212916496E-2,0,5.0740532145867974E-3,0,6.7532911429752325E-5,2.8407274697493212E-2]
[2004,1,13,11,1.1604462327251205E-2,1.1564031616276404E-2,0,8.5941766449474672E-3,0,5.522817943548407E-5,3.1817898767910559E-2,null,1.1858104606427725E-2,1.1192665758182471E-2,0,5.3872707124089422E-3,0,6.7532911429752325E-5,2.8505573988448892E-2]
[2004,1,13,12,1.1397161349475634E-2,1.142539541662211E-2,0,8.4234484276633284E-3,0,5.522817943548407E-5,3.1301233373196555E-2,null,1.1646272587833913E-2,1.1058481704021711E-2,0,5.2802495092437313E-3,0,6.7532911429752325E-5,2.8052536712529108E-2]
[2004,1,13,13,1.0919430147517025E-2,1.1197259537938879E-2,0,8.3784715263265658E-3,0,5.522817943548407E-5,3.0550389391217951E-2,null,1.1158099469009071E-2,1.0837672152277086E-2,0,5.2520556806413257E-3,0,6.7532911429752325E-5,2.7315360213357238E-2]
[2004,1,13,14,1.0554612777529416E-2,1.1366160386257372E-2,0,8.3133711325504029E-3,0,5.522817943548407E-5,3.0289372475772673E-2,null,1.0785308174284806E-2,1.1001148939978146E-2,0,5.211247414853259E-3,0,6.7532911429752325E-5,2.7065237440545963E-2]
[2004,1,13,15,1.1166134296751359E-2,1.1181873287803934E-2,0,7.5955961348118037E-3,0,5.522817943548407E-5,2.9998831898802581E-2,null,1.1410195906221034E-2,1.0822780014245413E-2,0,4.7613092319221603E-3,0,6.7532911429752325E-5,2.7061818063818362E-2]
[2004,1,13,16,1.2028682487658105E-2,1.0714811313744878E-2,0,6.9914295268805448E-3,0,5.522817943548407E-5,2.9790151507719013E-2,null,1.2291597076513771E-2,1.0370717209726446E-2,0,4.3825866146442113E-3,0,6.7532911429752325E-5,2.7112433812314179E-2]
[2004,1,13,17,1.3827140624399752E-2,1.0591767575908413E-2,0,7.710126575198188E-3,0,5.522817943548407E-5,3.2184262954941839E-2,null,1.4129364662322737E-2,1.0251624883024175E-2,0,4.8331027861698034E-3,0,6.7532911429752325E-5,2.9281625242946467E-2]
[2004,1,13,18,1.5937047184588583E-2,1.0181667202701127E-2,5.0455234999999233E-4,6.9070049338043763E-3,5.4148281000000053E-5,5.522817943548407E-5,3.3639648131529559E-2,null,1.6285388094942534E-2,9.8546944216654879E-3,2.1346629815549101E-4,4.3296649496056324E-3,3.8393509075868188E-5,6.7532911429752325E-5,3.0789140184874768E-2]
[2004,1,13,19,1.7859929398300781E-2,9.635425994629224E-3,5.9359099999999087E-4,4.8104284168935547E-3,6.3703860000000057E-5,5.522817943548407E-5,3.3018306849259035E-2,null,1.8250299332793887E-2,9.3259951351044503E-3,2.5113682135940118E-4,3.0154232563634684E-3,4.5168834206903749E-5,6.7532911429752325E-5,3.0955556291257864E-2]
[2004,1,13,20,1.7672111120669031E-2,9.4255739362435354E-3,5.9359099999999087E-4,4.7222999905545742E-3,6.3703860000000057E-5,5.522817943548407E-5,3.2532508086902619E-2,null,1.8058375853674459E-2,9.1228822393500265E-3,2.5113682135940118E-4,2.9601798386678598E-3,4.5168834206903749E-5,6.7532911429752325E-5,3.0505276498688401E-2]
[2004,1,13,21,1.6065264560305732E-2,9.2336642039201611E-3,5.9359099999999087E-4,5.0649995198502494E-3,6.3703860000000057E-5,5.522817943548407E-5,3.1076451323511618E-2,null,1.6416407957021376E-2,8.9371354720535322E-3,2.5113682135940118E-4,3.1750014805311689E-3,4.5168834206903749E-5,6.7532911429752325E-5,2.8892383476602133E-2]
[2004,1,13,22,1.4622476630322408E-2,8.6117141620070704E-3,5.9359099999999087E-4,4.6933548057119454E-3,6.3703860000000057E-5,5.522817943548407E-5,2.8640068637476899E-2,null,1.4942084570365497E-2,8.3351586556270896E-3,2.5113682135940118E-4,2.942035512223321E-3,4.5168834206903749E-5,6.7532911429752325E-5,2.6583117305211967E-2]
[2004,1,13,23,1.3397106635576379E-2,8.2645538942374974E-3,5.9359099999999087E-4,4.4347389642550947E-3,6.3703860000000057E-5,5.522817943548407E-5,2.6808922533504448E-2,null,1.3689931289195932E-2,7.9991470490696579E-3,2.5113682135940118E-4,2.7799218385109506E-3,4.5168834206903749E-5,6.7532911429752325E-5,2.4832838743772595E-2]
[2004,1,13,24,1.1748030340950231E-2,7.8797745607697631E-3,5.9359099999999087E-4,3.4913910834781896E-3,6.3703860000000057E-5,5.522817943548407E-5,2.3831719024633661E-2,null,1.2004810630073663E-2,7.6267244707623767E-3,2.5113682135940118E-4,2.1885830029623214E-3,4.5168834206903749E-5,6.7532911429752325E-5,2.2183956670794418E-2]
[2004,1,14,1,1.1367902824886882E-2,7.5843335502073887E-3,5.9359099999999087E-4,2.1358507659677097E-3,6.3703860000000057E-5,5.522817943548407E-5,2.1800610180497459E-2,null,1.161637455073241E-2,7.3407712156856588E-3,2.5113682135940118E-4,1.3388608069091396E-3,4.5168834206903749E-5,6.7532911429752325E-5,2.0659845140323266E-2]
[2004,1,14,2,1.1579249060079516E-2,7.1577961283550515E-3,5.9359099999999087E-4,1.5415292262711902E-3,6.3703860000000057E-5,5.522817943548407E-5,2.0991097454141232E-2,null,1.1832340245170799E-2,6.9279315629964932E-3,2.5113682135940118E-4,9.663095833497338E-4,4.5168834206903749E-5,6.7532911429752325E-5,2.0090419958513083E-2]
[2004,1,14,3,1.1492192351278321E-2,7.0054784680782366E-3,5.9359099999999087E-4,1.3082995264939797E-3,6.3703860000000057E-5,5.522817943548407E-5,2.051849338528601E-2,null,1.174338071128256E-2,6.7805054129203195E-3,2.5113682135940118E-4,8.2010924528565894E-4,4.5168834206903749E-5,6.7532911429752325E-5,1.9707833936484596E-2]
[2004,1,14,4,1.2254746398997832E-2,6.7042984085312791E-3,5.9359099999999087E-4,6.8939199775451239E-4,6.3703860000000057E-5,5.522817943548407E-5,2.0360959844719098E-2,null,1.2522602135844224E-2,6.4889974119568938E-3,2.5113682135940118E-4,4.3214626279009622E-4,4.5168834206903749E-5,6.7532911429752325E-5,1.980758437758727E-2]
[2004,1,14,5,1.2908112463917744E-2,6.6910096924586177E-3,5.9359099999999087E-4,3.6372129579643385E-4,6.3703860000000057E-5,5.522817943548407E-5,2.0675366491608269E-2,null,1.3190249022500591E-2,6.4761354480422206E-3,2.5113682135940118E-4,2.2799916330269181E-4,4.5168834206903749E-5,6.7532911429752325E-5,2.0258222200841558E-2]
[2004,1,14,6,1.3680730057630226E-2,7.0806689617016784E-3,5.9359099999999087E-4,7.3045332660673281E-4,6.3703860000000057E-5,5.522817943548407E-5,2.2204375385374113E-2,null,1.3979753955055211E-2,6.853281248480593E-3,2.5113682135940118E-4,4.5788560973128439E-4,4.5168834206903749E-5,6.7532911429752325E-5,2.1654759380263146E-2]
[2004,1,14,7,1.5450373644287158E-2,7.9048279207038878E-3,5.9359099999999087E-4,1.1384045185159149E-3,6.3703860000000057E-5,5.522817943548407E-5,2.5206129122942435E-2,null,1.5788077182353116E-2,7.6509732702439879E-3,2.5113682135940118E-4,7.1361034044841636E-4,4.5168834206903749E-5,6.7532911429752325E-5,2.4516499360041577E-2]
[2004,1,14,8,1.4769889534612481E-2,9.5764072041968334E-3,5.1449302081118902E-4,3.9442305868948183E-3,5.5215108330034659E-5,5.522817943548407E-5,2.8915463634280839E-2,null,1.5092719523551051E-2,9.2688716666912193E-3,2.1767200287423533E-4,2.4724460296331125E-3,3.9149936501109402E-5,6.7532911429752325E-5,2.7158392070680475E-2]
[2004,1,14,9,1.3916584529592093E-2,1.0717189610953895E-2,0,5.7428929607644796E-3,0,5.522817943548407E-5,3.0431895280745955E-2,null,1.4220763570283122E-2,{"$f":"F323*W$5","v":1.0373019130597769E-2},{"$f":"G323*X$5","v":0},{"$f":"H323*Y$5","v":3.5999398581381E-3},{"$f":"I323*Z$5","v":0},6.7532911429752325E-5,2.8261255470448741E-2]
[2004,1,14,10,1.3050298392262386E-2,1.1050183579776093E-2,0,6.9301502815924823E-3,0,5.522817943548407E-5,3.1085860433066444E-2,null,{"$f":"E324*V$5","v":1.3335542752130216E-2},1.0695319372951968E-2,0,4.3441736407134291E-3,0,6.7532911429752325E-5,{"$f":"SUM(M324:R324)","v":2.8442568677225367E-2}]
[2004,1,14,11,1.2456005830539419E-2,1.1331988901942678E-2,0,7.543806283718881E-3,0,5.522817943548407E-5,3.1387029195636462E-2,null,1.2728260556281842E-2,1.0968074834416466E-2,0,4.7288446969795429E-3,0,6.7532911429752325E-5,2.8492712999107602E-2]
[2004,1,14,12,1.2196955975981916E-2,1.1254152670912142E-2,0,7.3710226704603726E-3,0,5.522817943548407E-5,3.0877359496789915E-2,null,1.2463548569892862E-2,1.0892738226327704E-2,0,4.6205350661972858E-3,0,6.7532911429752325E-5,2.8044354773847605E-2]
[2004,1,14,13,1.1641492638677644E-2,1.1029930304663883E-2,0,7.4100314700283427E-3,0,5.522817943548407E-5,3.0136682592805355E-2,null,1.1895944300686729E-2,1.0675716508971518E-2,0,4.6449877825098258E-3,0,6.7532911429752325E-5,2.7284181503597828E-2]
[2004,1,14,14,1.1252348807166312E-2,1.1116316645283295E-2,0,7.4553086232032363E-3,0,5.522817943548407E-5,2.9879202255088329E-2,null,1.1498294833535544E-2,1.0759328649504294E-2,0,4.67336982436415E-3,0,6.7532911429752325E-5,2.6998526218833741E-2]
[2004,1,14,15,1.1954772224940661E-2,1.0942178379908456E-2,0,6.6404156915538968E-3,0,5.522817943548407E-5,2.9592594475838497E-2,null,1.2216071334598623E-2,1.0590782638500058E-2,0,4.1625531393237672E-3,0,6.7532911429752325E-5,2.70369400238522E-2]
[2004,1,14,16,1.2921647682142016E-2,1.0459886100457746E-2,0,5.9499800060404838E-3,0,5.522817943548407E-5,2.9386741968075732E-2,null,1.3204080084125682E-2,1.0123978632702821E-2,0,3.7297526395161282E-3,0,6.7532911429752325E-5,2.7125344267774385E-2]
[2004,1,14,17,1.4913669320790118E-2,1.0310505988715314E-2,0,6.4690270051367994E-3,0,5.522817943548407E-5,3.1748430494077717E-2,null,1.5239641948451376E-2,9.9793956950965535E-3,0,4.0551179202308607E-3,0,6.7532911429752325E-5,2.9341688475208544E-2]
[2004,1,14,18,1.732626934505388E-2,9.8997244360770672E-3,4.9465916646879539E-4,5.3551418281010902E-3,5.3086549978765424E-5,5.522817943548407E-5,3.3184109505115085E-2,null,1.7704974908687412E-2,9.5818059296175501E-3,2.0928068438245536E-4,3.3568775606079519E-3,3.7640695157363509E-5,6.7532911429752325E-5,3.0958112689882491E-2]
[2004,1,14,19,1.9536977633541064E-2,9.3082260232641486E-3,5.9359099999999087E-4,3.0134544085124249E-3,6.3703860000000057E-5,5.522817943548407E-5,3.2571181104753114E-2,null,1.9964003323783956E-2,9.0093028225011577E-3,2.5113682135940118E-4,1.8889877819421796E-3,4.5168834206903749E-5,6.7532911429752325E-5,3.1226132495223349E-2]
[2004,1,14,20,1.9222988936431221E-2,9.1546350713951584E-3,5.9359099999999087E-4,3.0018132769881645E-3,6.3703860000000057E-5,5.522817943548407E-5,3.2091960324250018E-2,null,1.9643151679772763E-2,8.8606442711589885E-3,2.5113682135940118E-4,1.8816905236345069E-3,4.5168834206903749E-5,6.7532911429752325E-5,3.0749325041562314E-2]
[2004,1,14,21,1.7403118779960345E-2,8.9881742942782353E-3,5.9359099999999087E-4,3.551802940329819E-3,6.3703860000000057E-5,5.522817943548407E-5,3.0655619054003873E-2,null,1.7783504065176266E-2,8.6995291945195698E-3,2.5113682135940118E-4,2.2264522533331941E-3,4.5168834206903749E-5,6.7532911429752325E-5,2.9073324080025088E-2]
[2004,1,14,22,1.5810264201683223E-2,8.4703930082691194E-3,5.9359099999999087E-4,3.2590514702205619E-3,6.3703860000000057E-5,5.522817943548407E-5,2.8252231719608382E-2,null,1.6155833977637486E-2,8.1983758716607028E-3,2.5113682135940118E-4,2.0429406167808478E-3,4.5168834206903749E-5,6.7532911429752325E-5,2.6760989033075094E-2]
[2004,1,14,23,1.4511714920783507E-2,8.0695719034184019E-3,5.9359099999999087E-4,3.1520717425335032E-3,6.3703860000000057E-5,5.522817943548407E-5,2.6445881606170885E-2,null,1.4828901908294658E-2,7.8104266854006899E-3,2.5113682135940118E-4,1.9758802365257132E-3,4.5168834206903749E-5,6.7532911429752325E-5,2.4979047397217118E-2]
[2004,1,14,24,1.2789094012455609E-2,7.6998462494021818E-3,5.9359099999999087E-4,2.3075321065468752E-3,6.3703860000000057E-5,5.522817943548407E-5,2.3508995407840141E-2,null,1.3068629148375208E-2,7.4525743545747845E-3,2.5113682135940118E-4,1.4464794766409271E-3,4.5168834206903749E-5,6.7532911429752325E-5,2.2331521546586977E-2]
[2004,1,15,1,1.1600384897088112E-2,7.587164006175243E-3,5.9359099999999087E-4,2.4296060888035625E-3,6.3703860000000057E-5,5.522817943548407E-5,2.2329678031502393E-2,null,1.1853938054627578E-2,7.3435107747462603E-3,2.5113682135940118E-4,1.5230017098376593E-3,4.5168834206903749E-5,6.7532911429752325E-5,2.1084289106207556E-2]
[2004,1,15,2,1.182490180474972E-2,7.1282192260916279E-3,5.9359099999999087E-4,1.8348771180997233E-3,6.3703860000000057E-5,5.522817943548407E-5,2.1500521188376545E-2,null,1.2083362296947788E-2,6.8993044896554804E-3,2.5113682135940118E-4,1.1501950876259171E-3,4.5168834206903749E-5,6.7532911429752325E-5,2.049670044122524E-2]
[2004,1,15,3,1.173047610513321E-2,7.0186590986246267E-3,5.9359099999999087E-4,1.5547891794860794E-3,6.3703860000000057E-5,5.522817943548407E-5,2.1016447422679392E-2,null,1.1986872705960168E-2,6.7932627623537292E-3,2.5113682135940118E-4,9.746216021217103E-4,4.5168834206903749E-5,6.7532911429752325E-5,2.0118595637431666E-2]
[2004,1,15,4,1.2506756163909939E-2,6.7334339600121067E-3,5.9359099999999087E-4,9.0237782443063118E-4,6.3703860000000057E-5,5.522817943548407E-5,2.085509098778815E-2,null,1.278012015519712E-2,6.5171973079988788E-3,2.5113682135940118E-4,5.6565670289549343E-4,4.5168834206903749E-5,6.7532911429752325E-5,2.0226812733087546E-2]
[2004,1,15,5,1.3175829945862402E-2,6.7188571178687598E-3,5.9359099999999087E-4,5.6991750380346528E-4,6.3703860000000057E-5,5.522817943548407E-5,2.11771276069701E-2,null,1.3463818087257181E-2,6.503088584732278E-3,2.5113682135940118E-4,3.5725352218989536E-4,4.5168834206903749E-5,6.7532911429752325E-5,2.068799876117541E-2]
[2004,1,15,6,1.3958508706903527E-2,7.1253298206837151E-3,5.9359099999999087E-4,9.4688091568940385E-4,6.3703860000000057E-5,5.522817943548407E-5,2.2743242482712121E-2,null,1.4263604097149234E-2,6.8965078742497313E-3,2.5113682135940118E-4,5.9355352303951472E-4,4.5168834206903749E-5,6.7532911429752325E-5,2.2117504061434534E-2]
[2004,1,15,7,1.5754071573971969E-2,8.010411657581833E-3,5.9359099999999087E-4,1.3408384622576508E-3,6.3703860000000057E-5,5.522817943548407E-5,2.5817844733246924E-2,null,1.6098413130491013E-2,7.7531663042643539E-3,2.5113682135940118E-4,8.4050631912933394E-4,4.5168834206903749E-5,6.7532911429752325E-5,2.505592432088076E-2]
[2004,1,15,8,1.5042568068303957E-2,9.7227567230720353E-3,5.1449302081118902E-4,4.2269373396385491E-3,5.5215108330034659E-5,5.522817943548407E-5,2.9617198439591246E-2,null,1.5371358075278485E-2,9.4105213355087456E-3,2.1767200287423533E-4,2.6496611221518262E-3,3.9149936501109402E-5,6.7532911429752325E-5,2.775589538374415E-2]
[2004,1,15,9,1.4189937111587402E-2,1.0827296633166087E-2,0,6.0979722136654067E-3,0,5.522817943548407E-5,3.1170434137854378E-2,null,1.4500090903194141E-2,1.0479590189735592E-2,0,3.8225217457074942E-3,0,6.7532911429752325E-5,2.8869735750066981E-2]
[2004,1,15,10,1.3306585656161225E-2,1.1187798277881772E-2,0,7.2906568620782824E-3,0,5.522817943548407E-5,3.1840268975556765E-2,null,1.3597431765072315E-2,1.0828514729936473E-2,0,4.57015765557815E-3,0,6.7532911429752325E-5,2.906363706201669E-2]
[2004,1,15,11,1.2693851818550952E-2,1.1500327040506901E-2,0,7.8993388699162993E-3,0,5.522817943548407E-5,3.2148745908409639E-2,null,1.2971305216734282E-2,1.113100698315359E-2,0,4.9517107571104332E-3,0,6.7532911429752325E-5,2.9121555868428059E-2]
[2004,1,15,12,1.2438739857205066E-2,1.1360690155539989E-2,0,7.7720480048985461E-3,0,5.522817943548407E-5,3.1626706197079087E-2,null,1.2710617195292187E-2,1.0995854379562587E-2,0,4.8719183142275548E-3,0,6.7532911429752325E-5,2.8645922800512084E-2]
[2004,1,15,13,1.1868420948563501E-2,1.1139050834404543E-2,0,7.8053556644302538E-3,0,5.522817943548407E-5,3.0868055626833785E-2,null,1.212783265198648E-2,1.0781332755733068E-2,0,4.8927972635565229E-3,0,6.7532911429752325E-5,2.7869495582705822E-2]
[2004,1,15,14,1.1455337844589726E-2,1.1313224598746858E-2,0,7.7805347724888303E-3,0,5.522817943548407E-5,3.0604325395260895E-2,null,1.1705720664379278E-2,1.0949913125695399E-2,0,4.8772382554355398E-3,0,6.7532911429752325E-5,2.760040495693997E-2]
[2004,1,15,15,1.2174479057661128E-2,1.1111305663710595E-2,0,6.9697489657736767E-3,0,5.522817943548407E-5,3.0310761866580885E-2,null,1.2440580366699842E-2,1.07544785899641E-2,0,4.3689961269564479E-3,0,6.7532911429752325E-5,2.7631587995050142E-2]
[2004,1,15,16,1.3154126172358949E-2,1.0629633543648549E-2,0,6.2609277531685313E-3,0,5.522817943548407E-5,3.0099915648611513E-2,null,1.3441639927744026E-2,1.0288274827834853E-2,0,3.9246706357825073E-3,0,6.7532911429752325E-5,2.772211830279114E-2]
[2004,1,15,17,1.5183814281305469E-2,1.0481606657149138E-2,0,6.7982696777096341E-3,0,5.522817943548407E-5,3.2518918795599726E-2,null,1.5515691549919566E-2,1.014500165816621E-2,0,4.261504114104319E-3,0,6.7532911429752325E-5,2.9989730233619848E-2]
[2004,1,15,18,1.7656657432679891E-2,1.0032979455684744E-2,4.7487279999999273E-4,5.7187364301259057E-3,5.0963088000000048E-5,5.522817943548407E-5,3.3989437385926011E-2,null,1.8042584389704606E-2,9.7107816142714652E-3,2.0090945708752095E-4,3.584797305756528E-3,3.6135067365522996E-5,6.7532911429752325E-5,3.1642740745615391E-2]
[2004,1,15,19,1.9898401124983655E-2,9.4427517431737804E-3,5.9359099999999087E-4,3.3079596202355288E-3,6.3703860000000057E-5,5.522817943548407E-5,3.3361635527828441E-2,null,2.033332655892274E-2,9.1395084003472182E-3,2.5113682135940118E-4,2.0735987536866832E-3,4.5168834206903749E-5,6.7532911429752325E-5,3.1910272279952696E-2]
[2004,1,15,20,1.9574221528352177E-2,9.2475597049589704E-3,5.9359099999999087E-4,3.3364830197256377E-3,6.3703860000000057E-5,5.522817943548407E-5,3.287078729247226E-2,null,2.0002061269784939E-2,8.950584734718204E-3,2.5113682135940118E-4,2.0914786834390865E-3,4.5168834206903749E-5,6.7532911429752325E-5,3.1407963254938283E-2]
[2004,1,15,21,1.7717920529528135E-2,9.0837177240515651E-3,5.9359099999999087E-4,3.8854269002806174E-3,6.3703860000000057E-5,5.522817943548407E-5,3.1399588193295795E-2,null,1.8105186532781429E-2,8.7920043545959298E-3,2.5113682135940118E-4,2.4355848628493694E-3,4.5168834206903749E-5,6.7532911429752325E-5,2.9696614317222786E-2]
[2004,1,15,22,1.6112482034173557E-2,8.4759923288833978E-3,5.9359099999999087E-4,3.6368737498125737E-3,6.3703860000000057E-5,5.522817943548407E-5,2.8937871152305006E-2,null,1.6464657477644241E-2,8.2037953763964312E-3,2.5113682135940118E-4,2.2797789999595623E-3,4.5168834206903749E-5,6.7532911429752325E-5,2.7312070420996291E-2]
[2004,1,15,23,1.4780919010985298E-2,8.13853207272861E-3,5.9359099999999087E-4,3.4557098576746999E-3,6.3703860000000057E-5,5.522817943548407E-5,2.7087683980824083E-2,null,1.5103990074559334E-2,7.877172276499771E-3,2.5113682135940118E-4,2.1662161805550812E-3,4.5168834206903749E-5,6.7532911429752325E-5,2.5511217098610241E-2]
[2004,1,15,24,1.3034853779318669E-2,7.7625867783897642E-3,5.9359099999999087E-4,2.5695604136614001E-3,6.3703860000000057E-5,5.522817943548407E-5,2.4079524010805309E-2,null,1.3319760561561826E-2,7.5133000420989499E-3,2.5113682135940118E-4,1.610732258851317E-3,4.5168834206903749E-5,6.7532911429752325E-5,2.2807631429508146E-2]
[2004,1,16,1,1.174370300496382E-2,8.8517161531527291E-3,5.9359099999999087E-4,6.9215881848057525E-3,6.3703860000000057E-5,5.522817943548407E-5,2.822953038235778E-2,null,1.2000388710182251E-2,8.5674532529897169E-3,2.5113682135940118E-4,4.3388064793015123E-3,4.5168834206903749E-5,6.7532911429752325E-5,2.5270487009469537E-2]
[2004,1,16,2,1.1634182285561373E-2,8.4672987081386188E-3,5.9359099999999087E-4,6.4195876555927728E-3,6.3703860000000057E-5,5.522817943548407E-5,2.7233591688728239E-2,null,1.18884741629485E-2,8.1953809414957376E-3,2.5113682135940118E-4,4.024126800215232E-3,4.5168834206903749E-5,6.7532911429752325E-5,2.4471820471655525E-2]
[2004,1,16,3,1.1692570138877065E-2,8.3593574434209419E-3,5.9359099999999087E-4,6.0563718946021923E-3,6.3703860000000057E-5,5.522817943548407E-5,2.6820822516335673E-2,null,1.1948138217416264E-2,8.0909060889884192E-3,2.5113682135940118E-4,3.7964445320574957E-3,4.5168834206903749E-5,6.7532911429752325E-5,2.4199327405458236E-2]
[2004,1,16,4,1.2170822941751641E-2,8.13174495197087E-3,5.9359099999999087E-4,6.0125306390073959E-3,6.3703860000000057E-5,5.522817943548407E-5,2.7027621572165386E-2,null,1.2436844337947688E-2,7.8706031164851187E-3,2.5113682135940118E-4,3.7689625844529008E-3,4.5168834206903749E-5,6.7532911429752325E-5,2.4440248605881763E-2]
[2004,1,16,5,1.3220128091834161E-2,8.0357584992636899E-3,5.9359099999999087E-4,5.6241853537570795E-3,6.3703860000000057E-5,5.522817943548407E-5,2.7592594984290408E-2,null,1.3509084471342065E-2,7.7776991606577318E-3,2.5113682135940118E-4,3.5255278416074544E-3,4.5168834206903749E-5,6.7532911429752325E-5,2.5176150040603307E-2]
[2004,1,16,6,1.3967801970712587E-2,8.4599602042550581E-3,5.9359099999999087E-4,5.7501691113122401E-3,6.3703860000000057E-5,5.522817943548407E-5,2.889045432571536E-2,null,1.4273100486665203E-2,8.1882781054036773E-3,2.5113682135940118E-4,3.6045009224918412E-3,4.5168834206903749E-5,6.7532911429752325E-5,2.6429718081556777E-2]
[2004,1,16,7,1.5747099385673528E-2,9.480217747325069E-3,5.9359099999999087E-4,7.2842664634014884E-3,6.3703860000000057E-5,5.522817943548407E-5,3.3224106635835561E-2,null,1.6091288548942373E-2,9.1757712259494771E-3,2.5113682135940118E-4,4.5661518259269354E-3,4.5168834206903749E-5,6.7532911429752325E-5,3.0197050167814841E-2]
[2004,1,16,8,1.5394842243222654E-2,1.1130354675329144E-2,5.0459983727999219E-4,9.7965310622493001E-3,5.4153377308800043E-5,5.522817943548407E-5,3.6935709374825383E-2,null,1.5731332014486267E-2,1.0772915864017385E-2,2.1348638910119973E-4,6.1409681293771827E-3,3.839712258260473E-5,6.7532911429752325E-5,3.2964632430994394E-2]
[2004,1,16,9,1.4928022683803079E-2,1.2179463225924947E-2,0,1.1680497078129017E-2,0,5.522817943548407E-5,3.884321116729253E-2,null,1.5254309037305812E-2,1.1788333474458949E-2,0,7.3219346558785229E-3,0,6.7532911429752325E-5,3.4432110079073035E-2]
[2004,1,16,10,1.5650913523722054E-2,1.2545719445064362E-2,0,1.234582167414538E-2,0,5.522817943548407E-5,4.0597682822367281E-2,null,1.5993000323213765E-2,1.2142827787403686E-2,0,7.738994236853214E-3,0,6.7532911429752325E-5,3.5942355258900417E-2]
[2004,1,16,11,1.4381744939630887E-2,1.2776128302317998E-2,0,1.2888265775839076E-2,0,5.522817943548407E-5,4.0101367197223445E-2,null,1.469609113354778E-2,1.2365837323570548E-2,0,8.079026021502584E-3,0,6.7532911429752325E-5,3.5208487390050662E-2]
[2004,1,16,12,1.3221644560238603E-2,1.2680268817602626E-2,0,1.2562635879398302E-2,0,5.522817943548407E-5,3.8519777436675014E-2,null,1.3510634085659825E-2,1.2273056258300835E-2,0,7.8749045010063218E-3,0,6.7532911429752325E-5,3.3726127756396738E-2]
[2004,1,16,13,1.2802447053861965E-2,1.2416998753375376E-2,0,1.258583495189278E-2,0,5.522817943548407E-5,3.7860508938565601E-2,null,1.3082274051288003E-2,1.2018240815831501E-2,0,7.8894468695155894E-3,0,6.7532911429752325E-5,3.3057494648064852E-2]
[2004,1,16,14,1.1485906709740713E-2,1.2475560111937048E-2,0,1.2250645996082592E-2,0,5.522817943548407E-5,3.6267340997195835E-2,null,1.17369576825571E-2,1.2074921542283625E-2,0,7.6793332403268322E-3,0,6.7532911429752325E-5,3.1558745376597308E-2]
[2004,1,16,15,1.2125257231907407E-2,1.2242030662095589E-2,0,1.1504850326502279E-2,0,5.522817943548407E-5,3.5927366399940763E-2,null,1.2390282684459424E-2,1.1848891627847146E-2,0,7.2118302631180133E-3,0,6.7532911429752325E-5,3.1518537486854341E-2]
[2004,1,16,16,1.2665888217072305E-2,1.1729630374997795E-2,0,1.1062195010794442E-2,0,5.522817943548407E-5,3.5512941782300023E-2,null,1.2942730406273004E-2,1.1352946499176782E-2,0,6.9343512076453836E-3,0,6.7532911429752325E-5,3.1297561024524925E-2]
[2004,1,16,17,1.3872657786274133E-2,1.1525041678903726E-2,0,1.1979094110975167E-2,0,5.522817943548407E-5,3.7432021755588511E-2,null,1.4175876706713332E-2,1.1154927938758784E-2,0,7.5091105909705705E-3,0,6.7532911429752325E-5,3.2907448147872442E-2]
[2004,1,16,18,1.8608699553612051E-2,1.0926494364699866E-2,4.649796164687959E-4,9.0100542511859106E-3,4.9901356978765432E-5,5.522817943548407E-5,3.9115357322380875E-2,null,1.9015435586198864E-2,1.0575602297784896E-2,1.9672384331448532E-4,5.64796412616979E-3,3.5382253447018331E-5,6.7532911429752325E-5,3.5538641018344815E-2]
[2004,1,16,19,1.8748563828291414E-2,1.0760850880961785E-2,5.9359099999999087E-4,9.4087608555362065E-3,6.3703860000000057E-5,5.522817943548407E-5,3.9630698604224884E-2,null,1.9158356917069595E-2,1.0415278268067459E-2,2.5113682135940118E-4,5.8978938752543807E-3,4.5168834206903749E-5,6.7532911429752325E-5,3.5835367627387489E-2]
[2004,1,16,20,1.9790810450067229E-2,1.0146838877971662E-2,5.9359099999999087E-4,7.5511374715538553E-3,6.3703860000000057E-5,5.522817943548407E-5,3.8201309839028225E-2,null,2.0223384241747126E-2,9.8209845693795709E-3,2.5113682135940118E-4,4.7334402615277467E-3,4.5168834206903749E-5,6.7532911429752325E-5,3.5141647639650497E-2]
[2004,1,16,21,1.7274019842271053E-2,1.0051752214051003E-2,5.9359099999999087E-4,8.5797756206878913E-3,6.3703860000000057E-5,5.522817943548407E-5,3.6618070716445419E-2,null,1.7651583372555867E-2,9.7289515066346886E-3,2.5113682135940118E-4,5.3782434117811487E-3,4.5168834206903749E-5,6.7532911429752325E-5,3.312261685796776E-2]
[2004,1,16,22,1.6456051646524222E-2,9.4448699119035143E-3,5.9359099999999087E-4,7.9689086316727976E-3,6.3703860000000057E-5,5.522817943548407E-5,3.4582353229536011E-2,null,1.6815736596000004E-2,9.1415585464725523E-3,2.5113682135940118E-4,4.9953206519803969E-3,4.5168834206903749E-5,6.7532911429752325E-5,3.131645436144901E-2]
[2004,1,16,23,1.4653748797088815E-2,8.8999943410482656E-3,5.9359099999999087E-4,7.4788226043922415E-3,6.3703860000000057E-5,5.522817943548407E-5,3.1745088781964796E-2,null,1.4974040262437061E-2,8.6141810412262102E-3,2.5113682135940118E-4,4.6881095937946673E-3,4.5168834206903749E-5,6.7532911429752325E-5,2.8640169464453996E-2]
[2004,1,16,24,1.2982847170176417E-2,8.5117001704155607E-3,5.9359099999999087E-4,8.0730663577836242E-3,6.3703860000000057E-5,5.522817943548407E-5,3.0280136737811075E-2,null,1.3266617228071381E-2,8.2383565007929701E-3,2.5113682135940118E-4,5.0606120569083902E-3,4.5168834206903749E-5,6.7532911429752325E-5,2.6929424352768797E-2]
[2004,1,17,1,1.1549819111466983E-2,8.000213960628234E-3,5.9359099999999087E-4,7.5108692972080324E-3,6.3703860000000057E-5,5.522817943548407E-5,2.7773425408738724E-2,null,1.1802267037178243E-2,{"$f":"F387*W$5","v":7.7432960948691969E-3},{"$f":"G387*X$5","v":2.5113682135940118E-4},{"$f":"H387*Y$5","v":4.7081981045116973E-3},{"$f":"I387*Z$5","v":4.5168834206903749E-5},6.7532911429752325E-5,2.4617599803555195E-2]
[2004,1,17,2,1.0732373173035169E-2,7.808735922069752E-3,5.9359099999999087E-4,7.6439915643137782E-3,6.3703860000000057E-5,5.522817943548407E-5,2.6897623698854175E-2,null,{"$f":"E388*V$5","v":1.0966953933075122E-2},7.5579671579782785E-3,2.5113682135940118E-4,4.7916459693132536E-3,4.5168834206903749E-5,6.7532911429752325E-5,{"$f":"SUM(M388:R388)","v":2.3680405627362712E-2}]
[2004,1,17,3,1.1332263802196275E-2,7.597050290403023E-3,5.9359099999999087E-4,6.8095518103610487E-3,6.3703860000000057E-5,5.522817943548407E-5,2.6451388942395824E-2,null,1.1579956555032288E-2,7.3530795720847409E-3,2.5113682135940118E-4,4.2685763335056056E-3,4.5168834206903749E-5,6.7532911429752325E-5,2.356545102761869E-2]
[2004,1,17,4,1.1534296427710615E-2,7.4670291849953515E-3,5.9359099999999087E-4,6.5610135367942151E-3,6.3703860000000057E-5,5.522817943548407E-5,2.6274862188935655E-2,null,1.1786405069379592E-2,7.2272339481166117E-3,2.5113682135940118E-4,4.1127797962205066E-3,4.5168834206903749E-5,6.7532911429752325E-5,2.3490257380712767E-2]
[2004,1,17,5,1.2059696760184693E-2,7.480018654126736E-3,5.9359099999999087E-4,6.4044646319905843E-3,6.3703860000000057E-5,5.522817943548407E-5,2.6656703085737487E-2,null,1.2323289237472309E-2,7.2398062750686741E-3,2.5113682135940118E-4,4.0146469133684757E-3,4.5168834206903749E-5,6.7532911429752325E-5,2.3941580992905515E-2]
[2004,1,17,6,1.1926894277450757E-2,7.716779519908284E-3,5.9359099999999087E-4,6.9225065460415914E-3,6.3703860000000057E-5,5.522817943548407E-5,2.7278703382836108E-2,null,1.2187584050291494E-2,7.4689638321598275E-3,2.5113682135940118E-4,4.3393821552264603E-3,4.5168834206903749E-5,6.7532911429752325E-5,2.4359768604673839E-2]
[2004,1,17,7,1.3876930526505508E-2,8.0299440438878992E-3,5.9359099999999087E-4,5.8184572956052963E-3,6.3703860000000057E-5,5.522817943548407E-5,2.8437854905434178E-2,null,1.4180242837533609E-2,7.7720714299711873E-3,2.5113682135940118E-4,3.647307458876202E-3,4.5168834206903749E-5,6.7532911429752325E-5,2.5963460293377056E-2]
[2004,1,17,8,1.4661372770746271E-2,8.7595701990862834E-3,5.0459983727999219E-4,7.1780750348096629E-3,5.4153377308800043E-5,5.522817943548407E-5,3.1212999398666497E-2,null,1.4981830875616482E-2,8.4782664625123443E-3,2.1348638910119973E-4,4.4995855919761898E-3,3.839712258260473E-5,6.7532911429752325E-5,2.8279099353218574E-2]
[2004,1,17,9,1.5576420784791307E-2,9.1970616392062395E-3,0,8.3586353741962709E-3,0,5.522817943548407E-5,3.3187345977629304E-2,null,1.591687937372473E-2,8.9017083575030544E-3,0,5.239621363098964E-3,0,6.7532911429752325E-5,3.01257420057565E-2]
[2004,1,17,10,1.6540379154659311E-2,9.4754784867228502E-3,0,8.8034725557573391E-3,0,5.522817943548407E-5,3.4874558376574979E-2,null,1.6901907276249187E-2,9.1711841613666637E-3,0,5.5184681239952927E-3,0,6.7532911429752325E-5,3.1659092473040898E-2]
[2004,1,17,11,1.7883288032214617E-2,9.4400884212450936E-3,0,8.1391670183864895E-3,0,5.522817943548407E-5,3.5517771651281685E-2,null,1.8274168523507106E-2,9.1369306080042543E-3,0,5.1020473412466578E-3,0,6.7532911429752325E-5,3.2580679384187773E-2]
[2004,1,17,12,1.5719138358628204E-2,9.5368530699616975E-3,0,9.118617110136543E-3,0,5.522817943548407E-5,3.4429836718161931E-2,null,1.6062716369184594E-2,9.2305877689522128E-3,0,5.7160168942990046E-3,0,6.7532911429752325E-5,3.1076853943865564E-2]
[2004,1,17,13,1.5174422567105954E-2,9.4339944114601899E-3,0,8.872963876030605E-3,0,5.522817943548407E-5,3.3536609034032237E-2,null,1.5506094558152874E-2,9.1310323004837601E-3,0,5.5620288477203385E-3,0,6.7532911429752325E-5,3.0266688617786728E-2]
[2004,1,17,14,1.3008524161631644E-2,9.5472561487758636E-3,0,1.0223290266853556E-2,0,5.522817943548407E-5,3.2834298756696551E-2,null,1.3292855449375215E-2,9.2406567646006778E-3,0,6.4084826871058818E-3,0,6.7532911429752325E-5,2.9009527812511527E-2]
[2004,1,17,15,1.268454349430108E-2,9.4213724194455728E-3,0,9.6329457870190354E-3,0,5.522817943548407E-5,3.1794089880201173E-2,null,1.2961793437596845E-2,9.1188156495345171E-3,0,6.0384244886495433E-3,0,6.7532911429752325E-5,2.8186566487210657E-2]
[2004,1,17,16,1.3707615745150189E-2,9.1958234351530652E-3,0,9.2248374239901083E-3,0,5.522817943548407E-5,3.2183504783728847E-2,null,1.4007227291263023E-2,8.9005099169792417E-3,0,5.7826012350133205E-3,0,6.7532911429752325E-5,2.8757871354685337E-2]
[2004,1,17,17,1.4943154052877891E-2,9.2820944743100403E-3,0,9.8599517234299744E-3,0,5.522817943548407E-5,3.4140428430053389E-2,null,1.5269771137338333E-2,8.9840104588262571E-3,0,6.1807234526216866E-3,0,6.7532911429752325E-5,3.0502037960216031E-2]
[2004,1,17,18,1.6468108463972217E-2,9.3429642343929066E-3,4.5508643353118995E-4,1.0469581383045341E-2,4.8839626021234659E-5,5.522817943548407E-5,3.6839808320398376E-2,null,1.682805694299128E-2,9.0429254550832162E-3,1.9253822979258648E-4,6.5628705908926353E-3,3.4629439573682484E-5,6.7532911429752325E-5,3.2728553569763161E-2]
[2004,1,17,19,1.664129557578994E-2,8.9887001483783778E-3,5.9359099999999087E-4,9.7351271472238023E-3,6.3703860000000057E-5,5.522817943548407E-5,3.6077645910827599E-2,null,1.7005029458434493E-2,8.7000381614072229E-3,2.5113682135940118E-4,6.1024770060607225E-3,4.5168834206903749E-5,6.7532911429752325E-5,3.2171383192898494E-2]
[2004,1,17,20,1.7028405076519169E-2,8.5886989754286932E-3,5.9359099999999087E-4,8.8070650786901978E-3,6.3703860000000057E-5,5.522817943548407E-5,3.5136692170073536E-2,null,1.7400600129814023E-2,8.3128825758582124E-3,2.5113682135940118E-4,5.5207201016284528E-3,4.5168834206903749E-5,6.7532911429752325E-5,3.1598041374296747E-2]
[2004,1,17,21,1.5284521847081293E-2,8.4946805608197649E-3,5.9359099999999087E-4,9.4570245658767479E-3,6.3703860000000057E-5,5.522817943548407E-5,3.3948750013213284E-2,null,1.5618600311734756E-2,8.2218834568009089E-3,2.5113682135940118E-4,5.9281480443192725E-3,4.5168834206903749E-5,6.7532911429752325E-5,3.0132470379850992E-2]
[2004,1,17,22,1.5218103109019413E-2,8.1129345231606594E-3,5.9359099999999087E-4,8.4786008824859916E-3,6.3703860000000057E-5,5.522817943548407E-5,3.2522161554101536E-2,null,1.5550729839018829E-2,7.8523967634218476E-3,2.5113682135940118E-4,5.3148218966705442E-3,4.5168834206903749E-5,6.7532911429752325E-5,2.9081787066107277E-2]
[2004,1,17,23,1.5259099287998524E-2,7.5953100507651656E-3,5.9359099999999087E-4,6.7437489871857905E-3,6.3703860000000057E-5,5.522817943548407E-5,3.0310681365384957E-2,null,1.5592622084009492E-2,7.3513952182839206E-3,2.5113682135940118E-4,4.2273277489429063E-3,4.5168834206903749E-5,6.7532911429752325E-5,2.7535183618232376E-2]
[2004,1,17,24,1.1418506124841524E-2,7.7511778155624151E-3,5.9359099999999087E-4,9.4155430452670524E-3,6.3703860000000057E-5,5.522817943548407E-5,2.9297750025106466E-2,null,1.166808390247751E-2,7.5022574652700942E-3,2.5113682135940118E-4,5.9021452996330572E-3,4.5168834206903749E-5,6.7532911429752325E-5,2.5436325234376715E-2]
[2004,1,18,1,9.4592367872061867E-3,7.385556244184549E-3,5.9359099999999087E-4,8.7230352046929836E-3,6.3703860000000057E-5,5.522817943548407E-5,2.6280351275519191E-2,null,9.6659902162162577E-3,7.148377419088448E-3,2.5113682135940118E-4,5.4680458667535218E-3,4.5168834206903749E-5,6.7532911429752325E-5,2.2646252069054282E-2]
[2004,1,18,2,9.6407961542099921E-3,7.2074215423206895E-3,5.9359099999999087E-4,8.1633687697395679E-3,6.3703860000000057E-5,5.522817943548407E-5,2.5724109505705726E-2,null,9.8515179817855476E-3,6.9759633126543754E-3,2.5113682135940118E-4,5.1172182402914306E-3,4.5168834206903749E-5,6.7532911429752325E-5,2.2308538101727407E-2]
[2004,1,18,3,9.1826182317750367E-3,7.1323129540347462E-3,5.9359099999999087E-4,8.4692896898756077E-3,6.3703860000000057E-5,5.522817943548407E-5,2.5496743915120863E-2,null,9.3833255244899928E-3,6.9032667521338846E-3,2.5113682135940118E-4,5.3089851635755815E-3,4.5168834206903749E-5,6.7532911429752325E-5,2.1959416007195517E-2]
[2004,1,18,4,9.8267066834963907E-3,6.9866510129213801E-3,5.9359099999999087E-4,7.6788358648453405E-3,6.3703860000000057E-5,5.522817943548407E-5,2.5204716600698587E-2,null,1.0041492014321069E-2,6.7622825802923581E-3,2.5113682135940118E-4,4.813488164034538E-3,4.5168834206903749E-5,6.7532911429752325E-5,2.1981101325644022E-2]
[2004,1,18,5,1.0174490573327102E-2,7.0325032115641159E-3,5.9359099999999087E-4,7.6738753666493386E-3,6.3703860000000057E-5,5.522817943548407E-5,2.5593392190976033E-2,null,1.0396877522907558E-2,6.806662287190045E-3,2.5113682135940118E-4,4.8103786693436202E-3,4.5168834206903749E-5,6.7532911429752325E-5,2.2377757046437279E-2]
[2004,1,18,6,1.0446802990447101E-2,7.1764220547904517E-3,5.9359099999999087E-4,7.7012472644724323E-3,6.3703860000000057E-5,5.522817943548407E-5,2.6036995349145459E-2,null,1.0675141955741735E-2,6.9459593387710336E-3,2.5113682135940118E-4,4.8275367787911482E-3,4.5168834206903749E-5,6.7532911429752325E-5,2.2812476640299971E-2]
[2004,1,18,7,1.0643771861436682E-2,7.6203674230458842E-3,5.9359099999999087E-4,8.2979721999825191E-3,6.3703860000000057E-5,5.522817943548407E-5,2.7274634523900561E-2,null,1.0876416035534252E-2,7.3756479012601316E-3,2.5113682135940118E-4,5.201594574115561E-3,4.5168834206903749E-5,6.7532911429752325E-5,2.3817497077906001E-2]
[2004,1,18,8,1.2095135932461743E-2,8.020998132160298E-3,4.9470665374879536E-4,7.4962174441371232E-3,5.3091646287565427E-5,5.522817943548407E-5,2.8215377988231011E-2,null,1.2359503014567315E-2,7.7634128061285891E-3,2.093007753281641E-4,4.6990135715200658E-3,3.7644308664100065E-5,6.7532911429752325E-5,2.5136407387637991E-2]
[2004,1,18,9,1.3641900943820527E-2,8.2404744846556448E-3,0,7.8296888045455981E-3,0,5.522817943548407E-5,2.9767292412457257E-2,null,1.394007614143958E-2,7.9758409226211007E-3,0,4.9080505238163529E-3,0,6.7532911429752325E-5,2.6891500499306786E-2]
[2004,1,18,10,1.4028482761191265E-2,8.6606222495668721E-3,0,8.0610456654649706E-3,0,5.522817943548407E-5,3.0805378855658594E-2,null,1.4335107595724201E-2,8.3824961150091876E-3,0,5.0530768704272937E-3,0,6.7532911429752325E-5,2.7838213492590434E-2]
[2004,1,18,11,1.3345772868936123E-2,8.8981406972624601E-3,0,8.6258296461346074E-3,0,5.522817943548407E-5,3.0924971391768676E-2,null,1.3637475504731655E-2,8.6123869251239979E-3,0,5.4071124370208721E-3,0,6.7532911429752325E-5,2.7724507778306279E-2]
[2004,1,18,12,1.3077321889472884E-2,8.9921529259914881E-3,0,8.994954151836777E-3,0,5.522817943548407E-5,3.1119657146736632E-2,null,1.3363156910177081E-2,8.7033800569539712E-3,0,5.6384986094206221E-3,0,6.7532911429752325E-5,2.7772568487981431E-2]
[2004,1,18,13,1.248417643571452E-2,8.9355836204827732E-3,0,8.92433549070187E-3,0,5.522817943548407E-5,3.0399323726334648E-2,null,1.2757046894982624E-2,8.6486274110133994E-3,0,5.5942312106227075E-3,0,6.7532911429752325E-5,2.7067438428048485E-2]
[2004,1,18,14,1.2452201744306309E-2,8.8132141593525205E-3,0,8.1254207776160926E-3,0,5.522817943548407E-5,2.9446064860710407E-2,null,1.2724373322973482E-2,8.5301877073799322E-3,0,5.0934304924934249E-3,0,6.7532911429752325E-5,2.641552443427659E-2]
[2004,1,18,15,1.1921498457729159E-2,8.8118631950133627E-3,0,7.9767707044161307E-3,0,5.522817943548407E-5,2.8765360536594137E-2,null,1.2182070292489388E-2,8.5288801277397883E-3,0,5.0002490024180024E-3,0,6.7532911429752325E-5,2.5778732334076931E-2]
[2004,1,18,16,1.2391145541251354E-2,8.6697785795629822E-3,0,7.9634865274223563E-3,0,5.522817943548407E-5,2.9079638827672179E-2,null,1.266198259583081E-2,8.3913583997744616E-3,0,4.9919217989389938E-3,0,6.7532911429752325E-5,2.611279570597402E-2]
[2004,1,18,17,1.344548667020104E-2,8.7462260368328243E-3,0,8.340809373382916E-3,0,5.522817943548407E-5,3.0587750259852265E-2,null,1.3739368781021348E-2,8.4653508330085562E-3,0,5.2284471115017937E-3,0,6.7532911429752325E-5,2.7500699636961452E-2]
[2004,1,18,18,1.5135283246871356E-2,8.6000904079594973E-3,4.4519324999999318E-4,8.2788332923572558E-3,4.7777895000000042E-5,5.522817943548407E-5,3.2562406271623587E-2,null,1.5466099757835722E-2,8.323908185356263E-3,1.8835261601955088E-4,5.1895973251903024E-3,3.3876625655177811E-5,6.7532911429752325E-5,2.926936742148677E-2]
[2004,1,18,19,1.5360454451082738E-2,8.3388201593270258E-3,5.9359099999999087E-4,8.6053396001742801E-3,6.3703860000000057E-5,5.522817943548407E-5,3.3017137250019521E-2,null,1.5696192597865335E-2,8.0710283366550103E-3,2.5113682135940118E-4,5.3942682252879331E-3,4.5168834206903749E-5,6.7532911429752325E-5,2.9525327726804336E-2]
[2004,1,18,20,1.5621824018753899E-2,7.9775919849765856E-3,5.9359099999999087E-4,7.6462516124444343E-3,6.3703860000000057E-5,5.522817943548407E-5,3.1958190655610397E-2,null,1.5963275000046354E-2,7.7214005985007618E-3,2.5113682135940118E-4,4.7930626833983751E-3,4.5168834206903749E-5,6.7532911429752325E-5,2.884157684894155E-2]
[2004,1,18,21,1.4940993504629033E-2,7.9645229192642983E-3,5.9359099999999087E-4,7.9493902763142586E-3,6.3703860000000057E-5,5.522817943548407E-5,3.1567429739643063E-2,null,1.5267563365326179E-2,7.7087512311223927E-3,2.5113682135940118E-4,4.9830855457542213E-3,4.5168834206903749E-5,6.7532911429752325E-5,2.832323870919885E-2]
[2004,1,18,22,1.4053779976308937E-2,7.8415889477850727E-3,5.9359099999999087E-4,7.5654555782517143E-3,6.3703860000000057E-5,5.522817943548407E-5,3.0173347541781199E-2,null,1.436095773980302E-2,7.5897651457543592E-3,2.5113682135940118E-4,4.7424155851750532E-3,4.5168834206903749E-5,6.7532911429752325E-5,2.705697703772849E-2]
[2004,1,18,23,1.1765279634997072E-2,7.9255737808651885E-3,5.9359099999999087E-4,8.1116758526469639E-3,6.3703860000000057E-5,5.522817943548407E-5,2.8515052307944704E-2,null,1.2022436947211522E-2,7.6710529004591632E-3,2.5113682135940118E-4,5.0848144685519134E-3,4.5168834206903749E-5,6.7532911429752325E-5,2.5142142883218654E-2]
[2004,1,18,24,1.0259226872143857E-2,7.9231434016537577E-3,5.9359099999999087E-4,7.8923303966546288E-3,6.3703860000000057E-5,5.522817943548407E-5,2.6787223709887717E-2,null,1.0483465928901255E-2,7.668700570140307E-3,2.5113682135940118E-4,4.9473174866086576E-3,4.5168834206903749E-5,6.7532911429752325E-5,2.3463322552646278E-2]
[2004,1,19,1,1.0508784711677066E-2,7.1084061298209485E-3,5.9359099999999087E-4,3.7612000367435346E-3,6.3703860000000057E-5,5.522817943548407E-5,2.2090913917677025E-2,null,1.0738478430392988E-2,6.8801276686685613E-3,2.5113682135940118E-4,2.3577130932457974E-3,4.5168834206903749E-5,6.7532911429752325E-5,2.0340157759303402E-2]
[2004,1,19,2,1.0370656646119482E-2,6.8784895062003661E-3,5.9359099999999087E-4,3.4667460412856621E-3,6.3703860000000057E-5,5.522817943548407E-5,2.1428415233040985E-2,null,1.0597331257497358E-2,6.6575945586057192E-3,2.5113682135940118E-4,2.1731342264831991E-3,4.5168834206903749E-5,6.7532911429752325E-5,1.9791898609582335E-2]
[2004,1,19,3,1.0375600932245647E-2,6.8638922546317696E-3,5.9359099999999087E-4,3.1541780661680633E-3,6.3703860000000057E-5,5.522817943548407E-5,2.1106194292480958E-2,null,1.0602383612396259E-2,6.6434660813395868E-3,2.5113682135940118E-4,1.977200588212223E-3,4.5168834206903749E-5,6.7532911429752325E-5,1.9586888848944127E-2]
[2004,1,19,4,1.0747834785315097E-2,6.7342304100329832E-3,5.9359099999999087E-4,3.048410844474552E-3,6.3703860000000057E-5,5.522817943548407E-5,2.1242999079258106E-2,null,1.0982753494539409E-2,6.517968180923873E-3,2.5113682135940118E-4,1.9109002689027168E-3,4.5168834206903749E-5,6.7532911429752325E-5,1.9775460511362055E-2]
[2004,1,19,5,1.1305515725419714E-2,6.8559689312832801E-3,5.9359099999999087E-4,2.8245456231162014E-3,6.3703860000000057E-5,5.522817943548407E-5,2.1698553319254674E-2,null,1.1552623837367949E-2,6.6357972066014006E-3,2.5113682135940118E-4,1.7705700662113619E-3,4.5168834206903749E-5,6.7532911429752325E-5,2.0322829677176767E-2]
[2004,1,19,6,1.2065360964449151E-2,7.2671815165315963E-3,5.9359099999999087E-4,3.1812605835605775E-3,6.3703860000000057E-5,5.522817943548407E-5,2.3226326103976801E-2,null,1.2329077245980242E-2,7.0338041625634022E-3,2.5113682135940118E-4,1.9941772991636754E-3,4.5168834206903749E-5,6.7532911429752325E-5,2.1720897274703378E-2]
[2004,1,19,7,1.3984791712673954E-2,8.262227096647666E-3,5.9359099999999087E-4,3.5042761132965776E-3,6.3703860000000057E-5,5.522817943548407E-5,2.6463817962053673E-2,null,1.4290461578608344E-2,7.9968949739652219E-3,2.5113682135940118E-4,2.1966600005197227E-3,4.5168834206903749E-5,6.7532911429752325E-5,2.4847855120089343E-2]
[2004,1,19,8,1.3034916049108133E-2,9.9292527895614505E-3,4.8481347081118958E-4,5.9881235137702101E-3,5.2029915330034667E-5,5.522817943548407E-5,2.9544363918016507E-2,null,1.3319824192401106E-2,9.6103860132689106E-3,2.0511516180626532E-4,3.7536629465240376E-3,3.6891494790764224E-5,6.7532911429752325E-5,2.6993412720220836E-2]
[2004,1,19,9,1.2628022463530697E-2,1.1116588491663955E-2,0,8.2035467578909383E-3,0,5.522817943548407E-5,3.2003385892521073E-2,null,1.2904037009385227E-2,1.0759591765844449E-2,0,5.1424038639751894E-3,0,6.7532911429752325E-5,2.8873565550634622E-2]
[2004,1,19,10,1.2046501896050898E-2,1.1517047577422865E-2,0,9.5276613479892223E-3,0,5.522817943548407E-5,3.3146439000898469E-2,null,1.2309805969161057E-2,1.1147190558848274E-2,0,5.9724268022753428E-3,0,6.7532911429752325E-5,2.9496956241714428E-2]
[2004,1,19,11,1.164381311881269E-2,1.1759898853244168E-2,0,9.990972744457911E-3,0,5.522817943548407E-5,3.3449912895950257E-2,null,1.189831550026518E-2,1.1382242939316537E-2,0,6.2628541486097295E-3,0,6.7532911429752325E-5,2.9610945499621202E-2]
[2004,1,19,12,1.1435657290641348E-2,1.1651879858268405E-2,0,9.4793689779519522E-3,0,5.522817943548407E-5,3.2622134306297186E-2,null,1.1685609946549271E-2,1.1277692852770872E-2,0,5.9421546678425988E-3,0,6.7532911429752325E-5,2.8972990378592495E-2]
[2004,1,19,13,1.0981653449156576E-2,1.1395751488875611E-2,0,9.2790890340424415E-3,0,5.522817943548407E-5,3.1711722151510115E-2,null,1.1221682804366742E-2,1.1029789757645564E-2,0,5.8166089267341781E-3,0,6.7532911429752325E-5,2.8135614400176236E-2]
[2004,1,19,14,1.1060244053043023E-2,1.1572753329260145E-2,0,8.6241930166678984E-3,0,5.522817943548407E-5,3.1312418578406553E-2,null,1.1301991187098041E-2,1.1201107383171495E-2,0,5.4060865137291678E-3,0,6.7532911429752325E-5,2.7976717995428457E-2]
[2004,1,19,15,1.0754427713419987E-2,1.1442241044849063E-2,0,8.5646886171861329E-3,0,5.522817943548407E-5,3.0816585554890665E-2,null,1.0989490526288554E-2,1.1074786353860744E-2,0,5.3687861041807955E-3,0,6.7532911429752325E-5,2.7500595895759847E-2]
[2004,1,19,16,1.080895703583544E-2,1.1121071605985387E-2,0,9.1014670226218317E-3,0,5.522817943548407E-5,3.1086723843878145E-2,null,1.1045211712767103E-2,1.0763930909995946E-2,0,5.7052663398247062E-3,0,6.7532911429752325E-5,2.758194187401751E-2]
[2004,1,19,17,1.2684643811521739E-2,1.0864310256916905E-2,0,9.2012857253491766E-3,0,5.522817943548407E-5,3.2805467973223305E-2,null,1.2961895947481651E-2,{"$f":"F451*W$5","v":1.0515415162624711E-2},{"$f":"G451*X$5","v":0},{"$f":"H451*Y$5","v":5.7678378223494252E-3},{"$f":"I451*Z$5","v":0},6.7532911429752325E-5,2.9312681843885541E-2]
[2004,1,19,18,1.642733298139578E-2,1.0324848702100362E-2,4.2540688353119046E-4,7.748517124055292E-3,4.565443302123466E-5,5.522817943548407E-5,3.5026988303539341E-2,null,{"$f":"E452*V$5","v":1.6786390218232004E-2},9.993277808386377E-3,1.7998138872461644E-4,4.857167951226979E-3,3.2370997863337299E-5,6.7532911429752325E-5,{"$f":"SUM(M452:R452)","v":3.1916721275863071E-2}]
[2004,1,19,19,1.849606697604016E-2,9.8049071162062042E-3,5.9359099999999087E-4,5.4516893446328457E-3,6.3703860000000057E-5,5.522817943548407E-5,3.4465186476314684E-2,null,1.8900341163960738E-2,9.4900335612414961E-3,2.5113682135940118E-4,3.4173984958476445E-3,4.5168834206903749E-5,6.7532911429752325E-5,3.2171611788045937E-2]
[2004,1,19,20,1.6429936802571668E-2,9.8252897935128258E-3,5.9359099999999087E-4,6.8647990305016971E-3,6.3703860000000057E-5,5.522817943548407E-5,3.3832548666021665E-2,null,1.6789050951923009E-2,9.5097616718105484E-3,2.5113682135940118E-4,4.3032081246942014E-3,4.5168834206903749E-5,6.7532911429752325E-5,3.0965859315423814E-2]
[2004,1,19,21,1.5568275432420824E-2,9.5858426180897294E-3,5.9359099999999087E-4,6.4027183206227705E-3,6.3703860000000057E-5,5.522817943548407E-5,3.2269359410568799E-2,null,1.590855598589843E-2,9.2780040728880908E-3,2.5113682135940118E-4,4.0135522358356246E-3,4.5168834206903749E-5,6.7532911429752325E-5,2.9563950861618202E-2]
[2004,1,19,22,1.4770661031911679E-2,8.8795782488188882E-3,5.9359099999999087E-4,5.9753512978400576E-3,6.3703860000000057E-5,5.522817943548407E-5,3.0338113618006101E-2,null,1.5093507883702471E-2,8.5944205888170335E-3,2.5113682135940118E-4,3.7456566664979545E-3,4.5168834206903749E-5,6.7532911429752325E-5,2.7797423706013517E-2]
[2004,1,19,23,1.3008641620333798E-2,8.5961961087685224E-3,5.9359099999999087E-4,5.5728447037985025E-3,6.3703860000000057E-5,5.522817943548407E-5,2.78902054723363E-2,null,1.3292975475408114E-2,8.3201389472001182E-3,2.5113682135940118E-4,3.4933448889751641E-3,4.5168834206903749E-5,6.7532911429752325E-5,2.5470297878579452E-2]
[2004,1,19,24,1.1036730573679134E-2,8.2402419572610054E-3,5.9359099999999087E-4,4.8736343814114701E-3,6.3703860000000057E-5,5.522817943548407E-5,2.4863129951787084E-2,null,1.1277963766430449E-2,7.9756158625819921E-3,2.5113682135940118E-4,3.0550439967280628E-3,4.5168834206903749E-5,6.7532911429752325E-5,2.2672462192736557E-2]
[2004,1,20,1,1.0808821577046091E-2,8.2842203013215755E-3,5.9359099999999087E-4,5.3993388431066219E-3,6.3703860000000057E-5,5.522817943548407E-5,2.5204903760909766E-2,null,1.1045073293213602E-2,8.0181818916280814E-3,2.5113682135940118E-4,3.3845825164579317E-3,4.5168834206903749E-5,6.7532911429752325E-5,2.2811676268295673E-2]
[2004,1,20,2,1.0931197415625805E-2,7.8742419164559603E-3,5.9359099999999087E-4,4.8948609232690437E-3,6.3703860000000057E-5,5.522817943548407E-5,2.4412823294786286E-2,null,1.1170123937892743E-2,7.6213695010927899E-3,2.5113682135940118E-4,3.0683498818639306E-3,4.5168834206903749E-5,6.7532911429752325E-5,2.2223681887845521E-2]
[2004,1,20,3,1.0835285404141642E-2,7.7950269603202626E-3,5.9359099999999087E-4,4.7612495826165092E-3,6.3703860000000057E-5,5.522817943548407E-5,2.4104084986513889E-2,null,1.1072115548264793E-2,7.5446984441036322E-3,2.5113682135940118E-4,2.984595440678891E-3,4.5168834206903749E-5,6.7532911429752325E-5,2.1965248000043375E-2]
[2004,1,20,4,1.1499957541461076E-2,7.5465116755663655E-3,5.9359099999999087E-4,4.4904681567478257E-3,6.3703860000000057E-5,5.522817943548407E-5,2.4249460413210744E-2,null,1.1751315627600026E-2,7.3041639479738503E-3,2.5113682135940118E-4,2.8148557546899713E-3,4.5168834206903749E-5,6.7532911429752325E-5,2.2234173897259905E-2]
[2004,1,20,5,1.2056602436328806E-2,7.5538934602860271E-3,5.9359099999999087E-4,4.3633228868570932E-3,6.3703860000000057E-5,5.522817943548407E-5,2.4686341822907402E-2,null,1.232012728003434E-2,7.3113086749866801E-3,2.5113682135940118E-4,2.7351545783002159E-3,4.5168834206903749E-5,6.7532911429752325E-5,2.2730429100317293E-2]
[2004,1,20,6,1.2716860967213308E-2,7.9529683875378711E-3,5.9359099999999087E-4,4.5269532557362666E-3,6.3703860000000057E-5,5.522817943548407E-5,2.5909305649922922E-2,null,1.2994817283390084E-2,7.697567760175791E-3,2.5113682135940118E-4,2.8377264860398235E-3,4.5168834206903749E-5,6.7532911429752325E-5,2.3893950096601752E-2]
[2004,1,20,7,1.4319182855521298E-2,8.8340820093207335E-3,5.9359099999999087E-4,5.2537985773095982E-3,6.3703860000000057E-5,5.522817943548407E-5,2.9119586481587106E-2,null,1.4632161610848094E-2,8.5503854098366913E-3,2.5113682135940118E-4,3.293350413163258E-3,4.5168834206903749E-5,6.7532911429752325E-5,2.6839736000844099E-2]
[2004,1,20,8,1.4087306341737675E-2,1.0566489001905328E-2,4.8481347081118958E-4,8.1765766265052327E-3,5.2029915330034667E-5,5.522817943548407E-5,3.3422443535724947E-2,null,1.4395216901245915E-2,1.0227158101969912E-2,2.0511516180626532E-4,5.1254976023370306E-3,3.6891494790764224E-5,6.7532911429752325E-5,3.0057412173579639E-2]
[2004,1,20,9,1.3313553122049069E-2,1.1653409969210526E-2,0,9.7243803430502457E-3,0,5.522817943548407E-5,3.4746571613745322E-2,null,1.3604551520991187E-2,1.1279173825922485E-2,0,6.0957403580061079E-3,0,6.7532911429752325E-5,3.1046998616349533E-2]
[2004,1,20,10,1.2559054482867944E-2,1.2015858365126076E-2,0,1.0739900587867987E-2,0,5.522817943548407E-5,3.5370041615297491E-2,null,1.2833561574493902E-2,1.1629982599599844E-2,0,6.7323205330227943E-3,0,6.7532911429752325E-5,3.1263397618546296E-2]
[2004,1,20,11,1.1979916205940596E-2,1.2191706447993831E-2,0,1.0820966799760651E-2,0,5.522817943548407E-5,3.5047817633130564E-2,null,1.224176489527477E-2,1.1800183519232899E-2,0,6.7831369924857311E-3,0,6.7532911429752325E-5,3.0892618318423153E-2]
[2004,1,20,12,1.1765067535601378E-2,1.2067936014563468E-2,0,1.0587818149914456E-2,0,5.522817943548407E-5,3.4476049879514789E-2,null,1.2022220211894523E-2,1.1680387833947708E-2,0,6.6369874606754305E-3,0,6.7532911429752325E-5,3.0407128417947418E-2]
[2004,1,20,13,1.1288634668970818E-2,1.1835011982644769E-2,0,1.0488610695138565E-2,0,5.522817943548407E-5,3.3667485526189637E-2,null,1.1535373806509739E-2,1.14549438951189E-2,0,6.5747991397173081E-3,0,6.7532911429752325E-5,2.96326497527757E-2]
[2004,1,20,14,1.0888441446985505E-2,1.1915773050604183E-2,0,1.0246021417921719E-2,0,5.522817943548407E-5,3.3105464094946892E-2,null,1.112643343898051E-2,1.1533111412290966E-2,0,6.4227317384656594E-3,0,6.7532911429752325E-5,2.9149809501166885E-2]
[2004,1,20,15,1.1442277850635511E-2,1.1718475881490284E-2,0,9.3589273921546989E-3,0,5.522817943548407E-5,3.2574909303715982E-2,null,1.1692375214146336E-2,1.1342150219672007E-2,0,5.8666557044715012E-3,0,6.7532911429752325E-5,2.8968714049719596E-2]
[2004,1,20,16,1.2381654740410494E-2,1.1283521822107158E-2,0,9.149005513689093E-3,0,5.522817943548407E-5,3.2869410255642231E-2,null,1.2652284351655774E-2,1.0921164220292013E-2,0,5.7350659042529444E-3,0,6.7532911429752325E-5,2.9376047387630482E-2]
[2004,1,20,17,1.3975970750904289E-2,1.1048371890405235E-2,0,9.1694229009934344E-3,0,5.522817943548407E-5,3.4248993721738445E-2,null,1.4281447814381771E-2,1.0693565863945894E-2,0,5.7478645698136816E-3,0,6.7532911429752325E-5,3.07904111595711E-2]
[2004,1,20,18,1.6231494452976829E-2,1.0802302906409352E-2,4.1551369999999358E-4,9.1989924117281303E-3,4.4592702000000037E-5,5.522817943548407E-5,3.6748124352549795E-2,null,1.6586271187253091E-2,1.0455399108379004E-2,1.7579577495158079E-4,5.7664002557487552E-3,3.161818394483262E-5,6.7532911429752325E-5,3.3083017421707023E-2]
[2004,1,20,19,1.8122912800822386E-2,1.0288151881619129E-2,5.9359099999999087E-4,7.1831595232057701E-3,6.3703860000000057E-5,5.522817943548407E-5,3.630674724508276E-2,null,1.8519030843906832E-2,9.9577594649864556E-3,2.5113682135940118E-4,4.5027728100839343E-3,4.5168834206903749E-5,6.7532911429752325E-5,3.334340168597328E-2]
[2004,1,20,20,1.7957948528464607E-2,1.0072210339798403E-2,5.9359099999999087E-4,7.1017074283024713E-3,6.3703860000000057E-5,5.522817943548407E-5,3.5844389336000954E-2,null,1.8350460897038373E-2,9.7487526427027724E-3,2.5113682135940118E-4,4.4517144593581703E-3,4.5168834206903749E-5,6.7532911429752325E-5,3.291476656609537E-2]
[2004,1,20,21,1.6308620061654761E-2,9.8173511968978437E-3,5.9359099999999087E-4,7.1085076023535126E-3,6.3703860000000057E-5,5.522817943548407E-5,3.394700190034159E-2,null,1.6665082553927929E-2,9.5020780142896291E-3,2.5113682135940118E-4,4.4559771572311533E-3,4.5168834206903749E-5,6.7532911429752325E-5,3.0986976292444769E-2]
[2004,1,20,22,1.4938619824470697E-2,9.241238292987404E-3,5.9359099999999087E-4,6.9354125665804685E-3,6.3703860000000057E-5,5.522817943548407E-5,3.1827793723474045E-2,null,1.5265137802915274E-2,8.9444663277762921E-3,2.5113682135940118E-4,4.3474723108440682E-3,4.5168834206903749E-5,6.7532911429752325E-5,2.8920915008531688E-2]
[2004,1,20,23,1.3757975228259863E-2,8.9224554652019717E-3,5.9359099999999087E-4,6.7952267118608373E-3,6.3703860000000057E-5,5.522817943548407E-5,3.0188180444758149E-2,null,1.4058687496983868E-2,8.6359208516614931E-3,2.5113682135940118E-4,4.2595966270379789E-3,4.5168834206903749E-5,6.7532911429752325E-5,2.7318043542679395E-2]
[2004,1,20,24,1.2134731046247167E-2,8.5405237501704374E-3,5.9359099999999087E-4,5.8996105513221299E-3,6.3703860000000057E-5,5.522817943548407E-5,2.7287388387175208E-2,null,1.2399963570854215E-2,8.266254443729807E-3,2.5113682135940118E-4,3.6981784818725652E-3,4.5168834206903749E-5,6.7532911429752325E-5,2.4728235063452644E-2]
[2004,1,21,1,1.0332988287942903E-2,7.4074915172682174E-3,5.9359099999999087E-4,1.7924625223241922E-3,6.3703860000000057E-5,5.522817943548407E-5,2.0245465366970788E-2,null,1.0558839570505425E-2,7.1696082655688742E-3,2.5113682135940118E-4,1.1236074435687616E-3,4.5168834206903749E-5,6.7532911429752325E-5,1.9215893846639114E-2]
[2004,1,21,2,1.0489021895354974E-2,6.9992343702361794E-3,5.9359099999999087E-4,1.2929200675276063E-3,6.3703860000000057E-5,5.522817943548407E-5,1.9493699372554234E-2,null,1.0718283652155425E-2,6.7744618372516776E-3,2.5113682135940118E-4,8.1046861160017974E-4,4.5168834206903749E-5,6.7532911429752325E-5,1.8667052668003337E-2]
[2004,1,21,3,1.0388611372853159E-2,6.8529751461642628E-3,5.9359099999999087E-4,1.100698713339679E-3,6.3703860000000057E-5,5.522817943548407E-5,1.9054808271792577E-2,null,1.0615678426179857E-2,6.6328995635214719E-3,2.5113682135940118E-4,6.8997440785059693E-4,4.5168834206903749E-5,6.7532911429752325E-5,1.8302390964547981E-2]
[2004,1,21,4,1.1047006186136172E-2,6.5660893243021431E-3,5.9359099999999087E-4,5.8289370220053515E-4,6.3703860000000057E-5,5.522817943548407E-5,1.8908512252074326E-2,null,1.1288463976088981E-2,6.3552267568902036E-3,2.5113682135940118E-4,3.6538766888840897E-4,4.5168834206903749E-5,6.7532911429752325E-5,1.8372916968863649E-2]
[2004,1,21,5,1.1612443881641869E-2,6.559102723805132E-3,5.9359099999999087E-4,3.1642044480856816E-4,6.3703860000000057E-5,5.522817943548407E-5,1.9200490089691047E-2,null,1.1866260616091709E-2,6.3484645232035602E-3,2.5113682135940118E-4,1.9834856386466898E-4,4.5168834206903749E-5,6.7532911429752325E-5,1.8776912270155995E-2]
[2004,1,21,6,1.2330504577646915E-2,6.9349068108632388E-3,5.9359099999999087E-4,6.4249354598582594E-4,6.3703860000000057E-5,5.522817943548407E-5,2.0620427973931457E-2,null,1.2600016184154213E-2,6.7122000850365106E-3,2.5113682135940118E-4,4.0274790782152527E-4,4.5168834206903749E-5,6.7532911429752325E-5,2.0078802744008306E-2]
[2004,1,21,7,1.3922707639775617E-2,7.7421910291339191E-3,5.9359099999999087E-4,1.0306308774725122E-3,6.3703860000000057E-5,5.522817943548407E-5,2.3408052585817525E-2,null,1.4227020515157026E-2,7.4935592793716095E-3,2.5113682135940118E-4,6.4605229458207546E-4,4.5168834206903749E-5,6.7532911429752325E-5,2.2730470656106765E-2]
[2004,1,21,8,1.3450568120595932E-2,9.3519275921815775E-3,4.7492028727999275E-4,3.4691689245419737E-3,5.0968184308800044E-5,5.522817943548407E-5,2.6852781288343758E-2,null,1.3744561298230309E-2,9.0516009647262693E-3,2.0092954803322969E-4,2.1746530139768196E-3,3.6138680872259552E-5,6.7532911429752325E-5,2.5275416417268638E-2]
[2004,1,21,9,1.2653641496669888E-2,1.0460919906120615E-2,0,5.0912477921284845E-3,0,5.522817943548407E-5,2.826103737435447E-2,null,1.2930216005560401E-2,1.012497923886055E-2,0,3.1914552438569443E-3,0,6.7532911429752325E-5,2.6314183399707647E-2]
[2004,1,21,10,1.1870449518086877E-2,1.0768545564105515E-2,0,6.1741299372649371E-3,0,5.522817943548407E-5,2.8868353198892815E-2,null,1.2129905560573818E-2,1.0422725845123689E-2,0,3.8702613129541941E-3,0,6.7532911429752325E-5,2.6490425630081454E-2]
[2004,1,21,11,1.135591469132851E-2,1.1039533865311134E-2,0,6.6973599225752731E-3,0,5.522817943548407E-5,2.91480366586504E-2,null,1.1604124388875521E-2,1.0685011662079006E-2,0,4.1982487039713082E-3,0,6.7532911429752325E-5,2.6554917666355586E-2]
[2004,1,21,12,1.1137496478884705E-2,1.0961167527229646E-2,0,6.5208333320282523E-3,0,5.522817943548407E-5,2.8674725517578086E-2,null,1.1380932142818129E-2,1.0609161970730509E-2,0,4.0875927830490329E-3,0,6.7532911429752325E-5,2.6145219808027424E-2]
[2004,1,21,13,1.0656134266166436E-2,1.0737755220740868E-2,0,6.5377654840486979E-3,0,5.522817943548407E-5,2.7986883150391488E-2,null,1.0889048649121885E-2,1.0392924298976487E-2,0,4.098206724377715E-3,0,6.7532911429752325E-5,2.5447712583905841E-2]
[2004,1,21,14,1.0304658322255838E-2,1.0819951330167103E-2,0,6.5679314199143151E-3,0,5.522817943548407E-5,2.774776925177274E-2,null,1.052989038810127E-2,1.0472480772874045E-2,0,4.1171162801752195E-3,0,6.7532911429752325E-5,2.5187020352580289E-2]
[2004,1,21,15,1.0933700596621566E-2,1.0659745051711461E-2,0,5.8329333263287802E-3,0,5.522817943548407E-5,2.7481607154097296E-2,null,1.1172681831680449E-2,1.0317419338711891E-2,0,3.6563817774026204E-3,0,6.7532911429752325E-5,2.5214015859224715E-2]
[2004,1,21,16,1.181860399864202E-2,1.0193529359634966E-2,0,5.2230775811823388E-3,0,5.522817943548407E-5,2.729043911889481E-2,null,1.2076926837767508E-2,9.8661756387822489E-3,0,3.2740929171249712E-3,0,6.7532911429752325E-5,2.5284728305104483E-2]
[2004,1,21,17,1.3619204362458176E-2,1.0048385063464225E-2,0,5.7608402999801186E-3,0,5.522817943548407E-5,2.9483657905338002E-2,null,1.3916883473962773E-2,9.7256924882987116E-3,0,3.6111901708692122E-3,0,6.7532911429752325E-5,2.7321299044560449E-2]
[2004,1,21,18,1.5778271879024988E-2,9.6695298487279556E-3,4.056205164687968E-4,4.8647413730728718E-3,4.353097097876542E-5,5.522817943548407E-5,3.0816922767708862E-2,null,1.6123142389006702E-2,9.3590037823184247E-3,1.7161016117854519E-4,3.0494694029831338E-3,3.0865370026327948E-5,6.7532911429752325E-5,2.8801624016942882E-2]
[2004,1,21,19,1.7747363223535265E-2,9.1007509489609631E-3,5.9359099999999087E-4,2.6870826878723241E-3,6.3703860000000057E-5,5.522817943548407E-5,3.0247719899804029E-2,null,1.8135272764748567E-2,8.8084905766611238E-3,2.5113682135940118E-4,1.6844012479899587E-3,4.5168834206903749E-5,6.7532911429752325E-5,2.8992003156395704E-2]
[2004,1,21,20,1.7535741663344803E-2,8.9404774927087788E-3,5.9359099999999087E-4,2.613940327105822E-3,6.3703860000000057E-5,5.522817943548407E-5,2.9802682522594881E-2,null,1.7919025727449737E-2,8.6533641220417432E-3,2.5113682135940118E-4,1.63855186482357E-3,4.5168834206903749E-5,6.7532911429752325E-5,2.8574780281311104E-2]
[2004,1,21,21,1.5908531308848343E-2,8.768898609683249E-3,5.9359099999999087E-4,3.078849081020615E-3,6.3703860000000057E-5,5.522817943548407E-5,2.8468802038987683E-2,null,1.625624893899236E-2,8.4872953017036835E-3,2.5113682135940118E-4,1.9299805167329012E-3,4.5168834206903749E-5,6.7532911429752325E-5,2.7037363324425003E-2]
[2004,1,21,22,1.4458111177979632E-2,8.2578628195730617E-3,5.9359099999999087E-4,2.8083637209002747E-3,6.3703860000000057E-5,5.522817943548407E-5,2.6236860757888444E-2,null,1.4774126532104095E-2,7.9926708507361416E-3,2.5113682135940118E-4,1.7604264199401188E-3,4.5168834206903749E-5,6.7532911429752325E-5,2.4891062369776413E-2]
[2004,1,21,23,1.3253906437769561E-2,7.8693496429302189E-3,5.9359099999999087E-4,2.7235875783970594E-3,6.3703860000000057E-5,5.522817943548407E-5,2.4559366698532314E-2,null,1.3543601120906556E-2,7.6166343374242506E-3,2.5113682135940118E-4,1.7072843856898591E-3,4.5168834206903749E-5,6.7532911429752325E-5,2.3231358411016721E-2]
[2004,1,21,24,1.1632228278905721E-2,7.5170714552440943E-3,5.9359099999999087E-4,1.9701597571101345E-3,6.3703860000000057E-5,5.522817943548407E-5,2.1831982530695425E-2,null,1.1886477446972269E-2,7.2756691671873085E-3,2.5113682135940118E-4,1.2349971843417958E-3,4.5168834206903749E-5,6.7532911429752325E-5,2.0760982365497432E-2]
[2004,1,22,1,1.0305720092429523E-2,8.2377730674141735E-3,5.9359099999999087E-4,5.4332123113490791E-3,6.3703860000000057E-5,5.522817943548407E-5,2.4689228510628249E-2,null,1.0530975365710097E-2,7.973226258353441E-3,2.5113682135940118E-4,3.4058161437068653E-3,4.5168834206903749E-5,6.7532911429752325E-5,2.2273856334766459E-2]
[2004,1,22,2,1.0371030111817539E-2,7.8169954595954765E-3,5.9359099999999087E-4,4.8663462681393524E-3,6.3703860000000057E-5,5.522817943548407E-5,2.3766894878987845E-2,null,1.0597712886149302E-2,7.5659614497538639E-3,2.5113682135940118E-4,3.0504754335251316E-3,4.5168834206903749E-5,6.7532911429752325E-5,2.1577988336424353E-2]
[2004,1,22,3,1.0255334641539899E-2,7.7241716909690374E-3,5.9359099999999087E-4,4.7025391621689254E-3,6.3703860000000057E-5,5.522817943548407E-5,2.3394568534113338E-2,null,1.04794886246236E-2,7.4761186119680972E-3,2.5113682135940118E-4,2.9477927379119623E-3,4.5168834206903749E-5,6.7532911429752325E-5,2.1267238541499714E-2]
[2004,1,22,4,1.0860781850258669E-2,7.4866802075417103E-3,5.9359099999999087E-4,4.4724556249023566E-3,6.3703860000000057E-5,5.522817943548407E-5,2.3532440722138209E-2,null,1.10981692779958E-2,7.2462539001944253E-3,2.5113682135940118E-4,2.8035645758747816E-3,4.5168834206903749E-5,6.7532911429752325E-5,2.1511826321061064E-2]
[2004,1,22,5,1.1388872346888077E-2,7.5141117023167555E-3,5.9359099999999087E-4,4.4544082831975938E-3,6.3703860000000057E-5,5.522817943548407E-5,2.4069915371837902E-2,null,1.1637802409983848E-2,7.2728044633935318E-3,2.5113682135940118E-4,2.792251576454405E-3,4.5168834206903749E-5,6.7532911429752325E-5,2.2066697016827841E-2]
[2004,1,22,6,1.2051283006027109E-2,7.9244595491679351E-3,5.9359099999999087E-4,4.7264447630105729E-3,6.3703860000000057E-5,5.522817943548407E-5,2.541471035764109E-2,null,1.2314691581319029E-2,7.6699744510586119E-3,2.5113682135940118E-4,2.9627779946267471E-3,4.5168834206903749E-5,6.7532911429752325E-5,2.3311282594000442E-2]
[2004,1,22,7,1.3537414422293349E-2,8.7894567377012657E-3,5.9359099999999087E-4,5.3561337043990555E-3,6.3703860000000057E-5,5.522817943548407E-5,2.8395527903829144E-2,null,1.3833305826082406E-2,8.5071932285820332E-3,2.5113682135940118E-4,3.3574993195443939E-3,4.5168834206903749E-5,6.7532911429752325E-5,2.606183694120489E-2]
[2004,1,22,8,1.3477481777369082E-2,1.0522349489882813E-2,4.6502710374879592E-4,8.3303025394650433E-3,4.9906453287565428E-5,5.522817943548407E-5,3.2900295543188782E-2,null,1.3772063215023821E-2,1.0184436080689556E-2,1.9674393426019409E-4,5.2218608891114061E-3,3.538586695375488E-5,6.7532911429752325E-5,2.9478022897468485E-2]
[2004,1,22,9,1.2765609975899398E-2,1.1606709864212174E-2,0,9.914125897686251E-3,0,5.522817943548407E-5,3.4341673917233306E-2,null,1.304463181405574E-2,{"$f":"F515*W$5","v":1.1233973442227331E-2},{"$f":"G515*X$5","v":0},{"$f":"H515*Y$5","v":6.2146826036139297E-3},{"$f":"I515*Z$5","v":0},6.7532911429752325E-5,3.0560820771326755E-2]
[2004,1,22,10,1.2072799723923952E-2,1.1972028929932821E-2,0,1.0944239835692147E-2,0,5.522817943548407E-5,3.5044296668984405E-2,null,{"$f":"E516*V$5","v":1.2336678596694019E-2},1.1587560697380418E-2,0,6.8604108540247432E-3,0,6.7532911429752325E-5,{"$f":"SUM(M516:R516)","v":3.0852183059528936E-2}]
[2004,1,22,11,1.1534394791517228E-2,1.2147491844456716E-2,0,1.0968036398360526E-2,0,5.522817943548407E-5,3.4705151213769957E-2,null,1.1786505583153986E-2,1.1757388817917405E-2,0,6.8753277600200058E-3,0,6.7532911429752325E-5,3.048675507252115E-2]
[2004,1,22,12,1.1334563568628881E-2,1.2023049580331289E-2,0,1.0704700226386315E-2,0,5.522817943548407E-5,3.4117541554781972E-2,null,1.1582306588162573E-2,1.1636942877023665E-2,0,6.7102551410357794E-3,0,6.7532911429752325E-5,2.9997037517651769E-2]
[2004,1,22,13,1.0872542117579456E-2,1.177449438257191E-2,0,1.0488518719385788E-2,0,5.522817943548407E-5,3.3190783398972641E-2,null,1.1110186593073118E-2,1.1396369749649643E-2,0,6.5747414845980729E-3,0,6.7532911429752325E-5,2.9148830738750586E-2]
[2004,1,22,14,1.0473316173361487E-2,1.1839898066764302E-2,0,1.0158050788311876E-2,0,5.522817943548407E-5,3.2526493207873153E-2,null,1.0702234645396975E-2,1.1459673068147044E-2,0,6.3675872358531956E-3,0,6.7532911429752325E-5,2.8597027860826966E-2]
[2004,1,22,15,1.0999636779569354E-2,1.1660244001552958E-2,0,9.3631197251864782E-3,0,5.522817943548407E-5,3.2078228685744274E-2,null,1.1240059201927695E-2,1.1285788391009091E-2,0,5.8692836738386475E-3,0,6.7532911429752325E-5,2.8462664178205185E-2]
[2004,1,22,16,1.1892648549418568E-2,1.1240694289394464E-2,0,9.1867825123067865E-3,0,5.522817943548407E-5,3.2375353530555304E-2,null,1.2152589802916903E-2,1.0879712045582794E-2,0,5.7587464645513483E-3,0,6.7532911429752325E-5,2.88585812244808E-2]
[2004,1,22,17,1.335942888471545E-2,1.098346511333013E-2,0,9.1148511376612333E-3,0,5.522817943548407E-5,3.3512973315142303E-2,null,1.3651430004220875E-2,1.0630743494953059E-2,0,5.7136561895964897E-3,0,6.7532911429752325E-5,3.0063362600200177E-2]
[2004,1,22,18,1.5556407020598337E-2,1.0808812197770449E-2,3.9572733353119091E-4,9.5827949548036584E-3,4.2469240021234655E-5,5.522817943548407E-5,3.6441438926160356E-2,null,1.5896428162571991E-2,1.0461699361175343E-2,1.6742454765664638E-4,6.0069873748038937E-3,3.0112556152992107E-5,6.7532911429752325E-5,3.2630184913790612E-2]
[2004,1,22,19,1.7285153098606485E-2,1.0289443793141003E-2,5.9359099999999087E-4,7.518788210975921E-3,6.3703860000000057E-5,5.522817943548407E-5,3.5805908142158886E-2,null,1.7662959971877119E-2,9.9590098882240685E-3,2.5113682135940118E-4,4.7131620858188441E-3,4.5168834206903749E-5,6.7532911429752325E-5,3.2698970512916085E-2]
[2004,1,22,20,1.7173971551605268E-2,1.007105669848796E-2,5.9359099999999087E-4,7.3993560588579725E-3,6.3703860000000057E-5,5.522817943548407E-5,3.5356907348386674E-2,null,1.7549348295828257E-2,9.7476360492843982E-3,2.5113682135940118E-4,4.6382958872513234E-3,4.5168834206903749E-5,6.7532911429752325E-5,3.2299118799360038E-2]
[2004,1,22,21,1.5685245289105896E-2,9.842577783325656E-3,5.9359099999999087E-4,7.5970293815293887E-3,6.3703860000000057E-5,5.522817943548407E-5,3.3837375493396417E-2,null,1.6028082488484696E-2,9.5264944772910799E-3,2.5113682135940118E-4,4.7622076644753056E-3,4.5168834206903749E-5,6.7532911429752325E-5,3.0680623197247136E-2]
[2004,1,22,22,1.4304867198561066E-2,9.2201215102841443E-3,5.9359099999999087E-4,7.0761630137751172E-3,6.3703860000000057E-5,5.522817943548407E-5,3.13136747620558E-2,null,1.4617533052199106E-2,8.9240276867790565E-3,2.5113682135940118E-4,4.4357019101711869E-3,4.5168834206903749E-5,6.7532911429752325E-5,2.8341101216145408E-2]
[2004,1,22,23,1.3174885636049828E-2,8.9109337108831937E-3,5.9359099999999087E-4,6.9478763540766616E-3,6.3703860000000057E-5,5.522817943548407E-5,2.9746218740445161E-2,null,1.3462853137376472E-2,8.6247691055129899E-3,2.5113682135940118E-4,4.355285252108594E-3,4.5168834206903749E-5,6.7532911429752325E-5,2.6806746061994111E-2]
[2004,1,22,24,1.1567040652802346E-2,8.4996610320926032E-3,5.9359099999999087E-4,5.9404676069976688E-3,6.3703860000000057E-5,5.522817943548407E-5,2.6719692331328093E-2,null,1.1819864995005128E-2,8.2267039858451782E-3,2.5113682135940118E-4,3.7237897799095327E-3,4.5168834206903749E-5,6.7532911429752325E-5,2.4134197327755895E-2]
[2004,1,23,1,1.1619121386621975E-2,8.4399545883061949E-3,5.9359099999999087E-4,5.533585359294684E-3,6.3703860000000057E-5,5.522817943548407E-5,2.6305184373658329E-2,null,1.1873084073338676E-2,8.1689149472913263E-3,2.5113682135940118E-4,3.4687351182465004E-3,4.5168834206903749E-5,6.7532911429752325E-5,2.3874572705872558E-2]
[2004,1,23,2,1.1527645807888337E-2,8.0544253242780042E-3,5.9359099999999087E-4,5.0825417966006651E-3,6.3703860000000057E-5,5.522817943548407E-5,2.5377135968202479E-2,null,1.1779609084927565E-2,7.7957665215993635E-3,2.5113682135940118E-4,3.1859978793336123E-3,4.5168834206903749E-5,6.7532911429752325E-5,2.3125212052856597E-2]
[2004,1,23,3,1.1596836677159786E-2,7.9516122637751305E-3,5.9359099999999087E-4,4.7315323153136303E-3,6.3703860000000057E-5,5.522817943548407E-5,2.4992504295684021E-2,null,1.1850312280172014E-2,7.6962551868011457E-3,2.5113682135940118E-4,2.9659671333485144E-3,4.5168834206903749E-5,6.7532911429752325E-5,2.2876373167317728E-2]
[2004,1,23,4,1.2088884198813328E-2,7.7221828799288912E-3,5.9359099999999087E-4,4.6616151825858553E-3,6.3703860000000057E-5,5.522817943548407E-5,2.5185205300763548E-2,null,1.2353114634866142E-2,7.474193669355764E-3,2.5113682135940118E-4,2.9221394885372582E-3,4.5168834206903749E-5,6.7532911429752325E-5,2.3113286359755222E-2]
[2004,1,23,5,1.3162633903817188E-2,7.6239668334120245E-3,5.9359099999999087E-4,4.2125443401817919E-3,6.3703860000000057E-5,5.522817943548407E-5,2.5711668116846477E-2,null,1.3450333615288539E-2,7.3791317206141046E-3,2.5113682135940118E-4,2.6406388518820279E-3,4.5168834206903749E-5,6.7532911429752325E-5,2.3833942754780728E-2]
[2004,1,23,6,1.3907333071451436E-2,8.0303627973684413E-3,5.9359099999999087E-4,4.2708363162789484E-3,6.3703860000000057E-5,5.522817943548407E-5,2.69210552245343E-2,null,1.4211309900194825E-2,7.7724767356550789E-3,2.5113682135940118E-4,2.6771792522682913E-3,4.5168834206903749E-5,6.7532911429752325E-5,2.5024804455114253E-2]
[2004,1,23,7,1.5663406628882607E-2,9.0115770976707671E-3,5.9359099999999087E-4,5.5717840902890338E-3,6.3703860000000057E-5,5.522817943548407E-5,3.0959290856277882E-2,null,1.6005766493991453E-2,8.7221804432249424E-3,2.5113682135940118E-4,3.4926800420290514E-3,4.5168834206903749E-5,6.7532911429752325E-5,2.8584465546241503E-2]
[2004,1,23,8,1.5229905335387421E-2,1.0639974779911231E-2,4.5513392081119008E-4,7.988794237435981E-3,4.8844722330034669E-5,5.522817943548407E-5,3.4417881175311346E-2,null,1.5562790030255085E-2,1.0298283966935759E-2,1.9255832073829528E-4,5.0077859695963067E-3,3.463305308041904E-5,6.7532911429752325E-5,3.1163584252035616E-2]
[2004,1,23,9,1.471601461920226E-2,1.1674181616100563E-2,0,9.7499296553386194E-3,0,5.522817943548407E-5,3.6195354070076929E-2,null,1.503766704765162E-2,1.1299278414754631E-2,0,6.1117559773609031E-3,0,6.7532911429752325E-5,3.251623435119691E-2]
[2004,1,23,10,1.5437882077023016E-2,1.2020103029654467E-2,0,1.031701077810792E-2,0,5.522817943548407E-5,3.7830224064220888E-2,null,1.577531258308611E-2,1.1634090951504989E-2,0,6.4672315104419087E-3,0,6.7532911429752325E-5,3.394416795646276E-2]
[2004,1,23,11,1.4141149209891228E-2,1.2254290420531543E-2,0,1.0917074450493138E-2,0,5.522817943548407E-5,3.7367742260351389E-2,null,1.4450236629421995E-2,1.186075767794135E-2,0,6.8433821972819281E-3,0,6.7532911429752325E-5,3.3221909416075029E-2]
[2004,1,23,12,1.2966057824096575E-2,1.2176050863755934E-2,0,1.0696632080581518E-2,0,5.522817943548407E-5,3.589396894786951E-2,null,1.3249460912123786E-2,1.1785030696459807E-2,0,6.7051976134338553E-3,0,6.7532911429752325E-5,3.1807222133447201E-2]
[2004,1,23,13,1.2547957109324246E-2,1.192507082350909E-2,0,1.0751382660005903E-2,0,5.522817943548407E-5,3.5279638772274725E-2,null,1.2822221642265525E-2,1.1542110597685238E-2,0,6.7395180847490237E-3,0,6.7532911429752325E-5,3.117138323612954E-2]
[2004,1,23,14,1.1222756817391495E-2,1.199006145523409E-2,0,1.0527026778133093E-2,0,5.522817943548407E-5,3.3795073230194164E-2,null,1.1468056042597503E-2,1.1605014128430277E-2,0,6.5988803108814539E-3,0,6.7532911429752325E-5,2.9739483393338987E-2]
[2004,1,23,15,1.1880551041574424E-2,1.1771742164688919E-2,0,9.7707518585243135E-3,0,5.522817943548407E-5,3.3478273244223145E-2,null,1.2140227876147054E-2,1.1393705916145878E-2,0,6.1248084022788932E-3,0,6.7532911429752325E-5,2.9726275106001579E-2]
[2004,1,23,16,1.2435252635573768E-2,1.1256448913377425E-2,0,9.3451709652630204E-3,0,5.522817943548407E-5,3.3092100693649699E-2,null,1.2707053752392068E-2,1.0894960727551022E-2,0,5.8580324705350077E-3,0,6.7532911429752325E-5,2.9527579861907849E-2]
[2004,1,23,17,1.363034188933589E-2,1.105782126675778E-2,0,1.0136971643651682E-2,0,5.522817943548407E-5,3.4880362979180839E-2,null,1.3928264437168858E-2,1.0702711784213739E-2,0,6.3543737468405798E-3,0,6.7532911429752325E-5,3.1052882879652931E-2]
[2004,1,23,18,1.8500577464790991E-2,1.0437579772083615E-2,3.7594096646879725E-4,7.0392730456815926E-3,4.0345777978765422E-5,5.522817943548407E-5,3.6448945206439244E-2,null,1.8904950239842511E-2,1.0102388646954901E-2,1.5905332011057513E-4,4.4125773861007182E-3,2.8606928315982767E-5,6.7532911429752325E-5,3.3675109432754445E-2]
[2004,1,23,19,1.8602321295329561E-2,1.0260188740715293E-2,5.9359099999999087E-4,7.3541260975013741E-3,6.3703860000000057E-5,5.522817943548407E-5,3.6929159172981701E-2,null,1.9008917916376024E-2,9.9306943288755278E-3,2.5113682135940118E-4,4.6099434276491522E-3,4.5168834206903749E-5,6.7532911429752325E-5,3.3913394239896762E-2]
[2004,1,23,20,1.9702506561692739E-2,9.6479800877184978E-3,5.9359099999999087E-4,5.5341996098134168E-3,6.3703860000000057E-5,5.522817943548407E-5,3.5597209298660129E-2,null,2.0133150268300544E-2,9.3381460676259052E-3,2.5113682135940118E-4,3.4691201619762679E-3,4.5168834206903749E-5,6.7532911429752325E-5,3.3304255064898772E-2]
[2004,1,23,21,1.7133474441916371E-2,9.57768762662717E-3,5.9359099999999087E-4,6.6982097973704502E-3,6.3703860000000057E-5,5.522817943548407E-5,3.4121894905349469E-2,null,1.750796602843779E-2,9.2701109697965363E-3,2.5113682135940118E-4,4.1987814490826109E-3,4.5168834206903749E-5,6.7532911429752325E-5,3.1340697014312996E-2]
[2004,1,23,22,1.6332951211599299E-2,8.985449211877156E-3,5.9359099999999087E-4,6.1940236203619587E-3,6.3703860000000057E-5,5.522817943548407E-5,3.2224947083273885E-2,null,1.6689945517251913E-2,8.696891625072263E-3,2.5113682135940118E-4,3.8827316938572368E-3,4.5168834206903749E-5,6.7532911429752325E-5,2.9633407403177468E-2]
[2004,1,23,23,1.4528371018154847E-2,8.4764873869228961E-3,5.9359099999999087E-4,5.8637123100929766E-3,6.3703860000000057E-5,5.522817943548407E-5,2.9581093754606196E-2,null,1.4845922063076012E-2,8.2042745362042608E-3,2.5113682135940118E-4,3.6756756230658981E-3,4.5168834206903749E-5,6.7532911429752325E-5,2.7089710789342226E-2]
[2004,1,23,24,1.2844979516831806E-2,8.1045715587719936E-3,5.9359099999999087E-4,6.5539288220225599E-3,6.3703860000000057E-5,5.522817943548407E-5,2.8216002937061835E-2,null,1.3125736159298041E-2,7.8443023662205999E-3,2.5113682135940118E-4,4.1083387336298804E-3,4.5168834206903749E-5,6.7532911429752325E-5,2.5442215826144574E-2]
[2004,1,24,1,1.1436094510917519E-2,6.7608788139478749E-3,5.9359099999999087E-4,2.8674300399176428E-3,6.3703860000000057E-5,5.522817943548407E-5,2.1776926404218511E-2,null,1.1686056723282623E-2,6.5437608013442991E-3,2.5113682135940118E-4,1.7974522181844618E-3,4.5168834206903749E-5,6.7532911429752325E-5,2.0391108309807438E-2]
[2004,1,24,2,1.0565927714247435E-2,6.5657790244471031E-3,5.9359099999999087E-4,3.2459867505372506E-3,6.3703860000000057E-5,5.522817943548407E-5,2.1090216528667265E-2,null,1.0796870425032287E-2,6.3549264219657136E-3,2.5113682135940118E-4,2.034750980399902E-3,4.5168834206903749E-5,6.7532911429752325E-5,1.9550386394393958E-2]
[2004,1,24,3,1.1324592636607999E-2,6.3320057808083459E-3,5.9359099999999087E-4,2.3712068638078922E-3,6.3703860000000057E-5,5.522817943548407E-5,2.0740328320659709E-2,null,1.1572117718433595E-2,6.1286605428953062E-3,2.5113682135940118E-4,1.4863940803410611E-3,4.5168834206903749E-5,6.7532911429752325E-5,1.9551010908666022E-2]
[2004,1,24,4,1.1597167049058011E-2,6.1926078200334571E-3,5.9359099999999087E-4,2.099618237496451E-3,6.3703860000000057E-5,5.522817943548407E-5,2.0601916146023393E-2,null,1.1850649873109773E-2,5.9937391907148498E-3,2.5113682135940118E-4,1.3161483997136823E-3,4.5168834206903749E-5,6.7532911429752325E-5,1.9524376030534359E-2]
[2004,1,24,5,1.2193181420056928E-2,6.1757648748014564E-3,5.9359099999999087E-4,1.8198441424416324E-3,6.3703860000000057E-5,5.522817943548407E-5,2.0901313476735493E-2,null,1.2459691512345591E-2,5.9774371377094068E-3,2.5113682135940118E-4,1.1407716474490387E-3,4.5168834206903749E-5,6.7532911429752325E-5,1.9941738864500094E-2]
[2004,1,24,6,1.1977316153541239E-2,6.4378262139710004E-3,5.9359099999999087E-4,2.2613543252173935E-3,6.3703860000000057E-5,5.522817943548407E-5,2.1389019732165108E-2,null,1.2239108012735596E-2,6.23108267196564E-3,2.5113682135940118E-4,1.4175328748665041E-3,4.5168834206903749E-5,6.7532911429752325E-5,2.0251562126563798E-2]
[2004,1,24,7,1.4175601721240818E-2,6.6801603437609564E-3,5.9359099999999087E-4,7.2961523205445234E-4,6.3703860000000057E-5,5.522817943548407E-5,2.2297900336491702E-2,null,1.4485442179840146E-2,6.4656345139652181E-3,2.5113682135940118E-4,4.5736024908043198E-4,4.5168834206903749E-5,6.7532911429752325E-5,2.1772275509881849E-2]
[2004,1,24,8,1.4902300399196804E-2,7.3613838129227213E-3,4.5513392081119008E-4,1.6509801493839878E-3,4.8844722330034669E-5,5.522817943548407E-5,2.4473871184080224E-2,null,1.5228024532864684E-2,7.1249812582464571E-3,1.9255832073829528E-4,1.0349190356441951E-3,3.463305308041904E-5,6.7532911429752325E-5,2.3682649112003802E-2]
[2004,1,24,9,1.5750095150668719E-2,7.8242180336730027E-3,0,2.3923982339925107E-3,0,5.522817943548407E-5,2.6021939597769717E-2,null,1.6094349793288509E-2,7.5729520789951125E-3,0,1.4996779180683818E-3,0,6.7532911429752325E-5,2.5234512701781758E-2]
[2004,1,24,10,1.673569352370893E-2,8.0636445710170219E-3,0,2.490304022379449E-3,0,5.522817943548407E-5,2.7344870296540886E-2,null,1.7101490691147258E-2,7.8046897026071704E-3,0,1.5610502877720399E-3,0,6.7532911429752325E-5,2.6534763592956222E-2]
[2004,1,24,11,1.8175106833348623E-2,8.0004687608542322E-3,0,1.6184050959504972E-3,0,5.522817943548407E-5,2.7849208869588835E-2,null,1.8572365697351441E-2,7.743542712472757E-3,0,1.0144993213926186E-3,0,6.7532911429752325E-5,2.739794064264657E-2]
[2004,1,24,12,1.57403541237323E-2,8.1920230675353884E-3,0,3.0085617278779739E-3,0,5.522817943548407E-5,2.6996167098581145E-2,null,1.608439585374968E-2,7.9289454682214423E-3,0,1.8859207987771728E-3,0,6.7532911429752325E-5,2.5966795032178049E-2]
[2004,1,24,13,1.5116459844735849E-2,8.1097007164224483E-3,0,3.0144049759248952E-3,0,5.522817943548407E-5,2.6295793716518676E-2,null,1.5446864926847687E-2,7.84926680674684E-3,0,1.8895836463504801E-3,0,6.7532911429752325E-5,2.525324829137476E-2]
[2004,1,24,14,1.2716191253314959E-2,8.2806119977057412E-3,0,4.6930868596478034E-3,0,5.522817943548407E-5,2.5745118290103987E-2,null,1.2994132931350409E-2,8.0146894646211161E-3,0,2.9418675498874866E-3,0,6.7532911429752325E-5,2.4018222857288763E-2]
[2004,1,24,15,1.2370067164408392E-2,8.1505413977557353E-3,0,4.3536626949117153E-3,0,5.522817943548407E-5,2.4929499436511328E-2,null,1.2640443502464065E-2,7.8887959355721654E-3,0,2.7290990745220639E-3,0,6.7532911429752325E-5,2.3325871423988048E-2]
[2004,1,24,16,1.3497588707649652E-2,7.9447853341898349E-3,0,3.737235209769586E-3,0,5.522817943548407E-5,2.5234837431044557E-2,null,1.3792609628623807E-2,7.6896474963746237E-3,0,2.3426907105536052E-3,0,6.7532911429752325E-5,2.389248074698179E-2]
[2004,1,24,17,1.4788517673590343E-2,7.942924186608219E-3,0,3.982574123552924E-3,0,5.522817943548407E-5,2.6769244163186972E-2,null,1.5111754823454936E-2,7.6878461174525571E-3,0,2.4964817250327214E-3,0,6.7532911429752325E-5,2.536361557736997E-2]
[2004,1,24,18,1.6343859162621498E-2,7.9129450077574381E-3,3.6604778353119136E-4,4.1684427727807973E-3,3.9284047021234656E-5,5.522817943548407E-5,2.8885806953147644E-2,null,1.6701091886692856E-2,7.6588296861839602E-3,1.5486770658867632E-4,2.6129937274860355E-3,2.7854114442646923E-5,6.7532911429752325E-5,2.7223170032823926E-2]
[2004,1,24,19,1.6465908577218726E-2,7.5684053309007238E-3,5.9359099999999087E-4,3.5413664374301392E-3,6.3703860000000057E-5,5.522817943548407E-5,2.8288203384985063E-2,null,1.6825808972640775E-2,7.3253545132121378E-3,2.5113682135940118E-4,2.2199101180322553E-3,4.5168834206903749E-5,6.7532911429752325E-5,2.6734912170881225E-2]
[2004,1,24,20,1.7013318441776882E-2,7.1559741614052414E-3,5.9359099999999087E-4,2.6685914428899518E-3,6.3703860000000057E-5,5.522817943548407E-5,2.7550407085507551E-2,null,1.7385183741885999E-2,6.9261681064643459E-3,2.5113682135940118E-4,1.6728099872275822E-3,4.5168834206903749E-5,6.7532911429752325E-5,2.6348000402573981E-2]
[2004,1,24,21,1.5102442971196643E-2,7.1253496626620932E-3,5.9359099999999087E-4,3.6786364070307332E-3,6.3703860000000057E-5,5.522817943548407E-5,2.6618952080324946E-2,null,1.543254168222026E-2,6.8965270790253093E-3,2.5113682135940118E-4,2.3059579754913296E-3,4.5168834206903749E-5,6.7532911429752325E-5,2.4998865303732958E-2]
[2004,1,24,22,1.5160367823857369E-2,6.7389567823034702E-3,5.9359099999999087E-4,2.8885255148763116E-3,6.3703860000000057E-5,5.522817943548407E-5,2.5500373160472625E-2,null,1.549173261608626E-2,6.5225427710692207E-3,2.5113682135940118E-4,1.8106759438657352E-3,4.5168834206903749E-5,6.7532911429752325E-5,2.4188789898017274E-2]
[2004,1,24,23,1.5398623359457384E-2,6.2273982357762912E-3,5.9359099999999087E-4,1.4278258712893262E-3,6.3703860000000057E-5,5.522817943548407E-5,2.3766370505958478E-2,null,1.5735195775733974E-2,6.0274123514185681E-3,2.5113682135940118E-4,8.9503448865447253E-4,4.5168834206903749E-5,6.7532911429752325E-5,2.3021481182803071E-2]
[2004,1,24,24,1.1094107574584214E-2,6.4402907403539947E-3,5.9359099999999087E-4,4.7252166471934446E-3,6.3703860000000057E-5,5.522817943548407E-5,2.2972138001567128E-2,null,1.1336594873977568E-2,6.2334680528580832E-3,2.5113682135940118E-4,2.9620081486430774E-3,4.5168834206903749E-5,6.7532911429752325E-5,2.0895909642474786E-2]
[2004,1,25,1,1.0308734746098912E-2,7.5279376430634213E-3,5.9359099999999087E-4,9.0403177995826353E-3,6.3703860000000057E-5,5.522817943548407E-5,2.7589513228180443E-2,null,1.0534055911585955E-2,{"$f":"F579*W$5","v":7.2861863996165404E-3},{"$f":"G579*X$5","v":2.5113682135940118E-4},{"$f":"H579*Y$5","v":5.6669348705082941E-3},{"$f":"I579*Z$5","v":4.5168834206903749E-5},6.7532911429752325E-5,2.3851015748706843E-2]
[2004,1,25,2,1.0599304217918442E-2,7.3309370272686006E-3,5.9359099999999087E-4,8.3627965127051757E-3,6.3703860000000057E-5,5.522817943548407E-5,2.7005560797327695E-2,null,{"$f":"E580*V$5","v":1.0830976449143218E-2},7.0955122368406391E-3,2.5113682135940118E-4,5.2422297781392199E-3,4.5168834206903749E-5,6.7532911429752325E-5,{"$f":"SUM(M580:R580)","v":2.3532557031119134E-2}]
[2004,1,25,3,1.0086038846383118E-2,7.2598762616032332E-3,5.9359099999999087E-4,8.7084327512888283E-3,6.3703860000000057E-5,5.522817943548407E-5,2.6766870898710656E-2,null,1.0306492479538696E-2,7.0267335076737705E-3,2.5113682135940118E-4,5.4588923000066982E-3,4.5168834206903749E-5,6.7532911429752325E-5,2.3155956854215218E-2]
[2004,1,25,4,1.0927095885458486E-2,7.0876238115760958E-3,5.9359099999999087E-4,7.73305101705676E-3,6.3703860000000057E-5,5.522817943548407E-5,2.6460293753526817E-2,null,1.1165932759327212E-2,6.8600127511801471E-3,2.5113682135940118E-4,4.8474730021108052E-3,4.5168834206903749E-5,6.7532911429752325E-5,2.3237257079614222E-2]
[2004,1,25,5,1.1343672861638692E-2,7.1278977625791841E-3,5.9359099999999087E-4,7.684238346895484E-3,6.3703860000000057E-5,5.522817943548407E-5,2.6868332010548834E-2,null,1.1591614985773315E-2,6.8989933495818773E-3,2.5113682135940118E-4,4.8168747168743807E-3,4.5168834206903749E-5,6.7532911429752325E-5,2.3671321619225631E-2]
[2004,1,25,6,1.1672130806200463E-2,7.2690610886078826E-3,5.9359099999999087E-4,7.6803199418804388E-3,6.3703860000000057E-5,5.522817943548407E-5,2.733403487612426E-2,null,1.1927252135999501E-2,7.0356233742982334E-3,2.5113682135940118E-4,4.8144184596377645E-3,4.5168834206903749E-5,6.7532911429752325E-5,2.4141132536931557E-2]
[2004,1,25,7,1.1864676648651944E-2,7.724252247707666E-3,5.9359099999999087E-4,8.3318746758297198E-3,6.3703860000000057E-5,5.522817943548407E-5,2.8633326611624807E-2,null,1.2124006511767572E-2,7.4761965817177452E-3,2.5113682135940118E-4,5.2228463848189343E-3,4.5168834206903749E-5,6.7532911429752325E-5,2.5186888045300306E-2]
[2004,1,25,8,1.361422200125979E-2,8.104985589972049E-3,4.452407372799932E-4,7.3534736280593945E-3,4.7782991308800045E-5,5.522817943548407E-5,2.9620933127315511E-2,null,1.3911792211773164E-2,7.8447031012747279E-3,1.8837270696525965E-4,4.6095344263380631E-3,3.3880239161914368E-5,6.7532911429752325E-5,2.6655815596942887E-2]
[2004,1,25,9,1.5350422599117704E-2,8.3053404313745104E-3,0,7.5391650669370839E-3,0,5.522817943548407E-5,3.1250156276864782E-2,null,1.5685941476646367E-2,8.0386237724786244E-3,0,4.7259353442548448E-3,0,6.7532911429752325E-5,2.8518033504809588E-2]
[2004,1,25,10,1.5650039462700879E-2,8.7454781835646367E-3,0,7.8892113087290945E-3,0,5.522817943548407E-5,3.2339957134430095E-2,null,1.5992107157573755E-2,8.4646269962062419E-3,0,4.945362282320352E-3,0,6.7532911429752325E-5,2.9469629347530103E-2]
[2004,1,25,11,1.4824957124494893E-2,9.0014106566666877E-3,0,8.5839097845725361E-3,0,5.522817943548407E-5,3.2465505745169598E-2,null,1.5148990742573068E-2,8.7123404860296686E-3,0,5.3808349177434022E-3,0,6.7532911429752325E-5,2.9309699057775893E-2]
[2004,1,25,12,1.4455199813751929E-2,9.1104906618398179E-3,0,9.0489696906778019E-3,0,5.522817943548407E-5,3.2669888345705035E-2,null,1.4771151533298813E-2,8.8179175096245593E-3,0,5.6723583195982478E-3,0,6.7532911429752325E-5,2.932896027395137E-2]
[2004,1,25,13,1.3767357526819896E-2,9.0600463373316856E-3,0,9.0310410451297073E-3,0,5.522817943548407E-5,3.1913673088716774E-2,null,1.4068274867310568E-2,8.7690931478144329E-3,0,5.661119725016742E-3,0,6.7532911429752325E-5,2.8566020651571496E-2]
[2004,1,25,14,1.3787369030230059E-2,8.9271446649075176E-3,0,8.1431841455546113E-3,0,5.522817943548407E-5,3.0912926020127674E-2,null,1.4088723768265879E-2,8.6404594629969789E-3,0,5.1045654825922363E-3,0,6.7532911429752325E-5,2.7901281625284845E-2]
[2004,1,25,15,1.3014630649267852E-2,8.9519196602185491E-3,0,8.1765351706068277E-3,0,5.522817943548407E-5,3.0198313659528714E-2,null,1.3299095408377707E-2,8.6644388372220209E-3,0,5.125471615653656E-3,0,6.7532911429752325E-5,2.7156538772683137E-2]
[2004,1,25,16,1.3554029923284524E-2,8.8019333106920776E-3,0,8.117053457391556E-3,0,5.522817943548407E-5,3.0528244870803641E-2,null,1.3850284497156107E-2,8.5192691304757269E-3,0,5.0881854270206908E-3,0,6.7532911429752325E-5,2.7525271966082281E-2]
[2004,1,25,17,1.47528525768211E-2,8.8712134471591198E-3,0,8.4321928315776486E-3,0,5.522817943548407E-5,3.211148703499335E-2,null,1.5075310183767072E-2,8.5863244133465768E-3,0,5.2857309501136707E-3,0,6.7532911429752325E-5,2.9014898458657075E-2]
[2004,1,25,18,1.6623114466231555E-2,8.7257551810139833E-3,3.5615459999999453E-4,8.3860350878366911E-3,3.8222316000000033E-5,5.522817943548407E-5,3.4184509830517712E-2,null,1.698645095880871E-2,8.4455373756809459E-3,1.5068209281564069E-4,5.2567969089274535E-3,2.7101300524142247E-5,6.7532911429752325E-5,3.093410154818664E-2]
[2004,1,25,19,1.6774687293186836E-2,8.4639561625936936E-3,5.9359099999999087E-4,8.7107263769164722E-3,6.3703860000000057E-5,5.522817943548407E-5,3.4661892872132477E-2,null,1.7141336759360352E-2,8.1921457380383905E-3,2.5113682135940118E-4,5.4603300621891056E-3,4.5168834206903749E-5,6.7532911429752325E-5,3.1157651126583905E-2]
[2004,1,25,20,1.7213407603901703E-2,8.0710748626498692E-3,5.9359099999999087E-4,7.5531895749673785E-3,6.3703860000000057E-5,5.522817943548407E-5,3.3550195080954429E-2,null,1.75896463139706E-2,7.8118813787882721E-3,2.5113682135940118E-4,4.7347266251987806E-3,4.5168834206903749E-5,6.7532911429752325E-5,3.0500092884953707E-2]
[2004,1,25,21,1.6454871996194893E-2,8.0640717311036628E-3,5.9359099999999087E-4,7.9085025335166922E-3,6.3703860000000057E-5,5.522817943548407E-5,3.3139969300250725E-2,null,1.6814531161692948E-2,7.8051031449284693E-3,2.5113682135940118E-4,4.957455011455239E-3,4.5168834206903749E-5,6.7532911429752325E-5,2.9940927885072712E-2]
[2004,1,25,22,1.5483795179437758E-2,7.9413814969601926E-3,5.9359099999999087E-4,7.5387406067446722E-3,6.3703860000000057E-5,5.522817943548407E-5,3.1676440322578096E-2,null,1.5822229222210448E-2,7.6863529695460203E-3,2.5113682135940118E-4,4.7256692708358737E-3,4.5168834206903749E-5,6.7532911429752325E-5,2.8598090029588397E-2]
[2004,1,25,23,1.2824826550050537E-2,8.0589312861317243E-3,5.9359099999999087E-4,8.3392523447857192E-3,6.3703860000000057E-5,5.522817943548407E-5,2.9935533220403456E-2,null,1.3105142702963493E-2,7.800127779560369E-3,2.5113682135940118E-4,5.2274710861177926E-3,4.5168834206903749E-5,6.7532911429752325E-5,2.6496580135637708E-2]
[2004,1,25,24,1.1266927051430555E-2,8.0494921090399681E-3,5.9359099999999087E-4,8.0926944775700158E-3,6.3703860000000057E-5,5.522817943548407E-5,2.8121636677476015E-2,null,1.1513191718939487E-2,7.7909917310155325E-3,2.5113682135940118E-4,5.0729159691077098E-3,4.5168834206903749E-5,6.7532911429752325E-5,2.4740937986058788E-2]
[2004,1,26,1,1.2091602574288358E-2,7.8904115280142607E-3,5.9359099999999087E-4,6.2498814764817964E-3,6.3703860000000057E-5,5.522817943548407E-5,2.694441861821989E-2,null,1.2355892426704611E-2,7.6370198437775132E-3,2.5113682135940118E-4,3.9177462629968254E-3,4.5168834206903749E-5,6.7532911429752325E-5,2.4274497100475006E-2]
[2004,1,26,2,1.2014948111778707E-2,7.7067851282079484E-3,5.9359099999999087E-4,6.1184700827979924E-3,6.3703860000000057E-5,5.522817943548407E-5,2.6552726362220121E-2,null,1.2277562504183827E-2,7.4592903990985792E-3,2.5113682135940118E-4,3.8353708614060518E-3,4.5168834206903749E-5,6.7532911429752325E-5,2.3936062331684514E-2]
[2004,1,26,3,1.2098772932742885E-2,7.6866687623216544E-3,5.9359099999999087E-4,5.9459582796017804E-3,6.3703860000000057E-5,5.522817943548407E-5,2.6443923014101797E-2,null,1.2363219509874996E-2,7.4398200476583701E-3,2.5113682135940118E-4,3.7272316151118548E-3,4.5168834206903749E-5,6.7532911429752325E-5,2.3894109739641279E-2]
[2004,1,26,4,1.2575182236377505E-2,7.5724874586767434E-3,5.9359099999999087E-4,5.8762912946582107E-3,6.3703860000000057E-5,5.522817943548407E-5,2.6736484029147935E-2,null,1.2850041837240238E-2,7.3293055480497518E-3,2.5113682135940118E-4,3.6835607757617029E-3,4.5168834206903749E-5,6.7532911429752325E-5,2.4226746728047751E-2]
[2004,1,26,5,1.3234169815172662E-2,7.7101752998060234E-3,5.9359099999999087E-4,5.6276582834429859E-3,6.3703860000000057E-5,5.522817943548407E-5,2.7284526437857146E-2,null,1.3523433108918443E-2,7.462571699151991E-3,2.5113682135940118E-4,3.5277048520595423E-3,4.5168834206903749E-5,6.7532911429752325E-5,2.4877548227126033E-2]
[2004,1,26,6,1.3980835377576146E-2,8.0741589104564339E-3,5.9359099999999087E-4,5.6679026702566625E-3,6.3703860000000057E-5,5.522817943548407E-5,2.8435419997724715E-2,null,1.4286418768685326E-2,7.8148663858711425E-3,2.5113682135940118E-4,3.5529320978303909E-3,4.5168834206903749E-5,6.7532911429752325E-5,2.6018055819382917E-2]
[2004,1,26,7,1.6229404736579425E-2,9.0753569716035057E-3,5.9359099999999087E-4,6.3817787170351668E-3,6.3703860000000057E-5,5.522817943548407E-5,3.2399063464653571E-2,null,1.6584135795285816E-2,8.7839120983013077E-3,2.5113682135940118E-4,4.0004262183243062E-3,4.5168834206903749E-5,6.7532911429752325E-5,2.973231267890749E-2]
[2004,1,26,8,1.4971198733917305E-2,1.0761873543049841E-2,4.3534755374879632E-4,9.1816223595354348E-3,4.6721260287565416E-5,5.522817943548407E-5,3.5451991629974429E-2,null,1.5298428799541115E-2,1.0416268088513736E-2,1.84187093192224E-4,5.7555118161324095E-3,3.3127425243409682E-5,6.7532911429752325E-5,3.1755056134052648E-2]
[2004,1,26,9,1.4456950158617166E-2,1.1923614624239796E-2,0,1.1161632390326987E-2,0,5.522817943548407E-5,3.7597425352619437E-2,null,1.477294013598664E-2,1.154070116261628E-2,0,6.9966836572337111E-3,0,6.7532911429752325E-5,3.3377857867266381E-2]
[2004,1,26,10,1.3717683487033309E-2,1.2331844891167093E-2,0,1.2518635651335531E-2,0,5.522817943548407E-5,3.8623392208971416E-2,null,1.4017515086856981E-2,1.193582157405304E-2,0,7.8473229013051767E-3,0,6.7532911429752325E-5,3.3868192473644955E-2]
[2004,1,26,11,1.3091264378729256E-2,1.2455585516391306E-2,0,1.2364468174814035E-2,0,5.522817943548407E-5,3.7966546249370084E-2,null,1.3377404144681672E-2,1.2055588408389066E-2,0,7.750682819842745E-3,0,6.7532911429752325E-5,3.3251208284343234E-2]
[2004,1,26,12,1.2970659120597207E-2,1.2424636315800089E-2,0,1.236128453248427E-2,0,5.522817943548407E-5,3.7811808148317048E-2,null,1.3254162780568094E-2,1.2025633106536305E-2,0,7.7486871495429021E-3,0,6.7532911429752325E-5,3.3096015948077054E-2]
[2004,1,26,13,1.2426449299235125E-2,1.2150517489830615E-2,0,1.2185877420676259E-2,0,5.522817943548407E-5,3.6818072389177489E-2,null,1.269805799884095E-2,1.1760317298095993E-2,0,7.6387329753117858E-3,0,6.7532911429752325E-5,3.2164641183678483E-2]
[2004,1,26,14,1.2508924359361523E-2,1.2268409418344542E-2,0,1.1381857918846621E-2,0,5.522817943548407E-5,3.6214419875988169E-2,null,1.2782335741559245E-2,1.1874423260032891E-2,0,7.1347323137755918E-3,0,6.7532911429752325E-5,3.1859024226797483E-2]
[2004,1,26,15,1.1990997238956108E-2,1.2042242779005542E-2,0,1.0780827185373791E-2,0,5.522817943548407E-5,3.4869295382770928E-2,null,1.2253088129815041E-2,1.1655519707727668E-2,0,6.7579754234457405E-3,0,6.7532911429752325E-5,3.07341161724182E-2]
[2004,1,26,16,1.1907091128780911E-2,1.1666773445410582E-2,0,1.0979074390886173E-2,0,5.522817943548407E-5,3.4608167144513147E-2,null,1.216734805814973E-2,1.1292108149127216E-2,0,6.8822469398686264E-3,0,6.7532911429752325E-5,3.0409236058575324E-2]
[2004,1,26,17,1.3909324247496826E-2,1.1358912120510458E-2,0,1.0512156038642461E-2,0,5.522817943548407E-5,3.5835620586085228E-2,null,1.4213344597983502E-2,1.0994133444126553E-2,0,6.5895585686553569E-3,0,6.7532911429752325E-5,3.1864569522195164E-2]
[2004,1,26,18,1.8157575501970124E-2,1.082044921893199E-2,3.3636823353119181E-4,8.967023535233069E-3,3.609885402123465E-5,5.522817943548407E-5,3.8372743523123094E-2,null,1.8554451178305779E-2,1.0472962672501706E-2,1.4231086552070625E-4,5.6209902663849759E-3,2.5595672732301735E-5,6.7532911429752325E-5,3.4883843566875225E-2]
[2004,1,26,19,2.064740106506836E-2,1.043544481701706E-2,5.9359099999999087E-4,7.280164641732742E-3,6.3703860000000057E-5,5.522817943548407E-5,3.9075533563253641E-2,null,2.1098697619577163E-2,1.0100322253567058E-2,2.5113682135940118E-4,4.563580593724424E-3,4.5168834206903749E-5,6.7532911429752325E-5,3.6126439033864699E-2]
[2004,1,26,20,1.8079105105203351E-2,1.0333959425239037E-2,5.9359099999999087E-4,7.9842381863271961E-3,6.3703860000000057E-5,5.522817943548407E-5,3.7109825756205056E-2,null,1.8474265630097905E-2,1.0002095950907106E-2,2.5113682135940118E-4,5.0049300030835606E-3,4.5168834206903749E-5,6.7532911429752325E-5,3.3845130151084625E-2]
[2004,1,26,21,1.7298739226767852E-2,1.0221237235697416E-2,5.9359099999999087E-4,8.2551341331972786E-3,6.3703860000000057E-5,5.522817943548407E-5,3.6487633635098021E-2,null,1.7676843056193357E-2,9.8929937075948292E-3,2.5113682135940118E-4,5.1747414767098869E-3,4.5168834206903749E-5,6.7532911429752325E-5,3.3108416807494129E-2]
[2004,1,26,22,1.6279047791593709E-2,9.4065427510336315E-3,5.9359099999999087E-4,7.1260540631101748E-3,6.3703860000000057E-5,5.522817943548407E-5,3.3524167645172992E-2,null,1.6634863913723461E-2,9.1044622192303377E-3,2.5113682135940118E-4,4.4669761787833077E-3,4.5168834206903749E-5,6.7532911429752325E-5,3.0570140878733165E-2]
[2004,1,26,23,1.4406393448972826E-2,9.1676686037101759E-3,5.9359099999999087E-4,6.8801887759937733E-3,6.3703860000000057E-5,5.522817943548407E-5,3.1166773868112251E-2,null,1.4721278392890492E-2,8.8732592462551409E-3,2.5113682135940118E-4,4.3128552065015823E-3,4.5168834206903749E-5,6.7532911429752325E-5,2.8271231412643268E-2]
[2004,1,26,24,1.2554580999699192E-2,9.0104004783808696E-3,5.9359099999999087E-4,7.3378190755832347E-3,6.3703860000000057E-5,5.522817943548407E-5,2.961532359309877E-2,null,1.2828990313036526E-2,8.7210416097390567E-3,2.5113682135940118E-4,4.5997213499312309E-3,4.5168834206903749E-5,6.7532911429752325E-5,2.6513591839702869E-2]
[2004,1,27,1,1.1181673003809076E-2,8.275405460353609E-3,5.9359099999999087E-4,5.1963014047791221E-3,6.3703860000000057E-5,5.522817943548407E-5,2.5365902908377279E-2,null,1.1426074247547227E-2,8.0096501293552141E-3,2.5113682135940118E-4,3.2573082364176983E-3,4.5168834206903749E-5,6.7532911429752325E-5,2.3056871180316196E-2]
[2004,1,27,2,1.1331898187865513E-2,7.8607041147903262E-3,5.9359099999999087E-4,4.663636677377893E-3,6.3703860000000057E-5,5.522817943548407E-5,2.4568762019469208E-2,null,1.1579582949357374E-2,7.6082664506885748E-3,2.5113682135940118E-4,2.9234066651544427E-3,4.5168834206903749E-5,6.7532911429752325E-5,2.2475094632196446E-2]
[2004,1,27,3,1.1244167929153391E-2,7.7801350024963804E-3,5.9359099999999087E-4,4.521226778841079E-3,6.3703860000000057E-5,5.522817943548407E-5,2.4258052749926325E-2,null,1.1489935143571982E-2,7.5302847247418602E-3,2.5113682135940118E-4,2.8341368366135615E-3,4.5168834206903749E-5,6.7532911429752325E-5,2.2218195271923459E-2]
[2004,1,27,4,1.1956080736416247E-2,7.5256360584279088E-3,5.9359099999999087E-4,4.2101180601856443E-3,6.3703860000000057E-5,5.522817943548407E-5,2.4404357894465274E-2,null,1.2217408446609387E-2,7.2839587277807767E-3,2.5113682135940118E-4,2.6391179351376607E-3,4.5168834206903749E-5,6.7532911429752325E-5,2.2504323676523882E-2]
[2004,1,27,5,1.2550467553398389E-2,7.5293753881000326E-3,5.9359099999999087E-4,4.0516626795281232E-3,6.3703860000000057E-5,5.522817943548407E-5,2.4844028660462019E-2,null,1.2824786957882939E-2,7.2875779730897242E-3,2.5113682135940118E-4,2.5397899754381436E-3,4.5168834206903749E-5,6.7532911429752325E-5,2.3015993473406864E-2]
[2004,1,27,6,1.3228295770339097E-2,7.928031283977786E-3,5.9359099999999087E-4,4.2059550652056811E-3,6.3703860000000057E-5,5.522817943548407E-5,2.6074805158958041E-2,null,1.3517430673291961E-2,7.6734314836256331E-3,2.5113682135940118E-4,2.6365083563661277E-3,4.5168834206903749E-5,6.7532911429752325E-5,2.4191209080279778E-2]
[2004,1,27,7,1.4897128373255792E-2,8.8045640165422372E-3,5.9359099999999087E-4,4.8913750473631359E-3,6.3703860000000057E-5,5.522817943548407E-5,2.9305590476596644E-2,null,1.5222739460372213E-2,8.5218153541688109E-3,2.5113682135940118E-4,3.0661647560571402E-3,4.5168834206903749E-5,6.7532911429752325E-5,2.7174558137594222E-2]
[2004,1,27,8,1.4572623294070084E-2,1.0561283273664469E-2,4.2545437081119048E-4,7.9756866960637232E-3,4.5659529330034656E-5,5.522817943548407E-5,3.363593534337498E-2,null,1.4891141574508531E-2,1.0222119549831585E-2,1.8000147967032519E-4,4.9995694903844246E-3,3.2374611370073848E-5,6.7532911429752325E-5,3.0392739617194693E-2]
[2004,1,27,9,1.375247655993341E-2,1.1647716947698642E-2,0,9.5130978070543312E-3,0,5.522817943548407E-5,3.4968519494121872E-2,null,1.4053068642583521E-2,1.1273663629388002E-2,0,5.9632976278600567E-3,0,6.7532911429752325E-5,3.1357562811261334E-2]
[2004,1,27,10,1.295890803744828E-2,1.2016265397664582E-2,0,1.0565572994484625E-2,0,5.522817943548407E-5,3.5595974609032972E-2,null,1.3242154850403889E-2,1.163037656074656E-2,0,6.6230430563082509E-3,0,6.7532911429752325E-5,3.1563107378888455E-2]
[2004,1,27,11,1.2342315192535879E-2,1.2196164911620407E-2,0,1.0677981755987175E-2,0,5.522817943548407E-5,3.5271690039578946E-2,null,1.2612084947261891E-2,1.1804498804318856E-2,0,6.6935066334115759E-3,0,6.7532911429752325E-5,3.1177623296422076E-2]
[2004,1,27,12,1.2111435092735373E-2,1.2074937769767657E-2,0,1.0454670099103218E-2,0,5.522817943548407E-5,3.4696271141041735E-2,null,1.2376158430567741E-2,1.1687164735665168E-2,0,6.5535234333248373E-3,0,6.7532911429752325E-5,3.0684379510987497E-2]
[2004,1,27,13,1.1605107448063491E-2,1.1844768315784971E-2,0,1.0377435965406589E-2,0,5.522817943548407E-5,3.3882539908690536E-2,null,1.1858763827842742E-2,1.1464386914602699E-2,0,6.5051091170206989E-3,0,6.7532911429752325E-5,2.9895792770895893E-2]
[2004,1,27,14,1.1189022709511656E-2,1.1927816108507733E-2,0,1.0144862181078421E-2,0,5.522817943548407E-5,3.3316929178533294E-2,null,1.1433584598013269E-2,1.154476772094643E-2,0,6.3593199404016849E-3,0,6.7532911429752325E-5,2.9405205170791138E-2]
[2004,1,27,15,1.1776386120824987E-2,1.172484043395091E-2,0,9.2265317085532123E-3,0,5.522817943548407E-5,3.2782986442764596E-2,null,1.2033786190894097E-2,1.1348310381694735E-2,0,5.7836632994765482E-3,0,6.7532911429752325E-5,2.9233292783495134E-2]
[2004,1,27,16,1.2753320966218078E-2,1.1284821309032824E-2,0,8.9859980724845412E-3,0,5.522817943548407E-5,3.307936852717093E-2,null,1.3032074199734543E-2,1.0922421975657851E-2,0,5.6328844795294625E-3,0,6.7532911429752325E-5,2.9654913566351609E-2]
[2004,1,27,17,1.4421060720002821E-2,1.1040588200653517E-2,0,8.9508868339089991E-3,0,5.522817943548407E-5,3.446776393400082E-2,null,1.4736266250945412E-2,{"$f":"F643*W$5","v":1.06860321386287E-2},{"$f":"G643*X$5","v":0},{"$f":"H643*Y$5","v":5.6108749543510817E-3},{"$f":"I643*Z$5","v":0},6.7532911429752325E-5,3.1100706255354948E-2]
[2004,1,27,18,1.6808518639899628E-2,1.0792588245862687E-2,3.2647504999999504E-4,8.9650096796197627E-3,3.5037123000000041E-5,5.522817943548407E-5,3.6982856917817553E-2,null,{"$f":"E644*V$5","v":1.7175907568156422E-2},1.0445996423220312E-2,1.3812525174767065E-4,5.6197278783968307E-3,2.4842858813797066E-5,6.7532911429752325E-5,{"$f":"SUM(M644:R644)","v":3.3472132891764782E-2}]
[2004,1,27,19,1.8785162485401814E-2,1.0254968130423214E-2,5.9359099999999087E-4,6.786010640970625E-3,6.3703860000000057E-5,5.522817943548407E-5,3.6538664296231128E-2,null,1.9195755522212268E-2,9.9256413726063041E-3,2.5113682135940118E-4,4.2538195211159688E-3,4.5168834206903749E-5,6.7532911429752325E-5,3.3739054982930602E-2]
[2004,1,27,20,1.8576950853914004E-2,1.0043298432515425E-2,5.9359099999999087E-4,6.7405790387952474E-3,6.3703860000000057E-5,5.522817943548407E-5,3.6073351364660153E-2,null,1.8982992945469752E-2,9.7207692087769738E-3,2.5113682135940118E-4,4.2253406627065226E-3,4.5168834206903749E-5,6.7532911429752325E-5,3.3292941383949309E-2]
[2004,1,27,21,1.6847848335943768E-2,9.7951706585606823E-3,5.9359099999999087E-4,6.8082994693784132E-3,6.3703860000000057E-5,5.522817943548407E-5,3.4163841503318339E-2,null,1.7216096905385364E-2,9.4806097789732393E-3,2.5113682135940118E-4,4.2677913019456984E-3,4.5168834206903749E-5,6.7532911429752325E-5,3.1328336553300362E-2]
[2004,1,27,22,1.5425360766890762E-2,9.2238408699029471E-3,5.9359099999999087E-4,6.6693718773311803E-3,6.3703860000000057E-5,5.522817943548407E-5,3.2031096553560366E-2,null,1.5762517590852034E-2,8.9276276033504656E-3,2.5113682135940118E-4,4.1807043617183804E-3,4.5168834206903749E-5,6.7532911429752325E-5,2.9234688122916935E-2]
[2004,1,27,23,1.4210255296633917E-2,8.908457739411773E-3,5.9359099999999087E-4,6.5497769745483381E-3,6.3703860000000057E-5,5.522817943548407E-5,3.0381013050029503E-2,null,1.4520853189020046E-2,8.6223726470782518E-3,2.5113682135940118E-4,4.1057361426866962E-3,4.5168834206903749E-5,6.7532911429752325E-5,2.7612800545781052E-2]
[2004,1,27,24,1.25550591176212E-2,8.5273985785098809E-3,5.9359099999999087E-4,5.6667097737829707E-3,6.3703860000000057E-5,5.522817943548407E-5,2.7461690509349528E-2,null,1.2829478881328057E-2,8.2535507721825403E-3,2.5113682135940118E-4,3.5521843291375708E-3,4.5168834206903749E-5,6.7532911429752325E-5,2.4999052549644223E-2]
[2004,1,28,1,1.056538090300449E-2,8.6662817644926615E-3,5.9359099999999087E-4,6.8980693910292278E-3,6.3703860000000057E-5,5.522817943548407E-5,2.6842255097961856E-2,null,1.0796311661968911E-2,8.3879738809838709E-3,2.5113682135940118E-4,4.324063693094302E-3,4.5168834206903749E-5,6.7532911429752325E-5,2.3872187803043142E-2]
[2004,1,28,2,1.0652300313134156E-2,8.2631557991272066E-3,5.9359099999999087E-4,6.4526922531002095E-3,6.3703860000000057E-5,5.522817943548407E-5,2.608067140479705E-2,null,1.08851308962066E-2,7.9977938522100434E-3,2.5113682135940118E-4,4.0448784598524287E-3,4.5168834206903749E-5,6.7532911429752325E-5,2.3291641775265128E-2]
[2004,1,28,3,1.0542166085637669E-2,8.1840451169914522E-3,5.9359099999999087E-4,6.321432094010984E-3,6.3703860000000057E-5,5.522817943548407E-5,2.5760166336075582E-2,null,1.0772589431244923E-2,7.9212237205786989E-3,2.5113682135940118E-4,3.962597859862289E-3,4.5168834206903749E-5,6.7532911429752325E-5,2.3020249578681963E-2]
[2004,1,28,4,1.1143556152619428E-2,7.944942421381598E-3,5.9359099999999087E-4,6.1271764708044239E-3,6.3703860000000057E-5,5.522817943548407E-5,2.5928198084240926E-2,null,1.1387124264693385E-2,7.6897995388880511E-3,2.5113682135940118E-4,3.8408284719551079E-3,4.5168834206903749E-5,6.7532911429752325E-5,2.3281590842532601E-2]
[2004,1,28,5,1.1665772325591796E-2,7.9623570275642527E-3,5.9359099999999087E-4,6.1266463843972505E-3,6.3703860000000057E-5,5.522817943548407E-5,2.6467298776988772E-2,null,1.1920754676137147E-2,7.7066548945962186E-3,2.5113682135940118E-4,3.8404961866072042E-3,4.5168834206903749E-5,6.7532911429752325E-5,2.3831744324336625E-2]
[2004,1,28,6,1.2303294281516825E-2,8.3619971884614768E-3,5.9359099999999087E-4,6.3139334126261406E-3,6.3703860000000057E-5,5.522817943548407E-5,2.7691747922039919E-2,null,1.2572211144266689E-2,8.0934610615884528E-3,2.5113682135940118E-4,3.9578973017663603E-3,4.5168834206903749E-5,6.7532911429752325E-5,2.4987408074617558E-2]
[2004,1,28,7,1.3906684390412734E-2,9.271731498497332E-3,5.9359099999999087E-4,7.499840365823459E-3,6.3703860000000057E-5,5.522817943548407E-5,3.1390779294169002E-2,null,1.4210647040736437E-2,8.9739802783165012E-3,2.5113682135940118E-4,4.7012846046510437E-3,4.5168834206903749E-5,6.7532911429752325E-5,2.8249750490700037E-2]
[2004,1,28,8,1.3603485785280544E-2,1.0854902268540259E-2,4.1556118727999371E-4,9.3451075323472098E-3,4.4597798308800047E-5,5.522817943548407E-5,3.4318882751192298E-2,null,1.3900821331040489E-2,1.0506309301204508E-2,1.7581586589728962E-4,5.8579927075299324E-3,3.1621797451569183E-5,6.7532911429752325E-5,3.0540093914553545E-2]
[2004,1,28,9,1.2989496484277566E-2,1.1982818636493871E-2,0,1.129371220700978E-2,0,5.522817943548407E-5,3.6321255507216703E-2,null,1.3273411878262734E-2,1.159800390466089E-2,0,7.0794780606433586E-3,0,6.7532911429752325E-5,3.2018426754996734E-2]
[2004,1,28,10,1.223438558604764E-2,1.2311179223194324E-2,0,1.2021522797129869E-2,0,5.522817943548407E-5,3.6622315785807318E-2,null,1.2501796290383525E-2,1.1915819560744532E-2,0,7.5357070676000792E-3,0,6.7532911429752325E-5,3.2020855830157888E-2]
[2004,1,28,11,1.1670118307496188E-2,1.2454217825979125E-2,0,1.1896645959460517E-2,0,5.522817943548407E-5,3.6076210272371317E-2,null,1.1925195649496068E-2,1.2054264639814908E-2,0,7.4574278608735278E-3,0,6.7532911429752325E-5,3.1504421061614253E-2]
[2004,1,28,12,1.1502090499163758E-2,1.2350810851080609E-2,0,1.1748000358409122E-2,0,5.522817943548407E-5,3.5656129888088972E-2,null,1.1753495206011004E-2,1.1954178463513312E-2,0,7.3642491741702006E-3,0,6.7532911429752325E-5,3.1139455755124272E-2]
[2004,1,28,13,1.1038063370598759E-2,1.2087765251415973E-2,0,1.1491000107069412E-2,0,5.522817943548407E-5,3.4672056908519627E-2,null,1.1279325694699622E-2,1.1699580277179837E-2,0,7.2031482352061266E-3,0,6.7532911429752325E-5,3.0249587118515338E-2]
[2004,1,28,14,1.064634405230208E-2,1.2160997245455196E-2,0,1.11747054909439E-2,0,5.522817943548407E-5,3.403727496813666E-2,null,1.0879044447561404E-2,1.1770460508165418E-2,0,7.0048785472136927E-3,0,6.7532911429752325E-5,2.9721916414370268E-2]
[2004,1,28,15,1.1161112617910947E-2,1.1965634799766813E-2,0,1.0369871887482453E-2,0,5.522817943548407E-5,3.35518474845957E-2,null,1.1405064467011682E-2,1.1581371907507023E-2,0,6.5003675650197826E-3,0,6.7532911429752325E-5,2.9554336850968241E-2]
[2004,1,28,16,1.2038451088485438E-2,1.154162177423566E-2,0,1.017015278683593E-2,0,5.522817943548407E-5,3.3805453828992513E-2,null,1.2301579192634474E-2,1.1170975582992819E-2,0,6.3751733892339945E-3,0,6.7532911429752325E-5,2.9915261076291038E-2]
[2004,1,28,17,1.3512603653339032E-2,1.1299800695335937E-2,0,1.0208947756498821E-2,0,5.522817943548407E-5,3.5076580284609277E-2,null,1.3807952760569384E-2,1.0936920315831659E-2,0,6.3994920659947944E-3,0,6.7532911429752325E-5,3.1211898053825592E-2]
[2004,1,28,18,1.5589492179526146E-2,1.1058031565935014E-2,3.1658186646879816E-4,1.0304921769460551E-2,3.3975391978765411E-5,5.522817943548407E-5,3.7358230952804758E-2,null,1.5930236473928643E-2,1.0702915329869623E-2,1.3393963797463503E-4,6.4596534997820605E-3,2.4090044895292387E-5,6.7532911429752325E-5,3.3318367897880008E-2]
[2004,1,28,19,1.7320061572526625E-2,1.0550546166998657E-2,5.9359099999999087E-4,8.3635780602799928E-3,6.3703860000000057E-5,5.522817943548407E-5,3.6946708839240748E-2,null,1.7698631450979059E-2,1.0211727253259925E-2,2.5113682135940118E-4,5.2427196922443303E-3,4.5168834206903749E-5,6.7532911429752325E-5,3.3516916963479366E-2]
[2004,1,28,20,1.7110699774048742E-2,1.0272000344572601E-2,5.9359099999999087E-4,7.7896181302828937E-3,6.3703860000000057E-5,5.522817943548407E-5,3.5884841288339714E-2,null,1.7484693567695098E-2,9.9421266163709048E-3,2.5113682135940118E-4,4.8829321699820905E-3,4.5168834206903749E-5,6.7532911429752325E-5,3.2673590921044146E-2]
[2004,1,28,21,1.5814017590926658E-2,1.0142626686977926E-2,5.9359099999999087E-4,8.6952430669448161E-3,6.3703860000000057E-5,5.522817943548407E-5,3.5364410384284874E-2,null,1.6159669405856576E-2,9.8169076481580686E-3,2.5113682135940118E-4,5.4506243293670452E-3,4.5168834206903749E-5,6.7532911429752325E-5,3.1791039950377742E-2]
[2004,1,28,22,1.4455486702526174E-2,9.5239726528981387E-3,5.9359099999999087E-4,8.2087432315445085E-3,6.3703860000000057E-5,5.522817943548407E-5,3.2900725626404295E-2,null,1.4771444692688665E-2,9.2181209919835749E-3,2.5113682135940118E-4,5.1456612801859831E-3,4.5168834206903749E-5,6.7532911429752325E-5,2.9499065531854281E-2]
[2004,1,28,23,1.3171052486001962E-2,9.1435452605513369E-3,5.9359099999999087E-4,7.404477431150051E-3,6.3703860000000057E-5,5.522817943548407E-5,3.0431598217138825E-2,null,1.3458936204996675E-2,8.8499105971069688E-3,2.5113682135940118E-4,4.6415062260768206E-3,4.5168834206903749E-5,6.7532911429752325E-5,2.7314191595176521E-2]
[2004,1,28,24,1.1797379348100915E-2,8.8929572166682493E-3,5.9359099999999087E-4,7.3344189925347528E-3,6.3703860000000057E-5,5.522817943548407E-5,2.8737278596739392E-2,null,1.2055238273553702E-2,8.6073699061741914E-3,2.5113682135940118E-4,4.5975900034877504E-3,4.5168834206903749E-5,6.7532911429752325E-5,2.5624036750211698E-2]
[2004,1,29,1,1.1217799481874754E-2,8.852963540830967E-3,5.9359099999999087E-4,7.2486994547636659E-3,6.3703860000000057E-5,5.522817943548407E-5,2.8031985516904862E-2,null,1.146299035308351E-2,8.5686605822168135E-3,2.5113682135940118E-4,4.5438566006972816E-3,4.5168834206903749E-5,6.7532911429752325E-5,2.493934610299366E-2]
[2004,1,29,2,1.1339188468460328E-2,8.4319933904750573E-3,5.9359099999999087E-4,6.7529375220769742E-3,6.3703860000000057E-5,5.522817943548407E-5,2.7236642420447835E-2,null,1.1587032575842912E-2,8.1612094143668681E-3,2.5113682135940118E-4,4.2330875938884167E-3,4.5168834206903749E-5,6.7532911429752325E-5,2.4345168151094256E-2]
[2004,1,29,3,1.1239655776053131E-2,8.3416124301342719E-3,5.9359099999999087E-4,6.6081426129808258E-3,6.3703860000000057E-5,5.522817943548407E-5,2.6901933858603705E-2,null,1.1485324366962587E-2,8.0737309368284528E-3,2.5113682135940118E-4,4.1423227184028523E-3,4.5168834206903749E-5,6.7532911429752325E-5,2.4065216589189947E-2]
[2004,1,29,4,1.1905664335496806E-2,8.0952818535132264E-3,5.9359099999999087E-4,6.3639454763927275E-3,6.3703860000000057E-5,5.522817943548407E-5,2.7077414704838234E-2,null,1.2165890079008814E-2,7.8353109893890931E-3,2.5113682135940118E-4,3.9892474284309387E-3,4.5168834206903749E-5,6.7532911429752325E-5,2.4354287063824902E-2]
[2004,1,29,5,1.2483602103630196E-2,8.1025766185916781E-3,5.9359099999999087E-4,6.3417060664409369E-3,6.3703860000000057E-5,5.522817943548407E-5,2.764040782809829E-2,null,1.2756460009546429E-2,7.8423714912985339E-3,2.5113682135940118E-4,3.9753066256240782E-3,4.5168834206903749E-5,6.7532911429752325E-5,2.4937976693465095E-2]
[2004,1,29,6,1.31523342794662E-2,8.506521721716143E-3,5.9359099999999087E-4,6.5477511493927457E-3,6.3703860000000057E-5,5.522817943548407E-5,2.8919130190010564E-2,null,1.3439808868900754E-2,8.233344352144319E-3,2.5113682135940118E-4,4.1044662515755332E-3,4.5168834206903749E-5,6.7532911429752325E-5,2.614145803961666E-2]
[2004,1,29,7,1.4865338178498918E-2,9.4430730646274715E-3,5.9359099999999087E-4,7.7611765829634438E-3,6.3703860000000057E-5,5.522817943548407E-5,3.2782110865525307E-2,null,1.5190254417614095E-2,9.139819402924125E-3,2.5113682135940118E-4,4.8651035493684162E-3,4.5168834206903749E-5,6.7532911429752325E-5,2.9559015936902695E-2]
[2004,1,29,8,1.4438800575475728E-2,1.1067499807451173E-2,4.0566800374879682E-4,9.8292660416567576E-3,4.3536067287565424E-5,5.522817943548407E-5,3.5839998675055509E-2,null,1.4754393851860333E-2,1.0712079509467589E-2,1.7163025212425396E-4,6.1614880934317707E-3,3.0868983533064504E-5,6.7532911429752325E-5,3.1897993601846766E-2]
[2004,1,29,9,1.37893054166326E-2,1.2211199742528232E-2,0,1.1875385693031979E-2,0,5.522817943548407E-5,3.7931119031628296E-2,null,1.4090702478857742E-2,1.1819050808556308E-2,0,7.4441008354468622E-3,0,6.7532911429752325E-5,3.3421387034290664E-2]
[2004,1,29,10,1.2982864555041596E-2,1.2549339328895324E-2,0,1.2658092195728516E-2,0,5.522817943548407E-5,3.8245524259100924E-2,null,1.326663499292287E-2,1.2146331422740204E-2,0,7.9347414159925342E-3,0,6.7532911429752325E-5,3.3415240743085363E-2]
[2004,1,29,11,1.2362038465139847E-2,1.2708043755382733E-2,0,1.2549903238005441E-2,0,5.522817943548407E-5,3.7675213637963507E-2,null,1.2632239317462199E-2,1.2299939235219498E-2,0,7.8669230283299734E-3,0,6.7532911429752325E-5,3.2866634492441427E-2]
[2004,1,29,12,1.2168844820050583E-2,1.2612820404955595E-2,0,1.2399622578958951E-2,0,5.522817943548407E-5,3.7236515983400616E-2,null,1.2434822979836134E-2,1.220777387550143E-2,0,7.7727194034139515E-3,0,6.7532911429752325E-5,3.2482849170181266E-2]
[2004,1,29,13,1.1657353344389616E-2,1.2354004558946434E-2,0,1.2142239669808179E-2,0,5.522817943548407E-5,3.6208825752579714E-2,null,1.1912151678690161E-2,1.1957269609046082E-2,0,7.6113785949075601E-3,0,6.7532911429752325E-5,3.1548332794073555E-2]
[2004,1,29,14,1.1239783473631424E-2,1.2429960851549312E-2,0,1.1820933807706451E-2,0,5.522817943548407E-5,3.554590631232267E-2,null,1.1485454855665871E-2,1.2030786650813603E-2,0,7.4099676009127396E-3,0,6.7532911429752325E-5,3.0993742018821966E-2]
[2004,1,29,15,1.1795911491376928E-2,1.2229324832457106E-2,0,1.0958501039916285E-2,0,5.522817943548407E-5,3.5038965543185807E-2,null,1.205373833343675E-2,1.1836593831624954E-2,0,6.8693505082830187E-3,0,6.7532911429752325E-5,3.0827215584774477E-2]
[2004,1,29,16,1.2723936880722335E-2,1.1806462214502022E-2,0,1.0718182539319025E-2,0,5.522817943548407E-5,3.5303809813978869E-2,null,1.3002047857302934E-2,1.1427310970642491E-2,0,6.7187065462836126E-3,0,6.7532911429752325E-5,3.1215598285658792E-2]
[2004,1,29,17,1.4305374958907411E-2,1.155332090284634E-2,0,1.0717355360149136E-2,0,5.522817943548407E-5,3.6631279401338375E-2,null,1.4618051910818504E-2,1.1182299007257503E-2,0,6.7181880279542881E-3,0,6.7532911429752325E-5,3.2586071857460049E-2]
[2004,1,29,18,1.6554357183268035E-2,1.1305866648595632E-2,2.9679549999999543E-4,1.0769957771635389E-2,3.1851930000000028E-5,5.522817943548407E-5,3.9014057212934536E-2,null,1.6916190826900615E-2,1.0942791467830669E-2,1.2556841067970059E-4,6.7511619174272933E-3,2.2584417103451874E-5,6.7532911429752325E-5,3.4825829951371491E-2]
[2004,1,29,19,1.841656881465133E-2,1.0775975068732038E-2,5.9359099999999087E-4,8.6792315126810599E-3,6.3703860000000057E-5,5.522817943548407E-5,3.8584298435499903E-2,null,1.8819105386965396E-2,1.0429916759572288E-2,2.5113682135940118E-4,5.4405874659292901E-3,4.5168834206903749E-5,6.7532911429752325E-5,3.5053448179463029E-2]
[2004,1,29,20,1.8141913401217336E-2,1.0496554165693697E-2,5.9359099999999087E-4,8.1243730336823024E-3,6.3703860000000057E-5,5.522817943548407E-5,3.7475363640028812E-2,null,1.8538446746230817E-2,1.0159469144299795E-2,2.5113682135940118E-4,5.0927737128574216E-3,4.5168834206903749E-5,6.7532911429752325E-5,3.4154528170384092E-2]
[2004,1,29,21,1.6735780935409391E-2,1.0380264551468604E-2,5.9359099999999087E-4,9.1032978795820459E-3,6.3703860000000057E-5,5.522817943548407E-5,3.6931866405895519E-2,null,1.7101580013431966E-2,1.0046914040132018E-2,2.5113682135940118E-4,5.7064140148711771E-3,4.5168834206903749E-5,6.7532911429752325E-5,3.3218746635431215E-2]
[2004,1,29,22,1.5293227427412804E-2,9.7458994084721022E-3,5.9359099999999087E-4,8.6073354489648885E-3,6.3703860000000057E-5,5.522817943548407E-5,3.4358985324285267E-2,null,1.5627496172595824E-2,9.4329208196181746E-3,2.5113682135940118E-4,5.39551932567605E-3,4.5168834206903749E-5,6.7532911429752325E-5,3.0819774884886107E-2]
[2004,1,29,23,1.3948100442288325E-2,9.348304003154069E-3,5.9359099999999087E-4,7.7714895612175979E-3,6.3703860000000057E-5,5.522817943548407E-5,3.1780417046095466E-2,null,1.4252968335913784E-2,9.048093743181421E-3,2.5113682135940118E-4,4.871568253086018E-3,4.5168834206903749E-5,6.7532911429752325E-5,2.853646889917728E-2]
[2004,1,29,24,1.2522141335856152E-2,9.0964697009202553E-3,5.9359099999999087E-4,7.6798668862455852E-3,6.3703860000000057E-5,5.522817943548407E-5,3.0011000962457467E-2,null,1.2795841605547961E-2,8.8043468160819774E-3,2.5113682135940118E-4,4.8141344611288238E-3,4.5168834206903749E-5,6.7532911429752325E-5,2.6778161449754818E-2]
[2004,1,30,1,1.0853668920861861E-2,8.1496454313070461E-3,5.9359099999999087E-4,5.0366774282216012E-3,6.3703860000000057E-5,5.522817943548407E-5,2.4752514819825981E-2,null,1.1090900879127598E-2,7.8879287420774141E-3,2.5113682135940118E-4,3.1572477408713167E-3,4.5168834206903749E-5,6.7532911429752325E-5,2.2499915929072387E-2]
[2004,1,30,2,1.0758736560844698E-2,7.7638428505094484E-3,5.9359099999999087E-4,4.6441433038296245E-3,6.3703860000000057E-5,5.522817943548407E-5,2.3879245754619246E-2,null,1.0993893553508124E-2,7.5145157768764306E-3,2.5113682135940118E-4,2.9111872188082506E-3,4.5168834206903749E-5,6.7532911429752325E-5,2.1783435116188864E-2]
[2004,1,30,3,1.0811632820419102E-2,7.6678200639160397E-3,5.9359099999999087E-4,4.3253409149973136E-3,6.3703860000000057E-5,5.522817943548407E-5,2.351731683876793E-2,null,1.1047945982792077E-2,7.4215766539846711E-3,2.5113682135940118E-4,2.7113455302606895E-3,4.5168834206903749E-5,6.7532911429752325E-5,2.1544706734033494E-2]
[2004,1,30,4,1.1249901041093403E-2,7.4485249447432903E-3,5.9359099999999087E-4,4.2876950337375581E-3,6.3703860000000057E-5,5.522817943548407E-5,2.3698644059009729E-2,null,1.1495793565891589E-2,7.2093239507106102E-3,2.5113682135940118E-4,2.6877471610471898E-3,4.5168834206903749E-5,6.7532911429752325E-5,2.1756703244645445E-2]
[2004,1,30,5,1.2218209259384893E-2,7.3649967822493039E-3,5.9359099999999087E-4,3.898302304658356E-3,6.3703860000000057E-5,5.522817943548407E-5,2.4194031385728027E-2,null,1.2485266392805752E-2,7.128478201130121E-3,2.5113682135940118E-4,2.4436558266868872E-3,4.5168834206903749E-5,6.7532911429752325E-5,2.2421238987618816E-2]
[2004,1,30,6,1.2915772964415935E-2,7.77263838407646E-3,5.9359099999999087E-4,3.9311006331777922E-3,6.3703860000000057E-5,5.522817943548407E-5,2.5332035021105662E-2,null,1.3198076960899066E-2,7.5230288517837904E-3,2.5113682135940118E-4,2.4642155012140105E-3,4.5168834206903749E-5,6.7532911429752325E-5,2.3549159880892921E-2]
[2004,1,30,7,1.4541251848933279E-2,8.767068037096792E-3,5.9359099999999087E-4,5.1110703777876108E-3,6.3703860000000057E-5,5.522817943548407E-5,2.9131913303253154E-2,null,1.4859084434108891E-2,8.4855235158952241E-3,2.5113682135940118E-4,3.2038810572393595E-3,4.5168834206903749E-5,6.7532911429752325E-5,2.6912327574239531E-2]
[2004,1,30,8,1.422707969550226E-2,1.0382638304473854E-2,3.9577482081119093E-4,7.2831637416316567E-3,4.2474336330034658E-5,5.522817943548407E-5,3.2386359078184476E-2,null,1.4538045323915652E-2,1.0049211562731563E-2,1.6744463860235515E-4,4.5654605833635141E-3,3.011616965972866E-5,6.7532911429752325E-5,2.9417811189702565E-2]
[2004,1,30,9,1.3726286649724284E-2,1.1399762420186475E-2,0,8.8776377380071006E-3,0,5.522817943548407E-5,3.4058914987353348E-2,null,1.4026306291503846E-2,{"$f":"F707*W$5","v":1.1033671882412359E-2},{"$f":"G707*X$5","v":0},{"$f":"H707*Y$5","v":5.5649586641274311E-3},{"$f":"I707*Z$5","v":0},6.7532911429752325E-5,3.069246974947339E-2]
[2004,1,30,10,1.4374458399413922E-2,1.1739964092862312E-2,0,9.4276389253705427E-3,0,5.522817943548407E-5,3.5597289597082263E-2,null,{"$f":"E708*V$5","v":1.4688645329194672E-2},1.1362948361324419E-2,0,5.9097276176740361E-3,0,6.7532911429752325E-5,{"$f":"SUM(M708:R708)","v":3.2028854219622878E-2}]
[2004,1,30,11,1.3187569176916577E-2,1.1963121701032557E-2,0,9.9561847244602226E-3,0,5.522817943548407E-5,3.5162103781844839E-2,null,1.3475813906271778E-2,1.1578939514109703E-2,0,6.2410472334136794E-3,0,6.7532911429752325E-5,3.1363333565224909E-2]
[2004,1,30,12,1.2129755082414468E-2,1.1881551430620006E-2,0,9.7087859369751946E-3,0,5.522817943548407E-5,3.3775320629445153E-2,null,1.2394878845859471E-2,1.1499988781110389E-2,0,6.0859649844483719E-3,0,6.7532911429752325E-5,3.0048365522847984E-2]
[2004,1,30,13,1.1733907130122113E-2,1.1635201649430974E-2,0,9.7729130990249161E-3,0,5.522817943548407E-5,3.3197250058013487E-2,null,1.1990378723910707E-2,1.1261550245836126E-2,0,6.1261631786736987E-3,0,6.7532911429752325E-5,2.9445625059850284E-2]
[2004,1,30,14,1.0513584441829019E-2,1.1698209468467117E-2,0,9.5332899043157268E-3,0,5.522817943548407E-5,3.1800311994047349E-2,null,1.0743383069713572E-2,1.1322534639689822E-2,0,5.975955070066854E-3,0,6.7532911429752325E-5,2.8109405690900001E-2]
[2004,1,30,15,1.1123208834816701E-2,1.148006717636898E-2,0,8.843708427764739E-3,0,5.522817943548407E-5,3.1502212618385907E-2,null,1.1366332209347714E-2,1.1111397741746572E-2,0,5.5436900322488464E-3,0,6.7532911429752325E-5,2.8088952894772888E-2]
[2004,1,30,16,1.165486522834807E-2,1.0979809485299577E-2,0,8.4489283407703491E-3,0,5.522817943548407E-5,3.1138831233853484E-2,null,1.1909609179135977E-2,1.0627205263301683E-2,0,5.2962216256322017E-3,0,6.7532911429752325E-5,2.7900568979499614E-2]
[2004,1,30,17,1.2784055060603311E-2,1.0779256936874581E-2,0,9.2030016749016195E-3,0,5.522817943548407E-5,3.2821541851814996E-2,null,1.3063480058612473E-2,1.0433093234213727E-2,0,5.7689134675391572E-3,0,6.7532911429752325E-5,2.9333019671795111E-2]
[2004,1,30,18,1.724163943840909E-2,1.018924238422334E-2,2.8690231646879861E-4,6.4937372780672631E-3,3.0790198978765405E-5,5.522817943548407E-5,3.429753979558274E-2,null,1.7618495220311892E-2,9.8620263347602554E-3,1.2138279690666496E-4,4.0706075866821755E-3,2.1831603184947199E-5,6.7532911429752325E-5,3.1761876453275689E-2]
[2004,1,30,19,1.7367152860674778E-2,9.9894793919721656E-3,5.9359099999999087E-4,6.6802504909712901E-3,6.3703860000000057E-5,5.522817943548407E-5,3.4749405783053709E-2,null,1.7746752027802414E-2,9.6686785061383777E-3,2.5113682135940118E-4,4.1875236347070762E-3,4.5168834206903749E-5,6.7532911429752325E-5,3.1966792735643922E-2]
[2004,1,30,20,1.8357180375466069E-2,9.4024935622400996E-3,5.9359099999999087E-4,5.0238796033559097E-3,6.3703860000000057E-5,5.522817943548407E-5,3.3496076580497552E-2,null,1.8758418876516952E-2,9.1005430655768677E-3,2.5113682135940118E-4,3.1492254078509673E-3,4.5168834206903749E-5,6.7532911429752325E-5,3.1372025916940847E-2]
[2004,1,30,21,1.6017261396993152E-2,9.3192329056889234E-3,5.9359099999999087E-4,6.0588248339419528E-3,6.3703860000000057E-5,5.522817943548407E-5,3.2107842176059505E-2,null,1.6367355573899477E-2,9.0199562312869574E-3,2.5113682135940118E-4,3.7979821602457851E-3,4.5168834206903749E-5,6.7532911429752325E-5,2.9549132532428274E-2]
[2004,1,30,22,1.5258625053407584E-2,8.7291849943167427E-3,5.9359099999999087E-4,5.6225297110814405E-3,6.3703860000000057E-5,5.522817943548407E-5,3.0322862798241243E-2,null,1.5592137483928181E-2,8.4488570443903184E-3,2.5113682135940118E-4,3.5244899998612147E-3,4.5168834206903749E-5,6.7532911429752325E-5,2.7929323095175769E-2]
[2004,1,30,23,1.359064453474714E-2,8.1925750486803901E-3,5.9359099999999087E-4,5.3393201385866567E-3,6.3703860000000057E-5,5.522817943548407E-5,2.7835062761449661E-2,null,1.3887699405370149E-2,7.9294797231133189E-3,2.5113682135940118E-4,3.3469597141331476E-3,4.5168834206903749E-5,6.7532911429752325E-5,2.552797740961267E-2]
[2004,1,30,24,1.2013245489025496E-2,7.8089502577049627E-3,5.9359099999999087E-4,6.0158293799669939E-3,6.3703860000000057E-5,5.522817943548407E-5,2.6550548166132927E-2,null,1.2275822666684812E-2,7.5581746104658358E-3,2.5113682135940118E-4,3.7710304044772788E-3,4.5168834206903749E-5,6.7532911429752325E-5,2.3968866248623984E-2]
[2004,1,31,1,1.0337707003324075E-2,6.9406163703135439E-3,5.9359099999999087E-4,4.0184549055189657E-3,6.3703860000000057E-5,5.522817943548407E-5,2.2009301318592061E-2,null,1.0563661424290627E-2,6.7177262884121382E-3,2.5113682135940118E-4,2.5189736394777926E-3,4.5168834206903749E-5,6.7532911429752325E-5,2.0164199919176617E-2]
[2004,1,31,2,9.5925812512514322E-3,6.7288009014411882E-3,5.9359099999999087E-4,4.2813578032505229E-3,6.3703860000000057E-5,5.522817943548407E-5,2.1315262995378621E-2,null,9.8022492309595196E-3,6.5127130348886786E-3,2.5113682135940118E-4,2.6837746599442875E-3,4.5168834206903749E-5,6.7532911429752325E-5,1.9362575492788543E-2]
[2004,1,31,3,1.01607549022224E-2,6.5174597271523971E-3,5.9359099999999087E-4,3.570904255800676E-3,6.3703860000000057E-5,5.522817943548407E-5,2.096164192461095E-2,null,1.0382841627042177E-2,6.3081588445121307E-3,2.5113682135940118E-4,2.2384259375679868E-3,4.5168834206903749E-5,6.7532911429752325E-5,1.929326497611835E-2]
[2004,1,31,4,1.0347346410521142E-2,6.3881418710569522E-3,5.9359099999999087E-4,3.3737408163295743E-3,6.3703860000000057E-5,5.522817943548407E-5,2.0821752137343143E-2,null,1.0573511522956408E-2,6.1829938857961911E-3,2.5113682135940118E-4,2.114833781285636E-3,4.5168834206903749E-5,6.7532911429752325E-5,1.9235177757034292E-2]
[2004,1,31,5,1.0830799642553332E-2,6.3854511844052353E-3,5.9359099999999087E-4,3.1955703027740064E-3,6.3703860000000057E-5,5.522817943548407E-5,2.1124344169168047E-2,null,1.1067531740014689E-2,6.1803896075174735E-3,2.5113682135940118E-4,2.0031473651055507E-3,4.5168834206903749E-5,6.7532911429752325E-5,1.9614907279633768E-2]
[2004,1,31,6,1.0688532761835073E-2,6.6396241742370096E-3,5.9359099999999087E-4,3.5765748412679103E-3,6.3703860000000057E-5,5.522817943548407E-5,2.1617254816775469E-2,null,1.092215528861068E-2,6.4264001178952548E-3,2.5113682135940118E-4,2.2419805513805625E-3,4.5168834206903749E-5,6.7532911429752325E-5,1.9954374524882555E-2]
[2004,1,31,7,1.2492233273651895E-2,6.9318859008214856E-3,5.9359099999999087E-4,2.3991914721772285E-3,6.3703860000000057E-5,5.522817943548407E-5,2.2535833686086085E-2,null,1.2765279833688803E-2,6.7092761881202062E-3,2.5113682135940118E-4,1.5039362681846158E-3,4.5168834206903749E-5,6.7532911429752325E-5,2.134233085698968E-2]
[2004,1,31,8,1.3182052839641238E-2,7.6305848978373064E-3,3.858816372799941E-4,3.4398637984641637E-3,4.1412605308800034E-5,5.522817943548407E-5,2.4735023957966989E-2,null,1.3470176996726932E-2,7.3855372533501136E-3,1.6325902482931953E-4,2.1562830579048495E-3,2.9363355741223985E-5,6.7532911429752325E-5,2.3272152599982193E-2]
[2004,1,31,9,1.3975455520851622E-2,8.0934352131342268E-3,0,4.1754930336244285E-3,0,5.522817943548407E-5,2.6299611947045762E-2,null,1.4280921322788399E-2,7.8335236517871592E-3,0,2.6174131925874498E-3,0,6.7532911429752325E-5,2.4799391078592758E-2]
[2004,1,31,10,1.4844598735261153E-2,8.3493823534642655E-3,0,4.3874484614048357E-3,0,5.522817943548407E-5,2.763665772956574E-2,null,1.5169061666027927E-2,8.0812513378170584E-3,0,2.7502777258163308E-3,0,6.7532911429752325E-5,2.6068123641091068E-2]
[2004,1,31,11,1.6119732386636547E-2,8.3067445948449732E-3,0,3.6646717443008323E-3,0,5.522817943548407E-5,2.8146376905217839E-2,null,1.6472066303276574E-2,8.0399828428198566E-3,0,2.2972042086511178E-3,0,6.7532911429752325E-5,2.6876786266177302E-2]
[2004,1,31,12,1.4100048122350063E-2,8.4468956701314688E-3,0,4.6820604439399031E-3,0,5.522817943548407E-5,2.728423241585692E-2,null,1.4408237182850779E-2,8.1756331240871363E-3,0,2.9349556269819992E-3,0,6.7532911429752325E-5,2.5586358845349669E-2]
[2004,1,31,13,1.3632532980463186E-2,8.3445300591660256E-3,0,4.5440956004481415E-3,0,5.522817943548407E-5,2.6576386819512837E-2,null,1.3930503419644476E-2,8.0765548694881339E-3,0,2.8484721869281799E-3,0,6.7532911429752325E-5,2.4923063387490542E-2]
[2004,1,31,14,1.1584633798473177E-2,8.4721785980677727E-3,0,5.9077950409144233E-3,0,5.522817943548407E-5,2.6019835616890856E-2,null,1.1837842679436997E-2,8.2001041192529545E-3,0,3.7033089397277108E-3,0,6.7532911429752325E-5,2.3808788649847416E-2]
[2004,1,31,15,1.1330285161183019E-2,8.3295765689057801E-3,0,5.480424816436175E-3,0,5.522817943548407E-5,2.5195514725960461E-2,null,1.1577934666257773E-2,8.062081593734928E-3,0,3.4354113634030652E-3,0,6.7532911429752325E-5,2.3142960534825518E-2]
[2004,1,31,16,1.2283995796619219E-2,8.1453094589757427E-3,0,5.0195758325829913E-3,0,5.522817943548407E-5,2.5504109267613439E-2,null,1.2552490846487449E-2,7.8837320146166647E-3,0,3.146527583592084E-3,0,6.7532911429752325E-5,2.3650283356125953E-2]
[2004,1,31,17,1.3409243093341499E-2,8.1658838339533947E-3,0,5.4245346740573958E-3,0,5.522817943548407E-5,2.7054889780787773E-2,null,1.3702333017227081E-2,7.90364566670183E-3,0,3.4003765555804242E-3,0,6.7532911429752325E-5,2.507388815093909E-2]
[2004,1,31,18,1.4836205468471196E-2,8.1663760590451329E-3,2.7700913353119277E-4,5.8294889906947214E-3,2.9728468021234646E-5,5.522817943548407E-5,2.9194036299198964E-2,null,1.5160484945040928E-2,7.9041220845388286E-3,1.1719718338476616E-4,3.6542226911688062E-3,2.1078789311611358E-5,6.7532911429752325E-5,2.6924638604874689E-2]
[2004,1,31,19,1.5026736930943337E-2,7.8007077787467793E-3,5.9359099999999087E-4,5.0500881516603487E-3,6.3703860000000057E-5,5.522817943548407E-5,2.8590055900785939E-2,null,1.5355180911910897E-2,7.5501968294410977E-3,2.5113682135940118E-4,3.1656542701525426E-3,4.5168834206903749E-5,6.7532911429752325E-5,2.6434870578500594E-2]
[2004,1,31,20,1.5407309551173545E-2,7.4069555877130126E-3,5.9359099999999087E-4,4.317600149879643E-3,6.3703860000000057E-5,5.522817943548407E-5,2.7844388328201679E-2,null,1.5744071824196799E-2,7.1690895467880558E-3,2.5113682135940118E-4,2.7064932216646609E-3,4.5168834206903749E-5,6.7532911429752325E-5,2.5983493159645571E-2]
[2004,1,31,21,1.3780959521172522E-2,7.3400345346146638E-3,5.9359099999999087E-4,5.0694778786411713E-3,6.3703860000000057E-5,5.522817943548407E-5,2.6902994973863829E-2,null,1.4082174164610255E-2,7.1043175879790584E-3,2.5113682135940118E-4,3.1778087455142752E-3,4.5168834206903749E-5,6.7532911429752325E-5,2.4728139065099644E-2]
[2004,1,31,22,1.3748002763643862E-2,6.9628517244624396E-3,5.9359099999999087E-4,4.3491032609984702E-3,6.3703860000000057E-5,5.522817943548407E-5,2.5772480788540247E-2,null,1.4048497061161371E-2,6.7392475791921737E-3,2.5113682135940118E-4,2.7262409874939798E-3,4.5168834206903749E-5,6.7532911429752325E-5,2.3877824194843581E-2]
[2004,1,31,23,1.3835469741923651E-2,6.4667456396377103E-3,5.9359099999999087E-4,3.0052337655611995E-3,6.3703860000000057E-5,5.522817943548407E-5,2.4019972186558037E-2,null,1.4137875831913565E-2,6.2590733828307415E-3,2.5113682135940118E-4,1.8838346613073663E-3,4.5168834206903749E-5,6.7532911429752325E-5,2.264462244304773E-2]
[2004,1,31,24,1.0222661259876271E-2,6.5936298403340482E-3,5.9359099999999087E-4,5.6884526395695415E-3,6.3703860000000057E-5,5.522817943548407E-5,2.3217266779215338E-2,null,1.0446101090872623E-2,6.3818828402512282E-3,2.5113682135940118E-4,3.5658138725941503E-3,4.5168834206903749E-5,6.7532911429752325E-5,2.0757636370714056E-2]
[2004,2,1,1,8.5990019562393709E-3,6.9277629077682725E-3,5.9269679999999982E-4,5.7349723876203643E-3,6.3703859999999907E-5,5.9037019396551792E-5,2.1977174931024558E-2,null,8.7869529696785742E-3,6.7052856003477742E-3,2.5075850270959456E-4,3.5949748366488252E-3,4.516883420690364E-5,7.2190353597321276E-5,1.9455331097188989E-2]
[2004,2,1,2,8.7826748687770042E-3,6.7506124378394899E-3,5.9269679999999982E-4,5.2460006606924233E-3,6.3703859999999907E-5,5.9037019396551792E-5,2.1494725646705466E-2,null,8.974640477192283E-3,6.5338241183481019E-3,2.5075850270959456E-4,3.2884622790760668E-3,4.516883420690364E-5,7.2190353597321276E-5,1.9165044565130268E-2]
[2004,2,1,3,8.2761432085470127E-3,6.6326707028295118E-3,5.9269679999999982E-4,5.3506759735605603E-3,6.3703859999999907E-5,5.9037019396551792E-5,2.0974927564333636E-2,null,8.4570373996787785E-3,6.4196699493947072E-3,2.5075850270959456E-4,3.3540781339303281E-3,4.516883420690364E-5,7.2190353597321276E-5,1.8598903173517631E-2]
[2004,2,1,4,8.9070200435167925E-3,6.4895005403499051E-3,5.9269679999999982E-4,4.5611342675414323E-3,6.3703859999999907E-5,5.9037019396551792E-5,2.0673092530804682E-2,null,9.1017035024137365E-3,6.2810975355210323E-3,2.5075850270959456E-4,2.8591528973676301E-3,4.516883420690364E-5,7.2190353597321276E-5,1.8610071625816214E-2]
[2004,2,1,5,9.2114134400340733E-3,6.4845522322891464E-3,5.9269679999999982E-4,4.3988310681075862E-3,6.3703859999999907E-5,5.9037019396551792E-5,2.0810234419827357E-2,null,9.4127501184151832E-3,6.2763081368034926E-3,2.5075850270959456E-4,2.7574129275062622E-3,4.516883420690364E-5,7.2190353597321276E-5,1.8814588873238756E-2]
[2004,2,1,6,9.4531757106772526E-3,6.6332475012745506E-3,5.9269679999999982E-4,4.3849045643692209E-3,6.3703859999999907E-5,5.9037019396551792E-5,2.1186765455717575E-2,null,9.659796660885487E-3,6.4202282246069676E-3,2.5075850270959456E-4,2.7486830806791019E-3,4.516883420690364E-5,7.2190353597321276E-5,1.9196825656685373E-2]
[2004,2,1,7,9.6287642778174979E-3,7.1049782523922569E-3,5.9269679999999982E-4,4.9241174557402879E-3,6.3703859999999907E-5,5.9037019396551792E-5,2.2373297665346594E-2,null,9.839223120994044E-3,6.8768098736648395E-3,2.5075850270959456E-4,3.0866893769709619E-3,4.516883420690364E-5,7.2190353597321276E-5,2.0170840062143661E-2]
[2004,2,1,8,1.1066959863914625E-2,7.518058627503035E-3,3.7542205554643419E-4,4.1479590751913103E-3,4.0350874287565316E-5,5.9037019396551792E-5,2.3207787515839521E-2,null,1.130885378750008E-2,7.2766246375203817E-3,1.5883377897937381E-4,2.6001534952375441E-3,2.8610541822719245E-5,7.2190353597321276E-5,2.1445266594657422E-2]
[2004,2,1,9,1.2621579080617326E-2,7.8385444226144914E-3,0,4.618427118757931E-3,0,5.9037019396551792E-5,2.5137587641386301E-2,null,1.289745279148255E-2,7.5868183920825057E-3,0,2.895066995034043E-3,0,7.2190353597321276E-5,2.3451528532196422E-2]
[2004,2,1,10,1.3117988078718907E-2,8.3538372940444479E-3,0,5.3877499498442864E-3,0,5.9037019396551792E-5,2.6918612342004194E-2,null,1.340471195274822E-2,8.0855632129952937E-3,0,3.37731800377211E-3,0,7.2190353597321276E-5,2.4939783523112945E-2]
[2004,2,1,11,1.2514727228184808E-2,8.6515645645810126E-3,0,6.0753229441793009E-3,0,5.9037019396551792E-5,2.7300651756341675E-2,null,1.2788265445459641E-2,8.3737293073807006E-3,0,3.8083240219230186E-3,0,7.2190353597321276E-5,2.5042509128360681E-2]
[2004,2,1,12,1.2239929275113684E-2,8.7696901604047018E-3,0,6.4683234633090229E-3,0,5.9037019396551792E-5,2.7536979918223958E-2,null,1.2507461149555525E-2,8.4880614326647407E-3,0,4.0546769041288743E-3,0,7.2190353597321276E-5,2.5122389839946465E-2]
[2004,2,1,13,1.1731336488015259E-2,8.7507116989965061E-3,0,6.5642607665221684E-3,0,5.9037019396551792E-5,2.7105345972930482E-2,null,1.1987751894493786E-2,8.4696924431812183E-3,0,4.1148153263629028E-3,0,7.2190353597321276E-5,2.4644450017635228E-2]
[2004,2,1,14,1.1794444902397838E-2,8.6843565309433282E-3,0,6.131587199829795E-3,0,5.9037019396551792E-5,2.6669425652567514E-2,null,1.2052239688774185E-2,8.4054681966561646E-3,0,3.8435933431324675E-3,0,7.2190353597321276E-5,2.4373491582160137E-2]
[2004,2,1,15,1.1310047545948424E-2,8.7073745366880416E-3,0,6.1325577526354135E-3,0,5.9037019396551792E-5,2.6209016854668431E-2,null,1.1557254711282787E-2,8.4277470050570236E-3,0,3.8442017354102351E-3,0,7.2190353597321276E-5,2.3901393805347365E-2]
[2004,2,1,16,1.1751475805681118E-2,8.5857022652875252E-3,0,6.0754547954947622E-3,0,5.9037019396551792E-5,2.6471669885859958E-2,null,1.2008331403380038E-2,8.3099821016899278E-3,0,3.8084066730901429E-3,0,7.2190353597321276E-5,2.419891053175743E-2]
[2004,2,1,17,1.2872769096682089E-2,8.7274741168117762E-3,0,6.9160676709405953E-3,0,5.9037019396551792E-5,2.8575347903831014E-2,null,1.3154133144487046E-2,8.4472011097905426E-3,0,4.3353459380662219E-3,0,7.2190353597321276E-5,2.6008870545941132E-2]
[2004,2,1,18,1.4636367844356868E-2,8.6386543654364215E-3,2.5683527980243428E-4,7.2460348468911086E-3,2.7605005978765339E-5,5.9037019396551792E-5,3.086453436186215E-2,null,1.4956279408909983E-2,8.3612337047490378E-3,1.0866201775723813E-4,4.5421862878162536E-3,1.9573161474601967E-5,7.2190353597321276E-5,2.8060124934304438E-2]
[2004,2,1,19,1.4645601248857035E-2,8.2016706015298306E-3,5.9269679999999982E-4,6.6712129174818953E-3,6.3703859999999907E-5,5.9037019396551792E-5,3.0233922447265315E-2,null,1.4965714630753853E-2,7.9382831825215751E-3,2.5075850270959456E-4,4.1818584201109487E-3,4.516883420690364E-5,7.2190353597321276E-5,2.7453973923900196E-2]
[2004,2,1,20,1.5007862582017344E-2,7.8978436245135172E-3,5.9269679999999982E-4,6.0299194070371981E-3,6.3703859999999907E-5,5.9037019396551792E-5,2.9651063292964609E-2,null,1.5335894020572808E-2,7.6442132668637711E-3,2.5075850270959456E-4,3.7798627561158719E-3,4.516883420690364E-5,7.2190353597321276E-5,2.7128087734066272E-2]
[2004,2,1,21,1.4321334791918883E-2,7.830254523878798E-3,5.9269679999999982E-4,6.2966882421667189E-3,6.3703859999999907E-5,5.9037019396551792E-5,2.916371523736095E-2,null,1.463436058277711E-2,7.5787947141130333E-3,2.5075850270959456E-4,3.9470871444255567E-3,4.516883420690364E-5,7.2190353597321276E-5,2.6528360131829517E-2]
[2004,2,1,22,1.3480084736779068E-2,7.7209711965156493E-3,5.9269679999999982E-4,6.0600754250813762E-3,6.3703859999999907E-5,5.9037019396551792E-5,2.7976569037772646E-2,null,1.3774723068113044E-2,7.473020897791385E-3,2.5075850270959456E-4,3.7987660949142183E-3,4.516883420690364E-5,7.2190353597321276E-5,2.5414627751332464E-2]
[2004,2,1,23,1.1126020748203957E-2,7.7060190766293953E-3,5.9269679999999982E-4,6.0964357020145436E-3,6.3703859999999907E-5,5.9037019396551792E-5,2.5643913206244449E-2,null,1.1369205583585139E-2,7.4585489484041518E-3,2.5075850270959456E-4,3.8215585813977594E-3,4.516883420690364E-5,7.2190353597321276E-5,2.3017430803900868E-2]
[2004,2,1,24,9.6586646730540578E-3,7.6793576393862535E-3,5.9269679999999982E-4,6.0359621213732515E-3,6.3703859999999907E-5,5.9037019396551792E-5,2.4089422113210114E-2,null,9.8697770583062467E-3,7.4327437132061412E-3,2.5075850270959456E-4,3.7836506393897412E-3,4.516883420690364E-5,7.2190353597321276E-5,2.1454289101415946E-2]
[2004,2,2,1,9.5612378296470683E-3,7.1716244714495328E-3,5.9269679999999982E-4,3.4908534050733541E-3,6.3703859999999907E-5,5.9037019396551792E-5,2.0939153385566508E-2,null,9.7702207266112326E-3,{"$f":"F771*W$5","v":6.941315824418621E-3},{"$f":"G771*X$5","v":2.5075850270959456E-4},{"$f":"H771*Y$5","v":2.1882459585608931E-3},{"$f":"I771*Z$5","v":4.516883420690364E-5},7.2190353597321276E-5,1.9267900200104562E-2]
[2004,2,2,2,9.4112219244755976E-3,6.9309021726123975E-3,5.9269679999999982E-4,3.2536350715673492E-3,6.3703859999999907E-5,5.9037019396551792E-5,2.03111968480519E-2,null,{"$f":"E772*V$5","v":9.6169258779585914E-3},6.7083240512352009E-3,2.5075850270959456E-4,2.0395453403004257E-3,4.516883420690364E-5,7.2190353597321276E-5,{"$f":"SUM(M772:R772)","v":1.8732912960008036E-2}]
[2004,2,2,3,9.3790946045906511E-3,6.9182880269496299E-3,5.9269679999999982E-4,2.992954583009513E-3,6.3703859999999907E-5,5.9037019396551792E-5,2.0005774893946345E-2,null,9.5840963414254576E-3,6.6961149946610501E-3,2.5075850270959456E-4,1.8761374398903602E-3,4.516883420690364E-5,7.2190353597321276E-5,1.8524466466490686E-2]
[2004,2,2,4,9.6798561972072476E-3,6.8009873317698031E-3,5.9269679999999982E-4,2.9391664923261612E-3,6.3703859999999907E-5,5.9037019396551792E-5,2.0135447700699766E-2,null,9.8914317720785565E-3,6.5825812792652599E-3,2.5075850270959456E-4,1.8424203058836752E-3,4.516883420690364E-5,7.2190353597321276E-5,1.8684551047741308E-2]
[2004,2,2,5,1.0150331039014337E-2,6.910321199104172E-3,5.9269679999999982E-4,2.7911604661470741E-3,6.3703859999999907E-5,5.9037019396551792E-5,2.0567250383662136E-2,null,1.0372189926270653E-2,6.6884040125238442E-3,2.5075850270959456E-4,1.7496425375138115E-3,4.516883420690364E-5,7.2190353597321276E-5,1.9178354166822124E-2]
[2004,2,2,6,1.0846824844308095E-2,7.334478923945423E-3,5.9269679999999982E-4,3.1186273642978802E-3,6.3703859999999907E-5,5.9037019396551792E-5,2.201536881194795E-2,null,1.1083907209501184E-2,7.0989403894926861E-3,2.5075850270959456E-4,1.9549155849008918E-3,4.516883420690364E-5,7.2190353597321276E-5,2.0505880874408581E-2]
[2004,2,2,7,1.2571116209886813E-2,8.3409821531713804E-3,5.9269679999999982E-4,3.4565292853547111E-3,6.3703859999999907E-5,5.9037019396551792E-5,2.5084065327809456E-2,null,1.2845886938366044E-2,8.0731209005007413E-3,2.5075850270959456E-4,2.1667298398529797E-3,4.516883420690364E-5,7.2190353597321276E-5,2.345385536923358E-2]
[2004,2,2,8,1.1912306914710645E-2,1.0036025275767685E-2,3.6554377594156542E-4,5.5918014223459277E-3,3.9289143330034557E-5,5.9037019396551792E-5,2.8004003551492407E-2,null,1.2172677847106367E-2,9.713729621271025E-3,1.546544707680529E-4,3.5052279324420403E-3,2.7857727949383404E-5,7.2190353597321276E-5,2.5646337953134191E-2]
[2004,2,2,9,1.1435658323596908E-2,1.1241565856642533E-2,0,7.5985562135067334E-3,0,5.9037019396551792E-5,3.0334817413142725E-2,null,1.1685611002082456E-2,1.0880555623429787E-2,0,4.7631647610692131E-3,0,7.2190353597321276E-5,2.7401521740178781E-2]
[2004,2,2,10,1.0926280450201423E-2,1.1656096791234463E-2,0,8.7768609508462256E-3,0,5.9037019396551792E-5,3.1418275211678663E-2,null,1.1165099500852555E-2,1.1281774363681593E-2,0,5.5017866051400664E-3,0,7.2190353597321276E-5,2.8020850823271538E-2]
[2004,2,2,11,1.0587414037622997E-2,1.1892861010475618E-2,0,9.1666126588800436E-3,0,5.9037019396551792E-5,3.1705924726375213E-2,null,1.0818826381543656E-2,1.1510935166539773E-2,0,5.7461029659209868E-3,0,7.2190353597321276E-5,2.8148054867601736E-2]
[2004,2,2,12,1.0410698573106097E-2,1.1792092293646887E-2,0,8.659478234528277E-3,0,5.9037019396551792E-5,3.0921306120677811E-2,null,1.0638248393118126E-2,1.1413402523619855E-2,0,5.4282050980466014E-3,0,7.2190353597321276E-5,2.7552046368381905E-2]
[2004,2,2,13,1.0012151179999146E-2,1.1520650980215316E-2,0,8.4665181977591313E-3,0,5.9037019396551792E-5,3.0058357377370146E-2,null,1.0230989827851986E-2,1.1150678242416282E-2,0,5.307247850168422E-3,0,7.2190353597321276E-5,2.6761106274034014E-2]
[2004,2,2,14,1.0074785660335383E-2,1.1692449993043134E-2,0,7.8536021289121183E-3,0,5.9037019396551792E-5,2.9679874801687187E-2,null,1.0294993329164767E-2,1.1316960123335822E-2,0,4.9230406220326641E-3,0,7.2190353597321276E-5,2.6607184428130575E-2]
[2004,2,2,15,9.8117658235611326E-3,1.1566237963509673E-2,0,7.7728525719041233E-3,0,5.9037019396551792E-5,2.9209893378371481E-2,null,1.0026224587444581E-2,1.1194801251057958E-2,0,4.872422658092521E-3,0,7.2190353597321276E-5,2.6165638850192383E-2]
[2004,2,2,16,9.9177953751998695E-3,1.1239044183631568E-2,0,8.2500703357537269E-3,0,5.9037019396551792E-5,2.9465946913981717E-2,null,1.0134571659393981E-2,1.0878114931109002E-2,0,5.1715672287524338E-3,0,7.2190353597321276E-5,2.6256444172852739E-2]
[2004,2,2,17,1.1576451932363915E-2,1.101772287637707E-2,0,8.4418689900265555E-3,0,5.9037019396551792E-5,3.1095080818164093E-2,null,1.1829481979779972E-2,1.0663901108502622E-2,0,5.2917964625151491E-3,0,7.2190353597321276E-5,2.7857369904395066E-2]
[2004,2,2,18,1.4946595064520384E-2,1.0534879790776823E-2,2.469570001975655E-4,7.3867651632724225E-3,2.6543275021234579E-5,5.9037019396551792E-5,3.3200777313184979E-2,null,1.5273287360223799E-2,1.0196563985075315E-2,1.0448270954591724E-4,4.6304032681170736E-3,1.8820347601266126E-5,7.2190353597321276E-5,3.0295748024160692E-2]
[2004,2,2,19,1.6814573720942562E-2,9.9777910642281902E-3,5.9269679999999982E-4,5.160464265505261E-3,6.3703859999999907E-5,5.9037019396551792E-5,3.2668266730072566E-2,null,1.7182094996956023E-2,9.6573655358827212E-3,2.5075850270959456E-4,3.2348436794504996E-3,4.516883420690364E-5,7.2190353597321276E-5,3.0442421902803062E-2]
[2004,2,2,20,1.4998085809772745E-2,9.9852632200055115E-3,5.9269679999999982E-4,6.3698257908286352E-3,6.3703859999999907E-5,5.9037019396551792E-5,3.2068612500003445E-2,null,1.5325903554429674E-2,9.664597731788422E-3,2.5075850270959456E-4,3.9929335111179801E-3,4.516883420690364E-5,7.2190353597321276E-5,2.9351552487849892E-2]
[2004,2,2,21,1.4244807019061388E-2,9.7420368511737659E-3,5.9269679999999982E-4,5.8846406986075798E-3,6.3703859999999907E-5,5.9037019396551792E-5,3.0586922248239286E-2,null,1.4556160119002924E-2,9.429182303999516E-3,2.5075850270959456E-4,3.6887946103942447E-3,4.516883420690364E-5,7.2190353597321276E-5,2.80422547239105E-2]
[2004,2,2,22,1.349801208854568E-2,9.0178935544492703E-3,5.9269679999999982E-4,5.5250232448245092E-3,6.3703859999999907E-5,5.9037019396551792E-5,2.8756366567216012E-2,null,1.3793042263485456E-2,8.7282940541042377E-3,2.5075850270959456E-4,3.4633679457496932E-3,4.516883420690364E-5,7.2190353597321276E-5,2.6352821953853203E-2]
[2004,2,2,23,1.1896704366144848E-2,8.6984589459285049E-3,5.9269679999999982E-4,5.125484769620701E-3,6.3703859999999907E-5,5.9037019396551792E-5,2.6436085761090605E-2,null,1.2156734268868744E-2,8.4191177284587328E-3,2.5075850270959456E-4,3.2129167373478487E-3,4.516883420690364E-5,7.2190353597321276E-5,2.4156886425189143E-2]
[2004,2,2,24,1.0080022710297926E-2,8.3087757891206482E-3,5.9269679999999982E-4,4.4625989988628188E-3,6.3703859999999907E-5,5.9037019396551792E-5,2.3566835177677943E-2,null,1.0300344846928678E-2,8.041948807577819E-3,2.5075850270959456E-4,2.7973859371313962E-3,4.516883420690364E-5,7.2190353597321276E-5,2.150779728215171E-2]
[2004,2,3,1,9.4655224717687791E-3,8.3248869346341566E-3,5.9269679999999982E-4,5.4815479054856151E-3,6.3703859999999907E-5,5.9037019396551792E-5,2.3987394991285105E-2,null,9.672413288907113E-3,8.0575425617889652E-3,2.5075850270959456E-4,3.4361153732219733E-3,4.516883420690364E-5,7.2190353597321276E-5,2.153418891443187E-2]
[2004,2,3,2,9.3506984073981059E-3,7.7951544954649333E-3,5.9269679999999982E-4,4.4650129450377728E-3,6.3703859999999907E-5,5.9037019396551792E-5,2.2326303527297364E-2,null,9.5550794798735707E-3,7.5448218836006936E-3,2.5075850270959456E-4,2.7988991224040432E-3,4.516883420690364E-5,7.2190353597321276E-5,2.0266918176392125E-2]
[2004,2,3,3,9.2160125795071792E-3,7.6984245591138079E-3,5.9269679999999982E-4,4.3269103471589498E-3,6.3703859999999907E-5,5.9037019396551792E-5,2.195678516517649E-2,null,9.4174497826851576E-3,7.4511983202696702E-3,2.5075850270959456E-4,2.7123293308350545E-3,4.516883420690364E-5,7.2190353597321276E-5,1.9949095124303699E-2]
[2004,2,3,4,9.5493389554103213E-3,7.3549403619487998E-3,5.9269679999999982E-4,3.3746486689109428E-3,6.3703859999999907E-5,5.9037019396551792E-5,2.0994365665666613E-2,null,9.7580617750442356E-3,7.1187447314473747E-3,2.5075850270959456E-4,2.1154028698469776E-3,4.516883420690364E-5,7.2190353597321276E-5,1.9360327066852406E-2]
[2004,2,3,5,9.9931950140192422E-3,7.3811615529797234E-3,5.9269679999999982E-4,3.354793512977653E-3,6.3703859999999907E-5,5.9037019396551792E-5,2.144458775937317E-2,null,1.0211619331159638E-2,7.1441238584447012E-3,2.5075850270959456E-4,2.1029566397462026E-3,4.516883420690364E-5,7.2190353597321276E-5,1.982681751986436E-2]
[2004,2,3,6,1.0642986656781692E-2,7.8330746871460005E-3,5.9269679999999982E-4,3.7629795645287988E-3,6.3703859999999907E-5,5.9037019396551792E-5,2.2954478587853044E-2,null,1.0875613668421175E-2,7.5815243110114779E-3,2.5075850270959456E-4,2.3588285925327602E-3,4.516883420690364E-5,7.2190353597321276E-5,2.1184084262479228E-2]
[2004,2,3,7,1.2037033229160629E-2,8.8128327483508965E-3,5.9269679999999982E-4,4.5887728603575192E-3,6.3703859999999907E-5,5.9037019396551792E-5,2.6154076517265597E-2,null,1.2300130342725132E-2,8.5298185449632826E-3,2.5075850270959456E-4,2.8764781849154302E-3,4.516883420690364E-5,7.2190353597321276E-5,2.4074544763117666E-2]
[2004,2,3,8,1.268671551269877E-2,1.0921902137866989E-2,3.556654957439998E-4,9.5855247327262683E-3,3.8227412308799941E-5,5.9037019396551792E-5,3.3647072310741377E-2,null,1.2964012930464378E-2,1.0571157545147434E-2,1.5047516230597347E-4,6.0086985396148361E-3,2.7104914030878735E-5,7.2190353597321276E-5,2.9793639445160822E-2]
[2004,2,3,9,1.1866811855671179E-2,1.1950322488012123E-2,0,1.046748929079473E-2,0,5.9037019396551792E-5,3.4343660653874584E-2,null,1.2126188388659104E-2,1.1566551333407752E-2,0,6.5615591601675058E-3,0,7.2190353597321276E-5,3.0326489235831682E-2]
[2004,2,3,10,1.1170122507235807E-2,1.2288071878758088E-2,0,1.1230045170456698E-2,0,5.9037019396551792E-5,3.4747276575847141E-2,null,1.1414271288240756E-2,1.1893454282663663E-2,0,7.03956829667895E-3,0,7.2190353597321276E-5,3.0419484221180692E-2]
[2004,2,3,11,1.0627225373376176E-2,1.2414807402155351E-2,0,1.087793939322587E-2,0,5.9037019396551792E-5,3.3979009188153948E-2,null,1.0859507885827934E-2,1.2016119837389172E-2,0,6.8188503361677694E-3,0,7.2190353597321276E-5,2.9766668412982197E-2]
[2004,2,3,12,1.0484249705054419E-2,1.2331210281829852E-2,0,1.0817114877198802E-2,0,5.9037019396551792E-5,3.3691611883479626E-2,null,1.0713407154633186E-2,1.1935207344480305E-2,0,6.7807224098606327E-3,0,7.2190353597321276E-5,2.9501527262571447E-2]
[2004,2,3,13,1.0033625462077108E-2,1.2030432421070766E-2,0,1.0375756219691216E-2,0,5.9037019396551792E-5,3.249885112223564E-2,null,1.0252933479875435E-2,1.1644088626143422E-2,0,6.5040561662529205E-3,0,7.2190353597321276E-5,2.8473268625869099E-2]
[2004,2,3,14,9.7275043889201059E-3,1.214448033944446E-2,0,1.0311742370235756E-2,0,5.9037019396551792E-5,3.2242764117996876E-2,null,9.9401214248780092E-3,1.175447402399866E-2,0,6.4639290021734266E-3,0,7.2190353597321276E-5,2.8230714804647419E-2]
[2004,2,3,15,1.0250349746314804E-2,1.1978473577299115E-2,0,9.8052834664048936E-3,0,5.9037019396551792E-5,3.2093143809415366E-2,null,1.0474394773020286E-2,1.1593798382151079E-2,0,6.1464545852086801E-3,0,7.2190353597321276E-5,2.8286838093977366E-2]
[2004,2,3,16,1.1055500085601246E-2,1.1564886369925826E-2,0,9.5939576647747476E-3,0,5.9037019396551792E-5,3.2273381139698375E-2,null,1.1297143529310228E-2,1.1193493062380612E-2,0,6.0139847339440175E-3,0,7.2190353597321276E-5,2.8576811679232178E-2]
[2004,2,3,17,1.2689265090324545E-2,1.1531579040337208E-2,0,1.094129825674851E-2,0,5.9037019396551792E-5,3.5221179406806816E-2,null,1.2966618234987419E-2,1.116125536018873E-2,0,6.8585669214706445E-3,0,7.2190353597321276E-5,3.1058630870244113E-2]
[2004,2,3,18,1.4594432184873704E-2,1.1312608161231232E-2,2.2720043980243429E-4,1.1267218741256788E-2,2.4419812978765343E-5,5.9037019396551792E-5,3.7484916359539475E-2,null,1.4913427148902803E-2,1.0949316484376683E-2,9.6124092621758411E-5,7.0628705974717454E-3,1.7314719764256782E-5,7.2190353597321276E-5,3.3111243396734567E-2]
[2004,2,3,19,1.6199988891192448E-2,1.0821623974488912E-2,5.9269679999999982E-4,9.6365260466452166E-3,6.3703859999999907E-5,5.9037019396551792E-5,3.7373576591723127E-2,null,1.6554076998777326E-2,1.0474099702106303E-2,2.5075850270959456E-4,6.0406687790130979E-3,4.516883420690364E-5,7.2190353597321276E-5,3.343696317041054E-2]
[2004,2,3,20,1.6108719689799305E-2,1.0534258292857165E-2,5.9269679999999982E-4,9.174521417900908E-3,6.3703859999999907E-5,5.9037019396551792E-5,3.6532937079953927E-2,null,1.6460812898559305E-2,1.0195962445861746E-2,2.5075850270959456E-4,5.7510605817118667E-3,4.516883420690364E-5,7.2190353597321276E-5,3.277595361664673E-2]
[2004,2,3,21,1.4940337325301454E-2,1.0374625049746169E-2,5.9269679999999982E-4,9.8859753607049711E-3,6.3703859999999907E-5,5.9037019396551792E-5,3.5916375415149145E-2,null,1.5266892843686522E-2,1.0041455644659192E-2,2.5075850270959456E-4,6.1970364032060063E-3,4.516883420690364E-5,7.2190353597321276E-5,3.1873502582065533E-2]
[2004,2,3,22,1.3744305900672422E-2,9.7360958275047021E-3,5.9269679999999982E-4,9.5041228987267704E-3,6.3703859999999907E-5,5.9037019396551792E-5,3.3699962306300443E-2,null,1.4044719394726277E-2,9.4234320696179631E-3,2.5075850270959456E-4,5.9576716950014335E-3,4.516883420690364E-5,7.2190353597321276E-5,2.979394084985949E-2]
[2004,2,3,23,1.2484524261748311E-2,9.2324109348126456E-3,5.9269679999999982E-4,8.522988371132233E-3,6.3703859999999907E-5,5.9037019396551792E-5,3.0955361247089738E-2,null,1.2757402323556323E-2,8.9359224502726393E-3,2.5075850270959456E-4,5.3426462511678265E-3,4.516883420690364E-5,7.2190353597321276E-5,2.7404088715510606E-2]
[2004,2,3,24,1.0912746399978194E-2,8.7544814365347161E-3,5.9269679999999982E-4,7.2435485394160056E-3,6.3703859999999907E-5,5.9037019396551792E-5,2.762621405532547E-2,null,1.1151269632757864E-2,8.4733411198418627E-3,2.5075850270959456E-4,4.5406277427692959E-3,4.516883420690364E-5,7.2190353597321276E-5,2.453335618588284E-2]
[2004,2,4,1,8.7356096124759416E-3,7.9286207494679191E-3,5.9269679999999982E-4,3.6501223746739256E-3,6.3703859999999907E-5,5.9037019396551792E-5,2.1029790416014337E-2,null,8.9265465012020543E-3,7.6740020190950928E-3,2.5075850270959456E-4,2.2880839175385159E-3,4.516883420690364E-5,7.2190353597321276E-5,1.925675012834948E-2]
[2004,2,4,2,8.7451907559952802E-3,7.5073627259994499E-3,5.9269679999999982E-4,3.2809104088276403E-3,6.3703859999999907E-5,5.9037019396551792E-5,2.0248901570218924E-2,null,8.9363370627030987E-3,7.266272222853548E-3,2.5075850270959456E-4,2.0566429206346428E-3,4.516883420690364E-5,7.2190353597321276E-5,1.8627369896705107E-2]
[2004,2,4,3,8.597444416944322E-3,7.3614134839160928E-3,5.9269679999999982E-4,3.1187112733372527E-3,6.3703859999999907E-5,5.9037019396551792E-5,1.9793006853594218E-2,null,8.7853613867712003E-3,7.1250099763892757E-3,2.5075850270959456E-4,1.9549681833904266E-3,4.516883420690364E-5,7.2190353597321276E-5,1.823345723706472E-2]
[2004,2,4,4,9.0339352503727693E-3,7.0995897603804608E-3,5.9269679999999982E-4,2.7920802539930113E-3,6.3703859999999907E-5,5.9037019396551792E-5,1.9641042944142796E-2,null,9.2313927337286938E-3,6.8715944270083479E-3,2.5075850270959456E-4,1.7502191077111394E-3,4.516883420690364E-5,7.2190353597321276E-5,1.8221323958961998E-2]
[2004,2,4,5,9.4273579670549126E-3,7.1050490236448244E-3,5.9269679999999982E-4,2.6964891929169574E-3,6.3703859999999907E-5,5.9037019396551792E-5,1.9944333863013246E-2,null,9.6334146109514126E-3,6.8768783721782955E-3,2.5075850270959456E-4,1.6902977278072397E-3,4.516883420690364E-5,7.2190353597321276E-5,1.8568708401450765E-2]
[2004,2,4,6,1.0066318933806918E-2,7.5173549641959431E-3,5.9269679999999982E-4,3.1201686087271247E-3,6.3703859999999907E-5,5.9037019396551792E-5,2.1419280186126537E-2,null,1.0286341542807309E-2,7.2759435715683057E-3,2.5075850270959456E-4,1.9558817159588582E-3,4.516883420690364E-5,7.2190353597321276E-5,1.9886284520848289E-2]
[2004,2,4,7,1.137533049558156E-2,8.4054582511770681E-3,5.9269679999999982E-4,3.8186732398772317E-3,6.3703859999999907E-5,5.9037019396551792E-5,2.4314899666032411E-2,null,1.1623964570295207E-2,8.1355264211976711E-3,2.5075850270959456E-4,2.3937402447440767E-3,4.516883420690364E-5,7.2190353597321276E-5,2.2521348926750773E-2]
[2004,2,4,8,1.1456711087379192E-2,1.0063065253017303E-2,3.3590893594156546E-4,5.9422541025059153E-3,3.6103950330034565E-5,5.9037019396551792E-5,2.7893080348570562E-2,null,1.170712392255603E-2,9.7399012400893152E-3,1.4211654563257319E-4,3.724909646922632E-3,2.5599286239038226E-5,7.2190353597321276E-5,2.5411840995036905E-2]
[2004,2,4,9,1.0784311540025593E-2,1.1188088496660786E-2,0,7.3244560424468776E-3,0,5.9037019396551792E-5,2.935589309852981E-2,null,1.1020027532824174E-2,1.082879562866609E-2,0,4.5913447153775565E-3,0,7.2190353597321276E-5,2.651235823046514E-2]
[2004,2,4,10,1.0161442066396392E-2,1.1510777626871261E-2,0,8.2554793933737984E-3,0,5.9037019396551792E-5,2.9986736106038001E-2,null,1.0383543810773502E-2,1.1141121960700752E-2,0,5.1749579034967644E-3,0,7.2190353597321276E-5,2.677181402856834E-2]
[2004,2,4,11,9.8205145274157246E-3,1.1761999161140393E-2,0,8.635704449243161E-3,0,5.9037019396551792E-5,3.0277255157195832E-2,null,1.003516451439275E-2,1.1384275798188926E-2,0,5.4133024700834097E-3,0,7.2190353597321276E-5,2.6904933136262407E-2]
[2004,2,4,12,9.6484064198647541E-3,1.1687244525714209E-2,0,8.3909210076835682E-3,0,5.9037019396551792E-5,2.9785608972659083E-2,null,9.8592945873422697E-3,1.1311921823730536E-2,0,5.2598596540840512E-3,0,7.2190353597321276E-5,2.6503266418754178E-2]
[2004,2,4,13,9.3005194786392794E-3,1.1428166519396224E-2,0,8.2833960794033001E-3,0,5.9037019396551792E-5,2.9071119096835359E-2,null,9.5038037749351923E-3,1.1061163815949578E-2,0,5.1924575141340055E-3,0,7.2190353597321276E-5,2.5829615458616093E-2]
[2004,2,4,14,9.0138069519811997E-3,1.1504123264251919E-2,0,8.2457737977407047E-3,0,5.9037019396551792E-5,2.8822741033370375E-2,null,9.2108244849683774E-3,1.1134681295446324E-2,0,5.1688739383584188E-3,0,7.2190353597321276E-5,2.5586570072370442E-2]
[2004,2,4,15,9.4851004886326133E-3,1.1356704671878774E-2,0,7.6454266653902068E-3,0,5.9037019396551792E-5,2.8546268845298144E-2,null,9.6924192284681878E-3,1.0991996885222819E-2,0,4.7925455642736309E-3,0,7.2190353597321276E-5,2.5549152031561956E-2]
[2004,2,4,16,1.0200307966243027E-2,1.0902055012330351E-2,0,7.1862952906197146E-3,0,5.9037019396551792E-5,2.8347695288589644E-2,null,1.0423259214469722E-2,1.0551947787706125E-2,0,4.5047384699310588E-3,0,7.2190353597321276E-5,2.5552135825704227E-2]
[2004,2,4,17,1.1665543644874526E-2,1.082378404704854E-2,0,8.0775160166307765E-3,0,5.9037019396551792E-5,3.0625880727950392E-2,null,1.192052099707556E-2,{"$f":"F835*W$5","v":1.0476190406367202E-2},{"$f":"G835*X$5","v":0},{"$f":"H835*Y$5","v":5.0634013312947351E-3},{"$f":"I835*Z$5","v":0},7.2190353597321276E-5,2.7532303088334816E-2]
[2004,2,4,18,1.3339235091689263E-2,1.0543311256429599E-2,2.1732216019756552E-4,7.8285312368116915E-3,2.3358082021234584E-5,5.9037019396551792E-5,3.2010794846545905E-2,null,{"$f":"E836*V$5","v":1.3630794829289699E-2},1.0204724683699685E-2,9.194478441043751E-5,4.9073249009896252E-3,1.6561905890920945E-5,7.2190353597321276E-5,{"$f":"SUM(M836:R836)","v":2.8923541457877688E-2}]
[2004,2,4,19,1.4793767041032729E-2,9.9739878432251322E-3,5.9269679999999982E-4,5.9363470848417853E-3,6.3703859999999907E-5,5.9037019396551792E-5,3.1419539648496198E-2,null,1.511711892792561E-2,9.653684451041011E-3,2.5075850270959456E-4,3.721206825282544E-3,4.516883420690364E-5,7.2190353597321276E-5,2.8860127894762985E-2]
[2004,2,4,20,1.4786790570934297E-2,9.7793439065459887E-3,5.9269679999999982E-4,5.6756920208070449E-3,6.3703859999999907E-5,5.9037019396551792E-5,3.0957264177683887E-2,null,1.5109989970988369E-2,9.4652912852838268E-3,2.5075850270959456E-4,3.5578148622675671E-3,4.516883420690364E-5,7.2190353597321276E-5,2.8501213809053579E-2]
[2004,2,4,21,1.354277350963203E-2,9.5508258888911332E-3,5.9269679999999982E-4,5.7626714991216334E-3,6.3703859999999907E-5,5.9037019396551792E-5,2.9571708577041351E-2,null,1.3838782048630678E-2,9.244111866530489E-3,2.5075850270959456E-4,3.6123380604124729E-3,4.516883420690364E-5,7.2190353597321276E-5,2.706334966608746E-2]
[2004,2,4,22,1.2352037835772588E-2,8.9731346107276132E-3,5.9269679999999982E-4,5.2126871069848027E-3,6.3703859999999907E-5,5.9037019396551792E-5,2.7253297232881557E-2,null,1.2622020101282869E-2,8.6849724934764828E-3,2.5075850270959456E-4,3.2675796349753267E-3,4.516883420690364E-5,7.2190353597321276E-5,2.4942689920248493E-2]
[2004,2,4,23,1.1294266756298688E-2,8.5194682022799451E-3,5.9269679999999982E-4,4.9816447973754776E-3,6.3703859999999907E-5,5.9037019396551792E-5,2.5510817435350663E-2,null,1.1541128996091386E-2,8.2458750710582562E-3,2.5075850270959456E-4,3.1227504652587153E-3,4.516883420690364E-5,7.2190353597321276E-5,2.3277872222922175E-2]
[2004,2,4,24,9.8252202070921637E-3,8.1004169566775627E-3,5.9269679999999982E-4,4.0366978930034148E-3,6.3703859999999907E-5,5.9037019396551792E-5,2.2677772736169693E-2,null,1.0039973047547838E-2,7.8402811844957288E-3,2.5075850270959456E-4,2.5304092797074585E-3,4.516883420690364E-5,7.2190353597321276E-5,2.0778781202264843E-2]
[2004,2,5,1,9.548045234786284E-3,8.0042376987952777E-3,5.9269679999999982E-4,3.9486657624338822E-3,6.3703859999999907E-5,5.9037019396551792E-5,2.2216386375411998E-2,null,9.7567397771731838E-3,7.7471906152143995E-3,2.5075850270959456E-4,2.4752262251391049E-3,4.516883420690364E-5,7.2190353597321276E-5,2.0347274308040505E-2]
[2004,2,5,2,9.6020227148128565E-3,7.566669591378852E-3,5.9269679999999982E-4,3.507303903156643E-3,6.3703859999999907E-5,5.9037019396551792E-5,2.1391433888744905E-2,null,9.8118970594751279E-3,7.3236745150111436E-3,2.5075850270959456E-4,2.198557974497957E-3,4.516883420690364E-5,7.2190353597321276E-5,1.9702247239498049E-2]
[2004,2,5,3,9.4576099924598492E-3,7.4558326525137894E-3,5.9269679999999982E-4,3.2809372106266171E-3,6.3703859999999907E-5,5.9037019396551792E-5,2.0909817534996808E-2,null,9.6643278641200328E-3,7.2163969796721142E-3,2.5075850270959456E-4,2.0566597213768933E-3,4.516883420690364E-5,7.2190353597321276E-5,1.9305502255682859E-2]
[2004,2,5,4,9.9747180692645095E-3,7.1904570157078403E-3,5.9269679999999982E-4,2.8686655212031473E-3,6.3703859999999907E-5,5.9037019396551792E-5,2.0749278285572048E-2,null,1.019273853017722E-2,6.9595435827172697E-3,2.5075850270959456E-4,1.7982266812214813E-3,4.516883420690364E-5,7.2190353597321276E-5,1.931862648462979E-2]
[2004,2,5,5,1.0436402804983071E-2,7.1948316397925215E-3,5.9269679999999982E-4,2.7230099087918879E-3,6.3703859999999907E-5,5.9037019396551792E-5,2.1069682032964034E-2,null,1.0664514450245931E-2,6.9637777206738461E-3,2.5075850270959456E-4,1.7069222727529301E-3,4.516883420690364E-5,7.2190353597321276E-5,1.9703332134186523E-2]
[2004,2,5,6,1.1112769628986822E-2,7.642269814536526E-3,5.9269679999999982E-4,3.1573739662934231E-3,6.3703859999999907E-5,5.9037019396551792E-5,2.2627851089213322E-2,null,1.1355664830606E-2,7.396846922102877E-3,2.5075850270959456E-4,1.9792039423270416E-3,4.516883420690364E-5,7.2190353597321276E-5,2.1099833385549736E-2]
[2004,2,5,7,1.2549720419934707E-2,8.5956473620287851E-3,5.9269679999999982E-4,3.826048194519704E-3,6.3703859999999907E-5,5.9037019396551792E-5,2.5686853655879749E-2,null,1.2824023494094833E-2,8.3196078228442213E-3,2.5075850270959456E-4,2.3983632445719999E-3,4.516883420690364E-5,7.2190353597321276E-5,2.391011225202487E-2]
[2004,2,5,8,1.2473396508384698E-2,1.0302429327318931E-2,3.2603065574399989E-4,6.2709961177543532E-3,3.5042219308799949E-5,5.9037019396551792E-5,2.9466931847907333E-2,null,1.2746031347487027E-2,9.9715784065892744E-3,1.3793723717049378E-4,3.9309820031066759E-3,2.4846472320533554E-5,7.2190353597321276E-5,2.6883565820271325E-2]
[2004,2,5,9,1.1752479111576588E-2,1.1422891612953694E-2,0,7.7778772653331807E-3,0,5.9037019396551792E-5,3.1012285009260017E-2,null,1.2009356638839055E-2,1.1056058307189654E-2,0,4.8755723936480628E-3,0,7.2190353597321276E-5,2.8013177693274095E-2]
[2004,2,5,10,1.1057282129964336E-2,1.1800503336281944E-2,0,8.761898819923954E-3,0,5.9037019396551792E-5,3.1678721305566787E-2,null,1.1298964524361519E-2,1.1421543455088732E-2,0,5.4924075740771933E-3,0,7.2190353597321276E-5,2.8285105907124766E-2]
[2004,2,5,11,1.065398329190512E-2,1.2057063065076284E-2,0,9.2155508310086502E-3,0,5.9037019396551792E-5,3.1985634207386607E-2,null,1.0886850660358846E-2,1.1669864056993972E-2,0,5.7767799222274725E-3,0,7.2190353597321276E-5,2.8405684993177614E-2]
[2004,2,5,12,1.045743704094567E-2,1.1944390805135818E-2,0,9.0053786604020088E-3,0,5.9037019396551792E-5,3.1466243525880053E-2,null,1.0686008437931603E-2,1.1560810139849912E-2,0,5.6450332260575458E-3,0,7.2190353597321276E-5,2.7964042157436381E-2]
[2004,2,5,13,1.0047983250726523E-2,1.1704556295955858E-2,0,8.8998661130807906E-3,0,5.9037019396551792E-5,3.0711442679159724E-2,null,1.026760509109881E-2,1.1328677645958185E-2,0,5.5788925497067239E-3,0,7.2190353597321276E-5,2.7247365640361038E-2]
[2004,2,5,14,9.7246285270376071E-3,1.182207871871473E-2,0,8.8433067568707731E-3,0,5.9037019396551792E-5,3.0449051022019662E-2,null,9.93718270440354E-3,1.144242596840141E-2,0,5.5434382443309942E-3,0,7.2190353597321276E-5,2.6995237270733267E-2]
[2004,2,5,15,1.0260181585327967E-2,1.162990963180935E-2,0,8.2078472438828209E-3,0,5.9037019396551792E-5,3.0156975480416688E-2,null,1.0484441509543172E-2,1.1256428175403364E-2,0,5.1450996291648437E-3,0,7.2190353597321276E-5,2.69581596677087E-2]
[2004,2,5,16,1.1038694452377165E-2,1.1169580208264255E-2,0,7.6798852257401427E-3,0,5.9037019396551792E-5,2.9947196905778115E-2,null,1.1279970570225305E-2,1.0810881713117221E-2,0,4.8141459572646362E-3,0,7.2190353597321276E-5,2.697718859420448E-2]
[2004,2,5,17,1.2657415993864484E-2,1.1064341601317933E-2,0,8.5731327640623089E-3,0,5.9037019396551792E-5,3.2353927378641276E-2,null,1.2934073003093589E-2,1.0709022725569227E-2,0,5.3740793285391815E-3,0,7.2190353597321276E-5,2.9089365410799317E-2]
[2004,2,5,18,1.4550570594580974E-2,1.0738318681486354E-2,2.0744387999999987E-4,8.2393200348360781E-3,2.2296350999999964E-5,5.9037019396551792E-5,3.3816986561299958E-2,null,1.4868606862427827E-2,1.03934696648144E-2,8.7765475948358074E-5,5.1648283887592763E-3,1.5809091972416273E-5,7.2190353597321276E-5,3.0602669837519601E-2]
[2004,2,5,19,1.6173768920549964E-2,1.0176522396477913E-2,5.9269679999999982E-4,6.1266433082003266E-3,6.3703859999999907E-5,5.9037019396551792E-5,3.3192372304624754E-2,null,1.6527283930224214E-2,9.849714835102788E-3,2.5075850270959456E-4,3.8404942582891954E-3,4.516883420690364E-5,7.2190353597321276E-5,3.0585610714130015E-2]
[2004,2,5,20,1.609661192271844E-2,9.9335454299935462E-3,5.9269679999999982E-4,5.958416990117241E-3,6.3703859999999907E-5,5.9037019396551792E-5,3.2704012022225781E-2,null,1.6448440488313464E-2,9.6145408003856184E-3,2.5075850270959456E-4,3.7350413738644612E-3,4.516883420690364E-5,7.2190353597321276E-5,3.0166140353077363E-2]
[2004,2,5,21,1.470408508814006E-2,9.6975046509900908E-3,5.9269679999999982E-4,6.1232476813124579E-3,6.3703859999999907E-5,5.9037019396551792E-5,3.1240275099839163E-2,null,1.5025476769183569E-2,9.3860802052962572E-3,2.5075850270959456E-4,3.8383657051957428E-3,4.516883420690364E-5,7.2190353597321276E-5,2.8618040370189383E-2]
[2004,2,5,22,1.3417323445858565E-2,9.0373965850980877E-3,5.9269679999999982E-4,5.6208931138040756E-3,6.3703859999999907E-5,5.9037019396551792E-5,2.8791050824157279E-2,null,1.3710589984478307E-2,8.7471707668777109E-3,2.5075850270959456E-4,3.523464096747443E-3,4.516883420690364E-5,7.2190353597321276E-5,2.6349342538617281E-2]
[2004,2,5,23,1.2273487536145947E-2,8.6431988521076843E-3,5.9269679999999982E-4,5.3181268860981006E-3,6.3703859999999907E-5,5.9037019396551792E-5,2.6950250953748284E-2,null,1.25417529037539E-2,8.3656322503464376E-3,2.5075850270959456E-4,3.3336746964811766E-3,4.516883420690364E-5,7.2190353597321276E-5,2.4609177541095331E-2]
[2004,2,5,24,1.0725774645989526E-2,8.216604364486315E-3,5.9269679999999982E-4,4.2995356252831267E-3,6.3703859999999907E-5,5.9037019396551792E-5,2.3957352315155521E-2,null,1.0960211180007466E-2,7.9527373644911747E-3,2.5075850270959456E-4,2.6951694511264308E-3,4.516883420690364E-5,7.2190353597321276E-5,2.1976235686138889E-2]
[2004,2,6,1,9.7216102462220986E-3,8.159329356025851E-3,5.9269679999999982E-4,4.5353067564728186E-3,6.3703859999999907E-5,5.9037019396551792E-5,2.3131684038117321E-2,null,9.9340984521019207E-3,7.8973016784547618E-3,2.5075850270959456E-4,2.8429628887486941E-3,4.516883420690364E-5,7.2190353597321276E-5,2.1042480709819192E-2]
[2004,2,6,2,9.6268654622113214E-3,7.7487217689244606E-3,5.9269679999999982E-4,4.2245738353008187E-3,6.3703859999999907E-5,5.9037019396551792E-5,2.2315598745833151E-2,null,9.8372828023949241E-3,7.4998802918052245E-3,2.5075850270959456E-4,2.6481795564098896E-3,4.516883420690364E-5,7.2190353597321276E-5,2.0353460341123859E-2]
[2004,2,6,3,9.6402749567605518E-3,7.6603482833367802E-3,5.9269679999999982E-4,3.9613070537988654E-3,6.3703859999999907E-5,5.9037019396551792E-5,2.197736797329275E-2,null,9.8509853923641876E-3,7.4143448212279691E-3,2.5075850270959456E-4,2.4831504349326797E-3,4.516883420690364E-5,7.2190353597321276E-5,2.0116598339038654E-2]
[2004,2,6,4,1.0003832194972076E-2,7.4544221714201381E-3,5.9269679999999982E-4,3.9731293867660486E-3,6.3703859999999907E-5,5.9037019396551792E-5,2.2146821432554815E-2,null,1.0222489012227064E-2,7.2150317945910512E-3,2.5075850270959456E-4,2.4905612795985146E-3,4.516883420690364E-5,7.2190353597321276E-5,2.0296199776930448E-2]
[2004,2,6,5,1.0824145980709181E-2,7.3777337641475517E-3,5.9269679999999982E-4,3.6924528360451894E-3,6.3703859999999907E-5,5.9037019396551792E-5,2.2609770260298475E-2,null,1.1060732647050386E-2,7.1408061491923221E-3,2.5075850270959456E-4,2.3146188218358616E-3,4.516883420690364E-5,7.2190353597321276E-5,2.0884275308592385E-2]
[2004,2,6,6,1.1447286356080784E-2,7.800330855183793E-3,5.9269679999999982E-4,3.7102013617459025E-3,6.3703859999999907E-5,5.9037019396551792E-5,2.3673256252407033E-2,null,1.1697493192025624E-2,7.549832010354046E-3,2.5075850270959456E-4,2.325744508058765E-3,4.516883420690364E-5,7.2190353597321276E-5,2.1941187400952255E-2]
[2004,2,6,7,1.2904011697421997E-2,8.7794280237900764E-3,5.9269679999999982E-4,4.8254352030848774E-3,6.3703859999999907E-5,5.9037019396551792E-5,2.7224312603693505E-2,null,1.3186058624298435E-2,8.4974865755290969E-3,2.5075850270959456E-4,3.0248302796393308E-3,4.516883420690364E-5,7.2190353597321276E-5,2.5076493169980681E-2]
[2004,2,6,8,1.2791814301739722E-2,1.0416768862244213E-2,3.1615237554643433E-4,6.6478990544332692E-3,3.3980488287565332E-5,5.9037019396551792E-5,3.0265652101647757E-2,null,1.3071408895853471E-2,1.0082246056058812E-2,1.337579287084144E-4,4.1672440949947877E-3,2.4093658402028885E-5,7.2190353597321276E-5,2.7550940987614833E-2]
[2004,2,6,9,1.2274244506230346E-2,1.1457948440092975E-2,0,8.0374580885774118E-3,0,5.9037019396551792E-5,3.1828688054297283E-2,null,1.2542526419164748E-2,1.1089989323787713E-2,0,5.0382909674382336E-3,0,7.2190353597321276E-5,2.8742997063988019E-2]
[2004,2,6,10,1.2800281644136954E-2,1.1814854744558003E-2,0,8.5921516164356691E-3,0,5.9037019396551792E-5,3.3266325024527178E-2,null,1.3080061311540927E-2,1.1435433984042929E-2,0,5.3860013206749689E-3,0,7.2190353597321276E-5,2.9973686969856143E-2]
[2004,2,6,11,1.175030137272827E-2,1.2027563719121281E-2,0,9.0227368422940331E-3,0,5.9037019396551792E-5,3.2859638953540132E-2,null,1.2007131300487256E-2,1.1641312049327838E-2,0,5.6559142247606083E-3,0,7.2190353597321276E-5,2.937654792817302E-2]
[2004,2,6,12,1.0846324375946539E-2,1.1947863880115317E-2,0,8.710435666419292E-3,0,5.9037019396551792E-5,3.1563660941877701E-2,null,1.1083395802249717E-2,1.1564171680935976E-2,0,5.4601478299390657E-3,0,7.2190353597321276E-5,2.8179905666722082E-2]
[2004,2,6,13,1.0507008782415967E-2,1.1689873914613243E-2,0,8.7675276781065369E-3,0,5.9037019396551792E-5,3.1023447394532298E-2,null,1.073666368410334E-2,1.1314466772764898E-2,0,5.495936031087576E-3,0,7.2190353597321276E-5,2.7619256841553138E-2]
[2004,2,6,14,9.4309153751431889E-3,1.1746728530550893E-2,0,8.4813010976781764E-3,0,5.9037019396551792E-5,2.9717982022768812E-2,null,9.6370497743953464E-3,1.1369495566711144E-2,0,5.3165145300457977E-3,0,7.2190353597321276E-5,2.639525022474961E-2]
[2004,2,6,15,9.9501907576315957E-3,1.1543137059842867E-2,0,7.8870352789193569E-3,0,5.9037019396551792E-5,2.9439400115790371E-2,null,1.0167675117598892E-2,1.1172442206908459E-2,0,4.9439982352280434E-3,0,7.2190353597321276E-5,2.6356305913332715E-2]
[2004,2,6,16,1.0449897872419064E-2,1.1042630179387192E-2,0,7.5482499878994445E-3,0,5.9037019396551792E-5,2.9099815059102252E-2,null,1.0678304483494692E-2,1.0688008541513933E-2,0,4.7316302386754576E-3,0,7.2190353597321276E-5,2.6170133617281405E-2]
[2004,2,6,17,1.1486080769306068E-2,1.087359667997936E-2,0,8.2536239031708591E-3,0,5.9037019396551792E-5,3.0672338371852841E-2,null,1.1737135546595563E-2,1.0524403362663947E-2,0,5.1737947870703254E-3,0,7.2190353597321276E-5,2.7507524049927158E-2]
[2004,2,6,18,1.535592737825894E-2,1.0317669433048642E-2,1.8768732019756553E-4,6.1111926972863655E-3,2.0172889021234592E-5,5.9037019396551792E-5,3.2051686737209303E-2,null,1.5691566575427442E-2,9.9863290934787789E-3,7.9406859274957779E-5,3.8308090229136177E-3,1.4303464180575765E-5,7.2190353597321276E-5,2.9674605368872693E-2]
[2004,2,6,19,1.5530815317387016E-2,1.0093932338742277E-2,5.9269679999999982E-4,6.1337786739016163E-3,6.3703859999999907E-5,5.9037019396551792E-5,3.247396400942746E-2,null,1.5870277093683272E-2,9.7697770641023279E-3,2.5075850270959456E-4,3.8449670714803793E-3,4.516883420690364E-5,7.2190353597321276E-5,2.9853138919779795E-2]
[2004,2,6,20,1.636410251069766E-2,9.5236099329605792E-3,5.9269679999999982E-4,4.6995539299134791E-3,6.3703859999999907E-5,5.9037019396551792E-5,3.1302704052968269E-2,null,1.6721777699813877E-2,9.2177699203885074E-3,2.5075850270959456E-4,2.9459214412230631E-3,4.516883420690364E-5,7.2190353597321276E-5,2.9253586751939262E-2]
[2004,2,6,21,1.4364771136611951E-2,9.4223461447895118E-3,5.9269679999999982E-4,5.5028181908862864E-3,6.3703859999999907E-5,5.9037019396551792E-5,3.0005373151684299E-2,null,1.4678746328929406E-2,9.1197581047851271E-3,2.5075850270959456E-4,3.4494486790542411E-3,4.516883420690364E-5,7.2190353597321276E-5,2.7616070803282593E-2]
[2004,2,6,22,1.365684874390702E-2,8.8333416593802568E-3,5.9269679999999982E-4,5.1316496968365766E-3,6.3703859999999907E-5,5.9037019396551792E-5,2.8337277779520408E-2,null,1.3955350660160308E-2,8.5496688354011648E-3,2.5075850270959456E-4,3.2167812299230326E-3,4.516883420690364E-5,7.2190353597321276E-5,2.6089918415998326E-2]
[2004,2,6,23,1.2189225043449645E-2,8.3064068762226731E-3,5.9269679999999982E-4,4.8013128871661351E-3,6.3703859999999907E-5,5.9037019396551792E-5,2.6012382486235004E-2,null,1.2455648660005815E-2,8.0396559696509513E-3,2.5075850270959456E-4,3.009709174799007E-3,4.516883420690364E-5,7.2190353597321276E-5,2.3873131494969592E-2]
[2004,2,6,24,1.0789687092441073E-2,7.8715528080737646E-3,5.9269679999999982E-4,5.4353021415629206E-3,6.3703859999999907E-5,5.9037019396551792E-5,2.4811979721474312E-2,null,1.102552058033146E-2,7.6187667503992444E-3,2.5075850270959456E-4,3.4071261564713289E-3,4.516883420690364E-5,7.2190353597321276E-5,2.2419531177715852E-2]
[2004,2,7,1,1.0001245199563982E-2,7.8515035885672064E-3,5.9269679999999982E-4,6.5211910089723636E-3,6.3703859999999907E-5,5.9037019396551792E-5,2.5089377476500103E-2,null,1.0219845472069803E-2,7.5993613890083704E-3,2.5075850270959456E-4,4.0878169933026877E-3,4.516883420690364E-5,7.2190353597321276E-5,2.227514154489468E-2]
[2004,2,7,2,9.3092959980449249E-3,7.6140601410250672E-3,5.9269679999999982E-4,6.6594187479680905E-3,6.3703859999999907E-5,5.9037019396551792E-5,2.4298212566434635E-2,null,9.5127721254074146E-3,7.3695431705015062E-3,2.5075850270959456E-4,4.1744652297421815E-3,4.516883420690364E-5,7.2190353597321276E-5,2.1424898216164921E-2]
[2004,2,7,3,9.753261888375513E-3,7.4157901788701385E-3,5.9269679999999982E-4,6.0106131108265464E-3,6.3703859999999907E-5,5.9037019396551792E-5,2.389510285746875E-2,null,9.9664419138699861E-3,7.1776404249949896E-3,2.5075850270959456E-4,3.7677605794400083E-3,4.516883420690364E-5,7.2190353597321276E-5,2.1279960608818801E-2]
[2004,2,7,4,9.8826143535380457E-3,7.2957669024480525E-3,5.9269679999999982E-4,5.8418176609549028E-3,6.3703859999999907E-5,5.9037019396551792E-5,2.3735636596337553E-2,null,1.0098621675391082E-2,7.0614715609888115E-3,2.5075850270959456E-4,3.6619509340196986E-3,4.516883420690364E-5,7.2190353597321276E-5,2.1190161860913409E-2]
[2004,2,7,5,1.0291773230628088E-2,7.3113139015180961E-3,5.9269679999999982E-4,5.7620500290871497E-3,6.3703859999999907E-5,5.9037019396551792E-5,2.4080574840629889E-2,null,1.0516723663088388E-2,7.0765192856844837E-3,2.5075850270959456E-4,3.611948491119947E-3,4.516883420690364E-5,7.2190353597321276E-5,2.1573309130406636E-2]
[2004,2,7,6,1.0201881737817803E-2,7.5576466782279412E-3,5.9269679999999982E-4,6.1674992060536775E-3,6.3703859999999907E-5,5.9037019396551792E-5,2.4642465301495973E-2,null,1.042486738445072E-2,7.3149413625592683E-3,2.5075850270959456E-4,3.8661048305438312E-3,4.516883420690364E-5,7.2190353597321276E-5,2.1974031268067636E-2]
[2004,2,7,7,1.1768522625636314E-2,7.9134355546988527E-3,5.9269679999999982E-4,5.2921998330720211E-3,6.3703859999999907E-5,5.9037019396551792E-5,2.5689595692803741E-2,null,1.2025750820888158E-2,7.6593044797625444E-3,2.5075850270959456E-4,3.3174222898578395E-3,4.516883420690364E-5,7.2190353597321276E-5,2.3370595281022359E-2]
[2004,2,7,8,1.2481604661143062E-2,8.6989796969272042E-3,3.062740959415655E-4,6.6177349384007418E-3,3.2918757330034573E-5,5.9037019396551792E-5,2.8196549169139162E-2,null,1.2754418908348476E-2,8.4196217561253017E-3,1.2957862049709347E-4,4.148335679962002E-3,2.3340844528693045E-5,7.2190353597321276E-5,2.5547486163058891E-2]
[2004,2,7,9,1.3288821001192948E-2,9.1897828877483979E-3,0,7.4424530694610315E-3,0,5.9037019396551792E-5,2.9980093977798928E-2,null,1.3579278822611875E-2,{"$f":"F899*W$5","v":8.894663354954823E-3},{"$f":"G899*X$5","v":0},{"$f":"H899*Y$5","v":4.6653113039231151E-3},{"$f":"I899*Z$5","v":0},7.2190353597321276E-5,2.7211443835087133E-2]
[2004,2,7,10,1.4094075213713026E-2,9.50400774143682E-3,0,7.8471305657476804E-3,0,5.9037019396551792E-5,3.1504250540294078E-2,null,{"$f":"E900*V$5","v":1.4402133722524461E-2},9.1987972311799709E-3,0,4.9189839143177049E-3,0,7.2190353597321276E-5,{"$f":"SUM(M900:R900)","v":2.8592105221619462E-2}]
[2004,2,7,11,1.528079807769382E-2,9.4788592478714916E-3,0,7.2666098366539781E-3,0,5.9037019396551792E-5,3.2085304181615842E-2,null,1.5614795150781872E-2,9.174456353176633E-3,0,4.5550837466813545E-3,0,7.2190353597321276E-5,2.941652560423718E-2]
[2004,2,7,12,1.3502879907626882E-2,9.5712457053580922E-3,0,7.9693444361760117E-3,0,5.9037019396551792E-5,3.110250706855754E-2,null,1.3798016479975823E-2,9.263875923577549E-3,0,4.9955938365952232E-3,0,7.2190353597321276E-5,2.8129676593745916E-2]
[2004,2,7,13,1.3097522345981549E-2,9.4489305761914274E-3,0,7.6901106060810369E-3,0,5.9037019396551792E-5,3.0295600547650566E-2,null,1.3383798894236508E-2,9.1454888070978194E-3,0,4.82055575011735E-3,0,7.2190353597321276E-5,2.7422033805048998E-2]
[2004,2,7,14,1.1270675594551704E-2,9.5689216967653496E-3,0,8.7625271448229167E-3,0,5.9037019396551792E-5,2.9661161455536524E-2,null,1.1517022195113115E-2,9.2616265479046993E-3,0,5.4928014403503572E-3,0,7.2190353597321276E-5,2.6343640536965491E-2]
[2004,2,7,15,1.104207445063366E-2,9.4129356297133638E-3,0,8.2074343987599309E-3,0,5.9037019396551792E-5,2.8721481498503506E-2,null,1.1283424446136552E-2,9.110649797807532E-3,0,5.1448408366671803E-3,0,7.2190353597321276E-5,2.5611105434208588E-2]
[2004,2,7,16,1.1906600882629679E-2,9.2280280617464197E-3,0,7.8795993088678525E-3,0,5.9037019396551792E-5,2.9073265272640505E-2,null,1.216684709653856E-2,8.9316803282412753E-3,0,4.9393369878122859E-3,0,7.2190353597321276E-5,2.6110054766189442E-2]
[2004,2,7,17,1.2933474722366278E-2,9.3159136534384061E-3,0,8.5326414815133176E-3,0,5.9037019396551792E-5,3.0841066876714555E-2,null,1.3216165631582231E-2,9.0167435730860897E-3,0,5.3486973158582687E-3,0,7.2190353597321276E-5,2.765379687412391E-2]
[2004,2,7,18,1.4308864302204211E-2,9.3919782850218625E-3,1.7780903999999991E-4,9.3227758085361375E-3,1.9111157999999969E-5,5.9037019396551792E-5,3.3279575613158759E-2,null,1.4621617521758013E-2,9.0903654746497808E-3,7.5227550812878357E-5,5.8439940376613392E-3,1.355065026207109E-5,7.2190353597321276E-5,2.9716945588741404E-2]
[2004,2,7,19,1.4559680520489759E-2,8.9650325595446011E-3,5.9269679999999982E-4,8.3509195828231873E-3,6.3703859999999907E-5,5.9037019396551792E-5,3.25910703422541E-2,null,1.4877915906771011E-2,8.6771306305469913E-3,2.5075850270959456E-4,5.2347847093269341E-3,4.516883420690364E-5,7.2190353597321276E-5,2.9157948937158753E-2]
[2004,2,7,20,1.4827866929249395E-2,8.5771573937178207E-3,5.9269679999999982E-4,7.6205910379349472E-3,6.3703859999999907E-5,5.9037019396551792E-5,3.1741053040298714E-2,null,1.5151964147819268E-2,8.3017116390519934E-3,2.5075850270959456E-4,4.7769773191767978E-3,4.516883420690364E-5,7.2190353597321276E-5,2.8598770796561878E-2]
[2004,2,7,21,1.3373474810478712E-2,8.445778425079745E-3,5.9269679999999982E-4,8.1332244182617999E-3,6.3703859999999907E-5,5.9037019396551792E-5,3.0667915333216812E-2,null,1.3665782936075696E-2,8.1745517581026002E-3,2.5075850270959456E-4,5.098322214695283E-3,4.516883420690364E-5,7.2190353597321276E-5,2.7306774599387396E-2]
[2004,2,7,22,1.3251577429894291E-2,8.0487467020247914E-3,5.9269679999999982E-4,7.3634284409486673E-3,6.3703859999999907E-5,5.9037019396551792E-5,2.9379190252264303E-2,null,1.3541221207194459E-2,7.7902702619075679E-3,2.5075850270959456E-4,4.6157746136348205E-3,4.516883420690364E-5,7.2190353597321276E-5,2.6315383773250663E-2]
[2004,2,7,23,1.3212789437971242E-2,7.5068849818635376E-3,5.9269679999999982E-4,5.9463199772350032E-3,6.3703859999999907E-5,5.9037019396551792E-5,2.7381432076466334E-2,null,1.3501585414279118E-2,7.265809820932779E-3,2.5075850270959456E-4,3.7274583457396638E-3,4.516883420690364E-5,7.2190353597321276E-5,2.4862971271465379E-2]
[2004,2,7,24,1.0022381305135893E-2,7.5982863361061725E-3,5.9269679999999982E-4,8.1302842914150238E-3,6.3703859999999907E-5,5.9037019396551792E-5,2.6466389612053644E-2,null,1.0241443555959967E-2,7.3542759235715105E-3,2.5075850270959456E-4,5.0964791923899739E-3,4.516883420690364E-5,7.2190353597321276E-5,2.3060316362435267E-2]
[2004,2,8,1,8.9405850803883323E-3,7.2227951969966635E-3,5.9269679999999982E-4,6.5570263876761738E-3,6.3703859999999907E-5,5.9037019396551792E-5,2.343584434445772E-2,null,9.1360021805529778E-3,6.9908432597160647E-3,2.5075850270959456E-4,4.1102804466542795E-3,4.516883420690364E-5,7.2190353597321276E-5,2.0605243577437142E-2]
[2004,2,8,2,9.1436656707917473E-3,7.0269217071703321E-3,5.9269679999999982E-4,6.0353486932059842E-3,6.3703859999999907E-5,5.9037019396551792E-5,2.2921373750564616E-2,null,9.3435215654781752E-3,6.8012600265269455E-3,2.5075850270959456E-4,3.7832661111520502E-3,4.516883420690364E-5,7.2190353597321276E-5,2.029616539367099E-2]
[2004,2,8,3,8.6204230519884278E-3,6.9086031983341201E-3,5.9269679999999982E-4,6.1226127542975519E-3,6.3703859999999907E-5,5.9037019396551792E-5,2.2367076684016652E-2,null,8.8088422728632727E-3,6.6867411834146242E-3,2.5075850270959456E-4,3.8379677003776858E-3,4.516883420690364E-5,7.2190353597321276E-5,1.9701668847169399E-2]
[2004,2,8,4,9.2886188608919673E-3,6.7516908896583308E-3,5.9269679999999982E-4,5.2894602580890425E-3,6.3703859999999907E-5,5.9037019396551792E-5,2.2045207688035893E-2,null,9.4916430417491884E-3,6.5348679369007599E-3,2.5075850270959456E-4,3.3157049837469711E-3,4.516883420690364E-5,7.2190353597321276E-5,1.9710333652910736E-2]
[2004,2,8,5,9.6053666398594629E-3,6.75741291581285E-3,5.9269679999999982E-4,5.1132350120805725E-3,6.3703859999999907E-5,5.9037019396551792E-5,2.219145224714944E-2,null,9.8153140737133136E-3,6.5404062066264299E-3,2.5075850270959456E-4,3.2052379610372824E-3,4.516883420690364E-5,7.2190353597321276E-5,1.9929075931890843E-2]
[2004,2,8,6,9.8635956115229999E-3,6.8974479426627327E-3,5.9269679999999982E-4,5.1164923572035474E-3,6.3703859999999907E-5,5.9037019396551792E-5,2.2592973590785832E-2,null,1.0079187234920069E-2,6.6759441662220063E-3,2.5075850270959456E-4,3.2072798320280918E-3,4.516883420690364E-5,7.2190353597321276E-5,2.0330528923683987E-2]
[2004,2,8,7,1.0051079128276269E-2,7.3695717008391533E-3,5.9269679999999982E-4,5.7221701701664941E-3,6.3703859999999907E-5,5.9037019396551792E-5,2.3858258678678468E-2,null,1.0270768636190199E-2,7.1329062013592978E-3,2.5075850270959456E-4,3.5869497501289115E-3,4.516883420690364E-5,7.2190353597321276E-5,2.1358742278192226E-2]
[2004,2,8,8,1.1569742778136903E-2,7.7971460901355627E-3,2.8651753554643426E-4,5.0048970041962158E-3,3.0795295287565327E-5,5.9037019396551792E-5,2.4748135722699231E-2,null,1.1822626181518839E-2,7.5467495204503505E-3,1.2122000357293463E-4,3.1373261410889163E-3,2.1835216691683694E-5,7.2190353597321276E-5,2.2721947416920046E-2]
[2004,2,8,9,1.316864053359695E-2,8.1024651787778255E-3,0,5.4758775578986219E-3,0,5.9037019396551792E-5,2.6806020289669948E-2,null,1.3456471533810903E-2,7.8422636302488604E-3,0,3.432560908524934E-3,0,7.2190353597321276E-5,2.480348642618202E-2]
[2004,2,8,10,1.3666396161569071E-2,8.6306482645681949E-3,0,6.3491733462323731E-3,0,5.9037019396551792E-5,2.870525479176619E-2,null,1.3965106758647698E-2,8.3534847107979808E-3,0,3.9799874995906865E-3,0,7.2190353597321276E-5,2.6370769322633686E-2]
[2004,2,8,11,1.3038430742618271E-2,8.9378564886216927E-3,0,7.0773250314208275E-3,0,5.9037019396551792E-5,2.911264928205734E-2,null,1.3323415707641315E-2,8.6508272885505322E-3,0,4.4364303224308666E-3,0,7.2190353597321276E-5,2.6482863672220035E-2]
[2004,2,8,12,1.2747053402262993E-2,9.0543365237363733E-3,0,7.5042391173900293E-3,0,5.9037019396551792E-5,2.9364666062785948E-2,null,1.3025669643718849E-2,8.7635666984553773E-3,0,4.7040419677429083E-3,0,7.2190353597321276E-5,2.6565468663514457E-2]
[2004,2,8,13,1.2216657020015748E-2,9.0316814357582573E-3,0,7.5970092892536081E-3,0,5.9037019396551792E-5,2.8904384764424168E-2,null,1.2483680225666384E-2,8.7416391531255667E-3,0,4.7621950696063228E-3,0,7.2190353597321276E-5,2.6059704801995594E-2]
[2004,2,8,14,1.2289209862257944E-2,8.9484357364775259E-3,0,7.1428458059397109E-3,0,5.9037019396551792E-5,2.8439528424071735E-2,null,1.2557818877552153E-2,8.6610667957701983E-3,0,4.4775021044296051E-3,0,7.2190353597321276E-5,2.5768578131349276E-2]
[2004,2,8,15,1.1750942685860152E-2,8.9851212946953831E-3,0,7.1534621667992768E-3,0,5.9037019396551792E-5,2.7948563166751365E-2,null,1.2007786630996234E-2,8.6965742385816565E-3,0,4.4841569839246323E-3,0,7.2190353597321276E-5,2.5260708207099844E-2]
[2004,2,8,16,1.2207814723088876E-2,8.8672886961238158E-3,0,7.0945093288786888E-3,0,5.9037019396551792E-5,2.8228649767487929E-2,null,1.2474644659953552E-2,8.5825257012728043E-3,0,4.4472023214521443E-3,0,7.2190353597321276E-5,2.5576563036275819E-2]
[2004,2,8,17,1.3377356780322106E-2,9.0270384933031911E-3,0,8.0085176458962893E-3,0,5.9037019396551792E-5,3.0471949938918136E-2,null,1.3669749755320208E-2,8.7371453135410317E-3,0,5.0201496136237506E-3,0,7.2190353597321276E-5,2.7499235036082311E-2]
[2004,2,8,18,1.5211436691715402E-2,8.9630941535339074E-3,1.6793075980243432E-4,8.4935279503743476E-3,1.8049426978765352E-5,5.9037019396551792E-5,3.2913076001801406E-2,null,1.5543917711794681E-2,8.6752544742633286E-3,7.1048242350798949E-5,5.3241789484253926E-3,1.2797836343566419E-5,7.2190353597321276E-5,2.9699387566775089E-2]
[2004,2,8,19,1.5184669198293381E-2,8.5154767892183097E-3,5.9269679999999982E-4,7.8250251112542291E-3,6.3703859999999907E-5,5.9037019396551792E-5,3.2240608778162469E-2,null,1.5516565153089329E-2,8.2420118377340892E-3,2.5075850270959456E-4,4.905127081662645E-3,4.516883420690364E-5,7.2190353597321276E-5,2.9031821762999881E-2]
[2004,2,8,20,1.5582098488641758E-2,8.1768357130842084E-3,5.9269679999999982E-4,7.1446927893792523E-3,6.3703859999999907E-5,5.9037019396551792E-5,3.1619064670501767E-2,null,1.5922681176883231E-2,7.9142458385625392E-3,2.5075850270959456E-4,4.4786598883804389E-3,4.516883420690364E-5,7.2190353597321276E-5,2.8683704594340026E-2]
[2004,2,8,21,1.4870667545270101E-2,8.1329130951391347E-3,5.9269679999999982E-4,7.3803548499686124E-3,6.3703859999999907E-5,5.9037019396551792E-5,3.1099373169774399E-2,null,1.5195700269983342E-2,7.8717337460504772E-3,2.5075850270959456E-4,4.6263849549562329E-3,4.516883420690364E-5,7.2190353597321276E-5,2.8061936661503868E-2]
[2004,2,8,22,1.4002244849069539E-2,8.0154988618995355E-3,5.9269679999999982E-4,7.100250068899059E-3,6.3703859999999907E-5,5.9037019396551792E-5,2.9833431459264686E-2,null,1.4308296193539453E-2,7.7580901387418978E-3,2.5075850270959456E-4,4.4508009117368201E-3,4.516883420690364E-5,7.2190353597321276E-5,2.6885304934531989E-2]
[2004,2,8,23,1.1553625625104189E-2,7.9828534177615162E-3,5.9269679999999982E-4,7.094037412643142E-3,6.3703859999999907E-5,5.9037019396551792E-5,2.7345954134905402E-2,null,1.1806156750947211E-2,7.7264930662944318E-3,2.5075850270959456E-4,4.4469065001513375E-3,4.516883420690364E-5,7.2190353597321276E-5,2.4347674007906796E-2]
[2004,2,8,24,1.006027685178178E-2,7.953049267383841E-3,5.9269679999999982E-4,6.9595216372778119E-3,6.3703859999999907E-5,5.9037019396551792E-5,2.5688285435839987E-2,null,1.028016739714901E-2,7.6976460426565517E-3,2.5075850270959456E-4,4.362585112900279E-3,4.516883420690364E-5,7.2190353597321276E-5,2.2708516243219658E-2]
[2004,2,9,1,8.6359747422159183E-3,7.4504496881974023E-3,5.9269679999999982E-4,4.8432833074195519E-3,6.3703859999999907E-5,5.9037019396551792E-5,2.1645145417229426E-2,null,8.8247338811363492E-3,7.211186883195316E-3,2.5075850270959456E-4,3.0360183868573436E-3,4.516883420690364E-5,7.2190353597321276E-5,1.9440056841702826E-2]
[2004,2,9,2,8.4594094772705436E-3,7.2094258006609839E-3,5.9269679999999982E-4,4.6117434289104746E-3,6.3703859999999907E-5,5.9037019396551792E-5,2.0996016386238554E-2,null,8.6443093752402774E-3,6.9779032064942008E-3,2.5075850270959456E-4,2.8908773154342881E-3,4.516883420690364E-5,7.2190353597321276E-5,1.8881207587682584E-2]
[2004,2,9,3,8.3782665389623475E-3,7.20182088708977E-3,5.9269679999999982E-4,4.3847719460853802E-3,6.3703859999999907E-5,5.9037019396551792E-5,2.0680297051534048E-2,null,8.561392870933833E-3,6.9705425161617172E-3,2.5075850270959456E-4,2.7485999487368599E-3,4.516883420690364E-5,7.2190353597321276E-5,1.8648653026346228E-2]
[2004,2,9,4,8.5795381893090453E-3,7.0981264235634202E-3,5.9269679999999982E-4,4.4212388079674543E-3,6.3703859999999907E-5,5.9037019396551792E-5,2.0814341100236472E-2,null,8.7670637772467169E-3,6.8701780836059548E-3,2.5075850270959456E-4,2.7714592481330692E-3,4.516883420690364E-5,7.2190353597321276E-5,1.8776818799499558E-2]
[2004,2,9,5,8.9395150522809854E-3,7.2253527692095927E-3,5.9269679999999982E-4,4.3803975341628228E-3,6.3703859999999907E-5,5.9037019396551792E-5,2.1260703035049951E-2,null,9.1349087645143084E-3,6.9933186983763534E-3,2.5075850270959456E-4,2.7458578429822313E-3,4.516883420690364E-5,7.2190353597321276E-5,1.9242202996386709E-2]
[2004,2,9,6,9.5772269830577284E-3,7.66643369109313E-3,5.9269679999999982E-4,4.7985488583780584E-3,6.3703859999999907E-5,5.9037019396551792E-5,2.2757647211925469E-2,null,9.7865593598339511E-3,7.4202348029643733E-3,2.5075850270959456E-4,3.0079765397888788E-3,4.516883420690364E-5,7.2190353597321276E-5,2.0582888393101021E-2]
[2004,2,9,7,1.1070673274642484E-2,8.7254972271835936E-3,5.9269679999999982E-4,5.4182006242084252E-3,6.3703859999999907E-5,5.9037019396551792E-5,2.5929808805431054E-2,null,1.1312648363380961E-2,8.4452877057474476E-3,2.5075850270959456E-4,3.3964060482645944E-3,4.516883420690364E-5,7.2190353597321276E-5,2.352245980790682E-2]
[2004,2,9,8,1.0847669121117162E-2,1.0394254075209374E-2,2.7663925594156549E-4,7.3408617647527513E-3,2.9733564330034571E-5,5.9037019396551792E-5,2.8948194800747437E-2,null,1.1084769939926461E-2,1.0060454306065416E-2,1.1704069536161373E-4,4.6016286635608078E-3,2.108240281834786E-5,7.2190353597321276E-5,2.5957166361329966E-2]
[2004,2,9,9,1.0419652840902554E-2,1.1596373108585495E-2,0,9.282534216904479E-3,0,5.9037019396551792E-5,3.135759718578908E-2,null,1.0647398377082054E-2,1.1223968639871846E-2,0,5.8187685440539427E-3,0,7.2190353597321276E-5,2.7762325914605163E-2]
[2004,2,9,10,1.0089880197848816E-2,1.1994554984067584E-2,0,1.033411239653767E-2,0,5.9037019396551792E-5,3.247758459785062E-2,null,1.0310417792597218E-2,1.1609363352643506E-2,0,6.4779516820077975E-3,0,7.2190353597321276E-5,2.8469923180845839E-2]
[2004,2,9,11,9.8313474512315441E-3,1.2220096015047976E-2,0,1.0664453751825016E-2,0,5.9037019396551792E-5,3.2774934237501087E-2,null,1.0046234216734735E-2,1.1827661387298332E-2,0,6.6850265865576412E-3,0,7.2190353597321276E-5,2.8631112544188032E-2]
[2004,2,9,12,9.6873535016563771E-3,1.2110770667825888E-2,0,1.0106698886589912E-2,0,5.9037019396551792E-5,3.1963860075468725E-2,null,9.8990929474020561E-3,1.1721846900538214E-2,0,6.3353972300385164E-3,0,7.2190353597321276E-5,2.8028527431576109E-2]
[2004,2,9,13,9.385067823703944E-3,1.1822319536684266E-2,0,9.8053927532733808E-3,0,5.9037019396551792E-5,3.1071817133058142E-2,null,9.5902001190142066E-3,1.1442659052772936E-2,0,6.1465230918231212E-3,0,7.2190353597321276E-5,2.7251572617207582E-2]
[2004,2,9,14,9.4035514451690609E-3,1.1998892914943902E-2,0,9.2190888804380561E-3,0,5.9037019396551792E-5,3.0680570259947571E-2,null,9.6090877426419086E-3,1.1613561975752803E-2,0,5.7789977530747468E-3,0,7.2190353597321276E-5,2.7073837825066779E-2]
[2004,2,9,15,9.2233184056061557E-3,1.1859527694454254E-2,0,9.0528621067035662E-3,0,5.9037019396551792E-5,3.019474522616053E-2,null,9.4249152944576916E-3,1.1478672312440182E-2,0,5.6747982856034194E-3,0,7.2190353597321276E-5,2.6650576246098612E-2]
[2004,2,9,16,9.3908170668207877E-3,1.1522727322707864E-2,0,9.4868504660467253E-3,0,5.9037019396551792E-5,3.045943187497193E-2,null,9.5960750250947066E-3,1.1152687905506954E-2,0,5.9468444483024756E-3,0,7.2190353597321276E-5,2.6767797732501458E-2]
[2004,2,9,17,1.0781852655328458E-2,1.1344954001422847E-2,0,9.9576487044558005E-3,0,5.9037019396551792E-5,3.2143492380603655E-2,null,1.1017514903532828E-2,1.098062357432123E-2,0,6.2419649311617666E-3,0,7.2190353597321276E-5,2.8312293762613145E-2]
[2004,2,9,18,1.3627723268619097E-2,1.0955629903708998E-2,1.4817419999999995E-4,9.5136968354615336E-3,1.5925964999999977E-5,5.9037019396551792E-5,3.4320187192186179E-2,null,1.3925588580458859E-2,1.06038021817557E-2,6.268962567739864E-5,5.9636731295895813E-3,1.129220855172591E-5,7.2190353597321276E-5,3.0639236079630591E-2]
[2004,2,9,19,1.5187136634134502E-2,1.0421339045044449E-2,5.9269679999999982E-4,7.4458069328503023E-3,6.3703859999999907E-5,5.9037019396551792E-5,3.3769720291425803E-2,null,1.5519086520429628E-2,1.0086669472582927E-2,2.5075850270959456E-4,4.667413677513616E-3,4.516883420690364E-5,7.2190353597321276E-5,3.0641287361039989E-2]
[2004,2,9,20,1.3715287334314522E-2,1.037804697775159E-2,5.9269679999999982E-4,8.3410792174736809E-3,6.3703859999999907E-5,5.9037019396551792E-5,3.3149851208936341E-2,null,1.4015066560696003E-2,1.0044767681298675E-2,2.5075850270959456E-4,5.2286162636180642E-3,4.516883420690364E-5,7.2190353597321276E-5,2.9656568196126557E-2]
[2004,2,9,21,1.3054739797123035E-2,1.0113051265401352E-2,5.9269679999999982E-4,7.7349727168697247E-3,6.3703859999999907E-5,5.9037019396551792E-5,3.1618201458790664E-2,null,1.3340081234134108E-2,9.7882820079533157E-3,2.5075850270959456E-4,4.8486776221166681E-3,4.516883420690364E-5,7.2190353597321276E-5,2.8345158554717909E-2]
[2004,2,9,22,1.2353712674285174E-2,9.3704176960701067E-3,5.9269679999999982E-4,7.2863599832429272E-3,6.3703859999999907E-5,5.9037019396551792E-5,2.9725928032994762E-2,null,1.2623731547252621E-2,9.0694972797421419E-3,2.5075850270959456E-4,4.5674641515392163E-3,4.516883420690364E-5,7.2190353597321276E-5,2.6628810669047796E-2]
[2004,2,9,23,1.0896148728042086E-2,9.0169351392382462E-3,5.9269679999999982E-4,6.6988927609794016E-3,6.3703859999999907E-5,5.9037019396551792E-5,2.7327414307656287E-2,null,1.1134309180434334E-2,8.7273664173188586E-3,2.5075850270959456E-4,4.1992095657015904E-3,4.516883420690364E-5,7.2190353597321276E-5,2.4429002853968599E-2]
[2004,2,9,24,9.231161749972152E-3,8.5913437078771904E-3,5.9269679999999982E-4,5.8234797154198487E-3,6.3703859999999907E-5,5.9037019396551792E-5,2.4361422852665744E-2,null,9.4329300731982643E-3,8.3154423757012177E-3,2.5075850270959456E-4,3.6504557692135591E-3,4.516883420690364E-5,7.2190353597321276E-5,2.1766945908626857E-2]
[2004,2,10,1,8.4397530319091085E-3,8.5420250560684433E-3,5.9269679999999982E-4,6.3108425161101898E-3,6.3703859999999907E-5,5.9037019396551792E-5,2.4008058283484294E-2,null,8.6242232929459629E-3,{"$f":"F963*W$5","v":8.2677075368788704E-3},{"$f":"G963*X$5","v":2.5075850270959456E-4},{"$f":"H963*Y$5","v":3.9559597692995054E-3},{"$f":"I963*Z$5","v":4.516883420690364E-5},7.2190353597321276E-5,2.1216008289638155E-2]
[2004,2,10,2,8.3656906780803526E-3,8.115378942922408E-3,5.9269679999999982E-4,5.9146640543472576E-3,6.3703859999999907E-5,5.9037019396551792E-5,2.3111171354746572E-2,null,{"$f":"E964*V$5","v":8.5485421356176101E-3},7.8547626833945523E-3,2.5075850270959456E-4,3.7076147896559419E-3,4.516883420690364E-5,7.2190353597321276E-5,{"$f":"SUM(M964:R964)","v":2.0479037299181924E-2}]
[2004,2,10,3,8.6584110643744844E-3,7.9648989660057179E-3,5.9269679999999982E-4,5.410369583885544E-3,6.3703859999999907E-5,5.9037019396551792E-5,2.2749117293662295E-2,null,8.8476606008444231E-3,7.7091152015460159E-3,2.5075850270959456E-4,3.3914971505397667E-3,4.516883420690364E-5,7.2190353597321276E-5,2.031639064344402E-2]
[2004,2,10,4,8.3722588069244947E-3,7.8466449999945991E-3,5.9269679999999982E-4,5.948844359866398E-3,6.3703859999999907E-5,5.9037019396551792E-5,2.2883185846182045E-2,null,8.5552538260609858E-3,7.5946588285386134E-3,2.5075850270959456E-4,3.7290407582474426E-3,4.516883420690364E-5,7.2190353597321276E-5,2.024707110336086E-2]
[2004,2,10,5,9.3415254216361026E-3,7.8050989914555426E-3,5.9269679999999982E-4,5.5437686616718797E-3,6.3703859999999907E-5,5.9037019396551792E-5,2.3405830754160077E-2,null,9.5457059973586868E-3,7.5544470232967679E-3,2.5075850270959456E-4,3.4751185344734084E-3,4.516883420690364E-5,7.2190353597321276E-5,2.0943389245642683E-2]
[2004,2,10,6,9.4384427012899116E-3,8.2997474779005643E-3,5.9269679999999982E-4,6.2598963217508005E-3,6.3703859999999907E-5,5.9037019396551792E-5,2.4713524180337829E-2,null,9.6447416276098565E-3,8.0332104304096843E-3,2.5075850270959456E-4,3.924024081668232E-3,4.516883420690364E-5,7.2190353597321276E-5,2.1970093830201591E-2]
[2004,2,10,7,1.1257890345456274E-2,9.1653102051605269E-3,5.9269679999999982E-4,6.4734618257514141E-3,6.3703859999999907E-5,5.9037019396551792E-5,2.7612100055764768E-2,null,1.1503957494921292E-2,8.8709765850201409E-3,2.5075850270959456E-4,4.0578978932520049E-3,4.516883420690364E-5,7.2190353597321276E-5,2.4800949663707255E-2]
[2004,2,10,8,1.1373749493545037E-2,1.0989252145903291E-2,2.6676097574399992E-4,9.275111862707644E-3,2.8671833308799958E-5,5.9037019396551792E-5,3.1992583330605319E-2,null,1.162234901181405E-2,1.0636344683489412E-2,1.1286138689953433E-4,5.8141158317542435E-3,2.0329588899843191E-5,7.2190353597321276E-5,2.8278190856454406E-2]
[2004,2,10,9,1.0953173673211291E-2,1.2036000064845353E-2,0,1.0345981560848471E-2,0,5.9037019396551792E-5,3.3394192318301666E-2,null,1.1192580537255775E-2,1.1649477471305507E-2,0,6.4853918829617697E-3,0,7.2190353597321276E-5,2.9399640245120373E-2]
[2004,2,10,10,1.0525540148876723E-2,1.2384819469183708E-2,0,1.1108036017731103E-2,0,5.9037019396551792E-5,3.4077432655188089E-2,null,1.0755600096303643E-2,1.1987094933128451E-2,0,6.9630867019573831E-3,0,7.2190353597321276E-5,2.9777972084986799E-2]
[2004,2,10,11,9.8508798949913726E-3,1.2573120409777613E-2,0,1.1264604629415122E-2,0,5.9037019396551792E-5,3.3747641953580661E-2,null,1.0066193587086544E-2,1.2169348800979566E-2,0,7.0612319380927982E-3,0,7.2190353597321276E-5,2.9368964679756231E-2]
[2004,2,10,12,8.9915404105233524E-3,1.2549999988542646E-2,0,1.1575668585310513E-2,0,5.9037019396551792E-5,3.3176246003773065E-2,null,9.1880712569096801E-3,1.2146970866046637E-2,0,7.2562227799748422E-3,0,7.2190353597321276E-5,2.866345525652848E-2]
[2004,2,10,13,9.1260949781196213E-3,1.2211229017925568E-2,0,1.0878695149427867E-2,0,5.9037019396551792E-5,3.2275056164869607E-2,null,9.3255668248070651E-3,1.1819079143807214E-2,0,6.8193240829175676E-3,0,7.2190353597321276E-5,2.8036160405129167E-2]
[2004,2,10,14,9.4004557772559214E-3,1.2180220704016349E-2,0,9.9893825943658133E-3,0,5.9037019396551792E-5,3.1629096095034635E-2,null,9.6059244117692177E-3,1.1789066626994115E-2,0,6.2618573609739383E-3,0,7.2190353597321276E-5,2.7729038753334594E-2]
[2004,2,10,15,9.2163471627770121E-3,1.2084891351574301E-2,0,9.8329217564707121E-3,0,5.9037019396551792E-5,3.1193197290218577E-2,null,9.4177916790437605E-3,1.1696798669396522E-2,0,6.163779682977084E-3,0,7.2190353597321276E-5,2.7350560385014686E-2]
[2004,2,10,16,9.7424774227268893E-3,1.1720058959122658E-2,0,9.9605501920042409E-3,0,5.9037019396551792E-5,3.1482123593250338E-2,null,9.9554217288601657E-3,1.1343682458548238E-2,0,6.2437837323730868E-3,0,7.2190353597321276E-5,2.761507827337881E-2]
[2004,2,10,17,1.1066994569606367E-2,1.1480128482278173E-2,0,9.9821987144071631E-3,0,5.9037019396551792E-5,3.2588358785688255E-2,null,1.1308889251764731E-2,1.1111457078885502E-2,0,6.2573541365579669E-3,0,7.2190353597321276E-5,2.8749890820805521E-2]
[2004,2,10,18,1.4286115643150372E-2,1.1188255309823293E-2,1.3829591980243436E-4,9.7494599540817808E-3,1.4864233978765359E-5,5.9037019396551792E-5,3.5436028080233196E-2,null,1.4598371638311704E-2,1.082895708481166E-2,5.8510317215319239E-5,6.1114615445223555E-3,1.0539394633221238E-5,7.2190353597321276E-5,3.1680030333091573E-2]
[2004,2,10,19,1.5227892765481933E-2,1.071983986259132E-2,5.9269679999999982E-4,8.1548613397279743E-3,6.3703859999999907E-5,5.9037019396551792E-5,3.4818031647197781E-2,null,1.5560733470994173E-2,1.0375584272387162E-2,2.5075850270959456E-4,5.1118853468180032E-3,4.516883420690364E-5,7.2190353597321276E-5,3.1416320780713151E-2]
[2004,2,10,20,1.3876718602983229E-2,1.0658164006642844E-2,5.9269679999999982E-4,9.1310979582961659E-3,6.3703859999999907E-5,5.9037019396551792E-5,3.4381418247318787E-2,null,1.4180026281934145E-2,1.0315889067125921E-2,2.5075850270959456E-4,5.7238405300624011E-3,4.516883420690364E-5,7.2190353597321276E-5,3.0587873569636284E-2]
[2004,2,10,21,1.3289313235401719E-2,1.0295533829275311E-2,5.9269679999999982E-4,8.6035228382384758E-3,6.3703859999999907E-5,5.9037019396551792E-5,3.290380758231206E-2,null,1.3579781815734165E-2,9.9649043497032838E-3,2.5075850270959456E-4,5.3931293857256892E-3,4.516883420690364E-5,7.2190353597321276E-5,2.9305933241676959E-2]
[2004,2,10,22,1.2245533715650224E-2,9.6342349427533808E-3,5.9269679999999982E-4,7.8545285997062876E-3,6.3703859999999907E-5,5.9037019396551792E-5,3.0449734937506443E-2,null,1.2513188088061478E-2,9.3248423325188699E-3,2.5075850270959456E-4,4.9236213814447087E-3,4.516883420690364E-5,7.2190353597321276E-5,2.7129769492538876E-2]
[2004,2,10,23,1.0666044672028507E-2,9.3136537752015053E-3,5.9269679999999982E-4,8.2303906509157299E-3,6.3703859999999907E-5,5.9037019396551792E-5,2.8925526777542294E-2,null,1.0899175669753305E-2,9.0145562682948932E-3,2.5075850270959456E-4,5.1592309929340196E-3,4.516883420690364E-5,7.2190353597321276E-5,2.5441080621496037E-2]
[2004,2,10,24,8.9353094313508654E-3,8.9125824878357168E-3,5.9269679999999982E-4,7.4191715781241714E-3,6.3703859999999907E-5,5.9037019396551792E-5,2.5982501176707307E-2,null,9.1306112200423666E-3,8.6263649338496583E-3,2.5075850270959456E-4,4.6507172710562195E-3,4.516883420690364E-5,7.2190353597321276E-5,2.277581111546206E-2]
[2004,2,11,1,9.8490502798720438E-3,8.2057767941469996E-3,5.9269679999999982E-4,4.6345689145192185E-3,6.3703859999999907E-5,5.9037019396551792E-5,2.3404833667934815E-2,null,1.0064323981510458E-2,7.9422575093850544E-3,2.5075850270959456E-4,2.9051855005224766E-3,4.516883420690364E-5,7.2190353597321276E-5,2.1279884681931805E-2]
[2004,2,11,2,9.9050526523907292E-3,7.7586714978449475E-3,5.9269679999999982E-4,4.1513190582558486E-3,6.3703859999999907E-5,5.9037019396551792E-5,2.2530480887888078E-2,null,1.0121550414998482E-2,7.5095104963815232E-3,2.5075850270959456E-4,2.6022597049543783E-3,4.516883420690364E-5,7.2190353597321276E-5,2.0601438306848199E-2]
[2004,2,11,3,9.7849526387439288E-3,7.6620426591629612E-3,5.9269679999999982E-4,4.0150923360126644E-3,6.3703859999999907E-5,5.9037019396551792E-5,2.2177525313316106E-2,null,9.9988253386532593E-3,7.4159847840817973E-3,2.5075850270959456E-4,2.516865808446604E-3,4.516883420690364E-5,7.2190353597321276E-5,2.029979362169548E-2]
[2004,2,11,4,1.036567362800612E-2,7.432309536848882E-3,5.9269679999999982E-4,3.7948048424013676E-3,6.3703859999999907E-5,5.9037019396551792E-5,2.230822568665292E-2,null,1.0592239324034382E-2,7.1936292823875612E-3,2.5075850270959456E-4,2.3787783090071083E-3,4.516883420690364E-5,7.2190353597321276E-5,2.0532764605942871E-2]
[2004,2,11,5,1.0871218522288954E-2,7.4583526231343719E-3,5.9269679999999982E-4,3.7727295166875567E-3,6.3703859999999907E-5,5.9037019396551792E-5,2.2817738341507434E-2,null,1.1108834067555888E-2,7.2188360242728669E-3,2.5075850270959456E-4,2.3649403626164185E-3,4.516883420690364E-5,7.2190353597321276E-5,2.106072814495899E-2]
[2004,2,11,6,1.1504421984525306E-2,7.8813715250988219E-3,5.9269679999999982E-4,3.9913433502490967E-3,6.3703859999999907E-5,5.9037019396551792E-5,2.4092574539269773E-2,null,1.1755877651360555E-2,7.6282701503796596E-3,2.5075850270959456E-4,2.5019787260954747E-3,4.516883420690364E-5,7.2190353597321276E-5,2.2254244218349505E-2]
[2004,2,11,7,1.2923461708309766E-2,8.8087333736490345E-3,5.9269679999999982E-4,4.4706879254572682E-3,6.3703859999999907E-5,5.9037019396551792E-5,2.691832068681262E-2,null,1.320593376001771E-2,8.5258508170654359E-3,2.5075850270959456E-4,2.8024564911981109E-3,4.516883420690364E-5,7.2190353597321276E-5,2.4902358758795075E-2]
[2004,2,11,8,1.2905232973936644E-2,1.0591505086303247E-2,2.4700441594156547E-4,7.3594131152639949E-3,2.6548371330034579E-5,5.9037019396551792E-5,3.1188740982172038E-2,null,1.318730659462706E-2,1.0251370822977203E-2,1.0450277022613399E-4,4.6132576015514657E-3,1.8823961108002679E-5,7.2190353597321276E-5,2.824745210408719E-2]
[2004,2,11,9,1.2126532955421194E-2,1.1689164985498955E-2,0,8.6803986412602226E-3,0,5.9037019396551792E-5,3.2555133601576927E-2,null,1.2391586291851888E-2,1.1313780610111096E-2,0,5.4413190819841964E-3,0,7.2190353597321276E-5,2.9218876337544501E-2]
[2004,2,11,10,1.1418588623171921E-2,1.2064178510654141E-2,0,9.6794037655059863E-3,0,5.9037019396551792E-5,3.3221207918728603E-2,null,1.1668168203999123E-2,1.1676750998046726E-2,0,6.067546732373451E-3,0,7.2190353597321276E-5,2.9484656288016622E-2]
[2004,2,11,11,1.0898617807011969E-2,1.2248047448508298E-2,0,9.694001615256527E-3,0,5.9037019396551792E-5,3.2899703890173347E-2,null,1.1136832226817762E-2,1.1854715191937116E-2,0,6.0766974133140694E-3,0,7.2190353597321276E-5,2.914043518566627E-2]
[2004,2,11,12,1.0689624475546078E-2,1.2137128838020218E-2,0,9.4568714654681436E-3,0,5.9037019396551792E-5,3.234266179843099E-2,null,1.0923270864241871E-2,1.1747358607767306E-2,0,5.9280520731307094E-3,0,7.2190353597321276E-5,2.867087189873721E-2]
[2004,2,11,13,1.0251119433633826E-2,1.1876860465630601E-2,0,9.2770987594724044E-3,0,5.9037019396551792E-5,3.1464115678133384E-2,null,1.0475181283630241E-2,1.1495448461181149E-2,0,5.8153613205534143E-3,0,7.2190353597321276E-5,2.7858181418962128E-2]
[2004,2,11,14,9.8617552553797189E-3,1.1951925269546863E-2,0,8.9616677589829993E-3,0,5.9037019396551792E-5,3.0834385303306136E-2,null,1.0077306653550189E-2,1.1568102643417703E-2,0,5.6176329911361393E-3,0,7.2190353597321276E-5,2.7335232641701353E-2]
[2004,2,11,15,1.0385734942542956E-2,1.1748562756719058E-2,0,8.2161041893033266E-3,0,5.9037019396551792E-5,3.040943890796189E-2,null,1.0612739124853384E-2,1.1371270888770648E-2,0,5.1502755060493389E-3,0,7.2190353597321276E-5,2.7206475873270689E-2]
[2004,2,11,16,1.1259261424215293E-2,1.1339224603741312E-2,0,8.033583256389731E-3,0,5.9037019396551792E-5,3.0691106303742888E-2,null,1.1505358541767719E-2,1.0975078169796836E-2,0,5.0358620238846394E-3,0,7.2190353597321276E-5,2.7588489089046517E-2]
[2004,2,11,17,1.2680828048769358E-2,1.108287165050538E-2,0,7.9468084838526711E-3,0,5.9037019396551792E-5,3.1769545202523959E-2,null,1.2957996782436771E-2,1.0726957703085705E-2,0,4.9814671458203539E-3,0,7.2190353597321276E-5,2.8738611984940151E-2]
[2004,2,11,18,1.4844919050269766E-2,1.0912392877021993E-2,1.2841764019756556E-4,8.5870970496275487E-3,1.3802503021234601E-5,5.9037019396551792E-5,3.4545666139534657E-2,null,1.5169388982259564E-2,1.0561953663510202E-2,5.4331009003998331E-5,5.382832858953239E-3,9.7865807598854008E-6,7.2190353597321276E-5,3.1250483448084211E-2]
[2004,2,11,19,1.6493028934024854E-2,1.0334659612388507E-2,5.9269679999999982E-4,6.400070732933757E-3,6.3703859999999907E-5,5.9037019396551792E-5,3.394319695874367E-2,null,1.6853522107373051E-2,1.000277365233445E-2,2.5075850270959456E-4,4.0118925920786001E-3,4.516883420690364E-5,7.2190353597321276E-5,3.1236306042299919E-2]
[2004,2,11,20,1.6411569657716705E-2,1.0101396939543187E-2,5.9269679999999982E-4,6.2891502189565416E-3,6.3703859999999907E-5,5.9037019396551792E-5,3.3517554495612986E-2,null,1.677028235077032E-2,9.7770019476511802E-3,2.5075850270959456E-4,3.9423619248556844E-3,4.516883420690364E-5,7.2190353597321276E-5,3.0857763913791001E-2]
[2004,2,11,21,1.4997843597884907E-2,9.8634506223952752E-3,5.9269679999999982E-4,6.5003374055739617E-3,6.3703859999999907E-5,5.9037019396551792E-5,3.2077069305250699E-2,null,1.5325656048442588E-2,9.5466970086298692E-3,2.5075850270959456E-4,4.0747448851208698E-3,4.516883420690364E-5,7.2190353597321276E-5,2.9315215632707146E-2]
[2004,2,11,22,1.3703084074846853E-2,9.2139933226780216E-3,5.9269679999999982E-4,6.052144344120834E-3,6.3703859999999907E-5,5.9037019396551792E-5,2.9684659421042262E-2,null,1.4002596570857079E-2,8.9180962990195976E-3,2.5075850270959456E-4,3.7937944865866664E-3,4.516883420690364E-5,7.2190353597321276E-5,2.7082605046977161E-2]
[2004,2,11,23,1.2608127010518394E-2,8.8566674842438711E-3,5.9269679999999982E-4,6.0185147682544956E-3,6.3703859999999907E-5,5.9037019396551792E-5,2.8198746942413311E-2,null,1.2883706695376784E-2,8.5722455776564236E-3,2.5075850270959456E-4,3.7727137435882114E-3,4.516883420690364E-5,7.2190353597321276E-5,2.5596783707135237E-2]
[2004,2,11,24,1.1073101274522608E-2,8.4351784647144733E-3,5.9269679999999982E-4,5.1059506663063085E-3,6.3703859999999907E-5,5.9037019396551792E-5,2.5329668084939944E-2,null,1.1315129432796412E-2,8.1642922035324219E-3,2.5075850270959456E-4,3.2006717594952388E-3,4.516883420690364E-5,7.2190353597321276E-5,2.3048211086337891E-2]
[2004,2,12,1,1.0489789558053596E-2,8.923386033453197E-3,5.9269679999999982E-4,6.5894831386288455E-3,6.3703859999999907E-5,5.9037019396551792E-5,2.671809640953219E-2,null,1.0719068093892234E-2,8.6368215357608413E-3,2.5075850270959456E-4,4.1306260028431989E-3,4.516883420690364E-5,7.2190353597321276E-5,2.3854633323010091E-2]
[2004,2,12,2,1.0576835944381869E-2,8.4943621216320483E-3,5.9269679999999982E-4,6.1733980206449051E-3,6.3703859999999907E-5,5.9037019396551792E-5,2.5960033766055376E-2,null,1.0808017079686105E-2,8.2215752439292501E-3,2.5075850270959456E-4,3.869802510077092E-3,4.516883420690364E-5,7.2190353597321276E-5,2.3267512524206262E-2]
[2004,2,12,3,1.0463677885399763E-2,8.4146626003111236E-3,5.9269679999999982E-4,6.0472350243175954E-3,6.3703859999999907E-5,5.9037019396551792E-5,2.5641013189425035E-2,null,1.0692385690430005E-2,8.1444351830203283E-3,2.5075850270959456E-4,3.7907170731372483E-3,4.516883420690364E-5,7.2190353597321276E-5,2.29956556371014E-2]
[2004,2,12,4,1.1073762247313759E-2,8.1754916403928169E-3,5.9269679999999982E-4,5.8435759137836279E-3,6.3703859999999907E-5,5.9037019396551792E-5,2.5808267480886757E-2,null,1.131580485267184E-2,7.9129449292526521E-3,2.5075850270959456E-4,3.66305309707272E-3,4.516883420690364E-5,7.2190353597321276E-5,2.3259920569511032E-2]
[2004,2,12,5,1.1604418625411403E-2,8.1826543709271754E-3,5.9269679999999982E-4,5.8423619163734952E-3,6.3703859999999907E-5,5.9037019396551792E-5,2.6344872592108624E-2,null,1.1858059949383458E-2,7.9198776367587573E-3,2.5075850270959456E-4,3.662292101230682E-3,4.516883420690364E-5,7.2190353597321276E-5,2.3808347377886712E-2]
[2004,2,12,6,1.2235455780832656E-2,8.5995868415987883E-3,5.9269679999999982E-4,6.0131800898834391E-3,6.3703859999999907E-5,5.9037019396551792E-5,2.7563660391711438E-2,null,1.2502889876742989E-2,8.3234207904623794E-3,2.5075850270959456E-4,3.7693696935720404E-3,4.516883420690364E-5,7.2190353597321276E-5,2.4963798051291227E-2]
[2004,2,12,7,1.3840916338486005E-2,9.5383268039246367E-3,5.9269679999999982E-4,7.150898657219561E-3,6.3703859999999907E-5,5.9037019396551792E-5,3.1245579479026751E-2,null,1.4143441476401354E-2,9.2320141756078687E-3,2.5075850270959456E-4,4.482550044638843E-3,4.516883420690364E-5,7.2190353597321276E-5,2.8226123387161881E-2]
[2004,2,12,8,1.3541451206084182E-2,1.1219236800127846E-2,2.3712613574399991E-4,9.0778024088448012E-3,2.5486640308799963E-5,5.9037019396551792E-5,3.4160140210506174E-2,null,1.3837430843090116E-2,1.085894363942996E-2,1.003234617640546E-4,5.6904321461621384E-3,1.807114718949801E-5,7.2190353597321276E-5,3.0577391591233089E-2]
[2004,2,12,9,1.285102891059128E-2,1.2377353795953422E-2,0,1.0865827915521986E-2,0,5.9037019396551792E-5,3.6153247641463243E-2,null,1.3131917776505488E-2,1.1979869011590085E-2,0,6.8112582407508695E-3,0,7.2190353597321276E-5,3.1995235382443761E-2]
[2004,2,12,10,1.2058911568003624E-2,1.2741346022047248E-2,0,1.1593622167154947E-2,0,5.9037019396551792E-5,3.6452916776602368E-2,null,1.2322486883105799E-2,1.2332172037077385E-2,0,7.2674770059058657E-3,0,7.2190353597321276E-5,3.1994326279686368E-2]
[2004,2,12,11,1.1490235661058997E-2,1.2875338041280729E-2,0,1.1484727515826203E-2,0,5.9037019396551792E-5,3.5909338237562483E-2,null,1.1741381253087189E-2,1.246186105344374E-2,0,7.1992162532965717E-3,0,7.2190353597321276E-5,3.1474648913424816E-2]
[2004,2,12,12,1.1296038059059987E-2,1.2788831832626399E-2,0,1.1347294004081009E-2,0,5.9037019396551792E-5,3.5491200915163945E-2,null,1.1542939014758414E-2,1.2378132894303055E-2,0,7.1130658792332609E-3,0,7.2190353597321276E-5,3.1106328141892049E-2]
[2004,2,12,13,1.0829710739872853E-2,1.250758007350271E-2,0,1.1115353105878118E-2,0,5.9037019396551792E-5,3.4511680938650237E-2,null,1.1066419036855577E-2,1.2105913218827457E-2,0,6.9676734280980082E-3,0,7.2190353597321276E-5,3.0212196037378364E-2]
[2004,2,12,14,1.0434136581106312E-2,1.2578119249405283E-2,0,1.0808539030197406E-2,0,5.9037019396551792E-5,3.3879831880105557E-2,null,1.0662198692821385E-2,1.2174187108499629E-2,0,6.7753466291089201E-3,0,7.2190353597321276E-5,2.9683922784027254E-2]
[2004,2,12,15,1.0961846325886961E-2,1.2376249924915933E-2,0,9.9995181954278291E-3,0,5.9037019396551792E-5,3.3396651465627272E-2,null,1.1201442750751165E-2,1.1978800590128371E-2,0,6.2682108755699123E-3,0,7.2190353597321276E-5,2.9520644570046769E-2]
[2004,2,12,16,1.1850393532536885E-2,1.1944778509620353E-2,0,9.7948757496966032E-3,0,5.9037019396551792E-5,3.3649084811250396E-2,null,1.2109411205218955E-2,1.1561185393641354E-2,0,6.1399304945689345E-3,0,7.2190353597321276E-5,2.9882717447026568E-2]
[2004,2,12,17,1.3335765392873834E-2,1.1703624345981019E-2,0,9.8159034965042379E-3,0,5.9037019396551792E-5,3.4914330254755641E-2,null,1.3627249292206991E-2,{"$f":"F1027*W$5","v":1.1327775624507722E-2},{"$f":"G1027*X$5","v":0},{"$f":"H1027*Y$5","v":6.153111764771394E-3},{"$f":"I1027*Z$5","v":0},7.2190353597321276E-5,3.1180327035083426E-2]
[2004,2,12,18,1.5464242750101123E-2,1.150264892831738E-2,1.0866107980243435E-4,1.0039157901246442E-2,1.1679040978765362E-5,5.9037019396551792E-5,3.7185426719842693E-2,null,{"$f":"E1028*V$5","v":1.5802249429450976E-2},1.1133254306150711E-2,4.5972392079839501E-5,6.2930590762792461E-3,8.2809529228760549E-6,7.2190353597321276E-5,{"$f":"SUM(M1028:R1028)","v":3.335500651048097E-2}]
[2004,2,12,19,1.7189119703058295E-2,1.0928483376893528E-2,5.9269679999999982E-4,7.9427693923297214E-3,6.3703859999999907E-5,5.9037019396551792E-5,3.6775810151678093E-2,null,1.7564827545056564E-2,1.0577527435090927E-2,2.5075850270959456E-4,4.9789352360906274E-3,4.516883420690364E-5,7.2190353597321276E-5,3.3489407906751936E-2]
[2004,2,12,20,1.6981464909408446E-2,1.063548661994641E-2,5.9269679999999982E-4,7.3864643216539011E-3,6.3703859999999907E-5,5.9037019396551792E-5,3.5718853530405312E-2,null,1.7352633977126788E-2,1.0293939939176029E-2,2.5075850270959456E-4,4.6302146851605564E-3,4.516883420690364E-5,7.2190353597321276E-5,3.2644906291977187E-2]
[2004,2,12,21,1.5684151907756409E-2,1.0516738605264187E-2,5.9269679999999982E-4,8.2845024874551604E-3,6.3703859999999907E-5,5.9037019396551792E-5,3.5200830679872307E-2,null,1.602696520876494E-2,1.0179005383314461E-2,2.5075850270959456E-4,5.1931510674480706E-3,4.516883420690364E-5,7.2190353597321276E-5,3.1767239350041283E-2]
[2004,2,12,22,1.4356151736786322E-2,9.8667612050535349E-3,5.9269679999999982E-4,7.8101918096983624E-3,6.3703859999999907E-5,5.9037019396551792E-5,3.2748542430934773E-2,null,1.4669938532247875E-2,9.5499012756526773E-3,2.5075850270959456E-4,4.8958288074542333E-3,4.516883420690364E-5,7.2190353597321276E-5,2.9483786305868603E-2]
[2004,2,12,23,1.3075535374806289E-2,9.450246042685205E-3,5.9269679999999982E-4,7.0496149602479003E-3,6.3703859999999907E-5,5.9037019396551792E-5,3.0290834057135948E-2,null,1.3361331347113495E-2,9.146762028865928E-3,2.5075850270959456E-4,4.4190602285829076E-3,4.516883420690364E-5,7.2190353597321276E-5,2.7295271295076147E-2]
[2004,2,12,24,1.172216167296327E-2,9.1758715982028349E-3,5.9269679999999982E-4,6.9908828987853061E-3,6.3703859999999907E-5,5.9037019396551792E-5,2.8604353849347966E-2,null,1.1978376542705567E-2,8.8811988108135186E-3,2.5075850270959456E-4,4.3822439601178126E-3,4.516883420690364E-5,7.2190353597321276E-5,2.5609937004150717E-2]
[2004,2,13,1,9.3268024634420941E-3,8.7053762086796108E-3,5.9269679999999982E-4,6.2746706692383509E-3,6.3703859999999907E-5,5.9037019396551792E-5,2.5022287020756609E-2,null,9.530661234968393E-3,8.4258128511031302E-3,2.5075850270959456E-4,3.9332854004428958E-3,4.516883420690364E-5,7.2190353597321276E-5,2.2257877177028238E-2]
[2004,2,13,2,9.2006982708805699E-3,8.3011792548762942E-3,5.9269679999999982E-4,5.9221851403823116E-3,6.3703859999999907E-5,5.9037019396551792E-5,2.4139500345535726E-2,null,9.4018007445351524E-3,8.0345962274795454E-3,2.5075850270959456E-4,3.7123293921357474E-3,4.516883420690364E-5,7.2190353597321276E-5,2.1516844054664263E-2]
[2004,2,13,3,9.1845644620414998E-3,8.2139557134105201E-3,5.9269679999999982E-4,5.6596674278445291E-3,6.3703859999999907E-5,5.9037019396551792E-5,2.3773625282693105E-2,null,9.3853142941061202E-3,7.9501737718631754E-3,2.5075850270959456E-4,3.5477698255046808E-3,4.516883420690364E-5,7.2190353597321276E-5,2.1251375581987794E-2]
[2004,2,13,4,9.4887375415132064E-3,8.0093289316829665E-3,5.9269679999999982E-4,5.7434242266012842E-3,6.3703859999999907E-5,5.9037019396551792E-5,2.3956928379194008E-2,null,9.6961357775250008E-3,7.7521183488889391E-3,2.5075850270959456E-4,3.6002728828129888E-3,4.516883420690364E-5,7.2190353597321276E-5,2.1416644699740743E-2]
[2004,2,13,5,1.0193471184069611E-2,7.9459740848847153E-3,5.9269679999999982E-4,5.6028323361139052E-3,6.3703859999999907E-5,5.9037019396551792E-5,2.4457715284464786E-2,null,1.0416272998659158E-2,7.6907980716790772E-3,2.5075850270959456E-4,3.5121426749622877E-3,4.516883420690364E-5,7.2190353597321276E-5,2.1987331435814338E-2]
[2004,2,13,6,1.0790070223047062E-2,8.377987168333146E-3,5.9269679999999982E-4,5.7246272223862842E-3,6.3703859999999907E-5,5.9037019396551792E-5,2.5608122293163046E-2,null,1.102591208514018E-2,8.1089375412559568E-3,2.5075850270959456E-4,3.588489956481351E-3,4.516883420690364E-5,7.2190353597321276E-5,2.3091457273391309E-2]
[2004,2,13,7,1.2189755351063909E-2,9.4096536399060678E-3,5.9269679999999982E-4,7.1345667411162484E-3,6.3703859999999907E-5,5.9037019396551792E-5,2.9449413411482779E-2,null,1.2456190558715656E-2,9.1074732054084659E-3,2.5075850270959456E-4,4.4723123619688429E-3,4.516883420690364E-5,7.2190353597321276E-5,2.6404093816606782E-2]
[2004,2,13,8,1.2322413546010061E-2,1.1043008312760021E-2,2.2724785554643432E-4,9.06319715340222E-3,2.4424909287565343E-5,5.9037019396551792E-5,3.2739328796402851E-2,null,1.2591748304366416E-2,1.0688374531559146E-2,9.6144153301975192E-5,5.6812768229539141E-3,1.7318333270993335E-5,7.2190353597321276E-5,2.9147052499049766E-2]
[2004,2,13,9,1.1868586485015703E-2,1.2058866654436111E-2,0,1.0443623150034392E-2,0,5.9037019396551792E-5,3.4430113308882758E-2,null,1.2128001806619501E-2,1.1671609726111752E-2,0,6.5465986390555748E-3,0,7.2190353597321276E-5,3.0418400525384148E-2]
[2004,2,13,10,1.2340525739723811E-2,1.2449838775464685E-2,0,1.1135853314190286E-2,0,5.9037019396551792E-5,3.5985254848775336E-2,null,1.261025638183289E-2,1.2050026217578381E-2,0,6.9805240101143027E-3,0,7.2190353597321276E-5,3.1712996963122887E-2]
[2004,2,13,11,1.1416192076388044E-2,1.2638971989244949E-2,0,1.1431123981370896E-2,0,5.9037019396551792E-5,3.5545325066400443E-2,null,1.1665719275159855E-2,1.2233085631099337E-2,0,7.1656148085994286E-3,0,7.2190353597321276E-5,3.1136610068455941E-2]
[2004,2,13,12,1.0622291541925484E-2,1.2528187187792854E-2,0,1.0933911662668048E-2,0,5.9037019396551792E-5,3.4143427411782938E-2,null,1.0854466214115545E-2,1.2125858558838947E-2,0,6.8539366254460081E-3,0,7.2190353597321276E-5,2.9906451751997822E-2]
[2004,2,13,13,1.0295738153107354E-2,1.2264827949029529E-2,0,1.0939457254702242E-2,0,5.9037019396551792E-5,3.3559060376235676E-2,null,1.0520775248089883E-2,1.1870956805573384E-2,0,6.8574128869638975E-3,0,7.2190353597321276E-5,2.9321335294224486E-2]
[2004,2,13,14,9.314152389495579E-3,1.22914412375538E-2,0,1.0482266370239602E-2,0,5.9037019396551792E-5,3.2146897016685529E-2,null,9.517734664490022E-3,1.1896715438294431E-2,0,6.5708221914731399E-3,0,7.2190353597321276E-5,2.8057462647854914E-2]
[2004,2,13,15,9.7629894191783896E-3,1.2096974513368688E-2,0,9.9265459278907245E-3,0,5.9037019396551792E-5,3.1845546879834354E-2,null,9.9763820622861578E-3,1.1708493794051514E-2,0,6.2224681155637132E-3,0,7.2190353597321276E-5,2.7979534325498708E-2]
[2004,2,13,16,1.0229276574738362E-2,1.1583912916894899E-2,0,9.6059788620649761E-3,0,5.9037019396551792E-5,3.1478205373094786E-2,null,1.0452860998693161E-2,1.1211908593211351E-2,0,6.0215202369671966E-3,0,7.2190353597321276E-5,2.7758480182469032E-2]
[2004,2,13,17,1.1231699130757391E-2,1.1419911708595168E-2,0,1.0468607532540204E-2,0,5.9037019396551792E-5,3.3179255391289311E-2,null,1.1477193810839227E-2,1.105317409910522E-2,0,6.5622601314476725E-3,0,7.2190353597321276E-5,2.9164818394989443E-2]
[2004,2,13,18,1.4609467975159105E-2,1.0991232770520437E-2,9.8782800197565548E-5,8.9022007730105036E-3,1.0617310021234603E-5,5.9037019396551792E-5,3.4671338648305398E-2,null,1.4928791581051109E-2,1.0638261702576505E-2,4.1793083868518587E-5,5.580356034294299E-3,7.5281390495402169E-6,7.2190353597321276E-5,3.1268920894437287E-2]
[2004,2,13,19,1.4830326801056885E-2,1.0751187970443148E-2,5.9269679999999982E-4,8.831177793591178E-3,6.3703859999999907E-5,5.9037019396551792E-5,3.5128130244487764E-2,null,1.515447778579654E-2,1.0405925671042898E-2,2.5075850270959456E-4,5.535835188058412E-3,4.516883420690364E-5,7.2190353597321276E-5,3.1464356335411663E-2]
[2004,2,13,20,1.5496525878546972E-2,1.0175823111209726E-2,5.9269679999999982E-4,7.4733533803485706E-3,6.3703859999999907E-5,5.9037019396551792E-5,3.3861140049501817E-2,null,1.5835238180100339E-2,9.8490380065938254E-3,2.5075850270959456E-4,4.6846812036501163E-3,4.516883420690364E-5,7.2190353597321276E-5,3.0737075080858101E-2]
[2004,2,13,21,1.3747903671594111E-2,1.0023300429088972E-2,5.9269679999999982E-4,7.9711351669978815E-3,6.3703859999999907E-5,5.9037019396551792E-5,3.2457776947077521E-2,null,1.4048395803226407E-2,9.7014134187194435E-3,2.5075850270959456E-4,4.9967163585201294E-3,4.516883420690364E-5,7.2190353597321276E-5,2.9114643270979797E-2]
[2004,2,13,22,1.3045856912620474E-2,9.402823259133726E-3,5.9269679999999982E-4,7.4892276716595121E-3,6.3703859999999907E-5,5.9037019396551792E-5,3.0653345522810266E-2,null,1.3331004193710545E-2,9.1008621746258844E-3,2.5075850270959456E-4,4.6946320236288938E-3,4.516883420690364E-5,7.2190353597321276E-5,2.7494616082479141E-2]
[2004,2,13,23,1.1672276734122179E-2,8.8537897027240065E-3,5.9269679999999982E-4,6.8969265802180692E-3,6.3703859999999907E-5,5.9037019396551792E-5,2.8138430696460808E-2,null,1.1927401253512394E-2,8.5694602128506426E-3,2.5075850270959456E-4,4.3233473206636284E-3,4.516883420690364E-5,7.2190353597321276E-5,2.5188326477540483E-2]
[2004,2,13,24,1.03613740488085E-2,8.4325023965515031E-3,5.9269679999999982E-4,7.3306003231594797E-3,6.3703859999999907E-5,5.9037019396551792E-5,2.6839914447916037E-2,null,1.0587845767620377E-2,8.1617020742861396E-3,2.5075850270959456E-4,4.5951962656655384E-3,4.516883420690364E-5,7.2190353597321276E-5,2.371286179808587E-2]
[2004,2,14,1,9.525857498610785E-3,7.336655423244123E-3,5.9269679999999982E-4,4.742166807870693E-3,6.3703859999999907E-5,5.9037019396551792E-5,2.2320117409122153E-2,null,9.7340670768679728E-3,7.1010469929664241E-3,2.5075850270959456E-4,2.9726333787214992E-3,4.516883420690364E-5,7.2190353597321276E-5,2.0175865139069712E-2]
[2004,2,14,2,8.8560712421211427E-3,7.0993756245268033E-3,5.9269679999999982E-4,4.9453929837607012E-3,6.3703859999999907E-5,5.9037019396551792E-5,2.1616277529805199E-2,null,9.0496410974970562E-3,6.8713871678865845E-3,2.5075850270959456E-4,3.1000259691461749E-3,4.516883420690364E-5,7.2190353597321276E-5,1.9389171925043636E-2]
[2004,2,14,3,9.3017138978870907E-3,6.8901686712978319E-3,5.9269679999999982E-4,4.3503415240679008E-3,6.3703859999999907E-5,5.9037019396551792E-5,2.1257661772649376E-2,null,9.5050243009694932E-3,6.6688986604629451E-3,2.5075850270959456E-4,2.7270171942958407E-3,4.516883420690364E-5,7.2190353597321276E-5,1.9269057846242096E-2]
[2004,2,14,4,9.4321704989364097E-3,6.7608660401852396E-3,5.9269679999999982E-4,4.2073234009958752E-3,6.3703859999999907E-5,5.9037019396551792E-5,2.1115797619514078E-2,null,9.6383323318128562E-3,6.5437484377966725E-3,2.5075850270959456E-4,2.6373660994207329E-3,4.516883420690364E-5,7.2190353597321276E-5,1.9187564559544082E-2]
[2004,2,14,5,9.8308992613265547E-3,6.7662070803118568E-3,5.9269679999999982E-4,4.1101178911003428E-3,6.3703859999999907E-5,5.9037019396551792E-5,2.1422661912135307E-2,null,1.0045776230606035E-2,6.5489179564318621E-3,2.5075850270959456E-4,2.5764327001924488E-3,4.516883420690364E-5,7.2190353597321276E-5,1.9539244577744166E-2]
[2004,2,14,6,9.7303238735945152E-3,7.0252541627859582E-3,5.9269679999999982E-4,4.4515182924489494E-3,6.3703859999999907E-5,5.9037019396551792E-5,2.1922534008225976E-2,null,9.9430025358905258E-3,6.7996460334533741E-3,2.5075850270959456E-4,2.7904399820268622E-3,4.516883420690364E-5,7.2190353597321276E-5,1.9901206241884579E-2]
[2004,2,14,7,1.126371968359755E-2,7.3455688276835764E-3,5.9269679999999982E-4,3.5293594798606366E-3,6.3703859999999907E-5,5.9037019396551792E-5,2.2854085670538316E-2,null,1.1509914246687649E-2,7.1096741534558408E-3,2.5075850270959456E-4,2.2123835411963755E-3,4.516883420690364E-5,7.2190353597321276E-5,2.1200089631853682E-2]
[2004,2,14,8,1.1945461934673241E-2,8.117485645016298E-3,2.0749129574399995E-4,4.7325539417366475E-3,2.2301447308799967E-5,5.9037019396551792E-5,2.5084331283875536E-2,null,1.2206557546471793E-2,7.8568017311221455E-3,8.7785536628574883E-5,2.9666075411892093E-3,1.5812705479152825E-5,7.2190353597321276E-5,2.3205755414488192E-2]
[2004,2,14,9,1.2696400147560885E-2,8.5911230795291983E-3,0,5.3244553651545685E-3,0,5.9037019396551792E-5,2.6671015611641206E-2,null,1.2973909245350104E-2,8.3152288325842681E-3,0,3.3376417117385424E-3,0,7.2190353597321276E-5,2.4698970143270237E-2]
[2004,2,14,10,1.3470012701158695E-2,8.8765870161598079E-3,0,5.621305376063198E-3,0,5.9037019396551792E-5,2.8026942112778255E-2,null,1.3764430884932306E-2,8.5915254162276643E-3,0,3.5237225238762019E-3,0,7.2190353597321276E-5,2.5951869178633492E-2]
[2004,2,14,11,1.4640031831449416E-2,8.8358254530437677E-3,0,5.0089669915517982E-3,0,5.9037019396551792E-5,2.8543861295441533E-2,null,1.4960023480888054E-2,8.5520728648270997E-3,0,3.1398774179111693E-3,0,7.2190353597321276E-5,2.6724164117223646E-2]
[2004,2,14,12,1.2895420058850486E-2,8.9612978173332272E-3,0,5.7537886821872886E-3,0,5.9037019396551792E-5,2.7669543577767554E-2,null,1.3177279195657235E-2,8.6735158253776548E-3,0,3.6067698551624423E-3,0,7.2190353597321276E-5,2.5529755229794653E-2]
[2004,2,14,13,1.251368524164072E-2,8.8408104811119447E-3,0,5.538168120399767E-3,0,5.9037019396551792E-5,2.6951700862548982E-2,null,1.278720068389725E-2,8.5568978043303549E-3,0,3.4716078279548694E-3,0,7.2190353597321276E-5,2.4887896669779794E-2]
[2004,2,14,14,1.0716661403070968E-2,8.9585067256883078E-3,0,6.653082157214784E-3,0,5.9037019396551792E-5,2.638728730537061E-2,null,1.0950898746153613E-2,8.6708143664990679E-3,0,4.170493129657192E-3,0,7.2190353597321276E-5,2.3864396595907195E-2]
[2004,2,14,15,1.0512296966356633E-2,8.7999559872743421E-3,0,6.1800360575025391E-3,0,5.9037019396551792E-5,2.5551326030530064E-2,null,1.0742067453496359E-2,8.5173553065737411E-3,0,3.8739635720413056E-3,0,7.2190353597321276E-5,2.3205576685708728E-2]
[2004,2,14,16,1.1358458269931716E-2,8.6313509138061031E-3,0,5.8154330197949418E-3,0,5.9037019396551792E-5,2.5864279222929314E-2,null,1.1606723563253523E-2,8.3541647952465638E-3,0,3.6454116876845606E-3,0,7.2190353597321276E-5,2.3678490399781968E-2]
[2004,2,14,17,1.2347054989244759E-2,8.6867654706178927E-3,0,6.3441030363161283E-3,0,5.9037019396551792E-5,2.7436960515575329E-2,null,1.2616928343155823E-2,8.4077997759447482E-3,0,3.9768091692813272E-3,0,7.2190353597321276E-5,2.5073727641979217E-2]
[2004,2,14,18,1.3687501130482598E-2,8.7416657803786064E-3,8.8904519999999956E-5,7.0196529026565636E-3,9.5555789999999844E-6,5.9037019396551792E-5,2.9606316931914321E-2,null,1.3986673025316022E-2,8.4609370240570289E-3,3.7613775406439179E-5,4.4002784741445445E-3,6.7753251310355448E-6,7.2190353597321276E-5,2.6964467977652392E-2]
[2004,2,14,19,1.393724286719257E-2,8.3192416395814952E-3,5.9269679999999982E-4,6.0218819881201991E-3,6.3703859999999907E-5,5.9037019396551792E-5,2.8993804174290819E-2,null,1.4241873443481304E-2,8.052078559032191E-3,2.5075850270959456E-4,3.7748244897031881E-3,4.516883420690364E-5,7.2190353597321276E-5,2.64368941827305E-2]
[2004,2,14,20,1.4217770251473074E-2,7.9188983241514927E-3,5.9269679999999982E-4,5.3855017494880853E-3,6.3703859999999907E-5,5.9037019396551792E-5,2.8237608004509203E-2,null,1.4528532400523542E-2,7.6645918185234783E-3,2.5075850270959456E-4,3.3759087164796841E-3,4.516883420690364E-5,7.2190353597321276E-5,2.5937150626040521E-2]
[2004,2,14,21,1.2791551238797244E-2,7.8259573408067402E-3,5.9269679999999982E-4,5.949971108575286E-3,6.3703859999999907E-5,5.9037019396551792E-5,2.7282917367575821E-2,null,1.3071140083063872E-2,7.5746355302381326E-3,2.5075850270959456E-4,3.7297470621285951E-3,4.516883420690364E-5,7.2190353597321276E-5,2.4743640365944418E-2]
[2004,2,14,22,1.269102020495045E-2,7.4355900406538828E-3,5.9269679999999982E-4,5.2943930055498918E-3,6.3703859999999907E-5,5.9037019396551792E-5,2.6136440930550776E-2,null,1.2968411711690031E-2,7.1968044365056235E-3,2.5075850270959456E-4,3.3187970828537734E-3,4.516883420690364E-5,7.2190353597321276E-5,2.3852130921563245E-2]
[2004,2,14,23,1.2682839445084661E-2,6.9150212151943176E-3,5.9269679999999982E-4,4.0458855015844718E-3,6.3703859999999907E-5,5.9037019396551792E-5,2.4359183841260002E-2,null,1.2960052142455981E-2,6.6929530928879141E-3,2.5075850270959456E-4,2.5361685439942712E-3,4.516883420690364E-5,7.2190353597321276E-5,2.2557291469851984E-2]
[2004,2,14,24,9.5447375920290241E-3,6.9984746473360608E-3,5.9269679999999982E-4,6.2864914118633186E-3,6.3703859999999907E-5,5.9037019396551792E-5,2.3545141330624957E-2,null,9.7533598382574301E-3,6.7737265119973003E-3,2.5075850270959456E-4,3.9406952482006624E-3,4.516883420690364E-5,7.2190353597321276E-5,2.0835899288969211E-2]
[2004,2,15,1,9.7750215901397375E-3,7.625121717314871E-3,5.9269679999999982E-4,7.9810077719192733E-3,6.3703859999999907E-5,5.9037019396551792E-5,2.6096588758770436E-2,null,9.9886772240849984E-3,7.3802495167204279E-3,2.5075850270959456E-4,5.0029050136462102E-3,4.516883420690364E-5,7.2190353597321276E-5,2.2739949444965456E-2]
[2004,2,15,2,1.0045853123753718E-2,7.4194066265197561E-3,5.9269679999999982E-4,7.3635398258043777E-3,6.3703859999999907E-5,5.9037019396551792E-5,2.5544237255474403E-2,null,1.0265428405289836E-2,7.1811407344992599E-3,2.5075850270959456E-4,4.6158444353752576E-3,4.516883420690364E-5,7.2190353597321276E-5,2.2430531265678171E-2]
[2004,2,15,3,9.5409018034690804E-3,7.349173143666456E-3,5.9269679999999982E-4,7.7129506396958047E-3,6.3703859999999907E-5,5.9037019396551792E-5,2.5318463266227893E-2,null,9.7494402096947926E-3,7.1131627208881939E-3,2.5075850270959456E-4,4.8348730546418752E-3,4.516883420690364E-5,7.2190353597321276E-5,2.2065593675738678E-2]
[2004,2,15,4,1.0348035425001508E-2,7.16765539827551E-3,5.9269679999999982E-4,6.797349019054843E-3,6.3703859999999907E-5,5.9037019396551792E-5,2.5028477521728411E-2,null,1.057421559743682E-2,6.9374742135617229E-3,2.5075850270959456E-4,4.2609269980393386E-3,4.516883420690364E-5,7.2190353597321276E-5,2.2140734499551697E-2]
[2004,2,15,5,1.0745533971190055E-2,7.20752606144802E-3,5.9269679999999982E-4,6.7459374441868145E-3,6.3703859999999907E-5,5.9037019396551792E-5,2.5414435156221445E-2,null,1.0980402390816954E-2,6.9760644752675854E-3,2.5075850270959456E-4,4.2286995860360979E-3,4.516883420690364E-5,7.2190353597321276E-5,2.2553284142634453E-2]
[2004,2,15,6,1.1044371818666554E-2,7.350449904488264E-3,5.9269679999999982E-4,6.744678487090692E-3,6.3703859999999907E-5,5.9037019396551792E-5,2.5854937889642063E-2,null,1.1285772028444569E-2,7.1143984799734187E-3,2.5075850270959456E-4,4.2279104071569198E-3,4.516883420690364E-5,7.2190353597321276E-5,2.2996198606088727E-2]
[2004,2,15,7,1.1218088623620595E-2,7.8096285151378576E-3,5.9269679999999982E-4,7.3407664512770004E-3,6.3703859999999907E-5,5.9037019396551792E-5,2.7083921269432005E-2,null,1.1463285814688846E-2,7.558831086424766E-3,2.5075850270959456E-4,4.6015689161856225E-3,4.516883420690364E-5,7.2190353597321276E-5,2.3991803507813051E-2]
[2004,2,15,8,1.294961072886259E-2,8.210386944964598E-3,1.976130155464343E-4,6.5801996456372391E-3,2.1239716287565347E-5,5.9037019396551792E-5,2.8018087070694982E-2,null,1.3232654327703371E-2,7.9467196103986462E-3,8.3606228166495448E-5,4.1248066332899864E-3,1.5059891560648153E-5,7.2190353597321276E-5,2.5475037044716469E-2]
[2004,2,15,9,1.4577276167132478E-2,8.3841292558734948E-3,0,6.5387086255232728E-3,0,5.9037019396551792E-5,2.9559151067925799E-2,null,1.4895896146839274E-2,{"$f":"F1091*W$5","v":8.1148823825688988E-3},{"$f":"G1091*X$5","v":0},{"$f":"H1091*Y$5","v":4.0987979338272694E-3},{"$f":"I1091*Z$5","v":0},7.2190353597321276E-5,2.7181766816832764E-2]
[2004,2,15,10,1.4865852560751246E-2,8.8310778469144202E-3,0,6.8340098296215037E-3,0,5.9037019396551792E-5,3.058997725668372E-2,null,{"$f":"E1092*V$5","v":1.5190780042876498E-2},8.547477722724366E-3,0,4.2839078744185853E-3,0,7.2190353597321276E-5,{"$f":"SUM(M1092:R1092)","v":2.8094355993616774E-2}]
[2004,2,15,11,1.4100314584115033E-2,9.0909264304785582E-3,0,7.4584560768741455E-3,0,5.9037019396551792E-5,3.0708734110864288E-2,null,1.4408509468751971E-2,8.7989815615306319E-3,0,4.675342809756523E-3,0,7.2190353597321276E-5,2.7955024193636446E-2]
[2004,2,15,12,1.3731853932329638E-2,9.2071635286714304E-3,0,7.9040035929449984E-3,0,5.9037019396551792E-5,3.090205807334262E-2,null,1.4031995259906354E-2,8.9114858361594475E-3,0,4.9546348447563147E-3,0,7.2190353597321276E-5,2.7970306294419437E-2]
[2004,2,15,13,1.3102132957602732E-2,9.1546754737117809E-3,0,7.8709171091065414E-3,0,5.9037019396551792E-5,3.0186762559817608E-2,null,1.3388510281404805E-2,8.8606833760006918E-3,0,4.9338945396958751E-3,0,7.2190353597321276E-5,2.7255278550698696E-2]
[2004,2,15,14,1.3133143512098235E-2,9.0188499722708235E-3,0,7.0291364444287881E-3,0,5.9037019396551792E-5,2.9240166948194399E-2,null,1.3420198643066117E-2,8.7292197576440619E-3,0,4.4062232445338584E-3,0,7.2190353597321276E-5,2.6627831998841358E-2]
[2004,2,15,15,1.241151276584021E-2,9.0382006639618574E-3,0,7.0554747137474847E-3,0,5.9037019396551792E-5,2.8564225162946103E-2,null,1.2682794993071319E-2,8.7479490236538962E-3,0,4.422733422620501E-3,0,7.2190353597321276E-5,2.5925667792943034E-2]
[2004,2,15,16,1.2922046287047651E-2,8.8954162518838954E-3,0,6.9998032337884701E-3,0,5.9037019396551792E-5,2.887630279211657E-2,null,1.3204487401460544E-2,8.6097499722419448E-3,0,4.3878356836176639E-3,0,7.2190353597321276E-5,2.6274263410917476E-2]
[2004,2,15,17,1.405210071557068E-2,8.9710677285157209E-3,0,7.2916644602796458E-3,0,5.9037019396551792E-5,3.0373869923762599E-2,null,1.4359241774949658E-2,8.6829719868602006E-3,0,4.5707892698100116E-3,0,7.2190353597321276E-5,2.7685193385217192E-2]
[2004,2,15,18,1.5920670696791671E-2,8.8523043557303081E-3,6.9147960197565576E-5,7.4261296156085087E-3,7.4321170212346097E-6,5.9037019396551792E-5,3.233472176474584E-2,null,1.626865366124752E-2,8.5680225661036377E-3,2.9255158733038869E-5,4.655078925825935E-3,5.2696973391950364E-6,7.2190353597321276E-5,2.9598470362846647E-2]
[2004,2,15,19,1.6017080509041368E-2,8.5561272557092855E-3,5.9269679999999982E-4,7.4976242990916512E-3,6.3703859999999907E-5,5.9037019396551792E-5,3.2786269743238852E-2,null,1.6367170732224455E-2,8.2813568602526453E-3,2.5075850270959456E-4,4.6998954603625059E-3,4.516883420690364E-5,7.2190353597321276E-5,2.9716540743353424E-2]
[2004,2,15,20,1.6465317956484156E-2,8.154215476866131E-3,5.9269679999999982E-4,6.3997589465921113E-3,6.3703859999999907E-5,5.9037019396551792E-5,3.1734730059338946E-2,null,1.6825205442528329E-2,7.8923520257677248E-3,2.5075850270959456E-4,4.0116971484082786E-3,4.516883420690364E-5,7.2190353597321276E-5,2.9097372307218154E-2]
[2004,2,15,21,1.5722950741066097E-2,8.1512466823752822E-3,5.9269679999999982E-4,6.757064259218749E-3,6.3703859999999907E-5,5.9037019396551792E-5,3.1346699362056682E-2,null,1.6066612080030417E-2,7.8894785707700719E-3,2.5075850270959456E-4,4.2356744443873256E-3,4.516883420690364E-5,7.2190353597321276E-5,2.8559882785701634E-2]
[2004,2,15,22,1.4788641540122317E-2,8.0194667248718685E-3,5.9269679999999982E-4,6.438819820401182E-3,6.3703859999999907E-5,5.9037019396551792E-5,2.9962365764791922E-2,null,1.511188139737555E-2,7.7619305782613713E-3,2.5075850270959456E-4,4.036182507526004E-3,4.516883420690364E-5,7.2190353597321276E-5,2.727811217367674E-2]
[2004,2,15,23,1.2241571947048372E-2,8.1301146441593846E-3,5.9269679999999982E-4,7.2285403451640643E-3,6.3703859999999907E-5,5.9037019396551792E-5,2.8315664615768371E-2,null,1.2509139725872658E-2,7.8690251641738134E-3,2.5075850270959456E-4,4.5312198368488181E-3,4.516883420690364E-5,7.2190353597321276E-5,2.5277502417409108E-2]
[2004,2,15,24,1.0712135749690049E-2,8.106380162039236E-3,5.9269679999999982E-4,7.0659664855565376E-3,6.3703859999999907E-5,5.9037019396551792E-5,2.6599920076682375E-2,null,1.09462741741838E-2,7.8460528882298014E-3,2.5075850270959456E-4,4.429310203308552E-3,4.516883420690364E-5,7.2190353597321276E-5,2.358975495623597E-2]
[2004,2,16,1,1.1277778445917194E-2,7.8571048393683372E-3,5.9269679999999982E-4,5.4975024567148071E-3,6.3703859999999907E-5,5.9037019396551792E-5,2.5347823421396888E-2,null,1.1524280295671388E-2,7.6047827619451728E-3,2.5075850270959456E-4,3.4461165042340039E-3,4.516883420690364E-5,7.2190353597321276E-5,2.2943297252364381E-2]
[2004,2,16,2,1.1192459436591515E-2,7.6532255954187035E-3,5.9269679999999982E-4,5.4182190784818896E-3,6.3703859999999907E-5,5.9037019396551792E-5,2.497934178988866E-2,null,1.1437096442687108E-2,7.4074508704145975E-3,2.5075850270959456E-4,3.3964176163497131E-3,4.516883420690364E-5,7.2190353597321276E-5,2.2609082619965238E-2]
[2004,2,16,3,1.1246584318537091E-2,7.6329880493878136E-3,5.9269679999999982E-4,5.2819763093336601E-3,6.3703859999999907E-5,5.9037019396551792E-5,2.4876986356655115E-2,null,1.1492404348716841E-2,7.3878632303937273E-3,2.5075850270959456E-4,3.3110136608188179E-3,4.516883420690364E-5,7.2190353597321276E-5,2.2559398930443203E-2]
[2004,2,16,4,1.1672276900054093E-2,7.5227823926778637E-3,5.9269679999999982E-4,5.2417136708775491E-3,6.3703859999999907E-5,5.9037019396551792E-5,2.5152210643006059E-2,null,1.1927401423071133E-2,7.2811967042940131E-3,2.5075850270959456E-4,3.2857749739823735E-3,4.516883420690364E-5,7.2190353597321276E-5,2.2862490791861336E-2]
[2004,2,16,5,1.2268162696599302E-2,7.6401963655057283E-3,5.9269679999999982E-4,5.0439819875084668E-3,6.3703859999999907E-5,5.9037019396551792E-5,2.5667778729010049E-2,null,1.2536311677562119E-2,7.3948400595536881E-3,2.5075850270959456E-4,3.1618266132798006E-3,4.516883420690364E-5,7.2190353597321276E-5,2.3461096040909426E-2]
[2004,2,16,6,1.2971980758461373E-2,8.0091342508688077E-3,5.9269679999999982E-4,5.0539240212641679E-3,6.3703859999999907E-5,5.9037019396551792E-5,2.6750476709990902E-2,null,1.3255513305874924E-2,7.7519299200299813E-3,2.5075850270959456E-4,3.1680587899601993E-3,4.516883420690364E-5,7.2190353597321276E-5,2.4543619706378923E-2]
[2004,2,16,7,1.5056839595982294E-2,9.0510872006680822E-3,5.9269679999999982E-4,5.6558901902681634E-3,6.3703859999999907E-5,5.9037019396551792E-5,3.0479254666315091E-2,null,1.5385941540098379E-2,8.7604217237397652E-3,2.5075850270959456E-4,3.5454020592590421E-3,4.516883420690364E-5,7.2190353597321276E-5,2.8059883013611002E-2]
[2004,2,16,8,1.4012907613466715E-2,1.0833866309144883E-2,1.7785645574399994E-4,8.2484955094751233E-3,1.9116254308799972E-5,5.9037019396551792E-5,3.3351279161536074E-2,null,1.4319192017236384E-2,1.0485948887965604E-2,7.5247611493095139E-5,5.1705800468688917E-3,1.3554263768807644E-5,7.2190353597321276E-5,3.0136713180930103E-2]
[2004,2,16,9,1.3393216158215336E-2,1.2002186456286654E-2,0,9.9151440546528091E-3,0,5.9037019396551792E-5,3.5369583688551351E-2,null,1.3685955776482357E-2,1.1616749748722767E-2,0,6.2153208366213693E-3,0,7.2190353597321276E-5,3.1590216715423808E-2]
[2004,2,16,10,1.2684329200691643E-2,1.2446394021418871E-2,0,1.1144998530303984E-2,0,5.9037019396551792E-5,3.6334758771811054E-2,null,1.2961574460106503E-2,1.2046692087931098E-2,0,6.9862567006282851E-3,0,7.2190353597321276E-5,3.2066713602263208E-2]
[2004,2,16,11,1.2118861588439151E-2,1.2572762584969636E-2,0,1.0966173860550148E-2,0,5.9037019396551792E-5,3.5716835053355489E-2,null,1.2383747249457504E-2,1.2169002467312505E-2,0,6.8741602257917558E-3,0,7.2190353597321276E-5,3.1499100296159085E-2]
[2004,2,16,12,1.2010702158355223E-2,1.2551295588543026E-2,0,1.095022908487849E-2,0,5.9037019396551792E-5,3.557126385117329E-2,null,1.2273223745658889E-2,1.214822485931142E-2,0,6.864165222600571E-3,0,7.2190353597321276E-5,3.1357804181168195E-2]
[2004,2,16,13,1.1500657847949833E-2,1.2270671636940574E-2,0,1.0806047630136583E-2,0,5.9037019396551792E-5,3.4636414134423539E-2,null,1.1752031240901708E-2,1.1876612830025219E-2,0,6.7737848917680367E-3,0,7.2190353597321276E-5,3.0474619316292285E-2]
[2004,2,16,14,1.157903058807716E-2,1.2389523914132295E-2,0,1.0040937482300205E-2,0,5.9037019396551792E-5,3.4068529003906216E-2,null,1.1832116997959127E-2,1.199164830012316E-2,0,6.2941746089576357E-3,0,7.2190353597321276E-5,3.019013026063724E-2]
[2004,2,16,15,1.1098727207298157E-2,1.2176292170704683E-2,0,9.4690540425360868E-3,0,5.9037019396551792E-5,3.2803110439935473E-2,null,1.1341315479415404E-2,1.1785264254107529E-2,0,5.9356887372756552E-3,0,7.2190353597321276E-5,2.9134458824395908E-2]
[2004,2,16,16,1.1063205822702957E-2,1.1788491435301768E-2,0,9.6467216087166904E-3,0,5.9037019396551792E-5,3.255745588611797E-2,null,1.130501769306249E-2,1.1409917302787119E-2,0,6.0470598802451732E-3,0,7.2190353597321276E-5,2.8834185229692104E-2]
[2004,2,16,17,1.2921768546388813E-2,1.1482266061186233E-2,0,9.2491047365657972E-3,0,5.9037019396551792E-5,3.3712176363537391E-2,null,1.3204203590139255E-2,1.1113526011853135E-2,0,5.7978132311950308E-3,0,7.2190353597321276E-5,3.0187733186784742E-2]
[2004,2,16,18,1.6930056510419147E-2,1.1003522178006396E-2,5.9269679999999978E-5,8.0407067482388128E-3,6.3703859999999907E-6,5.9037019396551792E-5,3.6098962522060907E-2,null,1.730010192905141E-2,1.0650156449574847E-2,2.5075850270959458E-5,5.040327393936255E-3,4.5168834206903644E-6,7.2190353597321276E-5,3.3092368859851486E-2]
[2004,2,16,19,1.9249006447723909E-2,1.0541552035290148E-2,5.9269679999999982E-4,6.254110229851121E-3,6.3703859999999907E-5,5.9037019396551792E-5,3.6760106392261731E-2,null,1.9669737863760205E-2,1.0203021957966829E-2,2.5075850270959456E-4,3.9203970624995281E-3,4.516883420690364E-5,7.2190353597321276E-5,3.4161274574740372E-2]
[2004,2,16,20,1.6876052531763205E-2,1.0436560742402855E-2,5.9269679999999982E-4,6.8828290441829724E-3,6.3703859999999907E-5,5.9037019396551792E-5,3.4910879997745586E-2,null,1.7244917568931459E-2,1.010140234226525E-2,2.5075850270959456E-4,4.3145102620207095E-3,4.516883420690364E-5,7.2190353597321276E-5,3.2028947863731234E-2]
[2004,2,16,21,1.6168316890029566E-2,1.0318576793504654E-2,5.9269679999999982E-4,7.1232241574296718E-3,6.3703859999999907E-5,5.9037019396551792E-5,3.4325555520360443E-2,null,1.6521712733006701E-2,9.9872073150751323E-3,2.5075850270959456E-4,4.4652022487582117E-3,4.516883420690364E-5,7.2190353597321276E-5,3.1342239987353859E-2]
[2004,2,16,22,1.5211317109563818E-2,9.4663995375901758E-3,5.9269679999999982E-4,6.1445343619257516E-3,6.3703859999999907E-5,5.9037019396551792E-5,3.1537688688476298E-2,null,1.554379551589947E-2,9.162396772465501E-3,2.5075850270959456E-4,3.8517092883881849E-3,4.516883420690364E-5,7.2190353597321276E-5,2.8926019267266973E-2]
[2004,2,16,23,1.3468690458261398E-2,9.1826262632262647E-3,5.9269679999999982E-4,5.9532292498381181E-3,6.3703859999999907E-5,5.9037019396551792E-5,2.9319983650722331E-2,null,1.3763079741367951E-2,8.8877365573732329E-3,2.5075850270959456E-4,3.7317894321807011E-3,4.516883420690364E-5,7.2190353597321276E-5,2.6750723421435699E-2]
[2004,2,16,24,1.1717425366540137E-2,8.9747382971819955E-3,5.9269679999999982E-4,6.4528616355410042E-3,6.3703859999999907E-5,5.9037019396551792E-5,2.7860462978659691E-2,null,1.1973536713385625E-2,8.6865246793455999E-3,2.5075850270959456E-4,4.0449846374538663E-3,4.516883420690364E-5,7.2190353597321276E-5,2.5073163720698906E-2]
[2004,2,17,1,9.8299579957953839E-3,7.6293795249688882E-3,5.9269679999999982E-4,2.1593343108334113E-3,6.3703859999999907E-5,5.9037019396551792E-5,2.0334109510994233E-2,null,1.0044814391546518E-2,7.3843705896745144E-3,2.5075850270959456E-4,1.3535814972911451E-3,4.516883420690364E-5,7.2190353597321276E-5,1.9150884169025995E-2]
[2004,2,17,2,9.9420633489138866E-3,7.1992452008389964E-3,5.9269679999999982E-4,1.7223054438696172E-3,6.3703859999999907E-5,5.9037019396551792E-5,1.9579051673019054E-2,null,1.0159370065625268E-2,6.9680495451755189E-3,2.5075850270959456E-4,1.0796293884692415E-3,4.516883420690364E-5,7.2190353597321276E-5,1.8575166689783845E-2]
[2004,2,17,3,9.826019864976842E-3,7.0516045998356269E-3,5.9269679999999982E-4,1.5451784058835702E-3,6.3703859999999907E-5,5.9037019396551792E-5,1.913824055009259E-2,null,1.0040790183799261E-2,6.8251502558790414E-3,2.5075850270959456E-4,9.6859707629551263E-4,4.516883420690364E-5,7.2190353597321276E-5,1.8202655206487634E-2]
[2004,2,17,4,1.0425270866679595E-2,6.7686670123119561E-3,5.9269679999999982E-4,1.0819273530749244E-3,6.3703859999999907E-5,5.9037019396551792E-5,1.8991302911463028E-2,null,1.065313919776526E-2,6.5512988904848453E-3,2.5075850270959456E-4,6.7820755646223947E-4,4.516883420690364E-5,7.2190353597321276E-5,1.8250763335226163E-2]
[2004,2,17,5,1.0945780958134078E-2,6.7556558643174173E-3,5.9269679999999982E-4,8.6768491568216786E-4,6.3703859999999907E-5,5.9037019396551792E-5,1.9284559417530218E-2,null,1.1185026237346055E-2,6.5387055808619155E-3,2.5075850270959456E-4,5.4390940830866972E-4,4.516883420690364E-5,7.2190353597321276E-5,1.8635758917030457E-2]
[2004,2,17,6,1.1633471161744943E-2,7.1521720995369204E-3,5.9269679999999982E-4,1.2096325200039234E-3,6.3703859999999907E-5,5.9037019396551792E-5,2.0710713460682338E-2,null,1.1887747495881508E-2,6.9224881435330657E-3,2.5075850270959456E-4,7.5825970503244102E-4,4.516883420690364E-5,7.2190353597321276E-5,1.9936613034960832E-2]
[2004,2,17,7,1.3144910933942688E-2,7.9953263541076777E-3,5.9269679999999982E-4,1.6548685668605026E-3,6.3703859999999907E-5,5.9037019396551792E-5,2.3510543534307423E-2,null,1.3432223269045711E-2,7.7385654483302247E-3,2.5075850270959456E-4,1.0373564951536133E-3,4.516883420690364E-5,7.2190353597321276E-5,2.2576262903043365E-2]
[2004,2,17,8,1.2864000417580014E-2,9.7077897373830987E-3,1.6797817554643432E-4,4.153496562278129E-3,1.8054523287565352E-5,5.9037019396551792E-5,2.6970356435471795E-2,null,1.3145172805686306E-2,9.396034997717349E-3,7.1068303031015717E-5,2.6036246761587203E-3,1.2801449850302972E-5,7.2190353597321276E-5,2.5300892586041016E-2]
[2004,2,17,9,1.2028457255510831E-2,1.0819895021908166E-2,0,5.4773888337607633E-3,0,5.9037019396551792E-5,2.8384778130576313E-2,null,1.2291366921398627E-2,1.0472426272891459E-2,0,3.4335082537479658E-3,0,7.2190353597321276E-5,2.6269491801635375E-2]
[2004,2,17,10,1.126646112273734E-2,1.1154558791207383E-2,0,6.5146957179762072E-3,0,5.9037019396551792E-5,2.8994752651317481E-2,null,1.1512715606300445E-2,1.0796342691959998E-2,0,4.0837454117658174E-3,0,7.2190353597321276E-5,2.6464994063623581E-2]
[2004,2,17,11,1.079592314956788E-2,1.1422163539979869E-2,0,6.9985363213810855E-3,0,5.9037019396551792E-5,2.9275660030325387E-2,null,1.1031892940864501E-2,1.1055353615459815E-2,0,4.3870415179413621E-3,0,7.2190353597321276E-5,2.6546478427863E-2]
[2004,2,17,12,1.057398397861692E-2,1.1357476160124415E-2,0,6.8097796520689927E-3,0,5.9037019396551792E-5,2.880027681020688E-2,null,1.0805102777633928E-2,1.0992743597991893E-2,0,4.2687191563740411E-3,0,7.2190353597321276E-5,2.6138755885597182E-2]
[2004,2,17,13,1.0129702732046263E-2,1.1116035215071925E-2,0,6.8046497844291174E-3,0,5.9037019396551792E-5,2.810942475094386E-2,null,1.0351110740093582E-2,1.0759056257107366E-2,0,4.2655034922288223E-3,0,7.2190353597321276E-5,2.5447860843027092E-2]
[2004,2,17,14,9.7926581491648602E-3,1.1198114302352893E-2,0,6.8194537648712293E-3,0,5.9037019396551792E-5,2.7869263235785532E-2,null,1.0006699270770109E-2,1.0838499466894125E-2,0,4.2747833864592664E-3,0,7.2190353597321276E-5,2.5192172477720823E-2]
[2004,2,17,15,1.0381826290492755E-2,1.1038024798539516E-2,0,6.123046847506944E-3,0,5.9037019396551792E-5,2.7601934955935766E-2,null,1.0608745040200917E-2,1.0683551057288051E-2,0,3.8382398122657735E-3,0,7.2190353597321276E-5,2.5202726263352061E-2]
[2004,2,17,16,1.1225677741048946E-2,1.0568024008218737E-2,0,5.5571916457861931E-3,0,5.9037019396551792E-5,2.7409930414450424E-2,null,1.147104080977591E-2,1.0228643813283473E-2,0,3.4835327493749233E-3,0,7.2190353597321276E-5,2.5255407726031628E-2]
[2004,2,17,17,1.2925141956688049E-2,1.0448115360296188E-2,0,6.1804579354605496E-3,0,5.9037019396551792E-5,2.961275227184134E-2,null,1.3207650734098247E-2,1.0112585896611603E-2,0,3.8742280267833125E-3,0,7.2190353597321276E-5,2.7266655011090483E-2]
[2004,2,17,18,1.5007241714653237E-2,1.0134303361135633E-2,4.9391399802434386E-5,5.6965712661032385E-3,5.3086549787653718E-6,5.9037019396551792E-5,3.0951853416069857E-2,null,1.5335259582721E-2,9.8088516165558987E-3,2.0896541808880047E-5,3.5709030441060815E-3,3.7640695021856919E-6,7.2190353597321276E-5,2.8811865208291362E-2]
[2004,2,17,19,1.6788373094286921E-2,9.498015742681179E-3,5.9269679999999982E-4,3.3783329197291786E-3,6.3703859999999907E-5,5.9037019396551792E-5,3.0380159436093832E-2,null,1.7155321695197186E-2,9.1929976587193634E-3,2.5075850270959456E-4,2.1177123472233728E-3,4.516883420690364E-5,7.2190353597321276E-5,2.8834149391653741E-2]
[2004,2,17,20,1.6636568133560806E-2,9.3235452196774992E-3,5.9269679999999982E-4,3.2576233146569523E-3,6.3703859999999907E-5,5.9037019396551792E-5,2.993317434729181E-2,null,1.7000198687055944E-2,9.0241300601660249E-3,2.5075850270959456E-4,2.0420453756241374E-3,4.516883420690364E-5,7.2190353597321276E-5,2.8434491813359927E-2]
[2004,2,17,21,1.5131248930196923E-2,9.1384390854495571E-3,5.9269679999999982E-4,3.6083273423021291E-3,6.3703859999999907E-5,5.9037019396551792E-5,2.8593453037345163E-2,null,1.5461977261868929E-2,8.8449684010707234E-3,2.5075850270959456E-4,2.261884647599942E-3,4.516883420690364E-5,7.2190353597321276E-5,2.693694800105341E-2]
[2004,2,17,22,1.3780630361799799E-2,8.5927793936611575E-3,5.9269679999999982E-4,3.2628922026427024E-3,6.3703859999999907E-5,5.9037019396551792E-5,2.6351739637500208E-2,null,1.4081837810700538E-2,8.3168319560523382E-3,2.5075850270959456E-4,2.04534818485244E-3,4.516883420690364E-5,7.2190353597321276E-5,2.4812135642119135E-2]
[2004,2,17,23,1.2619754321753093E-2,8.1640495071351443E-3,5.9269679999999982E-4,3.1676578842259225E-3,6.3703859999999907E-5,5.9037019396551792E-5,2.4666899392510714E-2,null,1.2895588148306212E-2,7.9018702472245031E-3,2.5075850270959456E-4,1.9856504295445395E-3,4.516883420690364E-5,7.2190353597321276E-5,2.3151226515589075E-2]
[2004,2,17,24,1.1066962137469064E-2,7.7685562938988543E-3,5.9269679999999982E-4,2.3766179143272334E-3,6.3703859999999907E-5,5.9037019396551792E-5,2.1927574025091701E-2,null,1.1308856110748292E-2,7.5190778533371595E-3,2.5075850270959456E-4,1.4897860043368693E-3,4.516883420690364E-5,7.2190353597321276E-5,2.0685837658936137E-2]
[2004,2,18,1,9.0493810776399938E-3,7.5305658866387359E-3,5.9269679999999982E-4,2.0857714115812441E-3,6.3703859999999907E-5,5.9037019396551792E-5,1.9381156055256529E-2,null,9.2471761651624317E-3,{"$f":"F1155*W$5","v":7.2887302401079641E-3},{"$f":"G1155*X$5","v":2.5075850270959456E-4},{"$f":"H1155*Y$5","v":1.3074684990327166E-3},{"$f":"I1155*Z$5","v":4.516883420690364E-5},7.2190353597321276E-5,1.8211492594816931E-2]
[2004,2,18,2,9.1145906783654581E-3,7.1142183994355977E-3,5.9269679999999982E-4,1.7172365660440838E-3,6.3703859999999907E-5,5.9037019396551792E-5,1.866148332324169E-2,null,{"$f":"E1156*V$5","v":9.3138110720576931E-3},6.8857532837872234E-3,2.5075850270959456E-4,1.0764519558677916E-3,4.516883420690364E-5,7.2190353597321276E-5,{"$f":"SUM(M1156:R1156)","v":1.7644134002226523E-2}]
[2004,2,18,3,8.9862705029623447E-3,6.9719138543243003E-3,5.9269679999999982E-4,1.567708674598569E-3,6.3703859999999907E-5,5.9037019396551792E-5,1.8241330711281766E-2,null,9.1826861633687341E-3,6.7480186889544722E-3,2.5075850270959456E-4,9.8272020429316363E-4,4.516883420690364E-5,7.2190353597321276E-5,1.7281542747130188E-2]
[2004,2,18,4,9.5006703457201185E-3,6.701626648198851E-3,5.9269679999999982E-4,1.1835451673129372E-3,6.3703859999999907E-5,5.9037019396551792E-5,1.8101279840628461E-2,null,9.7083294006798885E-3,6.4864114522000258E-3,2.5075850270959456E-4,7.4190681435744473E-4,4.516883420690364E-5,7.2190353597321276E-5,1.7304765357751176E-2]
[2004,2,18,5,9.9506261701274891E-3,6.6959259254187747E-3,5.9269679999999982E-4,1.0188035161584493E-3,6.3703859999999907E-5,5.9037019396551792E-5,1.8380793291101264E-2,null,1.0168120047038761E-2,6.4808938017149095E-3,2.5075850270959456E-4,6.3863829789051463E-4,4.516883420690364E-5,7.2190353597321276E-5,1.7655769837158001E-2]
[2004,2,18,6,1.0597804830584005E-2,7.0861435908353993E-3,5.9269679999999982E-4,1.3407247806783958E-3,6.3703859999999907E-5,5.9037019396551792E-5,1.9740110881494351E-2,null,1.0829444289241629E-2,6.858580066062301E-3,2.5075850270959456E-4,8.4043505768478116E-4,4.516883420690364E-5,7.2190353597321276E-5,1.8896577103502527E-2]
[2004,2,18,7,1.1973835276054176E-2,7.920184658863556E-3,5.9269679999999982E-4,1.7992691841766241E-3,6.3703859999999907E-5,5.9037019396551792E-5,2.2408726798490909E-2,null,1.2235551052645613E-2,7.6658368440442499E-3,2.5075850270959456E-4,1.1278742083284125E-3,4.516883420690364E-5,7.2190353597321276E-5,2.1397379795532089E-2]
[2004,2,18,8,1.18699133516881E-2,9.5805049254196473E-3,1.4822161574399995E-4,4.0327857832854665E-3,1.5931061308799977E-5,5.9037019396551792E-5,2.5706393756842565E-2,null,1.2129357675022221E-2,9.2728377942096363E-3,6.2709686357615408E-5,2.5279569686859453E-3,1.1295822058462463E-5,7.2190353597321276E-5,2.4076348299931199E-2]
[2004,2,18,9,1.1086799167114738E-2,1.0668835660153057E-2,0,5.2398603809847418E-3,0,5.9037019396551792E-5,2.705453222764909E-2,null,1.132912672441273E-2,1.0326218012496394E-2,0,3.2846132368231779E-3,0,7.2190353597321276E-5,2.5012148327329623E-2]
[2004,2,18,10,1.0393093288322068E-2,1.0987003800440692E-2,0,6.1967860486608914E-3,0,5.9037019396551792E-5,2.7635920156820204E-2,null,1.0620258304244753E-2,1.0634168541110453E-2,0,3.8844633255986812E-3,0,7.2190353597321276E-5,2.5211080524551208E-2]
[2004,2,18,11,9.9885113114251377E-3,1.1242702160430754E-2,0,6.6134145103120415E-3,0,5.9037019396551792E-5,2.7903665001564486E-2,null,1.0206833255446688E-2,1.0881655436100951E-2,0,4.1456274140432414E-3,0,7.2190353597321276E-5,2.5306306459188205E-2]
[2004,2,18,12,9.79830822763369E-3,1.1175388754534329E-2,0,6.4178235427913358E-3,0,5.9037019396551792E-5,2.7450557544355908E-2,null,1.0012472844730582E-2,1.0816503724462327E-2,0,4.0230209638307595E-3,0,7.2190353597321276E-5,2.4924187886620989E-2]
[2004,2,18,13,9.4123456251418453E-3,1.0931344699190042E-2,0,6.3893554535527433E-3,0,5.9037019396551792E-5,2.679208279728118E-2,null,9.618074139693681E-3,1.0580296869242787E-2,0,4.0051757053808437E-3,0,7.2190353597321276E-5,2.4275737067914634E-2]
[2004,2,18,14,9.1050704380421649E-3,1.1009494003764782E-2,0,6.3895762371004123E-3,0,5.9037019396551792E-5,2.6563177698303912E-2,null,9.3040827449324594E-3,1.0655936496871297E-2,0,4.0053141038324091E-3,0,7.2190353597321276E-5,2.4037523699233485E-2]
[2004,2,18,15,9.6339718970425651E-3,1.086132560969129E-2,0,5.7540419210811537E-3,0,5.9037019396551792E-5,2.6308376447211561E-2,null,9.8445445647438578E-3,1.0512526363985026E-2,0,3.6069285982896233E-3,0,7.2190353597321276E-5,2.4036189880615826E-2]
[2004,2,18,16,1.0411176597464614E-2,1.0403316278855039E-2,0,5.2518398914186684E-3,0,5.9037019396551792E-5,2.6125369787134874E-2,null,1.0638736865801121E-2,1.0069225487242036E-2,0,3.2921226083867275E-3,0,7.2190353597321276E-5,2.4072275315027206E-2]
[2004,2,18,17,1.1962365834723687E-2,1.0289992679400301E-2,0,5.9135607317463337E-3,0,5.9037019396551792E-5,2.8224956265266873E-2,null,1.2223830920231132E-2,9.9595411476190131E-3,0,3.7069231704607753E-3,0,7.2190353597321276E-5,2.5962485591908242E-2]
[2004,2,18,18,1.3832442808104877E-2,1.000228920372101E-2,2.9634839999999989E-5,5.5747140691057026E-3,3.1851929999999954E-6,5.9037019396551792E-5,2.950130313332814E-2,null,1.4134782737477345E-2,9.6810769452025051E-3,1.2537925135479729E-5,3.4945167030286015E-3,2.2584417103451822E-6,7.2190353597321276E-5,2.7397363106151599E-2]
[2004,2,18,19,1.5426128768224023E-2,9.3933848943650831E-3,5.9269679999999982E-4,3.4214478547687833E-3,6.3703859999999907E-5,5.9037019396551792E-5,2.8956399196754443E-2,null,1.5763302378625124E-2,9.0917269123173203E-3,2.5075850270959456E-4,2.1447389998513278E-3,4.516883420690364E-5,7.2190353597321276E-5,2.7367885981307589E-2]
[2004,2,18,20,1.5355629468212634E-2,9.2135722050037533E-3,5.9269679999999982E-4,3.2457221324452101E-3,6.3703859999999907E-5,5.9037019396551792E-5,2.8530361485058151E-2,null,1.569126215387022E-2,8.9176887050654002E-3,2.5075850270959456E-4,2.0345851042076714E-3,4.516883420690364E-5,7.2190353597321276E-5,2.7011653653657111E-2]
[2004,2,18,21,1.4002650750846815E-2,9.0197010124040706E-3,5.9269679999999982E-4,3.5156384772598525E-3,6.3703859999999907E-5,5.9037019396551792E-5,2.7253427919907289E-2,null,1.4308710967235912E-2,8.7300434675814179E-3,2.5075850270959456E-4,2.20378251302231E-3,4.516883420690364E-5,7.2190353597321276E-5,2.5610654638353457E-2]
[2004,2,18,22,1.276084139886813E-2,8.4751464283017216E-3,5.9269679999999982E-4,3.1653438509956799E-3,6.3703859999999907E-5,5.9037019396551792E-5,2.5116769357562085E-2,null,1.3039759008779118E-2,8.2029766409597322E-3,2.5075850270959456E-4,1.9841998748301266E-3,4.516883420690364E-5,7.2190353597321276E-5,2.3595053215082797E-2]
[2004,2,18,23,1.1671514957033467E-2,8.0530576831189162E-3,5.9269679999999982E-4,3.0708812486516962E-3,6.3703859999999907E-5,5.9037019396551792E-5,2.3510891568200635E-2,null,1.1926622826029071E-2,7.7944428006965893E-3,2.5075850270959456E-4,1.9249858707376161E-3,4.516883420690364E-5,7.2190353597321276E-5,2.2014169187977092E-2]
[2004,2,18,24,1.0192188188411994E-2,7.6685620590911472E-3,5.9269679999999982E-4,2.3237547689334949E-3,6.3703859999999907E-5,5.9037019396551792E-5,2.0899942695833187E-2,null,1.0414961960173394E-2,7.4222948208199704E-3,2.5075850270959456E-4,1.4566486734777311E-3,4.516883420690364E-5,7.2190353597321276E-5,1.966202314498491E-2]
[2004,2,19,1,8.5928842457811093E-3,8.2265881323891656E-3,5.9269679999999982E-4,5.0883843177143302E-3,6.3703859999999907E-5,5.9037019396551792E-5,2.2623294375281155E-2,null,8.7807015425533774E-3,7.962400514926235E-3,2.5075850270959456E-4,3.1896602712278704E-3,4.516883420690364E-5,7.2190353597321276E-5,2.0300880019221302E-2]
[2004,2,19,2,8.5588120988576381E-3,7.797171041176507E-3,5.9269679999999982E-4,4.7118131708858285E-3,6.3703859999999907E-5,5.9037019396551792E-5,2.1783233990316526E-2,null,8.7458846703028382E-3,7.5467736702167021E-3,2.5075850270959456E-4,2.9536061622353464E-3,4.516883420690364E-5,7.2190353597321276E-5,1.9614382193268706E-2]
[2004,2,19,3,8.8962021425903082E-3,7.6211450057340662E-3,5.9269679999999982E-4,4.0600112353927666E-3,6.3703859999999907E-5,5.9037019396551792E-5,2.1292796063113694E-2,null,9.0906491513209706E-3,7.3764005127555828E-3,2.5075850270959456E-4,2.5450232784476816E-3,4.516883420690364E-5,7.2190353597321276E-5,1.9380190633038055E-2]
[2004,2,19,4,8.5246082972218178E-3,7.4801096930103769E-3,5.9269679999999982E-4,4.409161682071421E-3,6.3703859999999907E-5,5.9037019396551792E-5,2.1129317351700171E-2,null,8.7109332657226719E-3,7.2398943903410461E-3,2.5075850270959456E-4,2.7638886861912188E-3,4.516883420690364E-5,7.2190353597321276E-5,1.9082834032768753E-2]
[2004,2,19,5,9.5769686683722481E-3,7.4073542729395803E-3,5.9269679999999982E-4,3.7558272500616595E-3,6.3703859999999907E-5,5.9037019396551792E-5,2.1455587870770041E-2,null,9.7862953990854561E-3,7.1694754286873597E-3,2.5075850270959456E-4,2.3543451549858474E-3,4.516883420690364E-5,7.2190353597321276E-5,1.9678233673272483E-2]
[2004,2,19,6,9.6774899616179876E-3,7.9420290585051779E-3,5.9269679999999982E-4,4.7073398036152877E-3,6.3703859999999907E-5,5.9037019396551792E-5,2.3042296503135006E-2,null,9.8890138169549485E-3,7.6869797353809281E-3,2.5075850270959456E-4,2.9508020261932275E-3,4.516883420690364E-5,7.2190353597321276E-5,2.0894913269042921E-2]
[2004,2,19,7,1.1678934413090428E-2,8.8249385044485117E-3,5.9269679999999982E-4,4.9380169492227611E-3,6.3703859999999907E-5,5.9037019396551792E-5,2.6157327546158252E-2,null,1.1934204451404307E-2,8.541535538330888E-3,2.5075850270959456E-4,3.0954022923843851E-3,4.516883420690364E-5,7.2190353597321276E-5,2.3939259972633398E-2]
[2004,2,19,8,1.1584167445183787E-2,1.057267130958274E-2,1.3834333554643433E-4,7.6375493477227841E-3,1.4869330287565355E-5,5.9037019396551792E-5,3.0006637787719861E-2,null,1.1837366132921254E-2,1.0233141871795491E-2,5.8530377895535993E-5,4.7876076575357014E-3,1.0543008139957787E-5,7.2190353597321276E-5,2.6999379401885262E-2]
[2004,2,19,9,1.1153447330215217E-2,1.1631814115982103E-2,0,8.7359993729387887E-3,0,5.9037019396551792E-5,3.158029783853266E-2,null,1.1397231636780429E-2,1.1258271499210727E-2,0,5.4761724723362019E-3,0,7.2190353597321276E-5,2.820386596192468E-2]
[2004,2,19,10,1.0699547742257318E-2,1.1972598811182194E-2,0,9.5277554552110864E-3,0,5.9037019396551792E-5,3.2258939028047148E-2,null,1.0933411026825971E-2,1.1588112277534965E-2,0,5.9724857935087236E-3,0,7.2190353597321276E-5,2.8566199451466979E-2]
[2004,2,19,11,1.0050611518614694E-2,1.2258693275509207E-2,0,1.0203130853761021E-2,0,5.9037019396551792E-5,3.257147266728147E-2,null,1.0270290805841359E-2,1.186501914018756E-2,0,6.395845733012483E-3,0,7.2190353597321276E-5,2.8603346032638723E-2]
[2004,2,19,12,9.0933784806842832E-3,1.2251930346607598E-2,0,1.063822447438614E-2,0,5.9037019396551792E-5,3.2042570321074576E-2,null,9.2921352328897804E-3,1.1858473395134812E-2,0,6.6685847301714129E-3,0,7.2190353597321276E-5,2.7891383711793328E-2]
[2004,2,19,13,9.2768065660249772E-3,1.1923311432839801E-2,0,1.0014789123453379E-2,0,5.9037019396551792E-5,3.1273944141714714E-2,null,9.4795725619436916E-3,1.1540407707866802E-2,0,6.2777834764951822E-3,0,7.2190353597321276E-5,2.7369954099902997E-2]
[2004,2,19,14,9.6710640462485658E-3,1.1941367092721551E-2,0,9.335278390523994E-3,0,5.9037019396551792E-5,3.100674654889066E-2,null,9.8824474483896665E-3,1.1557883530556132E-2,0,5.8518312973029904E-3,0,7.2190353597321276E-5,2.7364352629846111E-2]
[2004,2,19,15,9.4778705584796369E-3,1.1852286761119277E-2,0,9.3201296564468482E-3,0,5.9037019396551792E-5,3.0709323995442312E-2,null,9.6850312715225356E-3,1.1471663913528369E-2,0,5.8423352938118522E-3,0,7.2190353597321276E-5,2.7071220832460077E-2]
[2004,2,19,16,9.9343003542008441E-3,1.1433216879008919E-2,0,9.0691488501101671E-3,0,5.9037019396551792E-5,3.049570310271648E-2,null,1.0151437392764568E-2,1.106605198894834E-2,0,5.6850076517102341E-3,0,7.2190353597321276E-5,2.6974687387020465E-2]
[2004,2,19,17,1.1583455339448165E-2,1.1331220935337435E-2,0,9.9728008558014718E-3,0,5.9037019396551792E-5,3.2946514149983619E-2,null,1.1836638462472963E-2,1.0967331530194274E-2,0,6.2514630767720866E-3,0,7.2190353597321276E-5,2.9127623423036646E-2]
[2004,2,19,18,1.4909231848948469E-2,1.0848882767944159E-2,1.9756559802434394E-5,8.5973376945150792E-3,2.1234619787653769E-6,5.9037019396551792E-5,3.4436369352585455E-2,null,1.5235107485431684E-2,1.0500483110094092E-2,8.3586166734003176E-6,5.3892522204066953E-3,1.5056277918405099E-6,7.2190353597321276E-5,3.1206897413995037E-2]
[2004,2,19,19,1.5903322530525989E-2,1.0339320894910515E-2,5.9269679999999982E-4,6.8422319036949624E-3,6.3703859999999907E-5,5.9037019396551792E-5,3.3800313008528017E-2,null,1.6250926310810519E-2,1.0007285243015321E-2,2.5075850270959456E-4,4.2890618921542153E-3,4.516883420690364E-5,7.2190353597321276E-5,3.0915391136493872E-2]
[2004,2,19,20,1.4314914439261134E-2,1.0300805845629644E-2,5.9269679999999982E-4,7.9718486771200858E-3,6.3703859999999907E-5,5.9037019396551792E-5,3.3303006641407416E-2,null,1.4627799898509391E-2,9.9700070611869387E-3,2.5075850270959456E-4,4.997163623260332E-3,4.516883420690364E-5,7.2190353597321276E-5,2.9963088273470478E-2]
[2004,2,19,21,1.3704357147503897E-2,9.9499142466689013E-3,5.9269679999999982E-4,7.4427554614790552E-3,6.3703859999999907E-5,5.9037019396551792E-5,3.1812464535048407E-2,null,1.4003897469452213E-2,9.6303839509393006E-3,2.5075850270959456E-4,4.6655008587495588E-3,4.516883420690364E-5,7.2190353597321276E-5,2.8667899969654891E-2]
[2004,2,19,22,1.2613534942254876E-2,9.261447893515927E-3,5.9269679999999982E-4,6.7279580359112245E-3,6.3703859999999907E-5,5.9037019396551792E-5,2.9318378551078578E-2,null,1.2889232829929785E-2,8.9640269197331455E-3,2.5075850270959456E-4,4.2174291707734015E-3,4.516883420690364E-5,7.2190353597321276E-5,2.6438806610950147E-2]
[2004,2,19,23,1.0858343125652391E-2,8.9439040532927911E-3,5.9269679999999982E-4,6.926179159524125E-3,6.3703859999999907E-5,5.9037019396551792E-5,2.7443864017865856E-2,null,1.1095677249440578E-2,8.6566806424897697E-3,2.5075850270959456E-4,4.3416843377239635E-3,4.516883420690364E-5,7.2190353597321276E-5,2.446215992016813E-2]
[2004,2,19,24,9.0418732645173479E-3,8.5382831194099739E-3,5.9269679999999982E-4,6.1005556789409171E-3,6.3703859999999907E-5,5.9037019396551792E-5,2.439614974226479E-2,null,9.2395042514741288E-3,8.2640857683040081E-3,2.5075850270959456E-4,3.8241411942469264E-3,4.516883420690364E-5,7.2190353597321276E-5,2.1695848904538882E-2]
[2004,2,20,1,8.369349356991157E-3,7.6750034188646163E-3,5.9269679999999982E-4,2.8792658867249636E-3,6.3703859999999907E-5,5.9037019396551792E-5,1.9639056341977289E-2,null,8.5522807833913871E-3,7.4285293235751481E-3,2.5075850270959456E-4,1.8048715340184137E-3,4.516883420690364E-5,7.2190353597321276E-5,1.8153799331498764E-2]
[2004,2,20,2,8.1953363522559511E-3,7.2503961534955419E-3,5.9269679999999982E-4,2.3398422204521465E-3,6.3703859999999907E-5,5.9037019396551792E-5,1.8501012405600193E-2,null,8.3744643232368157E-3,7.0175578425665007E-3,2.5075850270959456E-4,1.4667331132075896E-3,4.516883420690364E-5,7.2190353597321276E-5,1.7226872969524725E-2]
[2004,2,20,3,8.1438807342962515E-3,7.135910636381684E-3,5.9269679999999982E-4,1.9523664342211413E-3,6.3703859999999907E-5,5.9037019396551792E-5,1.7947595484295628E-2,null,8.321884024111572E-3,6.9067488989620479E-3,2.5075850270959456E-4,1.2238434169436513E-3,4.516883420690364E-5,7.2190353597321276E-5,1.6820594030531089E-2]
[2004,2,20,4,8.360551348660164E-3,6.8895027747273253E-3,5.9269679999999982E-4,1.728807124177366E-3,6.3703859999999907E-5,5.9037019396551792E-5,1.7694298926961408E-2,null,8.5432904743038083E-3,6.6682541484112219E-3,2.5075850270959456E-4,1.0837049751543223E-3,4.516883420690364E-5,7.2190353597321276E-5,1.666336728838317E-2]
[2004,2,20,5,9.0269470471941657E-3,6.8361386068128641E-3,5.9269679999999982E-4,1.5611480124310725E-3,6.3703859999999907E-5,5.9037019396551792E-5,1.8139671345834652E-2,null,9.2242517872577617E-3,6.6166037106789857E-3,2.5075850270959456E-4,9.7860764475324064E-4,4.516883420690364E-5,7.2190353597321276E-5,1.7187580833203805E-2]
[2004,2,20,6,9.6115532228089849E-3,7.2464013563185038E-3,5.9269679999999982E-4,1.678514925940575E-3,6.3703859999999907E-5,5.9037019396551792E-5,1.9251907184464616E-2,null,9.8216358786968588E-3,7.0136913338039878E-3,2.5075850270959456E-4,1.0521792458358526E-3,4.516883420690364E-5,7.2190353597321276E-5,1.8255624148850517E-2]
[2004,2,20,7,1.0931838424836493E-2,8.2008691622292625E-3,5.9269679999999982E-4,2.8623069956426957E-3,6.3703859999999907E-5,5.9037019396551792E-5,2.2710452262105003E-2,null,1.1170778957837628E-2,7.9375074805419898E-3,2.5075850270959456E-4,1.7942408312743472E-3,4.516883420690364E-5,7.2190353597321276E-5,2.1270644960167784E-2]
[2004,2,20,8,1.1248940441334688E-2,9.936800942358345E-3,1.1858677574399997E-4,5.3823208371037148E-3,1.2745868308799981E-5,5.9037019396551792E-5,2.6758431884246103E-2,null,1.1494811970010409E-2,9.6176917656354485E-3,5.0171761222135684E-5,3.3739147574496317E-3,9.0373803481172797E-6,7.2190353597321276E-5,2.4617817988263065E-2]
[2004,2,20,9,1.0683293504506973E-2,1.0869218526768459E-2,0,6.2170990082896912E-3,0,5.9037019396551792E-5,2.7828648058961673E-2,null,1.0916801515234147E-2,1.0520165808915065E-2,0,3.8971965305363422E-3,0,7.2190353597321276E-5,2.5406354208282876E-2]
[2004,2,20,10,1.0997687352792225E-2,1.1155199368880852E-2,0,6.3081935546027996E-3,0,5.9037019396551792E-5,2.8520117295672429E-2,null,1.1238067165933794E-2,1.0796962698202562E-2,0,3.9542992643626599E-3,0,7.2190353597321276E-5,2.6061519482096337E-2]
[2004,2,20,11,1.0187002234153166E-2,1.1387907694096137E-2,0,6.9479974634960428E-3,0,5.9037019396551792E-5,2.8581944411141896E-2,null,1.0409662654927609E-2,1.1022197857505923E-2,0,4.3553611697043082E-3,0,7.2190353597321276E-5,2.585941203573516E-2]
[2004,2,20,12,9.6186818675396916E-3,1.1405220906424296E-2,0,7.2835174505783556E-3,0,5.9037019396551792E-5,2.8366457243938895E-2,null,9.8289203363938153E-3,1.1038955075509095E-2,0,4.5656823062728731E-3,0,7.2190353597321276E-5,2.5505748071773103E-2]
[2004,2,20,13,9.3441532962053164E-3,1.116131708717817E-2,0,7.4910302663794889E-3,0,5.9037019396551792E-5,2.8055537669159525E-2,null,9.5483913101853859E-3,1.0802883952863282E-2,0,4.6957619824536268E-3,0,7.2190353597321276E-5,2.5119227599099615E-2]
[2004,2,20,14,8.5280039528241938E-3,1.1252110937872765E-2,0,7.6239541785667235E-3,0,5.9037019396551792E-5,2.7463106088660233E-2,null,8.7144031412071925E-3,1.0890762061246572E-2,0,4.7790855082187273E-3,0,7.2190353597321276E-5,2.4456441064269811E-2]
[2004,2,20,15,8.9847448427110045E-3,1.1109786932087199E-2,0,7.1768853813359195E-3,0,5.9037019396551792E-5,2.7330454175530674E-2,null,9.1811271562950696E-3,1.0753008630697201E-2,0,4.4988398561620693E-3,0,7.2190353597321276E-5,2.4505165996751659E-2]
[2004,2,20,16,9.4560283073170624E-3,1.0601424478222632E-2,0,6.9132465517610289E-3,0,5.9037019396551792E-5,2.7029736356697275E-2,null,9.6627116076017493E-3,1.0260971664791041E-2,0,4.3335775158705684E-3,0,7.2190353597321276E-5,2.4329451141860681E-2]
[2004,2,20,17,1.0470554465565581E-2,1.0487253444490113E-2,0,7.8940267723679441E-3,0,5.9037019396551792E-5,2.891087170182019E-2,null,1.0699412574109852E-2,{"$f":"F1219*W$5","v":1.0150467105288139E-2},{"$f":"G1219*X$5","v":0},{"$f":"H1219*Y$5","v":4.9483808619120917E-3},{"$f":"I1219*Z$5","v":0},7.2190353597321276E-5,2.5870450894907405E-2]
[2004,2,20,18,1.3751870031309982E-2,1.0030307024344912E-2,9.8782801975655986E-6,6.496877533100783E-3,1.0617310212346185E-6,5.9037019396551792E-5,3.0349031619371025E-2,null,{"$f":"E1220*V$5","v":1.4052448856878627E-2},9.7081950050558405E-3,4.1793084620794114E-6,4.0725760595994179E-3,7.5281391850467208E-7,7.2190353597321276E-5,{"$f":"SUM(M1220:R1220)","v":2.7910342397511789E-2}]
[2004,2,20,19,1.3797260946769311E-2,9.7031770016716527E-3,5.9269679999999982E-4,5.6031501766748964E-3,6.3703859999999907E-5,5.9037019396551792E-5,2.9819025804512414E-2,null,1.40988318954477E-2,9.3915703948208654E-3,2.5075850270959456E-4,3.5123419137278126E-3,4.516883420690364E-5,7.2190353597321276E-5,2.7370861894510195E-2]
[2004,2,20,20,1.4585069046842413E-2,9.259106841549564E-3,5.9269679999999982E-4,4.9448876125274648E-3,6.3703859999999907E-5,5.9037019396551792E-5,2.9504501180315994E-2,null,1.4903859357902376E-2,8.9617610480154358E-3,2.5075850270959456E-4,3.0997091765369252E-3,4.516883420690364E-5,7.2190353597321276E-5,2.7333447272968554E-2]
[2004,2,20,21,1.2809736635537755E-2,9.0425711517967203E-3,5.9269679999999982E-4,5.0256109617429715E-3,6.3703859999999907E-5,5.9037019396551792E-5,2.7593356428473999E-2,null,1.308972296357803E-2,8.7521791581916617E-3,2.5075850270959456E-4,3.1503107120885508E-3,4.516883420690364E-5,7.2190353597321276E-5,2.536033052437206E-2]
[2004,2,20,22,1.2014167312698647E-2,8.371930993784929E-3,5.9269679999999982E-4,4.1094921858611131E-3,6.3703859999999907E-5,5.9037019396551792E-5,2.5211028171741243E-2,null,1.227676463893968E-2,8.1030758539361123E-3,2.5075850270959456E-4,2.5760404760563666E-3,4.516883420690364E-5,7.2190353597321276E-5,2.3323998659445976E-2]
[2004,2,20,23,1.084665299011797E-2,7.9481593179571257E-3,5.9269679999999982E-4,4.263817559241447E-3,6.3703859999999907E-5,5.9037019396551792E-5,2.3774067546713094E-2,null,1.108373159904151E-2,7.6929131284512141E-3,2.5075850270959456E-4,2.6727795353683743E-3,4.516883420690364E-5,7.2190353597321276E-5,2.1817541953374917E-2]
[2004,2,20,24,9.3615883861408039E-3,7.3605914405913174E-3,5.9269679999999982E-4,3.8172689601862026E-3,6.3703859999999907E-5,5.9037019396551792E-5,2.1254886466314876E-2,null,9.5662074842094054E-3,7.1242143320605278E-3,2.5075850270959456E-4,2.3928599702088818E-3,4.516883420690364E-5,7.2190353597321276E-5,1.9451399476992634E-2]
[2004,2,21,1,8.4318285928150459E-3,7.525722572135087E-3,5.9269679999999982E-4,5.8398504903761318E-3,6.3703859999999907E-5,5.9037019396551792E-5,2.2512839334722819E-2,null,8.616125646965074E-3,7.284042463197634E-3,2.5075850270959456E-4,3.6607178106056533E-3,4.516883420690364E-5,7.2190353597321276E-5,1.9929003611282178E-2]
[2004,2,21,2,7.8859544698776981E-3,7.2704145141926314E-3,5.9269679999999982E-4,5.9311162436786469E-3,6.3703859999999907E-5,5.9037019396551792E-5,2.1802922907145528E-2,null,8.0583201865145546E-3,7.0369333361438363E-3,2.5075850270959456E-4,3.7179278657540585E-3,4.516883420690364E-5,7.2190353597321276E-5,1.9181299078926271E-2]
[2004,2,21,3,8.1433154603271669E-3,7.0858451397428921E-3,5.9269679999999982E-4,5.4966112294208584E-3,6.3703859999999907E-5,5.9037019396551792E-5,2.144120950888747E-2,null,8.3213063947766078E-3,6.8582911993906722E-3,2.5075850270959456E-4,3.4455578372555203E-3,4.516883420690364E-5,7.2190353597321276E-5,1.8993273121936622E-2]
[2004,2,21,4,8.1887779120971855E-3,6.9676250111563847E-3,5.9269679999999982E-4,5.4262797614538687E-3,6.3703859999999907E-5,5.9037019396551792E-5,2.129812036410399E-2,null,8.3677625332473742E-3,6.7438675771570797E-3,2.5075850270959456E-4,3.4014704658652611E-3,4.516883420690364E-5,7.2190353597321276E-5,1.8881218266783534E-2]
[2004,2,21,5,8.4760703527634457E-3,6.9883627156830099E-3,5.9269679999999982E-4,5.4277647039498115E-3,6.3703859999999907E-5,5.9037019396551792E-5,2.1607635451792818E-2,null,8.6613344125800549E-3,6.763939313646607E-3,2.5075850270959456E-4,3.4024013039837334E-3,4.516883420690364E-5,7.2190353597321276E-5,1.9195792720724213E-2]
[2004,2,21,6,8.4481167525954932E-3,7.2386096727456613E-3,5.9269679999999982E-4,5.7096583063931438E-3,6.3703859999999907E-5,5.9037019396551792E-5,2.2111822411130851E-2,null,8.6327698220311742E-3,7.0061498713782366E-3,2.5075850270959456E-4,3.5791066721880542E-3,4.516883420690364E-5,7.2190353597321276E-5,1.9586144056111282E-2]
[2004,2,21,7,9.590928360637253E-3,7.6131944974358453E-3,5.9269679999999982E-4,5.1318569638147101E-3,6.3703859999999907E-5,5.9037019396551792E-5,2.3051417501284359E-2,null,9.800560212610096E-3,7.3687053260817247E-3,2.5075850270959456E-4,3.2169111554955542E-3,4.516883420690364E-5,7.2190353597321276E-5,2.0754294384701191E-2]
[2004,2,21,8,1.024036614221187E-2,8.4075199743131913E-3,1.0870849554643436E-4,6.4736047564484299E-3,1.1684137287565363E-5,5.9037019396551792E-5,2.5300920525204041E-2,null,1.0464192954231686E-2,8.1375219344160931E-3,4.599245276005627E-5,4.057987489543744E-3,8.2845664296126076E-6,7.2190353597321276E-5,2.2786169750978514E-2]
[2004,2,21,9,1.0931987381725971E-2,8.8769113302503144E-3,0,7.0333709390596657E-3,0,5.9037019396551792E-5,2.6901306670432501E-2,null,1.1170931170523358E-2,8.5918393153362228E-3,0,4.4088776429537686E-3,0,7.2190353597321276E-5,2.4243838482410671E-2]
[2004,2,21,10,1.1589944758593942E-2,9.1800683362936279E-3,0,7.4398895069895318E-3,0,5.9037019396551792E-5,2.8268939621273654E-2,null,1.1843269722836046E-2,8.88526077538466E-3,0,4.6637043314820418E-3,0,7.2190353597321276E-5,2.5464425183300068E-2]
[2004,2,21,11,1.2597290208043593E-2,9.1617018587797361E-3,0,6.972292201522433E-3,0,5.9037019396551792E-5,2.8790321287742313E-2,null,1.2872633029598783E-2,8.8674841166215684E-3,0,4.3705903575651569E-3,0,7.2190353597321276E-5,2.6182897857382832E-2]
[2004,2,21,12,1.1263521772497514E-2,9.2311046913771747E-3,0,7.3547891259187256E-3,0,5.9037019396551792E-5,2.790845260918997E-2,null,1.1509712009784222E-2,8.9346581553747025E-3,0,4.6103590478675698E-3,0,7.2190353597321276E-5,2.5126919566623815E-2]
[2004,2,21,13,1.1036708790138086E-2,9.0888640423179186E-3,0,6.9998019708620018E-3,0,5.9037019396551792E-5,2.7184411822714558E-2,null,1.1277941506759889E-2,8.7969854046442073E-3,0,4.3878348919505778E-3,0,7.2190353597321276E-5,2.4534952156951995E-2]
[2004,2,21,14,9.5884076003673845E-3,9.1593068498874563E-3,0,7.8083769112141507E-3,0,5.9037019396551792E-5,2.6615128380865542E-2,null,9.7979843553127159E-3,8.8651660207438778E-3,0,4.8946911359990233E-3,0,7.2190353597321276E-5,2.3630031865652937E-2]
[2004,2,21,15,9.4751065044579169E-3,8.9872755778919282E-3,0,7.250528542197209E-3,0,5.9037019396551792E-5,2.5771947643943607E-2,null,9.682206802727425E-3,8.6986593393983524E-3,0,4.5450031665136767E-3,0,7.2190353597321276E-5,2.2998059662236777E-2]
[2004,2,21,16,1.0149243969725764E-2,8.8421274055363822E-3,0,7.0371946350027302E-3,0,5.9037019396551792E-5,2.608760302966143E-2,null,1.0371079096576452E-2,8.5581724372093219E-3,0,4.4112745316864819E-3,0,7.2190353597321276E-5,2.3412716419069578E-2]
[2004,2,21,17,1.0973412393947985E-2,8.9217240767571239E-3,0,7.7196897321459004E-3,0,5.9037019396551792E-5,2.7673863222247561E-2,null,1.1213261621896158E-2,8.6352129509332503E-3,0,4.8390974634345387E-3,0,7.2190353597321276E-5,2.4759762389861266E-2]
[2004,2,21,18,1.2185444986638721E-2,9.0097672487911493E-3,0,8.6077018587512478E-3,0,5.9037019396551792E-5,2.9861951113577666E-2,null,1.2451785981338065E-2,8.7204287156048034E-3,0,5.3957490101231289E-3,0,7.2190353597321276E-5,2.6640154060663317E-2]
[2004,2,21,19,1.2505620573665614E-2,8.565351491842255E-3,5.828185198024342E-4,7.4686823719214042E-3,6.2642128978765291E-5,5.9037019396551792E-5,2.9244152105607026E-2,null,1.2778959744009812E-2,8.2902848704256328E-3,2.4657919424751518E-4,4.6817531759941007E-3,4.4416020288398968E-5,7.2190353597321276E-5,2.6114183358562779E-2]
[2004,2,21,20,1.2619567414813475E-2,8.1844869305918895E-3,5.9269679999999982E-4,6.9619313526992858E-3,6.3703859999999907E-5,5.9037019396551792E-5,2.8481423377501203E-2,null,1.2895397156084499E-2,7.9216513458326941E-3,2.5075850270959456E-4,4.364095646119651E-3,4.516883420690364E-5,7.2190353597321276E-5,2.554926183855066E-2]
[2004,2,21,21,1.1475094088932644E-2,8.0521237441187159E-3,5.9269679999999982E-4,7.2758361759959417E-3,6.3703859999999907E-5,5.9037019396551792E-5,2.7518491688443853E-2,null,1.172590872699191E-2,7.7935388540960743E-3,2.5075850270959456E-4,4.5608672893955862E-3,4.516883420690364E-5,7.2190353597321276E-5,2.444843256099739E-2]
[2004,2,21,22,1.1285081595549935E-2,7.6721057189650613E-3,5.9269679999999982E-4,6.6894865317297198E-3,6.3703859999999907E-5,5.9037019396551792E-5,2.6362111525641271E-2,null,1.1531743072477348E-2,7.4257246800460194E-3,2.5075850270959456E-4,4.1933132587667309E-3,4.516883420690364E-5,7.2190353597321276E-5,2.3518898701803917E-2]
[2004,2,21,23,1.1128396691735735E-2,7.1688549261092445E-3,5.9269679999999982E-4,5.5568217651034684E-3,6.3703859999999907E-5,5.9037019396551792E-5,2.4569511062344999E-2,null,1.1371633458840732E-2,6.9386352199093471E-3,2.5075850270959456E-4,3.4833008891919821E-3,4.516883420690364E-5,7.2190353597321276E-5,2.2161687258455878E-2]
[2004,2,21,24,8.6747034819538629E-3,7.1585814223756334E-3,5.9269679999999982E-4,7.1997177552084622E-3,6.3703859999999907E-5,5.9037019396551792E-5,2.3748440338934512E-2,null,8.8643091267734675E-3,6.9286916381835839E-3,2.5075850270959456E-4,4.513152359167303E-3,4.516883420690364E-5,7.2190353597321276E-5,2.0674270814638171E-2]
[2004,2,22,1,8.0045492853650178E-3,7.2233882774369812E-3,5.9269679999999982E-4,6.8914575997719241E-3,6.3703859999999907E-5,5.9037019396551792E-5,2.2834832841970475E-2,null,8.1795071651241651E-3,6.9914172940456539E-3,2.5075850270959456E-4,4.3199190832185009E-3,4.516883420690364E-5,7.2190353597321276E-5,1.985896123290214E-2]
[2004,2,22,2,8.0593955887471747E-3,7.0504489638613431E-3,5.9269679999999982E-4,6.5082742260022279E-3,6.3703859999999907E-5,5.9037019396551792E-5,2.23335564580073E-2,null,8.2355522609192707E-3,6.8240317318532095E-3,2.5075850270959456E-4,4.0797200912411659E-3,4.516883420690364E-5,7.2190353597321276E-5,1.9507421774527463E-2]
[2004,2,22,3,7.609043959271122E-3,6.9249865439502626E-3,5.9269679999999982E-4,6.5440054150696942E-3,6.3703859999999907E-5,5.9037019396551792E-5,2.1793473597687629E-2,null,7.7753571582593797E-3,6.7025983963285157E-3,2.5075850270959456E-4,4.1021182331848595E-3,4.516883420690364E-5,7.2190353597321276E-5,1.8948191478286573E-2]
[2004,2,22,4,8.0145394608166411E-3,6.8049298664078842E-3,5.9269679999999982E-4,5.9449523932536405E-3,6.3703859999999907E-5,5.9037019396551792E-5,2.1479859399874717E-2,null,8.1897156988934312E-3,6.5863972038414254E-3,2.5075850270959456E-4,3.726601073957394E-3,4.516883420690364E-5,7.2190353597321276E-5,1.8870831667206069E-2]
[2004,2,22,5,8.2439473267139247E-3,6.8218037790893759E-3,5.9269679999999982E-4,5.8411638983395121E-3,6.3703859999999907E-5,5.9037019396551792E-5,2.1622352683539361E-2,null,8.4241378026180518E-3,6.6027292298115776E-3,2.5075850270959456E-4,3.6615411220811888E-3,4.516883420690364E-5,7.2190353597321276E-5,1.9056525845024638E-2]
[2004,2,22,6,8.4309921861879539E-3,6.9693467326605611E-3,5.9269679999999982E-4,5.8978016420759716E-3,6.3703859999999907E-5,5.9037019396551792E-5,2.201357824032104E-2,null,8.6152709587427444E-3,6.7455340075132366E-3,2.5075850270959456E-4,3.6970445647789524E-3,4.516883420690364E-5,7.2190353597321276E-5,1.942596722154875E-2]
[2004,2,22,7,8.6327241397288357E-3,7.4333368955115438E-3,5.9269679999999982E-4,6.4649173758609436E-3,6.3703859999999907E-5,5.9037019396551792E-5,2.3246416090497875E-2,null,8.8214122292373884E-3,7.1946236485832373E-3,2.5075850270959456E-4,4.052541793819764E-3,4.516883420690364E-5,7.2190353597321276E-5,2.0436695362154207E-2]
[2004,2,22,8,9.8121070385574823E-3,7.9305666054691956E-3,8.8951935743999955E-5,6.2132484389566508E-3,9.5606753087999858E-6,5.9037019396551792E-5,2.4113471713432682E-2,null,1.0026573260481375E-2,7.6758853861212768E-3,3.7633836086655947E-5,3.8947827961844676E-3,6.7789386377720984E-6,7.2190353597321276E-5,2.1713844571108868E-2]
[2004,2,22,9,1.1120025400971123E-2,8.2371984285144213E-3,0,6.7023211816359439E-3,0,5.9037019396551792E-5,2.6118582030518037E-2,null,1.136307919421578E-2,7.9726700733351013E-3,0,4.2013586756112255E-3,0,7.2190353597321276E-5,2.360929829675943E-2]
[2004,2,22,10,1.1736292867162754E-2,8.7413399094162132E-3,0,7.432439522775139E-3,0,5.9037019396551792E-5,2.7969109318750657E-2,null,1.1992816606734878E-2,8.4606216180737707E-3,0,4.659034299270207E-3,0,7.2190353597321276E-5,2.5184662877676175E-2]
[2004,2,22,11,1.1296524656072443E-2,9.0212767619833496E-3,0,7.9892205696505281E-3,0,5.9037019396551792E-5,2.8366059007102873E-2,null,1.1543436247470465E-2,8.7315686137367302E-3,0,5.0080532164947676E-3,0,7.2190353597321276E-5,2.5355248431299285E-2]
[2004,2,22,12,1.1140230605946651E-2,9.1178756356985399E-3,0,8.2944667065045861E-3,0,5.9037019396551792E-5,2.8611609967546331E-2,null,1.1383726030530762E-2,8.8250653233608381E-3,0,5.1993971510084494E-3,0,7.2190353597321276E-5,2.5480378858497372E-2]
[2004,2,22,13,1.0729083526217932E-2,9.0812021539611459E-3,0,8.2938096377102016E-3,0,5.9037019396551792E-5,2.8163132337285832E-2,null,1.0963592383442151E-2,8.7895695692072687E-3,0,5.1989852665873734E-3,0,7.2190353597321276E-5,2.5024337572834114E-2]
[2004,2,22,14,1.0723498197740697E-2,9.0093403440916261E-3,0,7.9183226385318873E-3,0,5.9037019396551792E-5,2.7710198199760762E-2,null,1.0957884974733625E-2,8.7200155204691533E-3,0,4.9636107569474199E-3,0,7.2190353597321276E-5,2.4713701605747523E-2]
[2004,2,22,15,1.0499932498955609E-2,9.0046654594468003E-3,0,7.6681889423855284E-3,0,5.9037019396551792E-5,2.7231823920184493E-2,null,1.0729432732153021E-2,8.7154907644823258E-3,0,4.8068141269609864E-3,0,7.2190353597321276E-5,2.4323927977193655E-2]
[2004,2,22,16,1.0867138636977908E-2,8.8982872319289825E-3,0,7.6802644282171302E-3,0,5.9037019396551792E-5,2.7504727316520573E-2,null,1.1104665006944868E-2,8.6125287539946544E-3,0,4.8143836608263322E-3,0,7.2190353597321276E-5,2.4603767775363175E-2]
[2004,2,22,17,1.1852930143943874E-2,9.074481995637429E-3,0,8.7040497408725926E-3,0,5.9037019396551792E-5,2.9690498899850447E-2,null,1.2112003260116603E-2,8.7830652212034493E-3,0,5.4561448042752189E-3,0,7.2190353597321276E-5,2.6423403639192593E-2]
[2004,2,22,18,1.3514447831168175E-2,9.051008529662969E-3,0,9.4445295089114235E-3,0,5.9037019396551792E-5,3.2069022889139119E-2,null,1.3809837247156882E-2,8.7603455791654232E-3,0,5.9203155017476987E-3,0,7.2190353597321276E-5,2.8562688681667323E-2]
[2004,2,22,19,1.3543023722051963E-2,8.5767756480134381E-3,5.7294024019756537E-4,8.6004435478928849E-3,6.1580398021234518E-5,5.9037019396551792E-5,3.1413800575573636E-2,null,1.3839037730019934E-2,8.3013421526811886E-3,2.4239988603619425E-4,5.3911991286016911E-3,4.3663206415063121E-5,7.2190353597321276E-5,2.7889832457351389E-2]
[2004,2,22,20,1.3692965734946935E-2,8.2725250958864561E-3,5.9269679999999982E-4,8.1272657982811129E-3,6.3703859999999907E-5,5.9037019396551792E-5,3.0808194308511058E-2,null,1.3992257071310008E-2,8.0068622645505898E-3,2.5075850270959456E-4,5.0945870460765187E-3,4.516883420690364E-5,7.2190353597321276E-5,2.7461824072450933E-2]
[2004,2,22,21,1.3082275894316426E-2,8.2176006094815332E-3,5.9269679999999982E-4,8.2865149160710194E-3,6.3703859999999907E-5,5.9037019396551792E-5,3.0301829099265529E-2,null,1.336821919621833E-2,7.9537016161998122E-3,2.5075850270959456E-4,5.1944125609210265E-3,4.516883420690364E-5,7.2190353597321276E-5,2.6884451063852986E-2]
[2004,2,22,22,1.2314493351376857E-2,8.0917293975267795E-3,5.9269679999999982E-4,7.9466955145003158E-3,6.3703859999999907E-5,5.9037019396551792E-5,2.9068355942800501E-2,null,1.2583654995618863E-2,7.831872616527763E-3,2.5075850270959456E-4,4.9813963308361518E-3,4.516883420690364E-5,7.2190353597321276E-5,2.5765041633496598E-2]
[2004,2,22,23,1.0348179807259049E-2,8.0037663950221407E-3,5.9269679999999982E-4,7.5772825560549402E-3,6.3703859999999907E-5,5.9037019396551792E-5,2.6644666437732681E-2,null,1.0574363135501485E-2,7.7467344468314051E-3,2.5075850270959456E-4,4.7498293414623511E-3,4.516883420690364E-5,7.2190353597321276E-5,2.3439044614309061E-2]
[2004,2,22,24,8.9110492105577924E-3,7.9738543277861566E-3,5.9269679999999982E-4,7.4291698471121246E-3,6.3703859999999907E-5,5.9037019396551792E-5,2.5029511064852628E-2,null,9.1058207361899846E-3,7.7177829719636418E-3,2.5075850270959456E-4,4.6569846988644727E-3,4.516883420690364E-5,7.2190353597321276E-5,2.1848706097531916E-2]
[2004,2,23,1,9.6746044081946082E-3,7.6378134346568238E-3,5.9269679999999982E-4,4.925761665990778E-3,6.3703859999999907E-5,5.9037019396551792E-5,2.295361718823876E-2,null,9.8860651931086275E-3,7.3925336538466059E-3,2.5075850270959456E-4,3.0877200522867543E-3,4.516883420690364E-5,7.2190353597321276E-5,2.0734436589755805E-2]
[2004,2,23,2,9.5082339544019789E-3,7.4025427530904899E-3,5.9269679999999982E-4,4.6390326002674117E-3,6.3703859999999907E-5,5.9037019396551792E-5,2.2265246987156435E-2,null,9.7160583294679942E-3,7.164818425382048E-3,2.5075850270959456E-4,2.9079835676898273E-3,4.516883420690364E-5,7.2190353597321276E-5,2.0156978013053689E-2]
[2004,2,23,3,9.4672036395914375E-3,7.364634666477396E-3,5.9269679999999982E-4,4.3831661815614056E-3,6.3703859999999907E-5,5.9037019396551792E-5,2.193044216702679E-2,null,9.6741312025286023E-3,7.1281277142986052E-3,2.5075850270959456E-4,2.7475933731743113E-3,4.516883420690364E-5,7.2190353597321276E-5,1.9917969980515336E-2]
[2004,2,23,4,9.7512798784259083E-3,7.2568768370251096E-3,5.9269679999999982E-4,4.3489946156948728E-3,6.3703859999999907E-5,5.9037019396551792E-5,2.2072589010542442E-2,null,9.9644165825232504E-3,7.0238304062396166E-3,2.5075850270959456E-4,2.7261728830453177E-3,4.516883420690364E-5,7.2190353597321276E-5,2.0082537562322002E-2]
[2004,2,23,5,1.020573287861298E-2,7.3899096950501555E-3,5.9269679999999982E-4,4.2348551724929549E-3,6.3703859999999907E-5,5.9037019396551792E-5,2.2545935425552645E-2,null,1.0428802700807089E-2,7.152591063780047E-3,2.5075850270959456E-4,2.6546244258869628E-3,4.516883420690364E-5,7.2190353597321276E-5,2.0604135880987917E-2]
[2004,2,23,6,1.0913671112250813E-2,7.831581305655571E-3,5.9269679999999982E-4,4.6726803095412063E-3,6.3703859999999907E-5,5.9037019396551792E-5,2.4133370406844143E-2,null,1.1152214556749198E-2,7.5800788877865618E-3,2.5075850270959456E-4,2.9290756776381298E-3,4.516883420690364E-5,7.2190353597321276E-5,2.2029486812687706E-2]
[2004,2,23,7,1.2647459079776414E-2,8.8569260855007378E-3,5.9269679999999982E-4,5.2774690574241834E-3,6.3703859999999907E-5,5.9037019396551792E-5,2.749729190209789E-2,null,1.2923898457691664E-2,8.5724958742250251E-3,2.5075850270959456E-4,3.3081882841470866E-3,4.516883420690364E-5,7.2190353597321276E-5,2.5172700306577596E-2]
[2004,2,23,8,1.2159959508638494E-2,1.0607527948324008E-2,7.9073655546434349E-5,7.7840464051365044E-3,8.498944287565366E-6,5.9037019396551792E-5,3.0698143481329557E-2,null,1.242574345945734E-2,1.0266879128820593E-2,3.3454527624576532E-5,4.879439526889121E-3,6.0261247192674254E-6,7.2190353597321276E-5,2.7683733121108223E-2]
[2004,2,23,9,1.1674317804337024E-2,1.18165317005285E-2,0,9.7033096338480489E-3,0,5.9037019396551792E-5,3.3253196158110128E-2,null,1.1929486936022636E-2,{"$f":"F1283*W$5","v":1.1437057086460129E-2},{"$f":"G1283*X$5","v":0},{"$f":"H1283*Y$5","v":6.0825321567712157E-3},{"$f":"I1283*Z$5","v":0},7.2190353597321276E-5,2.9521266532851302E-2]
[2004,2,23,10,1.1209919626585324E-2,1.2255051545962263E-2,0,1.0916878230186099E-2,0,5.9037019396551792E-5,3.4440886422130237E-2,null,{"$f":"E1284*V$5","v":1.1454938265389094E-2},1.1861494360685636E-2,0,6.8432591963294266E-3,0,7.2190353597321276E-5,{"$f":"SUM(M1284:R1284)","v":3.0231882176001479E-2}]
[2004,2,23,11,1.0892484930331965E-2,1.2477084087072335E-2,0,1.1327604670686286E-2,0,5.9037019396551792E-5,3.4756210707487134E-2,null,1.113056530197808E-2,1.2076396576672931E-2,0,7.1007235952046206E-3,0,7.2190353597321276E-5,3.0379875827452954E-2]
[2004,2,23,12,1.0710362386544943E-2,1.2363524199535092E-2,0,1.0763183391346855E-2,0,5.9037019396551792E-5,3.3896106996823439E-2,null,1.0944462050098526E-2,1.1966483537093193E-2,0,6.7469153884075995E-3,0,7.2190353597321276E-5,2.9730051329196643E-2]
[2004,2,23,13,1.0317648626410408E-2,1.2070531950306541E-2,0,1.0502923118834112E-2,0,5.9037019396551792E-5,3.2950140714947611E-2,null,1.0543164625303322E-2,1.1682900404136555E-2,0,6.5837709009672861E-3,0,7.2190353597321276E-5,2.8882026284004485E-2]
[2004,2,23,14,1.0371451778594585E-2,1.2214586444085327E-2,0,9.8901686309002257E-3,0,5.9037019396551792E-5,3.2535243872976689E-2,null,1.0598143769425947E-2,1.18223287500052E-2,0,6.1996649600352862E-3,0,7.2190353597321276E-5,2.8692327833063757E-2]
[2004,2,23,15,1.0117900478643955E-2,1.2070951302526693E-2,0,9.7721593248980033E-3,0,5.9037019396551792E-5,3.2020048125465203E-2,null,1.0339050521232129E-2,1.1683306289332208E-2,0,6.125690674390223E-3,0,7.2190353597321276E-5,2.8220237838551883E-2]
[2004,2,23,16,1.02387145206579E-2,1.1744149218703285E-2,0,1.0258832816833277E-2,0,5.9037019396551792E-5,3.2300733575591017E-2,null,1.0462505232680708E-2,1.1366999086560073E-2,0,6.4307625803941646E-3,0,7.2190353597321276E-5,2.8332457253232263E-2]
[2004,2,23,17,1.1872858339211985E-2,1.1556778308807461E-2,0,1.0597927200593854E-2,0,5.9037019396551792E-5,3.4086600868009853E-2,null,1.2132367032038344E-2,1.1185645382518076E-2,0,6.6433243321298227E-3,0,7.2190353597321276E-5,3.0033527100283564E-2]
[2004,2,23,18,1.5220784448204853E-2,1.1160632619213393E-2,0,9.95442330666595E-3,0,5.9037019396551792E-5,3.6394877393480747E-2,null,1.5553469785054208E-2,1.0802221465816711E-2,0,6.2399430863979231E-3,0,7.2190353597321276E-5,3.2667824690866161E-2]
[2004,2,23,19,1.6984437746445466E-2,1.0604046542334178E-2,5.6306195999999964E-4,7.540034565016231E-3,6.0518666999999895E-5,5.9037019396551792E-5,3.5811136500192423E-2,null,1.7355671792371366E-2,1.0263509524265219E-2,2.3822057757411479E-4,4.7264803902470091E-3,4.2910392496558449E-5,7.2190353597321276E-5,3.2698983030551583E-2]
[2004,2,23,20,1.5215858576493123E-2,1.0584103567276321E-2,5.9269679999999982E-4,8.6383926914731114E-3,6.3703859999999907E-5,5.9037019396551792E-5,3.5153792514639105E-2,null,1.5548436247059228E-2,1.0244206995402171E-2,2.5075850270959456E-4,5.4149875981918463E-3,4.516883420690364E-5,7.2190353597321276E-5,3.1575748531167062E-2]
[2004,2,23,21,1.4454695081759736E-2,1.0332399518809703E-2,5.9269679999999982E-4,8.0270235080310889E-3,6.3703859999999907E-5,5.9037019396551792E-5,3.352955578799708E-2,null,1.4770635769225231E-2,1.0000586139116812E-2,2.5075850270959456E-4,5.031750037166975E-3,4.516883420690364E-5,7.2190353597321276E-5,3.0171089636022837E-2]
[2004,2,23,22,1.3690192369942485E-2,9.5770875093827545E-3,5.9269679999999982E-4,7.540173214707028E-3,6.3703859999999907E-5,5.9037019396551792E-5,3.1522890773428819E-2,null,1.3989423088019171E-2,9.2695301246418921E-3,2.5075850270959456E-4,4.7265673029844796E-3,4.516883420690364E-5,7.2190353597321276E-5,2.8353638206159357E-2]
[2004,2,23,23,1.2080563549530399E-2,9.2215568252626366E-3,5.9269679999999982E-4,6.9618283130493041E-3,6.3703859999999907E-5,5.9037019396551792E-5,2.8979386367238895E-2,null,1.2344612118609214E-2,8.9254169082327028E-3,2.5075850270959456E-4,4.3640310555821864E-3,4.516883420690364E-5,7.2190353597321276E-5,2.600217777293792E-2]
[2004,2,23,24,1.0249061339830948E-2,8.7879887477664946E-3,5.9269679999999982E-4,6.0816089287507513E-3,6.3703859999999907E-5,5.9037019396551792E-5,2.5834096695744747E-2,null,1.0473078205442202E-2,8.5057723814915467E-3,2.5075850270959456E-4,3.8122643994576528E-3,4.516883420690364E-5,7.2190353597321276E-5,2.3159232676905221E-2]
[2004,2,24,1,9.9448391253256739E-3,8.516080556075627E-3,5.9269679999999982E-4,5.5114971783216333E-3,6.3703859999999907E-5,5.9037019396551792E-5,2.4687854539119487E-2,null,1.0162206513030309E-2,8.2425962152984245E-3,2.5075850270959456E-4,3.4548891135199786E-3,4.516883420690364E-5,7.2190353597321276E-5,2.222780953236253E-2]
[2004,2,24,2,1.0008235174114189E-2,8.0901204969327338E-3,5.9269679999999982E-4,5.098229094060591E-3,6.3703859999999907E-5,5.9037019396551792E-5,2.3912022444504067E-2,null,1.022698822862975E-2,7.8303153839652077E-3,2.5075850270959456E-4,3.1958314819757446E-3,4.516883420690364E-5,7.2190353597321276E-5,2.1621252785084519E-2]
[2004,2,24,3,9.891615785141479E-3,8.014203488580382E-3,5.9269679999999982E-4,4.9883606942994077E-3,6.3703859999999907E-5,5.9037019396551792E-5,2.360961764741782E-2,null,1.0107819854035728E-2,7.7568363648787284E-3,2.5075850270959456E-4,3.1269603339058902E-3,4.516883420690364E-5,7.2190353597321276E-5,2.1359734243334164E-2]
[2004,2,24,4,1.0464089966195824E-2,7.7776381917297197E-3,5.9269679999999982E-4,4.794844887092772E-3,6.3703859999999907E-5,5.9037019396551792E-5,2.3752010724414865E-2,null,1.069280677820195E-2,7.52786809624239E-3,2.5075850270959456E-4,3.0056547006122826E-3,4.516883420690364E-5,7.2190353597321276E-5,2.159444726557044E-2]
[2004,2,24,5,1.0948745713577946E-2,7.7837105037996523E-3,5.9269679999999982E-4,4.7320361536022726E-3,6.3703859999999907E-5,5.9037019396551792E-5,2.4179930050376421E-2,null,1.118805579435563E-2,7.5337454028456055E-3,2.5075850270959456E-4,2.9662829650294689E-3,4.516883420690364E-5,7.2190353597321276E-5,2.2056201852744525E-2]
[2004,2,24,6,1.1564798002862612E-2,8.1994026591050272E-3,5.9269679999999982E-4,4.8981683891902387E-3,6.3703859999999907E-5,5.9037019396551792E-5,2.5377806730554432E-2,null,1.1817573326780354E-2,7.9360880725147936E-3,2.5075850270959456E-4,3.0704231711417371E-3,4.516883420690364E-5,7.2190353597321276E-5,2.3192202260950704E-2]
[2004,2,24,7,1.3030672827600747E-2,9.1120799669500013E-3,5.9269679999999982E-4,5.6640425171721369E-3,6.3703859999999907E-5,5.9037019396551792E-5,2.8522232991119435E-2,null,1.3315488225504591E-2,8.8194557759901579E-3,2.5075850270959456E-4,3.5505123558915389E-3,4.516883420690364E-5,7.2190353597321276E-5,2.6053574047900107E-2]
[2004,2,24,8,1.3058149323202799E-2,1.0947694911473944E-2,5.9317095743999983E-5,8.6062470085345264E-3,6.3754823087999913E-6,5.9037019396551792E-5,3.2736820840660617E-2,null,1.3343565283267281E-2,1.0596122012864107E-2,2.5095910951176226E-5,5.3948370353886915E-3,4.520496927426917E-6,7.2190353597321276E-5,2.9436331092996003E-2]
[2004,2,24,9,1.2242830706630061E-2,1.2011242933173617E-2,0,9.7206763145368767E-3,0,5.9037019396551792E-5,3.4033786973737101E-2,null,1.2510425998547176E-2,1.1625515387049092E-2,0,6.0934184829560143E-3,0,7.2190353597321276E-5,3.0301550222149604E-2]
[2004,2,24,10,1.1531958808531558E-2,1.2399064913955041E-2,0,1.0654405785192772E-2,0,5.9037019396551792E-5,3.4644466527075923E-2,null,1.178401635614381E-2,1.2000882901476597E-2,0,6.6787280057169773E-3,0,7.2190353597321276E-5,3.0535817616934708E-2]
[2004,2,24,11,1.1026920278694421E-2,1.2558625849958821E-2,0,1.0684267438477659E-2,0,5.9037019396551792E-5,3.4328850586527453E-2,null,1.1267939044830427E-2,1.2155319717633289E-2,0,6.6974468215863668E-3,0,7.2190353597321276E-5,3.0192895937647405E-2]
[2004,2,24,12,1.0821658352873792E-2,1.2445011594658655E-2,0,1.0443107480127931E-2,0,5.9037019396551792E-5,3.3768814447056927E-2,null,1.105819064637323E-2,1.2045354056250132E-2,0,6.5462753907097335E-3,0,7.2190353597321276E-5,2.9722010446930416E-2]
[2004,2,24,13,1.0405370734868124E-2,1.2191541960951126E-2,0,1.0320886613789328E-2,0,5.9037019396551792E-5,3.2976836329005131E-2,null,1.0632804102691705E-2,1.1800024314506411E-2,0,6.4696610830368402E-3,0,7.2190353597321276E-5,2.8974679853832279E-2]
[2004,2,24,14,1.0034423026786473E-2,1.2267806750603719E-2,0,1.0065075338588325E-2,0,5.9037019396551792E-5,3.2426342135375069E-2,null,1.0253748477200371E-2,1.1873839946288161E-2,0,6.3093054552985448E-3,0,7.2190353597321276E-5,2.8509084232384397E-2]
[2004,2,24,15,1.0530383500981434E-2,1.2073966123731687E-2,0,9.2432880959192852E-3,0,5.9037019396551792E-5,3.1906674740028958E-2,null,1.0760549311035336E-2,1.1686224292947892E-2,0,5.7941670625049815E-3,0,7.2190353597321276E-5,2.8313131020085532E-2]
[2004,2,24,16,1.1400121491148647E-2,1.1642328628479243E-2,0,9.093645940890795E-3,0,5.9037019396551792E-5,3.2195133079915235E-2,null,1.1649297430228033E-2,1.1268448349974874E-2,0,5.7003636846560176E-3,0,7.2190353597321276E-5,2.8690299818456246E-2]
[2004,2,24,17,1.2847571228859342E-2,1.1425754592667821E-2,0,9.2140517726104331E-3,0,5.9037019396551792E-5,3.3546414613534151E-2,null,1.3128384519167336E-2,1.1058829345533028E-2,0,5.7758402355374558E-3,0,7.2190353597321276E-5,3.0035244453835142E-2]
[2004,2,24,18,1.4945202714368885E-2,1.1274569608721096E-2,0,9.7154676922967444E-3,0,5.9037019396551792E-5,3.5994277034783279E-2,null,1.5271864577049564E-2,1.0912499497161622E-2,0,6.0901534513880676E-3,0,7.2190353597321276E-5,3.2346707879196572E-2]
[2004,2,24,19,1.658191267571989E-2,1.0703587448318674E-2,5.4330540019756541E-4,7.6157212261310763E-3,5.8395205021234533E-5,5.9037019396551792E-5,3.5561958974784993E-2,null,1.6944348608171393E-2,1.0359853786104057E-2,2.2986196090071453E-4,4.7739246713677311E-3,4.140476470471795E-5,7.2190353597321276E-5,3.2421584144845937E-2]
[2004,2,24,20,1.649683912131393E-2,1.0464587489095557E-2,5.9269679999999982E-4,7.4322185198997534E-3,6.3703859999999907E-5,5.9037019396551792E-5,3.5109082809705795E-2,null,1.6857415575090021E-2,1.0128529041536733E-2,2.5075850270959456E-4,4.6588957633327795E-3,4.516883420690364E-5,7.2190353597321276E-5,3.201295807047335E-2]
[2004,2,24,21,1.5031026866015726E-2,1.0189697653387385E-2,5.9269679999999982E-4,7.3144560780407358E-3,6.3703859999999907E-5,5.9037019396551792E-5,3.32506182768404E-2,null,1.5359564613405081E-2,9.8624669834675802E-3,2.5075850270959456E-4,4.5850762247942245E-3,4.516883420690364E-5,7.2190353597321276E-5,3.0175225512180704E-2]
[2004,2,24,22,1.3801068356820552E-2,9.5782882186672934E-3,5.9269679999999982E-4,7.0800881252375825E-3,6.3703859999999907E-5,5.9037019396551792E-5,3.117488238012198E-2,null,1.4102722525223899E-2,9.2706922744993595E-3,2.5075850270959456E-4,4.4381623713530167E-3,4.516883420690364E-5,7.2190353597321276E-5,2.8179694861590093E-2]
[2004,2,24,23,1.2690170773148022E-2,9.2290387514591104E-3,5.9269679999999982E-4,6.9342585746154321E-3,6.3703859999999907E-5,5.9037019396551792E-5,2.9568905778619113E-2,null,1.2967543713597127E-2,8.932658560791543E-3,2.5075850270959456E-4,4.3467489294926678E-3,4.516883420690364E-5,7.2190353597321276E-5,2.6615068894395157E-2]
[2004,2,24,24,1.116753208483396E-2,8.8077013343901764E-3,5.9269679999999982E-4,6.0369491279115093E-3,6.3703859999999907E-5,5.9037019396551792E-5,2.6727620226532196E-2,null,1.1411624246184892E-2,8.5248519205856424E-3,2.5075850270959456E-4,3.7842693457110312E-3,4.516883420690364E-5,7.2190353597321276E-5,2.4088863202995386E-2]
[2004,2,25,1,8.8248846905199553E-3,7.7213691578677133E-3,5.9269679999999982E-4,2.8702756347653703E-3,6.3703859999999907E-5,5.9037019396551792E-5,2.0131967162549592E-2,null,9.0177728919075394E-3,7.4734060790625995E-3,2.5075850270959456E-4,1.7992359829842645E-3,4.516883420690364E-5,7.2190353597321276E-5,1.865853264446822E-2]
[2004,2,25,2,8.8580818061794984E-3,7.3034377469250109E-3,5.9269679999999982E-4,2.5074590257677457E-3,6.3703859999999907E-5,5.9037019396551792E-5,1.9384416258268807E-2,null,9.0516956070684235E-3,7.0688960649302182E-3,2.5075850270959456E-4,1.5718039237680348E-3,4.516883420690364E-5,7.2190353597321276E-5,1.8060513286280493E-2]
[2004,2,25,3,8.7189241367046366E-3,7.159688277383643E-3,5.9269679999999982E-4,2.3539352486177342E-3,6.3703859999999907E-5,5.9037019396551792E-5,1.8947985342102566E-2,null,8.9094963258880711E-3,6.9297629477889635E-3,2.5075850270959456E-4,1.4755673460866939E-3,4.516883420690364E-5,7.2190353597321276E-5,1.7682944310277546E-2]
[2004,2,25,4,9.1867945380018946E-3,6.8946893940005994E-3,5.9269679999999982E-4,2.0055883523923215E-3,6.3703859999999907E-5,5.9037019396551792E-5,1.8802509963791368E-2,null,9.3875931135182465E-3,6.6732742052449468E-3,2.5075850270959456E-4,1.2572056449809803E-3,4.516883420690364E-5,7.2190353597321276E-5,1.7686190654257989E-2]
[2004,2,25,5,9.6021925142334898E-3,6.8953577595370248E-3,5.9269679999999982E-4,1.8798633593020172E-3,6.3703859999999907E-5,5.9037019396551792E-5,1.9092851312469083E-2,null,9.8120705702535848E-3,6.6739211069745284E-3,2.5075850270959456E-4,1.1783947709350755E-3,4.516883420690364E-5,7.2190353597321276E-5,1.8032504138677005E-2]
[2004,2,25,6,1.0241838174440595E-2,7.2958457558681489E-3,5.9269679999999982E-4,2.2517059965865599E-3,6.3703859999999907E-5,5.9037019396551792E-5,2.0504827606291857E-2,null,1.0465697161118658E-2,7.0615478821200841E-3,2.5075850270959456E-4,1.4114848076223726E-3,4.516883420690364E-5,7.2190353597321276E-5,1.9306847541374933E-2]
[2004,2,25,7,1.1572300990578698E-2,8.157552071982252E-3,5.9269679999999982E-4,2.8315343866216684E-3,6.3703859999999907E-5,5.9037019396551792E-5,2.3276825128579169E-2,null,1.1825240309591712E-2,7.8955814698875911E-3,2.5075850270959456E-4,1.774950981627045E-3,4.516883420690364E-5,7.2190353597321276E-5,2.1863890451620165E-2]
[2004,2,25,8,1.161198484028109E-2,9.8379098094686646E-3,4.9438815546434384E-5,5.1385564107808823E-3,5.3137512875653723E-6,5.9037019396551792E-5,2.6702240646761188E-2,null,1.1865791541323634E-2,9.5219764101599162E-3,2.0916602489096815E-5,3.2211107124654956E-3,3.7676830089222445E-6,7.2190353597321276E-5,2.4705753303044385E-2]
[2004,2,25,9,1.0853778745033852E-2,1.0919024498611202E-2,0,6.2707630634388526E-3,0,5.9037019396551792E-5,2.8102603326480461E-2,null,1.1091013103760075E-2,1.0568372318037079E-2,0,3.9308359127084719E-3,0,7.2190353597321276E-5,2.5662411688102949E-2]
[2004,2,25,10,1.0201771045128363E-2,1.1237339784834603E-2,0,7.2083656019014276E-3,0,5.9037019396551792E-5,2.8706513451260941E-2,null,1.0424754272317342E-2,1.0876465267160813E-2,0,4.5185732730185215E-3,0,7.2190353597321276E-5,2.5891983166093997E-2]
[2004,2,25,11,9.8348150522632044E-3,1.1490364872003429E-2,0,7.6004130412650594E-3,0,5.9037019396551792E-5,2.8984629984928248E-2,null,1.0049777610181774E-2,1.112136473847751E-2,0,4.7643287159439707E-3,0,7.2190353597321276E-5,2.6007661418200576E-2]
[2004,2,25,12,9.6562352408173305E-3,1.1420192377098818E-2,0,7.3785061845718933E-3,0,5.9037019396551792E-5,2.8513970821884595E-2,null,9.8672945252267358E-3,1.1053445754255814E-2,0,4.6252261166683743E-3,0,7.2190353597321276E-5,2.5618156749748242E-2]
[2004,2,25,13,9.2943715973573867E-3,1.1168774980340111E-2,0,7.3078049999714869E-3,0,5.9037019396551792E-5,2.7829988597065536E-2,null,9.4975215175334537E-3,1.0810102344181441E-2,0,4.5809069879296938E-3,0,7.2190353597321276E-5,2.4960721203241911E-2]
[2004,2,25,14,9.000076097016696E-3,1.1245118194112015E-2,0,7.2879822041276906E-3,0,5.9037019396551792E-5,2.7592213514652957E-2,null,9.1967935105110431E-3,1.0883993881580189E-2,0,4.5684810427927469E-3,0,7.2190353597321276E-5,2.4721458788481299E-2]
[2004,2,25,15,9.4947359759967598E-3,1.1098553234806905E-2,0,6.6752187644817957E-3,0,5.9037019396551792E-5,2.7327544994682013E-2,null,9.7022653216240623E-3,1.0742135690959649E-2,0,4.1843694904685307E-3,0,7.2190353597321276E-5,2.4700960856649565E-2]
[2004,2,25,16,1.0235003425385802E-2,1.0643130582857705E-2,0,6.2002753444211616E-3,0,5.9037019396551792E-5,2.7137446372061225E-2,null,1.0458713022865213E-2,1.0301338424822995E-2,0,3.8866505951455884E-3,0,7.2190353597321276E-5,2.4718892396431116E-2]
[2004,2,25,17,1.1730227439800579E-2,1.0547866425855732E-2,0,6.9812387012145073E-3,0,5.9037019396551792E-5,2.9318369586267368E-2,null,1.1986618605473376E-2,1.0209133568987307E-2,0,4.3761984824339907E-3,0,7.2190353597321276E-5,2.6644141010491992E-2]
[2004,2,25,18,1.3505740853985003E-2,1.0281526440875781E-2,0,6.7978548668907049E-3,0,5.9037019396551792E-5,3.0644159181148038E-2,null,1.3800939958912741E-2,9.9513467928145326E-3,0,4.2612440894075595E-3,0,7.2190353597321276E-5,2.8085721194732155E-2]
[2004,2,25,19,1.500171031294798E-2,9.686161129134601E-3,5.334271199999999E-4,4.7404776446056396E-3,5.7333473999999917E-5,5.9037019396551792E-5,3.0078146700084768E-2,null,1.5329607279478385E-2,9.3751009678761151E-3,2.2568265243863515E-4,2.9715745245505591E-3,4.0651950786213278E-5,7.2190353597321276E-5,2.8014807728727231E-2]
[2004,2,25,20,1.4959579642242007E-2,9.4892901195694854E-3,5.9269679999999982E-4,4.4712983258215966E-3,6.3703859999999907E-5,5.9037019396551792E-5,2.9635605767029644E-2,null,1.5286555745828509E-2,9.1845522491717461E-3,2.5075850270959456E-4,2.802839121453625E-3,4.516883420690364E-5,7.2190353597321276E-5,2.7642064806967698E-2]
[2004,2,25,21,1.3674589188885594E-2,9.2770288839257586E-3,5.9269679999999982E-4,4.6421494182521724E-3,6.3703859999999907E-5,5.9037019396551792E-5,2.8309205170460081E-2,null,1.3973478863465902E-2,8.9791075441749916E-3,2.5075850270959456E-4,2.9099373490628321E-3,4.516883420690364E-5,7.2190353597321276E-5,2.6230641447217543E-2]
[2004,2,25,22,1.2467913360074667E-2,8.7153416957412039E-3,5.9269679999999982E-4,4.191080774853452E-3,6.3703859999999907E-5,5.9037019396551792E-5,2.6089773510065875E-2,null,1.2740428352328843E-2,8.4354583077655716E-3,2.5075850270959456E-4,2.6271843882778594E-3,4.516883420690364E-5,7.2190353597321276E-5,2.4171188738886091E-2]
[2004,2,25,23,1.1400681992865478E-2,8.2774633920221115E-3,5.9269679999999982E-4,4.0281026439028585E-3,6.3703859999999907E-5,5.9037019396551792E-5,2.4421685708187001E-2,null,1.1649870183002169E-2,8.0116419728647314E-3,2.5075850270959456E-4,2.5250213367248682E-3,4.516883420690364E-5,7.2190353597321276E-5,2.2554651183105588E-2]
[2004,2,25,24,9.9330857129464305E-3,7.8749370414358793E-3,5.9269679999999982E-4,3.1861308198852822E-3,6.3703859999999907E-5,5.9037019396551792E-5,2.1709591253664146E-2,null,1.0150196202725087E-2,7.6220423029164592E-3,2.5075850270959456E-4,1.9972302130841749E-3,4.516883420690364E-5,7.2190353597321276E-5,2.0137586409239537E-2]
[2004,2,26,1,8.8334540412328914E-3,7.7797387571219047E-3,5.9269679999999982E-4,3.0816100030528126E-3,6.3703859999999907E-5,5.9037019396551792E-5,2.0410240480804163E-2,null,9.0265295455376291E-3,{"$f":"F1347*W$5","v":7.5299012043415449E-3},{"$f":"G1347*X$5","v":2.5075850270959456E-4},{"$f":"H1347*Y$5","v":1.9317112042691004E-3},{"$f":"I1347*Z$5","v":4.516883420690364E-5},7.2190353597321276E-5,1.8856259644662091E-2]
[2004,2,26,2,8.8623247515327245E-3,7.3602058779820905E-3,5.9269679999999982E-4,2.7143872308960943E-3,6.3703859999999907E-5,5.9037019396551792E-5,1.9652355539807459E-2,null,{"$f":"E1348*V$5","v":9.0560312917747927E-3},7.1238411513604803E-3,2.5075850270959456E-4,1.7015171359946748E-3,4.516883420690364E-5,7.2190353597321276E-5,{"$f":"SUM(M1348:R1348)","v":1.8249507269643764E-2}]
[2004,2,26,3,8.7213929731007611E-3,7.2156194922399948E-3,5.9269679999999982E-4,2.5574435515717604E-3,6.3703859999999907E-5,5.9037019396551792E-5,1.9209893696309068E-2,null,8.9120191243957318E-3,6.9838979946401942E-3,2.5075850270959456E-4,1.6031367882252635E-3,4.516883420690364E-5,7.2190353597321276E-5,1.7867171597775008E-2]
[2004,2,26,4,9.1844131822718094E-3,6.9509125580311561E-3,5.9269679999999982E-4,2.2116425970073557E-3,6.3703859999999907E-5,5.9037019396551792E-5,1.9062406016706872E-2,null,9.3851597077682751E-3,6.7276918256512904E-3,2.5075850270959456E-4,1.3863710139328431E-3,4.516883420690364E-5,7.2190353597321276E-5,1.7867340237866226E-2]
[2004,2,26,5,9.5968578074642139E-3,6.9526156315262121E-3,5.9269679999999982E-4,2.0918502910241606E-3,6.3703859999999907E-5,5.9037019396551792E-5,1.9356761409411137E-2,null,9.8066192611682736E-3,6.729340206858149E-3,2.5075850270959456E-4,1.3112790524504594E-3,4.516883420690364E-5,7.2190353597321276E-5,1.8215356210990699E-2]
[2004,2,26,6,1.023802456315113E-2,7.3563298954199144E-3,5.9269679999999982E-4,2.478462756156017E-3,6.3703859999999907E-5,5.9037019396551792E-5,2.0788254894123614E-2,null,1.0461800194561877E-2,7.120089641615218E-3,2.5075850270959456E-4,1.5536275747701101E-3,4.516883420690364E-5,7.2190353597321276E-5,1.9503635101461022E-2]
[2004,2,26,7,1.1568242490985736E-2,8.2260502262789213E-3,5.9269679999999982E-4,3.08883742366959E-3,6.3703859999999907E-5,5.9037019396551792E-5,2.3598567820330797E-2,null,1.1821093102132951E-2,7.961879883065218E-3,2.5075850270959456E-4,1.9362417222027659E-3,4.516883420690364E-5,7.2190353597321276E-5,2.2087332397914751E-2]
[2004,2,26,8,1.1629404169864384E-2,9.9155948552370737E-3,2.9682255743999984E-5,5.4344246904075135E-3,3.190289308799995E-6,5.9037019396551792E-5,2.707133327995832E-2,null,1.1883591610516626E-2,9.5971666881310581E-3,1.2557985815696494E-5,3.4065761250830547E-3,2.262055217081734E-6,7.2190353597321276E-5,2.497434481836084E-2]
[2004,2,26,9,1.0873994838403829E-2,1.0997412179636065E-2,0,6.5606065512207861E-3,0,5.9037019396551792E-5,2.8491050588657231E-2,null,1.1111671066460471E-2,1.0644242666924349E-2,0,4.1125246767889792E-3,0,7.2190353597321276E-5,2.594062876377112E-2]
[2004,2,26,10,1.0227001631466174E-2,1.1317186552448061E-2,0,7.5000827454593097E-3,0,5.9037019396551792E-5,2.9103307948770099E-2,null,1.0450536331290696E-2,1.0953747845713334E-2,0,4.7014365406383343E-3,0,7.2190353597321276E-5,2.6177911071239689E-2]
[2004,2,26,11,9.8641963764027028E-3,1.1570538761422583E-2,0,7.8914978307912404E-3,0,5.9037019396551792E-5,2.938526998801308E-2,null,1.0079801130901329E-2,1.1198963933687167E-2,0,4.9467955916235665E-3,0,7.2190353597321276E-5,2.6297751009809384E-2]
[2004,2,26,12,9.6859206844691521E-3,1.1499845351794925E-2,0,7.6633025038543041E-3,0,5.9037019396551792E-5,2.8908105559514931E-2,null,9.8976288126917302E-3,1.1130540763332376E-2,0,4.8037510566664365E-3,0,7.2190353597321276E-5,2.5904110986287865E-2]
[2004,2,26,13,9.3253309001029329E-3,1.1246725193516178E-2,0,7.5835733419372916E-3,0,5.9037019396551792E-5,2.8214666454952953E-2,null,9.5291575072196481E-3,1.0885549274007436E-2,0,4.7537727287049148E-3,0,7.2190353597321276E-5,2.5240669863529321E-2]
[2004,2,26,14,9.0318631721078204E-3,1.1322935135582801E-2,0,7.559769944097401E-3,0,5.9037019396551792E-5,2.7973605271184577E-2,null,9.2292753654159235E-3,1.09593118195717E-2,0,4.7388515380735767E-3,0,7.2190353597321276E-5,2.4999629076658522E-2]
[2004,2,26,15,9.5227657571991253E-3,1.1175762241281152E-2,0,6.9477116997442891E-3,0,5.9037019396551792E-5,2.770527671762112E-2,null,9.7309077583195049E-3,1.0816865217102699E-2,0,4.3551820383280178E-3,0,7.2190353597321276E-5,2.4975145367347542E-2]
[2004,2,26,16,1.0259122581139974E-2,1.0719982807192632E-2,0,6.4744123842912938E-3,0,5.9037019396551792E-5,2.7512554792020451E-2,null,1.0483359358377031E-2,1.0375722626483511E-2,0,4.0584937520985109E-3,0,7.2190353597321276E-5,2.4989766090556375E-2]
[2004,2,26,17,1.1752493599549453E-2,1.0628870786886615E-2,0,7.2832224714615579E-3,0,5.9037019396551792E-5,2.9723623877294179E-2,null,1.2009371443479969E-2,1.0287536566147717E-2,0,4.5654973982331218E-3,0,7.2190353597321276E-5,2.6934595761458128E-2]
[2004,2,26,18,1.3520443016363969E-2,1.0365114179636909E-2,0,7.1231433309032737E-3,0,5.9037019396551792E-5,3.1067737546300704E-2,null,1.3815963470947509E-2,1.0032250205437408E-2,0,4.4651515825459105E-3,0,7.2190353597321276E-5,2.838555561252815E-2]
[2004,2,26,19,1.5007102582464793E-2,9.770981666223132E-3,5.2354883980243417E-4,5.0769587271422886E-3,5.6271742978765294E-5,5.9037019396551792E-5,3.0493900578007965E-2,null,1.5335117409477798E-2,9.4571975888958302E-3,2.2150334397655569E-4,3.1824981250440447E-3,3.9899136867708599E-5,7.2190353597321276E-5,2.8308405957859259E-2]
[2004,2,26,20,1.4966417927874783E-2,9.5708098931233561E-3,5.9269679999999982E-4,4.7925779519104221E-3,6.3703859999999907E-5,5.9037019396551792E-5,3.0045243452305113E-2,null,1.5293543497960003E-2,9.2634541069621518E-3,2.5075850270959456E-4,3.0042336693699261E-3,4.516883420690364E-5,7.2190353597321276E-5,2.7929348964805898E-2]
[2004,2,26,21,1.3686071168030188E-2,9.3544977385726213E-3,5.9269679999999982E-4,4.9445000433106902E-3,6.3703859999999907E-5,5.9037019396551792E-5,2.8700506629310053E-2,null,1.3985211807737321E-2,9.0540885737590976E-3,2.5075850270959456E-4,3.0994662282736044E-3,4.516883420690364E-5,7.2190353597321276E-5,2.6506884300283837E-2]
[2004,2,26,22,1.2479204580262067E-2,8.788238947686388E-3,5.9269679999999982E-4,4.467518966641504E-3,6.3703859999999907E-5,5.9037019396551792E-5,2.6450400173986508E-2,null,1.2751966368166247E-2,8.5060145465226562E-3,2.5075850270959456E-4,2.800470025277954E-3,4.516883420690364E-5,7.2190353597321276E-5,2.4426568630480674E-2]
[2004,2,26,23,1.1411584283935124E-2,8.3456624416848313E-3,5.9269679999999982E-4,4.2865678828087955E-3,6.3703859999999907E-5,5.9037019396551792E-5,2.4759252287825304E-2,null,1.1661010768779243E-2,8.0776508868170352E-3,2.5075850270959456E-4,2.6870406050339903E-3,4.516883420690364E-5,7.2190353597321276E-5,2.2793819951144084E-2]
[2004,2,26,24,9.9407256729092813E-3,7.9374771217941096E-3,5.9269679999999982E-4,3.4160301046209777E-3,6.3703859999999907E-5,5.9037019396551792E-5,2.200967057872092E-2,null,1.0158003151627463E-2,7.6825739789933645E-3,2.5075850270959456E-4,2.1413428761847771E-3,4.516883420690364E-5,7.2190353597321276E-5,2.0350037697319422E-2]
[2004,2,27,1,8.8383978052086754E-3,8.0202460927408462E-3,5.9269679999999982E-4,4.3354829388844614E-3,6.3703859999999907E-5,5.9037019396551792E-5,2.1909564516230533E-2,null,9.0315813668733463E-3,7.7626849176085462E-3,2.5075850270959456E-4,2.7177030710128806E-3,4.516883420690364E-5,7.2190353597321276E-5,1.988008704600859E-2]
[2004,2,27,2,8.7289084331421771E-3,7.632609827496431E-3,5.9269679999999982E-4,4.0596386469742398E-3,6.3703859999999907E-5,5.9037019396551792E-5,2.1136594587009398E-2,null,8.9196988521438453E-3,7.3874971546726348E-3,2.5075850270959456E-4,2.5447897209170608E-3,4.516883420690364E-5,7.2190353597321276E-5,1.9220103418247359E-2]
[2004,2,27,3,8.7208270562097335E-3,7.5415077935102664E-3,5.9269679999999982E-4,3.8384625369028563E-3,6.3703859999999907E-5,5.9037019396551792E-5,2.0816235066019408E-2,null,8.911440838086284E-3,7.2993207599572722E-3,2.5075850270959456E-4,2.4061451911036543E-3,4.516883420690364E-5,7.2190353597321276E-5,1.8985024479661029E-2]
[2004,2,27,4,9.0171607120325577E-3,7.3392231862252702E-3,5.9269679999999982E-4,3.9049130934024172E-3,6.3703859999999907E-5,5.9037019396551792E-5,2.0976734671056797E-2,null,9.2142515491780205E-3,7.1035322951298815E-3,2.5075850270959456E-4,2.4477998081359701E-3,4.516883420690364E-5,7.2190353597321276E-5,1.913370134295769E-2]
[2004,2,27,5,9.7028247528064635E-3,7.282808407621146E-3,5.9269679999999982E-4,3.7141542633622646E-3,6.3703859999999907E-5,5.9037019396551792E-5,2.1415225103186424E-2,null,9.9149023584162322E-3,7.0489292136363055E-3,2.5075850270959456E-4,2.3282223895344013E-3,4.516883420690364E-5,7.2190353597321276E-5,1.9660171652100756E-2]
[2004,2,27,6,1.0276105714714172E-2,7.6848716014939773E-3,5.9269679999999982E-4,3.7461080496938113E-3,6.3703859999999907E-5,5.9037019396551792E-5,2.2422523045298515E-2,null,1.0500713697491464E-2,7.4380806006276671E-3,2.5075850270959456E-4,2.3482526617019765E-3,4.516883420690364E-5,7.2190353597321276E-5,2.0655164650334925E-2]
[2004,2,27,7,1.1595460395392977E-2,8.6392558536902888E-3,5.9269679999999982E-4,4.8358102974092746E-3,6.3703859999999907E-5,5.9037019396551792E-5,2.5785964225889094E-2,null,1.1848905916594064E-2,8.3618158768847088E-3,2.5075850270959456E-4,3.0313339208956655E-3,4.516883420690364E-5,7.2190353597321276E-5,2.3610173404888257E-2]
[2004,2,27,8,1.1705061002907189E-2,1.0275032907477742E-2,9.9256959415655953E-6,6.6164981820401245E-3,1.0668273300346182E-6,5.9037019396551792E-5,2.866662163509321E-2,null,1.1960902098078451E-2,9.9450617919320076E-3,4.1993691422961778E-6,4.1475604176425037E-3,7.5642742524122422E-7,7.2190353597321276E-5,2.613067045781782E-2]
[2004,2,27,9,1.1177676877626205E-2,1.1246128901237152E-2,0,7.664234932920044E-3,0,5.9037019396551792E-5,3.0147077731179951E-2,null,1.1421990776813242E-2,1.0884972130983724E-2,0,4.8043355510286991E-3,0,7.2190353597321276E-5,2.7183488812422985E-2]
[2004,2,27,10,1.1614771764724963E-2,1.1610487186125708E-2,0,8.224465663050835E-3,0,5.9037019396551792E-5,3.1508761633298056E-2,null,1.1868639380426704E-2,1.1237629459699623E-2,0,5.155516906650409E-3,0,7.2190353597321276E-5,2.833397610037406E-2]
[2004,2,27,11,1.0707798860876567E-2,1.1796172728186633E-2,0,8.5605492313595363E-3,0,5.9037019396551792E-5,3.1123557839819287E-2,null,1.0941842492666255E-2,1.1417351919597573E-2,0,5.3661913248374956E-3,0,7.2190353597321276E-5,2.7797576090698644E-2]
[2004,2,27,12,9.9490278517674786E-3,1.1706052910148028E-2,0,8.1819372670941474E-3,0,5.9037019396551792E-5,2.9896055048406207E-2,null,1.0166486793745943E-2,1.1330126198070263E-2,0,5.1288579268029457E-3,0,7.2190353597321276E-5,2.6697661272216473E-2]
[2004,2,27,13,9.6380709665821879E-3,1.143769330217175E-2,0,8.249577996063762E-3,0,5.9037019396551792E-5,2.9384379284214251E-2,null,9.8487332288990006E-3,1.1070384656820264E-2,0,5.1712586049828882E-3,0,7.2190353597321276E-5,2.6162566844299472E-2]
[2004,2,27,14,8.6959198314434626E-3,1.1459205767763467E-2,0,7.9337249576002435E-3,0,5.9037019396551792E-5,2.8147887576203727E-2,null,8.8859892084971505E-3,1.1091206273795402E-2,0,4.9732657205173057E-3,0,7.2190353597321276E-5,2.5022651556407181E-2]
[2004,2,27,15,9.1418809696354811E-3,1.1300198797277507E-2,0,7.3829079076245304E-3,0,5.9037019396551792E-5,2.788402469393407E-2,null,9.3416978555633679E-3,1.0937305633177507E-2,0,4.6279853424401121E-3,0,7.2190353597321276E-5,2.4979179184778308E-2]
[2004,2,27,16,9.6156791053129912E-3,1.0784595690211826E-2,0,7.1030688001844583E-3,0,5.9037019396551792E-5,2.7562380615105825E-2,null,9.8258519418755411E-3,1.0438260539497212E-2,0,4.4525678370779358E-3,0,7.2190353597321276E-5,2.4788870672048012E-2]
[2004,2,27,17,1.0574763044365242E-2,1.0624530801052943E-2,0,7.7934915754868323E-3,0,5.9037019396551792E-5,2.9051822440301567E-2,null,1.0805898871660377E-2,1.028333595407371E-2,0,4.8853602441031371E-3,0,7.2190353597321276E-5,2.6046785423434544E-2]
[2004,2,27,18,1.3923240337071268E-2,1.0138991108207162E-2,0,6.237025398426561E-3,0,5.9037019396551792E-5,3.0358293863101543E-2,null,1.422756485578025E-2,9.8133888219070729E-3,0,3.9096874138894906E-3,0,7.2190353597321276E-5,2.8022831445174135E-2]
[2004,2,27,19,1.4129507360241126E-2,9.9236945197829513E-3,5.0379227999999973E-4,6.0880826425786239E-3,5.4148280999999918E-5,5.9037019396551792E-5,3.0758262102999253E-2,null,1.4438340320306576E-2,9.6050062410675801E-3,2.1314472730315535E-4,3.8163224553187597E-3,3.8393509075868093E-5,7.2190353597321276E-5,2.8183397606669259E-2]
[2004,2,27,20,1.4794456995991164E-2,9.3737479953047466E-3,5.9269679999999982E-4,4.7652409778384582E-3,6.3703859999999907E-5,5.9037019396551792E-5,2.9648883648530924E-2,null,1.5117823963440408E-2,9.0727206301656725E-3,2.5075850270959456E-4,2.9870974519208286E-3,4.516883420690364E-5,7.2190353597321276E-5,2.7545759736040728E-2]
[2004,2,27,21,1.3089051308979053E-2,9.2358262554473568E-3,5.9269679999999982E-4,5.379779660930427E-3,6.3703859999999907E-5,5.9037019396551792E-5,2.8420094904753387E-2,null,1.3375142703189669E-2,8.9392280917296851E-3,2.5075850270959456E-4,3.3723218178884611E-3,4.516883420690364E-5,7.2190353597321276E-5,2.6054810303321633E-2]
[2004,2,27,22,1.2423288966937755E-2,8.6534044331295999E-3,5.9269679999999982E-4,5.0479991215753922E-3,6.3703859999999907E-5,5.9037019396551792E-5,2.68401302010393E-2,null,1.2694828590194822E-2,8.375510090621931E-3,2.5075850270959456E-4,3.1643447589499028E-3,4.516883420690364E-5,7.2190353597321276E-5,2.4602801130280471E-2]
[2004,2,27,23,1.1108137165222446E-2,8.1397648110514073E-3,5.9269679999999982E-4,4.6747271110068669E-3,6.3703859999999907E-5,5.9037019396551792E-5,2.463806676667727E-2,null,1.1350931113665539E-2,7.8783654268189864E-3,2.5075850270959456E-4,2.930358717776309E-3,4.516883420690364E-5,7.2190353597321276E-5,2.2527772948774651E-2]
[2004,2,27,24,9.8361681335252128E-3,7.7021041803155867E-3,5.9269679999999982E-4,5.2473736730567393E-3,6.3703859999999907E-5,5.9037019396551792E-5,2.3501083666294092E-2,null,1.0051160266154401E-2,7.4547597745785871E-3,2.5075850270959456E-4,3.2893229536471906E-3,4.516883420690364E-5,7.2190353597321276E-5,2.1163360684893995E-2]
[2004,2,28,1,8.0225820119128738E-3,7.0930119610825388E-3,5.9269679999999982E-4,4.3113819058407856E-3,6.3703859999999907E-5,5.9037019396551792E-5,2.014241355823275E-2,null,8.1979340384866154E-3,6.8652278663304594E-3,2.5075850270959456E-4,2.7025953073702368E-3,4.516883420690364E-5,7.2190353597321276E-5,1.813387490270113E-2]
[2004,2,28,2,7.535617266658079E-3,6.8854669648146074E-3,5.9269679999999982E-4,4.6306158842615887E-3,6.3703859999999907E-5,5.9037019396551792E-5,1.9767137795130826E-2,null,7.7003255559881757E-3,6.6643479439908674E-3,2.5075850270959456E-4,2.902707538407896E-3,4.516883420690364E-5,7.2190353597321276E-5,1.7635498728900759E-2]
[2004,2,28,3,7.727357072761315E-3,6.6775800972066956E-3,5.9269679999999982E-4,3.9526963044191482E-3,6.3703859999999907E-5,5.9037019396551792E-5,1.9073071153783712E-2,null,7.8962562776252309E-3,6.463137129124546E-3,2.5075850270959456E-4,2.477752775580109E-3,4.516883420690364E-5,7.2190353597321276E-5,1.7205263872843705E-2]
[2004,2,28,4,7.7779321564977735E-3,6.561270364825629E-3,5.9269679999999982E-4,3.9227949446637711E-3,6.3703859999999907E-5,5.9037019396551792E-5,1.8977435145383727E-2,null,7.9479367964216431E-3,6.3505625528727291E-3,2.5075850270959456E-4,2.4590090696584893E-3,4.516883420690364E-5,7.2190353597321276E-5,1.712562610946668E-2]
[2004,2,28,5,7.9881145575671844E-3,6.5366411000338329E-3,5.9269679999999982E-4,3.6147611708444295E-3,6.3703859999999907E-5,5.9037019396551792E-5,1.8854954507841998E-2,null,8.162713218458734E-3,6.3267242291953404E-3,2.5075850270959456E-4,2.2659177013183542E-3,4.516883420690364E-5,7.2190353597321276E-5,1.7123472839486249E-2]
[2004,2,28,6,7.9684500455838546E-3,6.7747659367914555E-3,5.9269679999999982E-4,3.916988038496585E-3,6.3703859999999907E-5,5.9037019396551792E-5,1.9375641700268446E-2,null,8.1426188932279056E-3,6.5572019548700514E-3,2.5075850270959456E-4,2.4553690030393585E-3,4.516883420690364E-5,7.2190353597321276E-5,1.7523307541651136E-2]
[2004,2,28,7,9.134130181307553E-3,7.1772986251052856E-3,5.9269679999999982E-4,3.5227028995181405E-3,6.3703859999999907E-5,5.9037019396551792E-5,2.054956938532753E-2,null,9.3337776558864716E-3,6.9468077590169337E-3,2.5075850270959456E-4,2.2082108552247638E-3,4.516883420690364E-5,7.2190353597321276E-5,1.8856913960641986E-2]
[2004,2,28,8,9.6527472022965265E-3,7.8750903216981277E-3,4.7415743999999984E-8,4.3099432881044371E-3,5.0963087999999923E-9,5.9037019396551792E-5,2.1896870343548442E-2,null,9.8637302475821087E-3,7.6221906607556282E-3,2.0060680216767567E-8,2.7016935079870537E-3,3.6135067365522912E-9,7.2190353597321276E-5,2.0259828444109066E-2]
[2004,2,28,9,1.0348553359567527E-2,8.346027532997723E-3,0,4.8971498126824369E-3,0,5.9037019396551792E-5,2.3650767724644237E-2,null,1.057474485265692E-2,8.0780042536333849E-3,0,3.0697846751443275E-3,0,7.2190353597321276E-5,2.1794724135031956E-2]
[2004,2,28,10,1.0985920201582443E-2,8.6304079369929447E-3,0,5.239930626062231E-3,0,5.9037019396551792E-5,2.4915295784034171E-2,null,1.1226042816504215E-2,8.353252101072281E-3,0,3.2846572700405857E-3,0,7.2190353597321276E-5,2.2936142541214406E-2]
[2004,2,28,11,1.2033490087986052E-2,8.6470259235908505E-3,0,4.9816629455158882E-3,0,5.9037019396551792E-5,2.5721215976489343E-2,null,1.2296509758031191E-2,8.3693364197369342E-3,0,3.1227618414439344E-3,0,7.2190353597321276E-5,2.386079837280938E-2]
[2004,2,28,12,1.091132622242867E-2,8.8418827485637081E-3,0,6.1908469592458527E-3,0,5.9037019396551792E-5,2.6003092949634782E-2,null,1.1149818413953662E-2,8.5579356371199219E-3,0,3.8807403997401782E-3,0,7.2190353597321276E-5,2.3660684804411084E-2]
[2004,2,28,13,1.0657273872519572E-2,8.6768387729764876E-3,0,5.6843360891382566E-3,0,5.9037019396551792E-5,2.5077485754030869E-2,null,1.0890213164199324E-2,8.3981918630239277E-3,0,3.5632334076478481E-3,0,7.2190353597321276E-5,2.2923828788468423E-2]
[2004,2,28,14,9.2457325151622232E-3,8.7549259003496041E-3,0,6.5765215923879522E-3,0,5.9037019396551792E-5,2.4636217027296334E-2,null,9.4478193160556258E-3,8.473771310201654E-3,0,4.1225010408676788E-3,0,7.2190353597321276E-5,2.2116282020722279E-2]
[2004,2,28,15,9.1585885171031091E-3,8.5963518582184099E-3,0,6.1119554485230786E-3,0,5.9037019396551792E-5,2.3925932843241151E-2,null,9.3587705850014854E-3,8.3202896949317439E-3,0,3.8312871545099487E-3,0,7.2190353597321276E-5,2.15825377880405E-2]
[2004,2,28,16,9.8385525138047231E-3,8.4615734501717835E-3,0,5.9610609836496494E-3,0,5.9037019396551792E-5,2.4320223967022707E-2,null,1.0053596762562298E-2,8.1898395437437661E-3,0,3.7366987646197834E-3,0,7.2190353597321276E-5,2.2052325424523171E-2]
[2004,2,28,17,1.0740035642859809E-2,8.5881523453271939E-3,0,7.0140729031917398E-3,0,5.9037019396551792E-5,2.6401297910775293E-2,null,1.0974783883844215E-2,{"$f":"F1411*W$5","v":8.3123535001670985E-3},{"$f":"G1411*X$5","v":0},{"$f":"H1411*Y$5","v":4.3967806442843944E-3},{"$f":"I1411*Z$5","v":0},7.2190353597321276E-5,2.3756108381893026E-2]
[2004,2,28,18,1.1856375344684627E-2,8.6135818871972015E-3,0,7.5199379457590561E-3,0,5.9037019396551792E-5,2.8048932197037437E-2,null,{"$f":"E1412*V$5","v":1.2115523763662732E-2},8.3369664009251779E-3,0,4.7138827985502806E-3,0,7.2190353597321276E-5,{"$f":"SUM(M1412:R1412)","v":2.5238563316735511E-2}]
[2004,2,28,19,1.2165001100971922E-2,8.1500638730355422E-3,4.9391399980243411E-4,6.3124023787113227E-3,5.3086549978765295E-5,5.9037019396551792E-5,2.7233504921896537E-2,null,1.2430895247415008E-2,7.8883337460208276E-3,2.0896541884107592E-4,3.956937571182529E-3,3.7640695157363414E-5,7.2190353597321276E-5,2.4594963032214125E-2]
[2004,2,28,20,1.2287142698764393E-2,7.7884766005164802E-3,5.9269679999999982E-4,5.8764567784847224E-3,6.3703859999999907E-5,5.9037019396551792E-5,2.6667513757162149E-2,null,1.255570653143444E-2,7.5383584417314164E-3,2.5075850270959456E-4,3.6836645095117498E-3,4.516883420690364E-5,7.2190353597321276E-5,2.4145847173191421E-2]
[2004,2,28,21,1.11239964713565E-2,7.6274891485898846E-3,5.9269679999999982E-4,6.0484751545391898E-3,6.3703859999999907E-5,5.9037019396551792E-5,2.5515398453882128E-2,null,1.1367137061500049E-2,7.3825409206049863E-3,2.5075850270959456E-4,3.7914944503658504E-3,4.516883420690364E-5,7.2190353597321276E-5,2.2909290122984705E-2]
[2004,2,28,22,1.0936478934117668E-2,7.2619822287272257E-3,5.9269679999999982E-4,5.4918932517494289E-3,6.3703859999999907E-5,5.9037019396551792E-5,2.4405792093990873E-2,null,1.1175520896148209E-2,7.0287718440341963E-3,2.5075850270959456E-4,3.4426003668681696E-3,4.516883420690364E-5,7.2190353597321276E-5,2.2015010797564391E-2]
[2004,2,28,23,1.0807274973054278E-2,6.7912174211487066E-3,5.9269679999999982E-4,4.5096660747745623E-3,6.3703859999999907E-5,5.9037019396551792E-5,2.2823596148374099E-2,null,1.1043492884625729E-2,6.5731251183260824E-3,2.5075850270959456E-4,2.8268899943614898E-3,4.516883420690364E-5,7.2190353597321276E-5,2.0811625687827118E-2]
[2004,2,28,24,8.2621479037499092E-3,6.7090818158319077E-3,5.9269679999999982E-4,5.6089770834857394E-3,6.3703859999999907E-5,5.9037019396551792E-5,2.1295644482464109E-2,null,8.4427361952280414E-3,6.4936272055165925E-3,2.5075850270959456E-4,3.5159945177762114E-3,4.516883420690364E-5,7.2190353597321276E-5,1.8820475609034663E-2]
[2004,2,29,1,7.1920125263323035E-3,6.2747095542772524E-3,5.9269679999999982E-4,3.8543278040386233E-3,6.3703859999999907E-5,5.9037019396551792E-5,1.8036487564044731E-2,null,7.3492105418544165E-3,6.0732043201827185E-3,2.5075850270959456E-4,2.4160903542665862E-3,4.516883420690364E-5,7.2190353597321276E-5,1.6206622906817542E-2]
[2004,2,29,2,7.2439652676460804E-3,6.1373520251530051E-3,5.9269679999999982E-4,3.5437907474956056E-3,6.3703859999999907E-5,5.9037019396551792E-5,1.7640545719691245E-2,null,7.4022988301107994E-3,5.940257873487292E-3,2.5075850270959456E-4,2.2214297999230345E-3,4.516883420690364E-5,7.2190353597321276E-5,1.5932104194034947E-2]
[2004,2,29,3,6.8194023774156651E-3,6.0280685544043481E-3,5.9269679999999982E-4,3.6510429808289022E-3,6.3703859999999907E-5,5.9037019396551792E-5,1.7213951592045466E-2,null,6.9684561390507566E-3,5.8344839183847993E-3,2.5075850270959456E-4,2.2886610006939202E-3,4.516883420690364E-5,7.2190353597321276E-5,1.5459718748643294E-2]
[2004,2,29,4,7.2047436887361363E-3,5.9315794630916381E-3,5.9269679999999982E-4,3.1144768902582652E-3,6.3703859999999907E-5,5.9037019396551792E-5,1.6966237721482591E-2,null,7.3622199731652972E-3,5.7410934656248937E-3,2.5075850270959456E-4,1.9523138548969623E-3,4.516883420690364E-5,7.2190353597321276E-5,1.5423744984200972E-2]
[2004,2,29,5,7.421520707701983E-3,5.9366181027258325E-3,5.9269679999999982E-4,3.0052124442969267E-3,6.3703859999999907E-5,5.9037019396551792E-5,1.7078788934121295E-2,null,7.583735153677368E-3,5.745970295019073E-3,2.5075850270959456E-4,1.8838212960453624E-3,4.516883420690364E-5,7.2190353597321276E-5,1.5581644435255624E-2]
[2004,2,29,6,7.5845930386256172E-3,6.0901905597149798E-3,5.9269679999999982E-4,2.9975841013513281E-3,6.3703859999999907E-5,5.9037019396551792E-5,1.7387805379088479E-2,null,7.7503718063696176E-3,5.8946109454236463E-3,2.5075850270959456E-4,1.8790394594328703E-3,4.516883420690364E-5,7.2190353597321276E-5,1.5892139901739953E-2]
[2004,2,29,7,7.7471645392046887E-3,6.5146772633535048E-3,5.9269679999999982E-4,3.3843038124544917E-3,6.3703859999999907E-5,5.9037019396551792E-5,1.8361583294409237E-2,null,7.9164966819154203E-3,6.3054657364060088E-3,2.5075850270959456E-4,2.1214552090279329E-3,4.516883420690364E-5,7.2190353597321276E-5,1.671153531786318E-2]
[2004,2,29,8,8.8759165730550454E-3,6.9867266188393508E-3,4.7415743999999984E-8,3.1247095544214899E-3,5.0963087999999923E-9,5.9037019396551792E-5,1.9046442277765238E-2,null,9.0699201938935145E-3,6.7623557582113802E-3,2.0060680216767567E-8,1.9587282136230961E-3,3.6135067365522912E-9,7.2190353597321276E-5,1.7863218193512265E-2]
[2004,2,29,9,1.0066652162154806E-2,7.2583340345396636E-3,0,3.2461896265766066E-3,0,5.9037019396551792E-5,2.0630212842667629E-2,null,1.0286682054629024E-2,7.0252408074963114E-3,0,2.0348781535067888E-3,0,7.2190353597321276E-5,1.9418991369229446E-2]
[2004,2,29,10,1.0631620493591346E-2,7.7185327595944899E-3,0,3.6826939999676494E-3,0,5.9037019396551792E-5,2.2091884272550037E-2,null,1.0863999071528707E-2,7.4706607685270775E-3,0,2.3085014828562586E-3,0,7.2190353597321276E-5,2.0715351676509366E-2]
[2004,2,29,11,1.0199467564984535E-2,7.982130633098437E-3,0,4.1647857570709206E-3,0,5.9037019396551792E-5,2.2405420974550446E-2,null,1.0422400444304113E-2,7.7257934930471924E-3,0,2.6107013224724355E-3,0,7.2190353597321276E-5,2.083108561342106E-2]
[2004,2,29,12,1.0049095508484698E-2,8.0726992914316401E-3,0,4.4185422482452335E-3,0,5.9037019396551792E-5,2.2599374067558124E-2,null,1.0268741659814689E-2,7.8134536408682835E-3,0,2.7697689061938766E-3,0,7.2190353597321276E-5,2.0924154560474171E-2]
[2004,2,29,13,9.6642636617598719E-3,8.0566316211636794E-3,0,4.4652048203162259E-3,0,5.9037019396551792E-5,2.224513712263633E-2,null,9.875498425819142E-3,7.7979019657441135E-3,0,2.7990193996697724E-3,0,7.2190353597321276E-5,2.054461014483035E-2]
[2004,2,29,14,9.665899399581776E-3,7.9959646106129625E-3,0,4.1664789655856873E-3,0,5.9037019396551792E-5,2.1887379995176981E-2,null,9.8771699164624683E-3,7.739183207946307E-3,0,2.6117627124133754E-3,0,7.2190353597321276E-5,2.0300306190419472E-2]
[2004,2,29,15,9.4955591700785612E-3,7.9854521580008525E-3,0,3.9694782025473932E-3,0,5.9037019396551792E-5,2.1509526550023361E-2,null,9.7031065085104607E-3,7.7290083509163011E-3,0,2.488272530062707E-3,0,7.2190353597321276E-5,1.9992577743086788E-2]
[2004,2,29,16,9.8439617961527601E-3,7.8717718851240275E-3,0,3.9503145358247282E-3,0,5.9037019396551792E-5,2.1725085236498069E-2,null,1.0059124277247583E-2,7.6189787920366465E-3,0,2.4762597608653141E-3,0,7.2190353597321276E-5,2.0226553183746866E-2]
[2004,2,29,17,1.0733925958555971E-2,8.0003331940729054E-3,0,4.6582581076075125E-3,0,5.9037019396551792E-5,2.3451554279632941E-2,null,1.0968540658303553E-2,7.74341149926601E-3,0,2.9200351017580057E-3,0,7.2190353597321276E-5,2.170417761292489E-2]
[2004,2,29,18,1.2291811151225226E-2,7.9196810462999825E-3,0,5.0597422994220409E-3,0,5.9037019396551792E-5,2.5330271516343802E-2,null,1.2560477023687294E-2,7.6653494044312551E-3,0,3.1717059851263571E-3,0,7.2190353597321276E-5,2.3469722766842227E-2]
[2004,2,29,19,1.2367365866770052E-2,7.4657140434212961E-3,4.9391399980243411E-4,4.3736160831194812E-3,5.3086549978765295E-5,5.9037019396551792E-5,2.481273356248858E-2,null,1.2637683161737781E-2,7.2259610408337933E-3,2.0896541884107592E-4,2.741606881650769E-3,3.7640695157363414E-5,7.2190353597321276E-5,2.2924047551818105E-2]
[2004,2,29,20,1.2490562059454027E-2,7.2041156018601013E-3,5.9269679999999982E-4,3.9242696413271079E-3,6.3703859999999907E-5,5.9037019396551792E-5,2.4334384982037788E-2,null,1.2763572091251523E-2,6.9727635387502873E-3,2.5075850270959456E-4,2.4599334851635808E-3,4.516883420690364E-5,7.2190353597321276E-5,2.2564386805679206E-2]
[2004,2,29,21,1.1912517651347381E-2,7.137634904564291E-3,5.9269679999999982E-4,4.1688342763349087E-3,6.3703859999999907E-5,5.9037019396551792E-5,2.3934424511643133E-2,null,1.2172893189878171E-2,6.9084177942129238E-3,2.5075850270959456E-4,2.613239141993789E-3,4.516883420690364E-5,7.2190353597321276E-5,2.2062667816598699E-2]
[2004,2,29,22,1.1198943729292846E-2,7.0362570522804774E-3,5.9269679999999982E-4,4.0095051098342554E-3,6.3703859999999907E-5,5.9037019396551792E-5,2.2960143570804132E-2,null,1.1443722464555481E-2,6.8102955775373791E-3,2.5075850270959456E-4,2.5133634485117236E-3,4.516883420690364E-5,7.2190353597321276E-5,2.1135499181118404E-2]
[2004,2,29,23,9.3664819105291185E-3,7.0121078763916312E-3,5.9269679999999982E-4,3.9517235011502427E-3,6.3703859999999907E-5,5.9037019396551792E-5,2.1045750967467546E-2,null,9.5712079678556376E-3,6.7869219252482439E-3,2.5075850270959456E-4,2.4771429725965284E-3,4.516883420690364E-5,7.2190353597321276E-5,1.9203390556214228E-2]
[2004,2,29,24,7.9916501295726108E-3,7.017767606919508E-3,5.9269679999999982E-4,4.0451367751333815E-3,6.3703859999999907E-5,5.9037019396551792E-5,1.9769992191022052E-2,null,8.166326068541882E-3,6.7923998999011963E-3,2.5075850270959456E-4,2.5356992038528931E-3,4.516883420690364E-5,7.2190353597321276E-5,1.7862542862809791E-2]
[2004,3,1,1,7.3986408895384539E-3,7.100656970070702E-3,5.9269680000000014E-4,4.7428477540946397E-3,6.3703823633477972E-5,5.1125724774193741E-5,1.9949671962111469E-2,null,7.5603552443366268E-3,6.8726273644607117E-3,2.5075850270959472E-4,2.9730602307400868E-3,4.51688084214426E-5,6.2516437772330087E-5,1.7764486588440796E-2]
[2004,3,1,2,7.10053867431898E-3,6.9989723701930646E-3,5.9269680000000014E-4,4.7132342459847614E-3,6.3703823633477972E-5,5.1125724774193741E-5,1.952027163890448E-2,null,7.2557373179050729E-3,6.7742082510450228E-3,2.5075850270959472E-4,2.9544969649936436E-3,4.51688084214426E-5,6.2516437772330087E-5,1.7342886282847109E-2]
[2004,3,1,3,7.2062755341132847E-3,6.9043554397614877E-3,5.9269680000000014E-4,4.5508718457458594E-3,6.3703823633477972E-5,5.1125724774193741E-5,1.9369029168028306E-2,null,7.3637853005549545E-3,6.6826298368269851E-3,2.5075850270959472E-4,2.8527198850312849E-3,4.51688084214426E-5,6.2516437772330087E-5,1.7257578771316593E-2]
[2004,3,1,4,7.936547740838568E-3,6.8267780664733168E-3,5.9269680000000014E-4,4.2460358490477006E-3,6.3703823633477972E-5,5.1125724774193741E-5,1.9716888004767261E-2,null,8.1100192900590996E-3,6.6075437735555803E-3,2.5075850270959472E-4,2.6616330474032207E-3,4.51688084214426E-5,6.2516437772330087E-5,1.7737639859921269E-2]
[2004,3,1,5,8.6034499356713694E-3,7.0316155559593651E-3,5.9269680000000014E-4,4.3856547331195773E-3,6.3703823633477972E-5,5.1125724774193741E-5,2.0728246573157985E-2,null,8.7914981699562314E-3,6.8058031376458349E-3,2.5075850270959472E-4,2.7491533249276346E-3,4.51688084214426E-5,6.2516437772330087E-5,1.870489838143307E-2]
[2004,3,1,6,9.6719427006875091E-3,7.7470227843929665E-3,5.9269680000000014E-4,4.9466865244913545E-3,6.3703823633477972E-5,5.1125724774193741E-5,2.3073178357979507E-2,null,9.88334530784718E-3,7.498235868249466E-3,2.5075850270959472E-4,3.100836826821256E-3,4.51688084214426E-5,6.2516437772330087E-5,2.0840861751821271E-2]
[2004,3,1,7,1.1294643493069195E-2,9.0143838563197277E-3,5.7298765594156567E-4,5.2098506531072205E-3,6.1585459172820643E-5,5.1125724774193741E-5,2.6204576842384721E-2,null,1.1541513967312608E-2,8.7248970659793701E-3,2.4241994671641114E-4,3.2658016002044474E-3,4.366679499379116E-5,6.2516437772330087E-5,2.3880815812978958E-2]
[2004,3,1,8,1.1066667629940239E-2,1.0686041442827282E-2,0,8.5928152254853302E-3,0,5.1125724774193741E-5,3.0396650023027046E-2,null,1.1308555166078415E-2,1.0342871250828039E-2,0,5.3864173048634983E-3,0,6.2516437772330087E-5,2.7100360159542286E-2]
[2004,3,1,9,1.1046769725943536E-2,1.1470141101996987E-2,0,9.6455097919247341E-3,0,5.1125724774193741E-5,3.2213546344639445E-2,null,1.1288222347513657E-2,1.110179043207957E-2,0,6.0463002513264511E-3,0,6.2516437772330087E-5,2.8498829468692009E-2]
[2004,3,1,10,1.0461994731271327E-2,1.197031894542978E-2,0,1.0341656348414826E-2,0,5.1125724774193741E-5,3.2825095749890128E-2,null,1.0690665747087446E-2,1.1585905627104818E-2,0,6.4826806179702108E-3,0,6.2516437772330087E-5,2.8821768429934804E-2]
[2004,3,1,11,1.0077650335063963E-2,1.2197598948509367E-2,0,1.0705858862011123E-2,0,5.1125724774193741E-5,3.303223387035864E-2,null,1.0297920617964277E-2,1.1805886788727378E-2,0,6.7109814332712951E-3,0,6.2516437772330087E-5,2.8877305277735282E-2]
[2004,3,1,12,1.0196479879379347E-2,1.1887075629093972E-2,0,1.044579479574676E-2,0,5.1125724774193741E-5,3.2580476028994269E-2,null,1.0419347455941676E-2,1.1505335576168778E-2,0,6.5479599379707938E-3,0,6.2516437772330087E-5,2.8535159407853578E-2]
[2004,3,1,13,9.6354577363034072E-3,1.190460903421519E-2,0,1.0214654245846217E-2,0,5.1125724774193741E-5,3.1805846741139003E-2,null,9.8460628804474658E-3,1.1522305915721325E-2,0,6.4030691862009478E-3,0,6.2516437772330087E-5,2.7833954420142068E-2]
[2004,3,1,14,1.054004734486462E-2,1.1813539102913943E-2,0,9.1111393045269981E-3,0,5.1125724774193741E-5,3.1515851477079755E-2,null,1.0770424380507352E-2,1.1434160592749291E-2,0,5.7113294222097414E-3,0,6.2516437772330087E-5,2.7978430833238713E-2]
[2004,3,1,15,9.8548184652785236E-3,1.1415972676980732E-2,0,8.6834747340404483E-3,0,5.1125724774193741E-5,3.0005391601073902E-2,null,1.0070218243908009E-2,1.1049361565057038E-2,0,5.4432473347102214E-3,0,6.2516437772330087E-5,2.6625343581447601E-2]
[2004,3,1,16,1.0489172621000159E-2,1.1140811534965303E-2,0,8.9654222856518535E-3,0,5.1125724774193741E-5,3.0646532166391509E-2,null,1.0718437672257096E-2,1.0783036913377285E-2,0,5.6199865210201181E-3,0,6.2516437772330087E-5,2.7183977544426828E-2]
[2004,3,1,17,1.2001943586267272E-2,1.0704756317742734E-2,0,8.147136537849306E-3,0,5.1125724774193741E-5,3.0904962166633507E-2,null,1.2264273734784368E-2,1.0360985118602322E-2,0,5.1070430447989288E-3,0,6.2516437772330087E-5,2.7794818335957948E-2]
[2004,3,1,18,1.2762554813534716E-2,9.8994485210610831E-3,0,6.6024614108581847E-3,0,5.1125724774193741E-5,2.9315590470228178E-2,null,1.3041509874073657E-2,9.5815388753017153E-3,0,4.138761449526145E-3,0,6.2516437772330087E-5,2.6824326636673848E-2]
[2004,3,1,19,1.3576586254629968E-2,9.7340386265296914E-3,4.8403572019756566E-4,5.7840520346567319E-3,5.2024789321908279E-5,5.1125724774193741E-5,2.9681863150110059E-2,null,1.3873333849128529E-2,9.4214409333365379E-3,2.0478611062975515E-4,3.6257404766836779E-3,3.6887860225901058E-5,6.2516437772330087E-5,2.7224705667776732E-2]
[2004,3,1,20,1.3416787268752332E-2,9.8972683664842551E-3,5.9269680000000014E-4,7.1260255941126803E-3,6.3703823633477972E-5,5.1125724774193741E-5,3.114760757775694E-2,null,1.3710042087985217E-2,9.5794287339349918E-3,2.5075850270959472E-4,4.4669583329555165E-3,4.51688084214426E-5,6.2516437772330087E-5,2.8114872903779096E-2]
[2004,3,1,21,1.3671723854652667E-2,9.1503781617188369E-3,5.9269680000000014E-4,5.3953573916152228E-3,6.3703823633477972E-5,5.1125724774193741E-5,2.8924985756394402E-2,null,1.3970550900747057E-2,8.8565240673450542E-3,2.5075850270959472E-4,3.3820867384563125E-3,4.51688084214426E-5,6.2516437772330087E-5,2.6567605455451792E-2]
[2004,3,1,22,1.2032521695534322E-2,9.083372750013384E-3,5.9269680000000014E-4,6.1789798742490814E-3,6.3703823633477972E-5,5.1125724774193741E-5,2.8002400668204461E-2,null,1.2295520199129722E-2,8.791670459010659E-3,2.5075850270959472E-4,3.8733015022068863E-3,4.51688084214426E-5,6.2516437772330087E-5,2.5318935909250637E-2]
[2004,3,1,23,9.8536140073833857E-3,8.4377764248876469E-3,5.9269680000000014E-4,5.32300807887672E-3,6.3703823633477972E-5,5.1125724774193741E-5,2.4321924859555425E-2,null,1.0068987459808599E-2,8.1668067331390742E-3,2.5075850270959472E-4,3.3367344784689412E-3,4.51688084214426E-5,6.2516437772330087E-5,2.1930972420319984E-2]
[2004,3,1,24,7.7985302200932151E-3,8.1339146933365955E-3,5.9269680000000014E-4,5.0575499516197229E-3,6.3703823633477972E-5,5.1125724774193741E-5,2.1697521213457208E-2,null,7.968985078187444E-3,7.8727031790492927E-3,2.5075850270959472E-4,3.1703317090793566E-3,4.51688084214426E-5,6.2516437772330087E-5,1.9370463715219464E-2]
[2004,3,2,1,7.8118521663999184E-3,8.1397576992317915E-3,5.9269680000000014E-4,5.297143398885245E-3,6.3703823633477972E-5,5.1125724774193741E-5,2.195627961292463E-2,null,7.9825982063454898E-3,7.8783585433874516E-3,2.5075850270959472E-4,3.3205211704627783E-3,4.51688084214426E-5,6.2516437772330087E-5,1.953992166909909E-2]
[2004,3,2,2,7.6870922916576307E-3,7.8265730252385993E-3,5.9269680000000014E-4,4.8840804991365245E-3,6.3703823633477972E-5,5.1125724774193741E-5,2.1105272164440431E-2,null,7.855111416896857E-3,7.5752314426575191E-3,2.5075850270959472E-4,3.0615921590946863E-3,4.51688084214426E-5,6.2516437772330087E-5,1.8850378767552432E-2]
[2004,3,2,3,7.455291478755427E-3,7.6385179185154842E-3,5.9269680000000014E-4,4.9235297988166624E-3,6.3703823633477972E-5,5.1125724774193741E-5,2.0724865544495246E-2,null,7.6182440627933935E-3,7.3932155139991608E-3,2.5075850270959472E-4,3.0863210034705805E-3,4.51688084214426E-5,6.2516437772330087E-5,1.8456224329166503E-2]
[2004,3,2,4,7.7138779796024973E-3,7.5100744281347744E-3,5.9269680000000014E-4,4.9456807960185428E-3,6.3703823633477972E-5,5.1125724774193741E-5,2.0877159552163488E-2,null,7.8824825678083018E-3,7.2688968417272733E-3,2.5075850270959472E-4,3.100206384631148E-3,4.51688084214426E-5,6.2516437772330087E-5,1.8610029543070093E-2]
[2004,3,2,5,8.3879384405183936E-3,7.6014658333753557E-3,5.9269680000000014E-4,4.6567131314753625E-3,6.3703823633477972E-5,5.1125724774193741E-5,2.1353643753776786E-2,null,8.5712761741977266E-3,7.3573533148649532E-3,2.5075850270959472E-4,2.9190666314772608E-3,4.51688084214426E-5,6.2516437772330087E-5,1.920613986944331E-2]
[2004,3,2,6,8.7953333527247043E-3,8.1001063948155962E-3,5.9269680000000014E-4,5.0494160397350331E-3,6.3703823633477972E-5,5.1125724774193741E-5,2.2652382135683005E-2,null,8.9875756414918052E-3,7.839980595978369E-3,2.5075850270959472E-4,3.1652329559254443E-3,4.51688084214426E-5,6.2516437772330087E-5,2.0351232942298989E-2]
[2004,3,2,7,1.0619822350760701E-2,9.372370133520198E-3,5.5323109554643443E-4,5.5239382758212096E-3,5.946199834256883E-5,5.1125724774193741E-5,2.6179949578765304E-2,null,1.0851943053084939E-2,9.0713870168613198E-3,2.340613297922523E-4,3.4626878315308649E-3,4.2161168016297196E-5,6.2516437772330087E-5,2.3724756837058006E-2]
[2004,3,2,8,1.0731431736752728E-2,1.0945297310282225E-2,0,7.3397710027277218E-3,0,5.1125724774193741E-5,2.9067625774536868E-2,null,1.0965991919532172E-2,1.0593801407935756E-2,0,4.600944917978838E-3,0,6.2516437772330087E-5,2.6223254683219097E-2]
[2004,3,2,9,1.0319010458731941E-2,1.1878253198701783E-2,0,9.0389158060770018E-3,0,5.1125724774193741E-5,3.1287305188284917E-2,null,1.0544556223610054E-2,{"$f":"F1475*W$5","v":1.1496796468197505E-2},{"$f":"G1475*X$5","v":0},{"$f":"H1475*Y$5","v":5.6660560290713634E-3},{"$f":"I1475*Z$5","v":0},6.2516437772330087E-5,2.7769925158651253E-2]
[2004,3,2,10,9.9825417248190444E-3,1.2293641829194134E-2,0,9.3998800792441262E-3,0,5.1125724774193741E-5,3.1727189358031496E-2,null,{"$f":"E1476*V$5","v":1.0200733189761961E-2},1.1898845360411373E-2,0,5.8923269491835848E-3,0,6.2516437772330087E-5,{"$f":"SUM(M1476:R1476)","v":2.8054421937129249E-2}]
[2004,3,2,11,9.8384750436243135E-3,1.2355849268295378E-2,0,9.2281382730684397E-3,0,5.1125724774193741E-5,3.1473588309762324E-2,null,1.0053517599092482E-2,1.1959055077630815E-2,0,5.7846703765146454E-3,0,6.2516437772330087E-5,2.7859759491010272E-2]
[2004,3,2,12,9.5030912828407733E-3,1.2175984111692724E-2,0,9.3152662644809345E-3,0,5.1125724774193741E-5,3.1045467383788623E-2,null,9.7108032529629792E-3,1.1784966088063967E-2,0,5.8392866702864869E-3,0,6.2516437772330087E-5,2.7397572449085764E-2]
[2004,3,2,13,8.896108104090323E-3,1.2153373941691498E-2,0,9.1670584091448348E-3,0,5.1125724774193741E-5,3.026766617970085E-2,null,9.090553057392755E-3,1.176308201822078E-2,0,5.7463823850492837E-3,0,6.2516437772330087E-5,2.6662533898435148E-2]
[2004,3,2,14,8.9102279055486792E-3,1.2048199250295353E-2,0,8.5182178949235188E-3,0,5.1125724774193741E-5,2.9527770775541747E-2,null,9.1049814796663135E-3,1.1661284893647017E-2,0,5.3396558720046798E-3,0,6.2516437772330087E-5,2.616843868309034E-2]
[2004,3,2,15,8.7674177871251997E-3,1.1676850337226739E-2,0,8.2839876431688546E-3,0,5.1125724774193741E-5,2.8779381492294989E-2,null,8.9590499168445571E-3,1.1301861432905933E-2,0,5.1928283366432879E-3,0,6.2516437772330087E-5,2.5516256124166109E-2]
[2004,3,2,16,9.0935842673417547E-3,1.1318475778403987E-2,0,7.9338306557590627E-3,0,5.1125724774193741E-5,2.8397016426278999E-2,null,9.2923455174891076E-3,1.0954995669628926E-2,0,4.973331977544463E-3,0,6.2516437772330087E-5,2.5283189602434825E-2]
[2004,3,2,17,1.069407914461146E-2,1.0840447686929241E-2,0,7.6885138746040967E-3,0,5.1125724774193741E-5,2.9274166430918996E-2,null,1.0927822900370273E-2,1.0492318912210865E-2,0,4.8195548369319831E-3,0,6.2516437772330087E-5,2.6302213087285451E-2]
[2004,3,2,18,1.2559577916999853E-2,1.0267925208347921E-2,0,6.8635293454773552E-3,0,5.1125724774193741E-5,2.9742158195599323E-2,null,1.2834096449485584E-2,9.9381823485588296E-3,0,4.3024122209993848E-3,0,6.2516437772330087E-5,2.713720745681613E-2]
[2004,3,2,19,1.3653807791149008E-2,1.0122785534423568E-2,4.7415744000000009E-4,6.1788865965820925E-3,5.0963058906782372E-5,5.1125724774193741E-5,3.0531726145835648E-2,null,1.3952243240368612E-2,9.7977036718834409E-3,2.0060680216767577E-4,3.8732430309810491E-3,3.6135046737154076E-5,6.2516437772330087E-5,2.7922448229910263E-2]
[2004,3,2,20,1.3152509962334925E-2,1.0154679568590893E-2,5.9269680000000014E-4,6.7699609030055499E-3,6.3703823633477972E-5,5.1125724774193741E-5,3.0784676782339041E-2,null,1.3439988391723626E-2,9.8285734650455821E-3,2.5075850270959472E-4,4.2437587221758029E-3,4.51688084214426E-5,6.2516437772330087E-5,2.787076432784838E-2]
[2004,3,2,21,1.2366048655612773E-2,9.8045538050343956E-3,5.9269680000000014E-4,7.1875704048563437E-3,6.3703823633477972E-5,5.1125724774193741E-5,3.0065699213911189E-2,null,1.2636337159893724E-2,9.4896915962602597E-3,2.5075850270959472E-4,4.5055377769345987E-3,4.51688084214426E-5,6.2516437772330087E-5,2.6990010281991956E-2]
[2004,3,2,22,1.1483349080992668E-2,9.2967061992377531E-3,5.9269680000000014E-4,6.455825435674971E-3,6.3703823633477972E-5,5.1125724774193741E-5,2.7943407064313065E-2,null,1.1734344150935948E-2,8.9981529446558697E-3,2.5075850270959472E-4,4.0468424993897788E-3,4.51688084214426E-5,6.2516437772330087E-5,2.5137783343884966E-2]
[2004,3,2,23,1.0004696185521713E-2,8.7330493298264644E-3,5.9269680000000014E-4,5.776473260142875E-3,6.3703823633477972E-5,5.1125724774193741E-5,2.5221745123898725E-2,null,1.0223371887282165E-2,8.4525972811151043E-3,2.5075850270959472E-4,3.6209897121065437E-3,4.51688084214426E-5,6.2516437772330087E-5,2.2655402629407181E-2]
[2004,3,2,24,8.7732074057881252E-3,8.4541169029953202E-3,5.9269680000000014E-4,5.6953395541217301E-3,6.3703823633477972E-5,5.1125724774193741E-5,2.3630190211312848E-2,null,8.9649660809717896E-3,8.1826224551862763E-3,2.5075850270959472E-4,3.5701309438621329E-3,4.51688084214426E-5,6.2516437772330087E-5,2.107616322892357E-2]
[2004,3,3,1,7.8613394356026253E-3,7.8030808721565341E-3,5.9269680000000014E-4,4.4833646644674022E-3,6.3703823633477972E-5,5.1125724774193741E-5,2.0855311320634236E-2,null,8.0331671339134731E-3,7.5524937136273139E-3,2.5075850270959472E-4,2.8104029213937595E-3,4.51688084214426E-5,6.2516437772330087E-5,1.8754507517837915E-2]
[2004,3,3,2,7.7607425463734302E-3,7.5038669284431172E-3,5.9269680000000014E-4,4.0748397580650814E-3,6.3703823633477972E-5,5.1125724774193741E-5,2.00469755812893E-2,null,7.9303714677360134E-3,7.2628886889006287E-3,2.5075850270959472E-4,2.5543185570067761E-3,4.51688084214426E-5,6.2516437772330087E-5,1.8106022462546785E-2]
[2004,3,3,3,7.5384663683474027E-3,7.3320930150137494E-3,5.9269680000000014E-4,4.1075590217215432E-3,6.3703823633477972E-5,5.1125724774193741E-5,1.9685644753490369E-2,null,7.7032369313637513E-3,7.0966311013406112E-3,2.5075850270959472E-4,2.5748286696225869E-3,4.51688084214426E-5,6.2516437772330087E-5,1.7733140451230318E-2]
[2004,3,3,4,7.8276888161681688E-3,7.1888389947064608E-3,5.9269680000000014E-4,4.1062471566531917E-3,6.3703823633477972E-5,5.1125724774193741E-5,1.9830301315935495E-2,null,7.9987810026070864E-3,6.9579775226389943E-3,2.5075850270959472E-4,2.5740063253127899E-3,4.51688084214426E-5,6.2516437772330087E-5,1.7889208599462237E-2]
[2004,3,3,5,8.5373554674094826E-3,7.2920691482073752E-3,5.9269680000000014E-4,3.7459429948195145E-3,6.3703823633477972E-5,5.1125724774193741E-5,2.0282893958844046E-2,null,8.7239590547044058E-3,7.0578925559631293E-3,2.5075850270959472E-4,2.3481491968411787E-3,4.51688084214426E-5,6.2516437772330087E-5,1.8488444556412086E-2]
[2004,3,3,6,8.9574784205494317E-3,7.8017274669550671E-3,5.9269680000000014E-4,4.0497761073760036E-3,6.3703823633477972E-5,5.1125724774193741E-5,2.1516508343288176E-2,null,9.1532647636122424E-3,7.5511837715104072E-3,2.5075850270959472E-4,2.5386073752517798E-3,4.51688084214426E-5,6.2516437772330087E-5,1.96014996592778E-2]
[2004,3,3,7,1.078756294920199E-2,9.0568789941910966E-3,5.4335281594156549E-4,4.3698698168501042E-3,5.840026799114674E-5,5.1125724774193741E-5,2.4867190568950096E-2,null,1.1023350009044504E-2,8.7660275203334265E-3,2.2988202158093134E-4,2.7392585298088548E-3,4.1408354572719026E-5,6.2516437772330087E-5,2.2862442873112766E-2]
[2004,3,3,8,1.0826978954010994E-2,1.0587211872656955E-2,0,6.144753761829342E-3,0,5.1125724774193741E-5,2.7610070313271486E-2,null,1.1063627541515356E-2,1.0247215481054426E-2,0,3.8518468195006751E-3,0,6.2516437772330087E-5,2.5225206279842788E-2]
[2004,3,3,9,1.0365771213202065E-2,1.1478232131913239E-2,0,7.8233166002089002E-3,0,5.1125724774193741E-5,2.97184456700984E-2,null,1.0592339042179776E-2,1.1109621627677877E-2,0,4.9040560993106894E-3,0,6.2516437772330087E-5,2.6668533206940674E-2]
[2004,3,3,10,9.9888131805953052E-3,1.1879286097243352E-2,0,8.2170460511179263E-3,0,5.1125724774193741E-5,3.0136271053730779E-2,null,1.0207141722663553E-2,1.1497796196365113E-2,0,5.150865913342388E-3,0,6.2516437772330087E-5,2.6918320270143386E-2]
[2004,3,3,11,9.833957493473381E-3,1.1963134312203454E-2,0,8.0471683649681117E-3,0,5.1125724774193741E-5,2.9895385895419142E-2,null,1.0048901307467429E-2,1.1578951720287042E-2,0,5.0443778667155215E-3,0,6.2516437772330087E-5,2.6734747332242324E-2]
[2004,3,3,12,9.475747525359058E-3,1.1773808970506203E-2,0,8.1880508695630402E-3,0,5.1125724774193741E-5,2.9488733090202498E-2,null,9.6828618346182851E-3,1.1395706348820879E-2,0,5.1326902463942978E-3,0,6.2516437772330087E-5,2.6273774867605793E-2]
[2004,3,3,13,8.847030883397531E-3,1.1768753497945369E-2,0,8.0830217632928119E-3,0,5.1125724774193741E-5,2.8749931869409908E-2,null,9.0404031408902706E-3,1.1390813227070551E-2,0,5.0668526156897051E-3,0,6.2516437772330087E-5,2.5560585421422859E-2]
[2004,3,3,14,8.882967218348671E-3,1.1651897516842537E-2,0,7.4611505852719816E-3,0,5.1125724774193741E-5,2.8047141045237384E-2,null,9.077124947295857E-3,1.1277709944259773E-2,0,4.6770318658203797E-3,0,6.2516437772330087E-5,2.509438319514834E-2]
[2004,3,3,15,8.7210667695133796E-3,1.1269018013249733E-2,0,7.295066943609773E-3,0,5.1125724774193741E-5,2.7336277451147081E-2,null,8.9116857908768596E-3,1.0907126184929568E-2,0,4.5729221208731363E-3,0,6.2516437772330087E-5,2.4454250534451896E-2]
[2004,3,3,16,9.0527088436938852E-3,1.0945595906797383E-2,0,6.9236551504645834E-3,0,5.1125724774193741E-5,2.6973085625730045E-2,null,9.2505766672158624E-3,1.059409041535995E-2,0,4.3401021593901827E-3,0,6.2516437772330087E-5,2.4247285679738325E-2]
[2004,3,3,17,1.0766448795337896E-2,1.0393472112519873E-2,0,6.595206163962304E-3,0,5.1125724774193741E-5,2.7806252796594266E-2,null,1.1001774356667344E-2,1.0059697455227458E-2,0,4.1342134886535407E-3,0,6.2516437772330087E-5,2.5258201738320669E-2]
[2004,3,3,18,1.2765511322593827E-2,9.8168443268685582E-3,0,5.6172958278346173E-3,0,5.1125724774193741E-5,2.8250777202071198E-2,null,1.3044531004454723E-2,9.5015874218207681E-3,0,3.5212091333986484E-3,0,6.2516437772330087E-5,2.6129843997446469E-2]
[2004,3,3,19,1.3908873283738025E-2,9.6270594811561552E-3,4.5440088019756564E-4,4.9104551236048254E-3,4.8839598140234375E-5,5.1125724774193741E-5,2.9000754091610997E-2,null,1.421288377737202E-2,9.3178973027936499E-3,1.9224818549427544E-4,3.0781251264537404E-3,3.4629419804828924E-5,6.2516437772330087E-5,2.6898300249690844E-2]
[2004,3,3,20,1.3324419903357186E-2,9.6820516869734786E-3,5.9269680000000014E-4,5.5270220087554316E-3,6.3703823633477972E-5,5.1125724774193741E-5,2.9241019947493774E-2,null,1.3615655820859024E-2,9.3711234958241286E-3,2.5075850270959472E-4,3.4646208734972752E-3,4.51688084214426E-5,6.2516437772330087E-5,2.6809843939083797E-2]
[2004,3,3,21,1.2502938723438051E-2,9.330579423599477E-3,5.9269680000000014E-4,6.0170492786384491E-3,6.3703823633477972E-5,5.1125724774193741E-5,2.8558093774083651E-2,null,1.2776219275762305E-2,9.0309383685472297E-3,2.5075850270959472E-4,3.7717950995325871E-3,4.51688084214426E-5,6.2516437772330087E-5,2.5937396492745495E-2]
[2004,3,3,22,1.1602338862831199E-2,8.8465833012099267E-3,5.9269680000000014E-4,5.3857717669299763E-3,6.3703823633477972E-5,5.1125724774193741E-5,2.6542220279378775E-2,null,1.1855934728797004E-2,8.5624852368091694E-3,2.5075850270959472E-4,3.3760779772613312E-3,4.51688084214426E-5,6.2516437772330087E-5,2.4152941691770874E-2]
[2004,3,3,23,1.0096770924238198E-2,8.3454998840477804E-3,5.9269680000000014E-4,4.8072380493288684E-3,6.3703823633477972E-5,5.1125724774193741E-5,2.395703520602252E-2,null,1.031745913169896E-2,8.0774935495355124E-3,2.5075850270959472E-4,3.0134233703414423E-3,4.51688084214426E-5,6.2516437772330087E-5,2.1766819800479283E-2]
[2004,3,3,24,8.8455168463357995E-3,8.0846319397308436E-3,5.9269680000000014E-4,4.8076113212925107E-3,6.3703823633477972E-5,5.1125724774193741E-5,2.2445286455766825E-2,null,9.0388560110578227E-3,7.8250030855995609E-3,2.5075850270959472E-4,3.0136573563531999E-3,4.51688084214426E-5,6.2516437772330087E-5,2.0235960201913955E-2]
[2004,3,4,1,7.400510654911624E-3,7.354616916067723E-3,5.9269680000000014E-4,2.9358762190091416E-3,6.3703823633477972E-5,5.1125724774193741E-5,1.8398530138396162E-2,null,7.5622658777429212E-3,7.1184316726666764E-3,2.5075850270959472E-4,1.8403577938119666E-3,4.51688084214426E-5,6.2516437772330087E-5,1.6879499093124934E-2]
[2004,3,4,2,7.3589279564958421E-3,7.0982472818571438E-3,5.9269680000000014E-4,2.7485861445818347E-3,6.3703823633477972E-5,5.1125724774193741E-5,1.7913287731342493E-2,null,7.5197742935810309E-3,6.8702950606716216E-3,2.5075850270959472E-4,1.7229547691394048E-3,4.51688084214426E-5,6.2516437772330087E-5,1.6471467872295427E-2]
[2004,3,4,3,7.1720959810204973E-3,6.9558794870356565E-3,5.9269680000000014E-4,2.9132457476380609E-3,6.3703823633477972E-5,5.1125724774193741E-5,1.7748747564101889E-2,null,7.3288586745256356E-3,6.7324992473219263E-3,2.5075850270959472E-4,1.8261718536501353E-3,4.51688084214426E-5,6.2516437772330087E-5,1.6245973524401065E-2]
[2004,3,4,4,7.5125633185448839E-3,6.8730970171401225E-3,5.9269680000000014E-4,3.1108851699252109E-3,6.3703823633477972E-5,5.1125724774193741E-5,1.820407185401789E-2,null,7.6767677106862487E-3,6.652375243261492E-3,2.5075850270959472E-4,1.9500623803745246E-3,4.51688084214426E-5,6.2516437772330087E-5,1.6637649083225632E-2]
[2004,3,4,5,8.3241094346915897E-3,7.0645408332679063E-3,5.9269680000000014E-4,3.1388137501197843E-3,6.3703823633477972E-5,5.1125724774193741E-5,1.9234990366486952E-2,null,8.5060520382857097E-3,6.8376710567365504E-3,2.5075850270959472E-4,1.9675694468844788E-3,4.51688084214426E-5,6.2516437772330087E-5,1.7669736290810107E-2]
[2004,3,4,6,8.8796673930207088E-3,7.6641255896823914E-3,5.9269680000000014E-4,3.9443860275580516E-3,6.3703823633477972E-5,5.1125724774193741E-5,2.1195705358668826E-2,null,9.0737529966773423E-3,7.418000823632284E-3,2.5075850270959472E-4,2.472543467813307E-3,4.51688084214426E-5,6.2516437772330087E-5,1.9322741037026303E-2]
[2004,3,4,7,1.0580202381493575E-2,8.8835400185958216E-3,5.2359625554643458E-4,3.8179607410858312E-3,5.6276807160894947E-5,5.1125724774193741E-5,2.3912701928656754E-2,null,1.0811457098042477E-2,8.598255130817219E-3,2.2152340465677264E-4,2.3932936139578922E-3,3.9902727595225082E-5,6.2516437772330087E-5,2.2126948412841917E-2]
[2004,3,4,8,1.0880081171676151E-2,1.050666074965668E-2,0,6.5051621917432082E-3,0,5.1125724774193741E-5,2.7943029837850231E-2,null,1.1117890430578987E-2,1.0169251166695467E-2,0,4.0777693085528111E-3,0,6.2516437772330087E-5,2.5427427343599596E-2]
[2004,3,4,9,1.0274759999790703E-2,1.1357895505967238E-2,0,7.6485617206345754E-3,0,5.1125724774193741E-5,2.9332342951166712E-2,null,1.0499338568865689E-2,1.0993149477015018E-2,0,4.7945107776963388E-3,0,6.2516437772330087E-5,2.6349515261349377E-2]
[2004,3,4,10,9.9110336844583872E-3,1.171161692618251E-2,0,8.0702146327747987E-3,0,5.1125724774193741E-5,2.9743990968189891E-2,null,1.0127662176311725E-2,1.1335511531993034E-2,0,5.0588244494091982E-3,0,6.2516437772330087E-5,2.6584514595486285E-2]
[2004,3,4,11,9.7674786049308342E-3,1.1796839746574405E-2,0,7.9364856746512481E-3,0,5.1125724774193741E-5,2.9551929750930683E-2,null,9.9809693695433986E-3,1.1417997517440662E-2,0,4.9749962795607797E-3,0,6.2516437772330087E-5,2.6436479604317172E-2]
[2004,3,4,12,9.3875059457127069E-3,1.1596024187655676E-2,0,7.9841647233528466E-3,0,5.1125724774193741E-5,2.9018820581495425E-2,null,9.5926915318007549E-3,1.1223630924144919E-2,0,5.0048839527233567E-3,0,6.2516437772330087E-5,2.5883722846441363E-2]
[2004,3,4,13,8.844629545720982E-3,1.1650118644024141E-2,0,8.174378823387481E-3,0,5.1125724774193741E-5,2.8720252737906796E-2,null,9.0379493164423255E-3,1.127598819793952E-2,0,5.1241199066185154E-3,0,6.2516437772330087E-5,2.5500573858772694E-2]
[2004,3,4,14,8.9116694728557846E-3,1.1554950836470823E-2,0,7.6699978827665166E-3,0,5.1125724774193741E-5,2.8187743916867319E-2,null,9.1064545557505636E-3,1.11838765973984E-2,0,4.8079480635715077E-3,0,6.2516437772330087E-5,2.5160795654492803E-2]
[2004,3,4,15,8.7145311560646657E-3,1.1147478946453092E-2,0,7.3621611428432857E-3,0,5.1125724774193741E-5,2.7275296970135237E-2,null,8.9050073265278459E-3,1.0789490208450436E-2,0,4.6149802061832322E-3,0,6.2516437772330087E-5,2.4371994178933844E-2]
[2004,3,4,16,9.0645413116983344E-3,1.0839257370815678E-2,0,7.0612950351486405E-3,0,5.1125724774193741E-5,2.7016219442436845E-2,null,9.2626677610892477E-3,1.0491166821759388E-2,0,4.4263818985963458E-3,0,6.2516437772330087E-5,2.4242732919217313E-2]
[2004,3,4,17,1.0705842802082756E-2,1.0244987247338825E-2,0,6.5264331636026027E-3,0,5.1125724774193741E-5,2.7528388937798378E-2,null,1.0939843679697655E-2,9.915981014347007E-3,0,4.0911030446926138E-3,0,6.2516437772330087E-5,2.5009444176509608E-2]
[2004,3,4,18,1.2376520441986805E-2,9.4269185253172873E-3,0,4.4376805279694783E-3,0,5.1125724774193741E-5,2.6292245220047767E-2,null,1.2647037831302501E-2,9.1241836484592369E-3,0,2.7817657615185724E-3,0,6.2516437772330087E-5,2.4615503679052641E-2]
[2004,3,4,19,1.3645312286578474E-2,9.328627181893109E-3,4.4452260000000003E-4,4.2036848424824849E-3,4.7777867725108469E-5,5.1125724774193741E-5,2.7721050503453373E-2,null,1.3943562046958624E-2,9.0290488208856854E-3,1.88068877032196E-4,2.6350852643245519E-3,3.3876606316081942E-5,6.2516437772330087E-5,2.5892158053289469E-2]
[2004,3,4,20,1.3157333586241139E-2,9.4278765124122619E-3,5.9269680000000014E-4,5.1313469565308426E-3,6.3703823633477972E-5,5.1125724774193741E-5,2.8424083403591916E-2,null,1.3444917447051561E-2,9.1251108708770307E-3,2.5075850270959472E-4,3.2165914567719878E-3,4.51688084214426E-5,6.2516437772330087E-5,2.6145063523603951E-2]
[2004,3,4,21,1.2174280211445418E-2,8.930281639178219E-3,5.9269680000000014E-4,5.0186497539144101E-3,6.3703823633477972E-5,5.1125724774193741E-5,2.6830737952945719E-2,null,1.2440377174241632E-2,8.6434956968701685E-3,2.5075850270959472E-4,3.1459470699844697E-3,4.51688084214426E-5,6.2516437772330087E-5,2.458826368999964E-2]
[2004,3,4,22,1.1437338817811187E-2,8.5777035354903976E-3,5.9269680000000014E-4,4.9575910435868701E-3,6.3703823633477972E-5,5.1125724774193741E-5,2.5680159745296131E-2,null,1.1687328227372302E-2,8.3022402420963176E-3,2.5075850270959472E-4,3.1076723386780796E-3,4.51688084214426E-5,6.2516437772330087E-5,2.345568455705007E-2]
[2004,3,4,23,9.8166212209945466E-3,7.9966976484740354E-3,5.9269680000000014E-4,3.9433095657833645E-3,6.3703823633477972E-5,5.1125724774193741E-5,2.246415478365962E-2,null,1.0031186110783409E-2,7.7398927051216294E-3,2.5075850270959472E-4,2.4718686863617052E-3,4.51688084214426E-5,6.2516437772330087E-5,2.0601391251170116E-2]
[2004,3,4,24,8.3811303835000048E-3,7.6351057102487926E-3,5.9269680000000014E-4,3.2645182672846346E-3,6.3703823633477972E-5,5.1125724774193741E-5,1.9988280709441104E-2,null,8.5643193113966818E-3,7.3899128849599397E-3,2.5075850270959472E-4,2.0463674855701083E-3,4.51688084214426E-5,6.2516437772330087E-5,1.8359043430830099E-2]
[2004,3,5,1,7.1717073426485678E-3,7.9848814243154657E-3,5.9269680000000014E-4,4.7885471003038761E-3,6.3703823633477972E-5,5.1125724774193741E-5,2.0652662215675584E-2,null,7.3284615415660512E-3,{"$f":"F1539*W$5","v":7.7284559457007638E-3},{"$f":"G1539*X$5","v":2.5075850270959472E-4},{"$f":"H1539*Y$5","v":3.0017069248424234E-3},{"$f":"I1539*Z$5","v":4.51688084214426E-5},6.2516437772330087E-5,1.8417068161012608E-2]
[2004,3,5,2,7.240055064314653E-3,7.6701695509664714E-3,5.9269680000000014E-4,4.750689345201075E-3,6.3703823633477972E-5,5.1125724774193741E-5,2.0368440308889874E-2,null,{"$f":"E1540*V$5","v":7.3983031602702781E-3},7.4238506899032214E-3,2.5075850270959472E-4,2.9779757422371909E-3,4.51688084214426E-5,6.2516437772330087E-5,{"$f":"SUM(M1540:R1540)","v":1.8158573341314058E-2}]
[2004,3,5,3,6.9867274613051571E-3,7.5096789721659923E-3,5.9269680000000014E-4,4.6890812488748828E-3,6.3703823633477972E-5,5.1125724774193741E-5,1.9893014030753706E-2,null,7.139438498429994E-3,7.2685140853817765E-3,2.5075850270959472E-4,2.9393566276090912E-3,4.51688084214426E-5,6.2516437772330087E-5,1.7705752960324232E-2]
[2004,3,5,4,7.4201548296400086E-3,7.3032886326108446E-3,5.9269680000000014E-4,4.7094460634126813E-3,6.3703823633477972E-5,5.1125724774193741E-5,2.014041587407121E-2,null,7.582339421201208E-3,7.068751739254398E-3,2.5075850270959472E-4,2.9521223378633273E-3,4.51688084214426E-5,6.2516437772330087E-5,1.7961657247222301E-2]
[2004,3,5,5,8.2002977727760502E-3,7.427738962992432E-3,5.9269680000000014E-4,4.7744401717401859E-3,6.3703823633477972E-5,5.1125724774193741E-5,2.1110003255916342E-2,null,8.3795341870413331E-3,7.1892054873655617E-3,2.5075850270959472E-4,2.9928639784808433E-3,4.51688084214426E-5,6.2516437772330087E-5,1.8920047401791106E-2]
[2004,3,5,6,9.8033059374222162E-3,7.8229999800098395E-3,5.9269680000000014E-4,4.3387509546929477E-3,6.3703823633477972E-5,5.1125724774193741E-5,2.2672583220532679E-2,null,1.0017579790989157E-2,7.5717731417542173E-3,2.5075850270959472E-4,2.719751630936663E-3,4.51688084214426E-5,6.2516437772330087E-5,2.0667548312583408E-2]
[2004,3,5,7,1.1135356009094703E-2,9.1323212666165558E-3,5.0383969574399991E-4,6.0119738030563075E-3,5.4153346394346937E-5,5.1125724774193741E-5,2.6888769845680109E-2,null,1.1378744888125842E-2,8.8390470491029102E-3,2.1316478798337219E-4,3.7686135311188994E-3,3.8397100662899916E-5,6.2516437772330087E-5,2.4300483794766254E-2]
[2004,3,5,8,1.1475694960722014E-2,1.0680015538461471E-2,0,8.5015031901279903E-3,0,5.1125724774193741E-5,3.070833941408567E-2,null,1.1726522732219595E-2,1.0337038861597767E-2,0,5.329178237749344E-3,0,6.2516437772330087E-5,2.7455256269339038E-2]
[2004,3,5,9,1.1123261770770602E-2,1.1357748526870229E-2,0,9.541763187110636E-3,0,5.1125724774193741E-5,3.2073899209525657E-2,null,1.1366386302338936E-2,1.0993007217986258E-2,0,5.9812665583134691E-3,0,6.2516437772330087E-5,2.8403176516410993E-2]
[2004,3,5,10,1.1473478488250539E-2,1.1714163679713063E-2,0,9.4171431277172805E-3,0,5.1125724774193741E-5,3.2655911020455071E-2,null,1.1724257813632002E-2,1.1337976499400753E-2,0,5.9031483133803507E-3,0,6.2516437772330087E-5,2.9027899064185434E-2]
[2004,3,5,11,1.108038250039926E-2,1.1794399871371762E-2,0,9.4897024563145062E-3,0,5.1125724774193741E-5,3.2415610552859721E-2,null,1.1322569806652047E-2,1.1415635996083662E-2,0,5.9486322220795862E-3,0,6.2516437772330087E-5,2.8749354462587626E-2]
[2004,3,5,12,1.0805750201517477E-2,1.1626026846852263E-2,0,9.2408851600370399E-3,0,5.1125724774193741E-5,3.1723787933180973E-2,null,1.104193478569151E-2,1.1252670081714447E-2,0,5.7926607790485165E-3,0,6.2516437772330087E-5,2.8149782084226804E-2]
[2004,3,5,13,1.0605673707848207E-2,1.1530961257734425E-2,0,9.0095701149136322E-3,0,5.1125724774193741E-5,3.1197330805270457E-2,null,1.0837485158960766E-2,1.1160657416978817E-2,0,5.6476606447231998E-3,0,6.2516437772330087E-5,2.7708319658435114E-2]
[2004,3,5,14,9.6341999733797045E-3,1.1473753039188501E-2,0,9.1145256173109975E-3,0,5.1125724774193741E-5,3.0273604354653396E-2,null,9.8447776262151933E-3,1.1105286375974022E-2,0,5.7134521367451733E-3,0,6.2516437772330087E-5,2.6726032576706721E-2]
[2004,3,5,15,9.9080314094610756E-3,1.1158291184431707E-2,0,8.8209018372716764E-3,0,5.1125724774193741E-5,2.993835015593865E-2,null,1.0124594279672362E-2,1.079995522357736E-2,0,5.5293936915882889E-3,0,6.2516437772330087E-5,2.6516459632610338E-2]
[2004,3,5,16,1.0177863864510915E-2,1.0756312369767004E-2,0,8.6811006747007334E-3,0,5.1125724774193741E-5,2.9666402633752847E-2,null,1.0400324545147586E-2,1.0410885506050842E-2,0,5.4417591525516796E-3,0,6.2516437772330087E-5,2.6315485641522439E-2]
[2004,3,5,17,1.0996831206718127E-2,1.0377600435760704E-2,0,7.9521011746463387E-3,0,5.1125724774193741E-5,2.9377658541899367E-2,null,1.1237192306813333E-2,1.0044335479501168E-2,0,4.984784875869494E-3,0,6.2516437772330087E-5,2.6328829099956326E-2]
[2004,3,5,18,1.172460945643794E-2,9.840928980995917E-3,0,6.8702166312846645E-3,0,5.1125724774193741E-5,2.8486880793492715E-2,null,1.1980877828131637E-2,9.5248986243921564E-3,0,4.30660415473121E-3,0,6.2516437772330087E-5,2.5874897045027333E-2]
[2004,3,5,19,1.2202922347986506E-2,9.4798688967348433E-3,4.3464431980243451E-4,5.8174878086221828E-3,4.6716137309982569E-5,5.1125724774193741E-5,2.8032765235230142E-2,null,1.2469645350713559E-2,9.1754335783032666E-3,1.8388956857011662E-4,3.6466997347106463E-3,3.3123792827334973E-5,6.2516437772330087E-5,2.5571308462897256E-2]
[2004,3,5,20,1.4121895124605604E-2,9.142145748407441E-3,5.9269680000000014E-4,5.002365265196978E-3,6.3703823633477972E-5,5.1125724774193741E-5,2.8973932486617695E-2,null,1.4430561701710623E-2,8.8485560287201864E-3,2.5075850270959472E-4,3.1357391172324688E-3,4.51688084214426E-5,6.2516437772330087E-5,2.6773300596566647E-2]
[2004,3,5,21,1.415961799426428E-2,8.5678755490193759E-3,5.9269680000000014E-4,4.2398849579934825E-3,6.3703823633477972E-5,5.1125724774193741E-5,2.7674904849684812E-2,null,1.4469109091658777E-2,8.2927278703477623E-3,2.5075850270959472E-4,2.6577773534140715E-3,4.51688084214426E-5,6.2516437772330087E-5,2.577805806432398E-2]
[2004,3,5,22,1.2784067888408157E-2,7.9958652119486856E-3,5.9269680000000014E-4,3.7592761557137511E-3,6.3703823633477972E-5,5.1125724774193741E-5,2.5246735604478265E-2,null,1.306349316679857E-2,7.7390870013582438E-3,2.5075850270959472E-4,2.3565071059413584E-3,4.51688084214426E-5,6.2516437772330087E-5,2.3517531023001543E-2]
[2004,3,5,23,1.0142619847961573E-2,7.8083855264267097E-3,5.9269680000000014E-4,5.4164327987996138E-3,6.3703823633477972E-5,5.1125724774193741E-5,2.4074964521595573E-2,null,1.0364310189358662E-2,7.5576280148968835E-3,2.5075850270959472E-4,3.3952978846274015E-3,4.51688084214426E-5,6.2516437772330087E-5,2.1675679837786316E-2]
[2004,3,5,24,8.7154233323157217E-3,7.3586849591925924E-3,5.9269680000000014E-4,4.931695885311632E-3,6.3703823633477972E-5,5.1125724774193741E-5,2.1713330525227621E-2,null,8.9059190033478515E-3,7.122369075165857E-3,2.5075850270959472E-4,3.0914399253204371E-3,4.51688084214426E-5,6.2516437772330087E-5,1.9478171752737514E-2]
[2004,3,6,1,8.4451228195225134E-3,7.1641376597611009E-3,5.9269680000000014E-4,5.1942499806980416E-3,6.3703823633477972E-5,5.1125724774193741E-5,2.1511036808389328E-2,null,8.6297104496481335E-3,6.9340694432598977E-3,2.5075850270959472E-4,3.2560222985870825E-3,4.51688084214426E-5,6.2516437772330087E-5,1.9178245940398485E-2]
[2004,3,6,2,8.0863656804521841E-3,6.9731305020278153E-3,5.9269680000000014E-4,5.2699710257144575E-3,6.3703823633477972E-5,5.1125724774193741E-5,2.1036993556602129E-2,null,8.2631118461601941E-3,6.7491962653865303E-3,2.5075850270959472E-4,3.3034881333008428E-3,4.51688084214426E-5,6.2516437772330087E-5,1.8674239993750934E-2]
[2004,3,6,3,8.2979471707312555E-3,6.8014545862326988E-3,5.9269680000000014E-4,4.9511076150902016E-3,6.3703823633477972E-5,5.1125724774193741E-5,2.075803572046183E-2,null,8.4793179377273334E-3,6.5830335283770533E-3,2.5075850270959472E-4,3.1036081931643108E-3,4.51688084214426E-5,6.2516437772330087E-5,1.8524403408172064E-2]
[2004,3,6,4,8.1551320762139248E-3,6.7594785975111761E-3,5.9269680000000014E-4,5.2358258029124947E-3,6.3703823633477972E-5,5.1125724774193741E-5,2.0857962825045272E-2,null,8.3333812900477228E-3,6.5424055512822866E-3,2.5075850270959472E-4,3.2820841563558452E-3,4.51688084214426E-5,6.2516437772330087E-5,1.8516314746589223E-2]
[2004,3,6,5,8.9078583668440875E-3,6.7836424140978041E-3,5.9269680000000014E-4,4.8300795620806591E-3,6.3703823633477972E-5,5.1125724774193741E-5,2.1229106691430227E-2,null,9.1025601492301725E-3,6.5657933740996752E-3,2.5075850270959472E-4,3.0277416020649175E-3,4.51688084214426E-5,6.2516437772330087E-5,1.9054538874298133E-2]
[2004,3,6,6,8.7954579844057804E-3,7.1308456865089203E-3,5.9269680000000014E-4,5.4006195284240976E-3,6.3703823633477972E-5,5.1125724774193741E-5,2.2034449547746474E-2,null,8.9877029972856189E-3,6.9018466042529945E-3,2.5075850270959472E-4,3.3853853157006846E-3,4.51688084214426E-5,6.2516437772330087E-5,1.9633378666142669E-2]
[2004,3,6,7,1.0221725380037129E-2,7.5655039574116824E-3,4.8408313594156563E-4,4.5700029125174749E-3,5.2029885627798954E-5,5.1125724774193741E-5,2.2944470996309849E-2,null,1.0445144755221852E-2,7.3225463140667128E-3,2.0480617130997191E-4,2.8647122189073234E-3,3.689147373057477E-5,6.2516437772330087E-5,2.0936617371008766E-2]
[2004,3,6,8,1.1232886477509358E-2,8.2054286592944808E-3,0,4.9521059911138508E-3,0,5.1125724774193741E-5,2.444154685269188E-2,null,1.1478407109791981E-2,7.9419205544914388E-3,0,3.1042340264621801E-3,0,6.2516437772330087E-5,2.2587078128517932E-2]
[2004,3,6,9,1.2866991341680118E-2,8.6827557105189218E-3,0,5.2221978575450545E-3,0,5.1125724774193741E-5,2.6823070634518286E-2,null,1.3148229103328432E-2,8.4039187847776958E-3,0,3.273541461228502E-3,0,6.2516437772330087E-5,2.488820578710696E-2]
[2004,3,6,10,1.3869798332315357E-2,8.9583419346699108E-3,0,5.3588012949950603E-3,0,5.1125724774193741E-5,2.8238067286754522E-2,null,1.417295475279559E-2,8.6706548675587278E-3,0,3.3591715021494611E-3,0,6.2516437772330087E-5,2.626529756027611E-2]
[2004,3,6,11,1.4388083955171315E-2,9.0228711661258874E-3,0,5.0252023085802068E-3,0,5.1125724774193741E-5,2.8487283154651603E-2,null,1.470256870288795E-2,8.7331118153849991E-3,0,3.1500545473264973E-3,0,6.2516437772330087E-5,2.6648251503371776E-2]
[2004,3,6,12,1.2885128547167904E-2,9.076193676906168E-3,0,5.8562565325650838E-3,0,5.1125724774193741E-5,2.7868704481413348E-2,null,1.3166762739258929E-2,8.784721933755027E-3,0,3.6710019593080246E-3,0,6.2516437772330087E-5,2.5685003070094314E-2]
[2004,3,6,13,1.1955505995389795E-2,9.0383417685565709E-3,0,6.0951183887722514E-3,0,5.1125724774193741E-5,2.7140091877492813E-2,null,1.2216821143292691E-2,8.7480855968333875E-3,0,3.820732821893102E-3,0,6.2516437772330087E-5,2.484815599979151E-2]
[2004,3,6,14,1.1237605496543342E-2,8.9023126527260701E-3,0,5.8100319620040938E-3,0,5.1125724774193741E-5,2.6001075836047702E-2,null,1.1483229273867029E-2,8.6164249029341312E-3,0,3.6420260276434943E-3,0,6.2516437772330087E-5,2.3804196642216984E-2]
[2004,3,6,15,1.0989087975286067E-2,8.7727501087931838E-3,0,5.6545879292520867E-3,0,5.1125724774193741E-5,2.5467551738105533E-2,null,1.1229279829205687E-2,8.4910231142552132E-3,0,3.5445857352617983E-3,0,6.2516437772330087E-5,2.3327405116495031E-2]
[2004,3,6,16,1.1114222877768533E-2,8.5761554762086665E-3,0,5.1901468904806854E-3,0,5.1125724774193741E-5,2.493165096923208E-2,null,1.1357149843490417E-2,8.3007418969958183E-3,0,3.2534502711932391E-3,0,6.2516437772330087E-5,2.2973858449451805E-2]
[2004,3,6,17,1.2310239225179518E-2,8.4294759180158375E-3,0,5.0240698972633443E-3,0,5.1125724774193741E-5,2.5814910765232898E-2,null,1.2579307885685252E-2,8.1587727877018359E-3,0,3.149344693832234E-3,0,6.2516437772330087E-5,2.3949941804991652E-2]
[2004,3,6,18,1.342815578564808E-2,8.0640380363007098E-3,0,4.7622878546061346E-3,0,5.1125724774193741E-5,2.6305607401329121E-2,null,1.3721659090028746E-2,7.8050705321961837E-3,0,2.9852462828144797E-3,0,6.2516437772330087E-5,2.4574492342811741E-2]
[2004,3,6,19,1.3764089202002431E-2,7.9463273084692324E-3,4.2476604019756569E-4,4.7743040384658885E-3,4.5654406958560485E-5,5.1125724774193741E-5,2.7006266720867866E-2,null,1.4064935105718834E-2,7.6911399518857894E-3,1.7971026035879572E-4,2.992778643162301E-3,3.2370979383756803E-5,6.2516437772330087E-5,2.5023451378281811E-2]
[2004,3,6,20,1.3598550728344266E-2,7.8603802961235564E-3,5.9269680000000014E-4,5.3947449106144137E-3,6.3703823633477972E-5,5.1125724774193741E-5,2.7561202283489912E-2,null,1.3895778407056702E-2,7.6079530310937758E-3,2.5075850270959472E-4,3.3817028039511373E-3,4.51688084214426E-5,6.2516437772330087E-5,2.5243877991004988E-2]
[2004,3,6,21,1.3858954238325638E-2,7.4568444928012987E-3,5.9269680000000014E-4,4.5749150807620712E-3,6.3703823633477972E-5,5.1125724774193741E-5,2.6598240160296684E-2,null,1.41618736361298E-2,7.2173763258477864E-3,2.5075850270959472E-4,2.8677914179058802E-3,4.51688084214426E-5,6.2516437772330087E-5,2.4605485128786839E-2]
[2004,3,6,22,1.2679757920834971E-2,7.1206375967983442E-3,5.9269680000000014E-4,4.8620872672521433E-3,6.3703823633477972E-5,5.1125724774193741E-5,2.5370009133293136E-2,null,1.2956903264389112E-2,6.8919663358525517E-3,2.5075850270959472E-4,3.0478056733268381E-3,4.51688084214426E-5,6.2516437772330087E-5,2.3255119022471873E-2]
[2004,3,6,23,1.0691369576282183E-2,7.0120757520148501E-3,5.9269680000000014E-4,5.5755636276170932E-3,6.3703823633477972E-5,5.1125724774193741E-5,2.39865353043218E-2,null,1.0925054108178033E-2,6.7868908325096613E-3,2.5075850270959472E-4,3.495049249877005E-3,4.51688084214426E-5,6.2516437772330087E-5,2.1565437939468069E-2]
[2004,3,6,24,9.5702308451980876E-3,6.7256889712858725E-3,5.9269680000000014E-4,5.3712198298402989E-3,6.3703823633477972E-5,5.1125724774193741E-5,2.2374665994731934E-2,null,9.7794103052512345E-3,6.5097010408672997E-3,2.5075850270959472E-4,3.3669560767313807E-3,4.51688084214426E-5,6.2516437772330087E-5,2.0014511171753287E-2]
[2004,3,7,1,9.2437291741890061E-3,6.688378537994007E-3,5.9269680000000014E-4,5.4161968726092425E-3,6.3703823633477972E-5,5.1125724774193741E-5,2.2055830933199932E-2,null,9.4457721874465772E-3,6.4735887901414338E-3,2.5075850270959472E-4,3.3951499939907314E-3,4.51688084214426E-5,6.2516437772330087E-5,1.9672954720482111E-2]
[2004,3,7,2,8.8587694100869738E-3,6.5360685243595375E-3,5.9269680000000014E-4,5.3471796675636889E-3,6.3703823633477972E-5,5.1125724774193741E-5,2.1449543950417874E-2,null,9.0523982401446226E-3,6.3261700411442953E-3,2.5075850270959472E-4,3.3518864700075673E-3,4.51688084214426E-5,6.2516437772330087E-5,1.9088898500199854E-2]
[2004,3,7,3,8.4385278121382693E-3,6.4821888884900652E-3,5.9269680000000014E-4,5.3210522566987514E-3,6.3703823633477972E-5,5.1125724774193741E-5,2.094929530573476E-2,null,8.6229712931721915E-3,6.2740206891301773E-3,2.5075850270959472E-4,3.3355084688145731E-3,4.51688084214426E-5,6.2516437772330087E-5,1.8590944200020311E-2]
[2004,3,7,4,9.0774885054135755E-3,6.3756481032241855E-3,5.9269680000000014E-4,4.9370863104587848E-3,6.3703823633477972E-5,5.1125724774193741E-5,2.1097749267504219E-2,null,9.2758979455739247E-3,6.1709013412535362E-3,2.5075850270959472E-4,3.0948189202750919E-3,4.51688084214426E-5,6.2516437772330087E-5,1.8900061956005923E-2]
[2004,3,7,5,8.8893014260395583E-3,6.5028798995398571E-3,5.9269680000000014E-4,5.137138649627229E-3,6.3703823633477972E-5,5.1125724774193741E-5,2.123684632361432E-2,null,9.0835976036998511E-3,6.2940472316513184E-3,2.5075850270959472E-4,3.2202219870580704E-3,4.51688084214426E-5,6.2516437772330087E-5,1.8956310571312609E-2]
[2004,3,7,6,9.7182817558279146E-3,6.6033809149208551E-3,5.9269680000000014E-4,4.6904398076523506E-3,6.3703823633477972E-5,5.1125724774193741E-5,2.1719628826808796E-2,null,9.9306972098760719E-3,6.3913207700541539E-3,2.5075850270959472E-4,2.940208241930661E-3,4.51688084214426E-5,6.2516437772330087E-5,1.9620669970764257E-2]
[2004,3,7,7,1.0639617221632437E-2,7.1308801864921334E-3,4.7420485574400001E-4,4.3040927436557609E-3,5.096815521267304E-5,5.1125724774193741E-5,2.2650888887511201E-2,null,1.0872170586498231E-2,6.9018799963080826E-3,2.006268628478925E-4,2.6980260866548973E-3,3.6138660241827789E-5,6.2516437772330087E-5,2.0771358630323263E-2]
[2004,3,7,8,1.2212335318459748E-2,7.8334682860980026E-3,0,5.7993358543033174E-3,0,5.1125724774193741E-5,2.5896265183635265E-2,null,1.2479264063358848E-2,7.5819052699761984E-3,0,3.6353211587382174E-3,0,6.2516437772330087E-5,2.3759006929845596E-2]
[2004,3,7,9,1.3355492554549302E-2,8.14055250435251E-3,0,5.5067756315077846E-3,0,5.1125724774193741E-5,2.7053946415183792E-2,null,1.3647407636483422E-2,7.8791278242364045E-3,0,3.4519294058111003E-3,0,6.2516437772330087E-5,2.5040981304303257E-2]
[2004,3,7,10,1.3735027772244489E-2,8.7031399170281604E-3,0,6.5282193391656513E-3,0,5.1125724774193741E-5,2.9017512753212495E-2,null,1.4035238471410085E-2,8.4236483754407433E-3,0,4.0922227111476533E-3,0,6.2516437772330087E-5,2.6613625995770815E-2]
[2004,3,7,11,1.2252572937779999E-2,9.0524430045904828E-3,0,7.9021400479157514E-3,0,5.1125724774193741E-5,2.9258281715060428E-2,null,1.2520381168620387E-2,8.761733987545383E-3,0,4.9534666791516179E-3,0,6.2516437772330087E-5,2.629809827308972E-2]
[2004,3,7,12,1.2516837193576444E-2,9.1249958792394732E-3,0,7.8902974375453551E-3,0,5.1125724774193741E-5,2.9583256235135469E-2,null,1.2790421529009605E-2,8.8319569082954859E-3,0,4.9460431235694297E-3,0,6.2516437772330087E-5,2.6630937998646853E-2]
[2004,3,7,13,1.2613993816305119E-2,8.9184106062650606E-3,0,6.9543186591825698E-3,0,5.1125724774193741E-5,2.8537848806526944E-2,null,1.2889701733730368E-2,8.6320058888161716E-3,0,4.3593236193718342E-3,0,6.2516437772330087E-5,2.5943547679690704E-2]
[2004,3,7,14,1.3206493396159816E-2,8.7762594225375776E-3,0,5.6500581090007419E-3,0,5.1125724774193741E-5,2.7683936652472332E-2,null,1.3495151757957877E-2,8.4944197303390284E-3,0,3.5417462115958642E-3,0,6.2516437772330087E-5,2.5593834137665101E-2]
[2004,3,7,15,1.3096945431460283E-2,8.5641982379597633E-3,0,4.8788535266786953E-3,0,5.1125724774193741E-5,2.6591122920872939E-2,null,1.3383209369918256E-2,8.2891686519933963E-3,0,3.0583156246691127E-3,0,6.2516437772330087E-5,2.4793210084353097E-2]
[2004,3,7,16,1.325298829103163E-2,8.6758135923672864E-3,0,6.0913567547737062E-3,0,5.1125724774193741E-5,2.8071284362946817E-2,null,1.3542662905954806E-2,8.3971996049359773E-3,0,3.8183748367703412E-3,0,6.2516437772330087E-5,2.5820753785433456E-2]
[2004,3,7,17,1.493940412223619E-2,8.2672816873623697E-3,0,5.0960331671332766E-3,0,5.1125724774193741E-5,2.835384470150603E-2,null,1.5265939243316692E-2,{"$f":"F1603*W$5","v":8.0017872421889163E-3},{"$f":"G1603*X$5","v":0},{"$f":"H1603*Y$5","v":3.1944549623496247E-3},{"$f":"I1603*Z$5","v":0},6.2516437772330087E-5,2.6524697885627564E-2]
[2004,3,7,18,1.5279239941623796E-2,7.8584974862825115E-3,0,4.7258611029990611E-3,0,5.1125724774193741E-5,2.7914724255679563E-2,null,{"$f":"E1604*V$5","v":1.5613202958055631E-2},7.6061306855713566E-3,0,2.9624121265958785E-3,0,6.2516437772330087E-5,{"$f":"SUM(M1604:R1604)","v":2.6244262207995195E-2}]
[2004,3,7,19,1.6399886560485275E-2,7.6473679711273803E-3,4.0500947980243445E-4,4.2111123880597297E-3,4.3530946128308665E-5,5.1125724774193741E-5,2.8758033070377321E-2,null,1.6758343892512583E-2,7.4017813571336487E-3,1.7135164343463688E-4,2.6397412308477555E-3,3.0865352406262839E-5,6.2516437772330087E-5,2.7064599914107215E-2]
[2004,3,7,20,1.7249879948865388E-2,7.6751709789147663E-3,5.9269680000000014E-4,4.6299457678395852E-3,6.3703823633477972E-5,5.1125724774193741E-5,3.0262523044027417E-2,null,1.7626915846123369E-2,7.4286915026229054E-3,2.5075850270959472E-4,2.9022874750646217E-3,4.51688084214426E-5,6.2516437772330087E-5,2.8316338572714268E-2]
[2004,3,7,21,1.5201304145515982E-2,7.8662049631332987E-3,5.9269680000000014E-4,6.1250879165231599E-3,6.3703823633477972E-5,5.1125724774193741E-5,2.9900123373580115E-2,null,1.5533563695436679E-2,7.6135906454791423E-3,2.5075850270959472E-4,3.8395192590106259E-3,4.51688084214426E-5,6.2516437772330087E-5,2.7345117348829814E-2]
[2004,3,7,22,1.3099442427957486E-2,7.7742191849001219E-3,5.9269680000000014E-4,5.8576132969979967E-3,6.3703823633477972E-5,5.1125724774193741E-5,2.7438801258263278E-2,null,1.3385760944030932E-2,7.5245588869684576E-3,2.5075850270959472E-4,3.6718524488423966E-3,4.51688084214426E-5,6.2516437772330087E-5,2.4940616028745158E-2]
[2004,3,7,23,1.0676532170253826E-2,7.700282582972868E-3,5.9269680000000014E-4,5.5095312801068741E-3,6.3703823633477972E-5,5.1125724774193741E-5,2.4593872381741242E-2,null,1.0909892396432102E-2,7.4529966757840155E-3,2.5075850270959472E-4,3.4536567876889551E-3,4.51688084214426E-5,6.2516437772330087E-5,2.217498960880844E-2]
[2004,3,7,24,9.0568270595419494E-3,7.7152690470802055E-3,5.9269680000000014E-4,6.1954653281772968E-3,6.3703823633477972E-5,5.1125724774193741E-5,2.3675087783207125E-2,null,9.2547848961661607E-3,7.4675018664663315E-3,2.5075850270959472E-4,3.8836354302604196E-3,4.51688084214426E-5,6.2516437772330087E-5,2.0964365941796282E-2]
[2004,3,8,1,7.4776279035616757E-3,6.5759547512207403E-3,5.9269680000000014E-4,3.202528880912445E-3,6.3703823633477972E-5,5.1125724774193741E-5,1.7963637884102535E-2,null,7.6410687016621936E-3,6.3647753667285083E-3,2.5075850270959472E-4,2.0075093587849867E-3,4.51688084214426E-5,6.2516437772330087E-5,1.6371797176079058E-2]
[2004,3,8,2,7.2041146176672005E-3,6.4804640681817181E-3,5.9269680000000014E-4,3.1848814940652627E-3,6.3703823633477972E-5,5.1125724774193741E-5,1.7576986528321854E-2,null,7.3615771522977762E-3,6.2723512594844572E-3,2.5075850270959472E-4,1.9964470715828418E-3,4.51688084214426E-5,6.2516437772330087E-5,1.5988819232268442E-2]
[2004,3,8,3,7.350801502927426E-3,6.3835359355227861E-3,5.9269680000000014E-4,2.9989351294325514E-3,6.3703823633477972E-5,5.1125724774193741E-5,1.744079891629044E-2,null,7.5114702176336898E-3,6.1785358646969492E-3,2.5075850270959472E-4,1.8798863531277882E-3,4.51688084214426E-5,6.2516437772330087E-5,1.5928336184361794E-2]
[2004,3,8,4,8.2305501824793455E-3,6.2755480158769566E-3,5.9269680000000014E-4,2.540404393839612E-3,6.3703823633477972E-5,5.1125724774193741E-5,1.775402894060359E-2,null,8.4104478329080409E-3,6.0740158555319772E-3,2.5075850270959472E-4,1.5924557702282124E-3,4.51688084214426E-5,6.2516437772330087E-5,1.6435363207571597E-2]
[2004,3,8,5,8.9791346838713048E-3,6.4437898669502669E-3,5.9269680000000014E-4,2.5342534040791805E-3,6.3703823633477972E-5,5.1125724774193741E-5,1.8664704303308424E-2,null,9.1753943744992596E-3,6.2368548089425718E-3,2.5075850270959472E-4,1.5886000143649464E-3,4.51688084214426E-5,6.2516437772330087E-5,1.7359292946710146E-2]
[2004,3,8,6,1.0136758731478564E-2,7.0924786806118092E-3,5.9269680000000014E-4,2.8394297176379492E-3,6.3703823633477972E-5,5.1125724774193741E-5,2.0776193478135998E-2,null,1.0358320964661646E-2,6.8647117115617504E-3,2.5075850270959472E-4,1.7799001800559357E-3,4.51688084214426E-5,6.2516437772330087E-5,1.9361376605182702E-2]
[2004,3,8,7,1.1864899381060862E-2,8.2884126051789072E-3,4.5444829594156578E-4,2.8881230428435319E-3,4.8844694446125071E-5,5.1125724774193741E-5,2.359585374424519E-2,null,1.2124234112506814E-2,8.0222395643661775E-3,1.9226824617449225E-4,1.8104236537529841E-3,3.463303330950265E-5,6.2516437772330087E-5,2.2246315047882305E-2]
[2004,3,8,8,1.1237751298664618E-2,9.9130722964585419E-3,0,6.1686472924610946E-3,0,5.1125724774193741E-5,2.7370596612358449E-2,null,1.1483378262829823E-2,9.594725138488136E-3,0,3.8668245099888225E-3,0,6.2516437772330087E-5,2.5007444349079113E-2]
[2004,3,8,9,1.1155805335936441E-2,1.0663516444014353E-2,0,7.1361693577504087E-3,0,5.1125724774193741E-5,2.9006616862475399E-2,null,1.1399641182153262E-2,1.0321069616996312E-2,0,4.4733169642726025E-3,0,6.2516437772330087E-5,2.6256544201194505E-2]
[2004,3,8,10,1.049249784080664E-2,1.1157458989496698E-2,0,7.8562008861115199E-3,0,5.1125724774193741E-5,2.9557283441189051E-2,null,1.0721835572409006E-2,1.0799149753645914E-2,0,4.9246696563343068E-3,0,6.2516437772330087E-5,2.6508171420161555E-2]
[2004,3,8,11,1.0001051642220709E-2,1.1395104368949745E-2,0,8.2965174256712879E-3,0,5.1125724774193741E-5,2.9743799161615934E-2,null,1.0219647684084532E-2,1.1029163419247676E-2,0,5.200682646962578E-3,0,6.2516437772330087E-5,2.651201018806712E-2]
[2004,3,8,12,1.0176250186746368E-2,1.1085350317581285E-2,0,8.0242911574636248E-3,0,5.1125724774193741E-5,2.9337017386565474E-2,null,1.0398675596735031E-2,1.0729356770558625E-2,0,5.0300372596902886E-3,0,6.2516437772330087E-5,2.6220586064756274E-2]
[2004,3,8,13,9.4610657571866427E-3,1.1140949768108173E-2,0,7.9863605081626817E-3,0,5.1125724774193741E-5,2.8639501758231694E-2,null,9.6678591625524724E-3,1.0783170707318376E-2,0,5.0062603832629511E-3,0,6.2516437772330087E-5,2.551980669090613E-2]
[2004,3,8,14,1.0571751675410371E-2,1.1022300973210736E-2,0,6.7332025299624895E-3,0,5.1125724774193741E-5,2.837838090335779E-2,null,1.0802821682294047E-2,1.0668332184909894E-2,0,4.2207166886324152E-3,0,6.2516437772330087E-5,2.5754386993608686E-2]
[2004,3,8,15,9.8004256785641005E-3,1.0664868316002786E-2,0,6.5018683909894102E-3,0,5.1125724774193741E-5,2.7018288110330493E-2,null,1.0014636577433029E-2,1.0322378075137596E-2,0,4.0757045853028091E-3,0,6.2516437772330087E-5,2.4475235675645763E-2]
[2004,3,8,16,1.0482670190991833E-2,1.0376509513334903E-2,0,6.6852947160420664E-3,0,5.1125724774193741E-5,2.7595600145142996E-2,null,1.0711793116649066E-2,1.0043279590821056E-2,0,4.1906856136974162E-3,0,6.2516437772330087E-5,2.500827475893987E-2]
[2004,3,8,17,1.2241819685746006E-2,9.9019941419155339E-3,0,5.633365849609758E-3,0,5.1125724774193741E-5,2.7828305402045495E-2,null,1.2509392879470711E-2,9.5840027464079488E-3,0,3.5312826472713109E-3,0,6.2516437772330087E-5,2.56871947109223E-2]
[2004,3,8,18,1.3085841519329466E-2,9.1185199137412114E-3,0,4.1416694594216333E-3,0,5.1125724774193741E-5,2.6397156617266503E-2,null,1.3371862756186865E-2,8.8256889111394121E-3,0,2.596210841481619E-3,0,6.2516437772330087E-5,2.4856278946580226E-2]
[2004,3,8,19,1.402980436106966E-2,8.9431612070330346E-3,3.9513120019756567E-4,3.2652745611259841E-3,4.2469215776886582E-5,5.1125724774193741E-5,2.6726966269977327E-2,null,1.4336458082214992E-2,8.6559616519014462E-3,1.6717233522331598E-4,2.0468415693398285E-3,3.0112538962684665E-5,6.2516437772330087E-5,2.5299062615414598E-2]
[2004,3,8,20,1.3771212406797365E-2,9.0876458440015302E-3,5.9269680000000014E-4,4.480410740949097E-3,6.3703823633477972E-5,5.1125724774193741E-5,2.8046795340155667E-2,null,1.4072214004577678E-2,8.7958063273954629E-3,2.5075850270959472E-4,2.8085512506271109E-3,4.51688084214426E-5,6.2516437772330087E-5,2.6035015331503621E-2]
[2004,3,8,21,1.4255690852409063E-2,8.3608562264587041E-3,5.9269680000000014E-4,2.7213657653644453E-3,6.3703823633477972E-5,5.1125724774193741E-5,2.6045439192639887E-2,null,1.456728184362196E-2,8.0923567402960556E-3,2.5075850270959472E-4,1.7058916393252511E-3,4.51688084214426E-5,6.2516437772330087E-5,2.4723973972146634E-2]
[2004,3,8,22,1.2339741347672009E-2,8.3636563059747374E-3,5.9269680000000014E-4,3.8037747540225334E-3,6.3703823633477972E-5,5.1125724774193741E-5,2.5214698756076955E-2,null,1.2609454845084316E-2,8.0950668984103909E-3,2.5075850270959472E-4,2.3844011096738845E-3,4.51688084214426E-5,6.2516437772330087E-5,2.3447366602071962E-2]
[2004,3,8,23,1.0048134100773085E-2,7.8069413873946046E-3,5.9269680000000014E-4,3.3380209063693738E-3,6.3703823633477972E-5,5.1125724774193741E-5,2.1900622742944735E-2,null,1.0267759238320935E-2,7.556230252764173E-3,2.5075850270959472E-4,2.0924427096648767E-3,4.51688084214426E-5,6.2516437772330087E-5,2.0274875949653354E-2]
[2004,3,8,24,7.8209025874255746E-3,7.5848496356188139E-3,5.9269680000000014E-4,3.4242060077816759E-3,6.3703823633477972E-5,5.1125724774193741E-5,1.9537484579233738E-2,null,7.9918464451891307E-3,7.3412707275950376E-3,2.5075850270959472E-4,2.1464679516242043E-3,4.51688084214426E-5,6.2516437772330087E-5,1.7838028873311741E-2]
[2004,3,9,1,7.806837906189845E-3,7.2593736399926738E-3,5.9269680000000014E-4,2.5225482146998732E-3,6.3703823633477972E-5,5.1125724774193741E-5,1.8296286109290065E-2,null,7.9774743479177485E-3,7.0262470271904489E-3,2.5075850270959472E-4,1.5812626013082325E-3,4.51688084214426E-5,6.2516437772330087E-5,1.6943427725319798E-2]
[2004,3,9,2,7.8007769940580465E-3,6.9980646817895285E-3,5.9269680000000014E-4,2.307372919298111E-3,6.3703823633477972E-5,5.1125724774193741E-5,1.7813740943553362E-2,null,7.9712809605773927E-3,6.7733297120328101E-3,2.5075850270959472E-4,1.446379689908761E-3,4.51688084214426E-5,6.2516437772330087E-5,1.6549434111422331E-2]
[2004,3,9,3,7.631541846300282E-3,6.8531841682305823E-3,5.9269680000000014E-4,2.4578631514927075E-3,6.3703823633477972E-5,5.1125724774193741E-5,1.7650115514431245E-2,null,7.7983467884802362E-3,6.633101873079421E-3,2.5075850270959472E-4,1.5407146860229265E-3,4.51688084214426E-5,6.2516437772330087E-5,1.6330607096485952E-2]
[2004,3,9,4,8.0284579132357658E-3,6.7609698164978645E-3,5.9269680000000014E-4,2.6059568049436703E-3,6.3703823633477972E-5,5.1125724774193741E-5,1.8102910883084977E-2,null,8.2039383711802801E-3,6.5438488814498347E-3,2.5075850270959472E-4,1.6335473836611642E-3,4.51688084214426E-5,6.2516437772330087E-5,1.6739778385194647E-2]
[2004,3,9,5,8.923957601860948E-3,6.937633835239973E-3,5.9269680000000014E-4,2.5589806933242489E-3,6.3703823633477972E-5,5.1125724774193741E-5,1.9128098478832841E-2,null,9.1190112701463981E-3,6.7148395340951104E-3,2.5075850270959472E-4,1.6041003475150146E-3,4.51688084214426E-5,6.2516437772330087E-5,1.7796394900659894E-2]
[2004,3,9,6,9.5350311628979861E-3,7.525648804311667E-3,5.9269680000000014E-4,3.3097112646602932E-3,6.3703823633477972E-5,5.1125724774193741E-5,2.1077917580277623E-2,null,9.7434412527387868E-3,7.2839710643448257E-3,2.5075850270959472E-4,2.0746967742531603E-3,4.51688084214426E-5,6.2516437772330087E-5,1.946055284024014E-2]
[2004,3,9,7,1.1326200362122583E-2,8.7418069376401751E-3,4.3469173554643443E-4,3.1792694150144939E-3,4.6721233615873244E-5,5.1125724774193741E-5,2.3779815408713753E-2,null,1.1573760584496041E-2,8.4610736482120391E-3,1.8390962925033338E-4,1.9929291325928742E-3,3.3127406332008686E-5,6.2516437772330087E-5,2.2307316838655625E-2]
[2004,3,9,8,1.151036285959617E-2,1.0362690191080222E-2,0,5.8635672620342095E-3,0,5.1125724774193741E-5,2.7787746037484795E-2,null,1.1761948377953255E-2,1.0029904060544612E-2,0,3.6755846995032149E-3,0,6.2516437772330087E-5,2.5529953575773413E-2]
[2004,3,9,9,1.0837913900220592E-2,1.1222098149902451E-2,0,7.0582006977530174E-3,0,5.1125724774193741E-5,2.9169338472650252E-2,null,1.1074801496185756E-2,1.0861713100177485E-2,0,4.4244422092096312E-3,0,6.2516437772330087E-5,2.6423473243345201E-2]
[2004,3,9,10,1.0397903494997649E-2,1.1587054407088002E-2,0,7.5426143693405742E-3,0,5.1125724774193741E-5,2.9578697996200418E-2,null,1.0625173649077543E-2,1.1214949197983179E-2,0,4.7280975439144817E-3,0,6.2516437772330087E-5,2.6630736828747538E-2]
[2004,3,9,11,1.0237248564534283E-2,1.1675096109413146E-2,0,7.4242352228679562E-3,0,5.1125724774193741E-5,2.9387705621589582E-2,null,1.0461007234706131E-2,1.1300163540143897E-2,0,4.653891423293627E-3,0,6.2516437772330087E-5,2.6477578635915985E-2]
[2004,3,9,12,9.7999434501047818E-3,1.148402099811816E-2,0,7.5224676408047466E-3,0,5.1125724774193741E-5,2.8857557813801882E-2,null,1.0014143808758915E-2,1.1115224590960969E-2,0,4.7154685411518113E-3,0,6.2516437772330087E-5,2.5907353378644027E-2]
[2004,3,9,13,9.2056530981546227E-3,1.1546766513145193E-2,0,7.7571043481668572E-3,0,5.1125724774193741E-5,2.8560649684240869E-2,null,9.4068638709830284E-3,1.1175955104403541E-2,0,4.8625508637348712E-3,0,6.2516437772330087E-5,2.5507886276893772E-2]
[2004,3,9,14,9.2951683254310843E-3,1.1448541955671344E-2,0,7.2362662189723332E-3,0,5.1125724774193741E-5,2.8031102224848958E-2,null,9.4983356599361215E-3,1.1080884918024702E-2,0,4.5360628108083454E-3,0,6.2516437772330087E-5,2.5177799826541499E-2]
[2004,3,9,15,9.040690415866073E-3,1.1051134150183668E-2,0,6.980775603187616E-3,0,5.1125724774193741E-5,2.7123725894011554E-2,null,9.2382955489384282E-3,1.0696239416860931E-2,0,4.3759081888386517E-3,0,6.2516437772330087E-5,2.4372959592410343E-2]
[2004,3,9,16,9.408351357873183E-3,1.0740615173173589E-2,0,6.6659959989404114E-3,0,5.1125724774193741E-5,2.6866088254761378E-2,null,9.6139925685047607E-3,1.0395692407256189E-2,0,4.1785881879958008E-3,0,6.2516437772330087E-5,2.4250789601529082E-2]
[2004,3,9,17,1.1257870699208033E-2,1.0113223315865307E-2,0,5.9531897547600299E-3,0,5.1125724774193741E-5,2.7375409494607563E-2,null,1.1503937419259E-2,9.7884485332102918E-3,0,3.7317646746400706E-3,0,6.2516437772330087E-5,2.5086667064881694E-2]
[2004,3,9,18,1.3199449590926745E-2,9.2536590594285515E-3,0,3.6419020326990035E-3,0,5.1125724774193741E-5,2.6146136407828494E-2,null,1.3487953994121383E-2,8.9564882152848441E-3,0,2.2829309855710864E-3,0,6.2516437772330087E-5,2.4789889632749643E-2]
[2004,3,9,19,1.4563888683331446E-2,9.1493129386308845E-3,3.8525292000000005E-4,3.3760113751844208E-3,4.1407485361760676E-5,5.1125724774193741E-5,2.7566999127282707E-2,null,1.4882216048713858E-2,8.8554930526974825E-3,1.6299302676123657E-4,2.1162570840317701E-3,2.9359725473937686E-5,6.2516437772330087E-5,2.6108835375450615E-2]
[2004,3,9,20,1.392439880169674E-2,9.2620841735606176E-3,5.9269680000000014E-4,4.372118172940539E-3,6.3703823633477972E-5,5.1125724774193741E-5,2.8266127496605568E-2,null,1.4228748641321044E-2,8.9646427663604422E-3,2.5075850270959472E-4,2.7406679147234858E-3,4.51688084214426E-5,6.2516437772330087E-5,2.6292503071308343E-2]
[2004,3,9,21,1.2858225447996334E-2,8.7805030849822056E-3,5.9269680000000014E-4,4.3353830244883384E-3,6.3703823633477972E-5,5.1125724774193741E-5,2.6681637905874554E-2,null,1.3139271610827721E-2,8.4985271123412028E-3,2.5075850270959472E-4,2.7176404395448275E-3,4.51688084214426E-5,6.2516437772330087E-5,2.4713882911617122E-2]
[2004,3,9,22,1.2052083571058834E-2,8.4408183913459618E-3,5.9269680000000014E-4,4.3370240471148928E-3,6.3703823633477972E-5,5.1125724774193741E-5,2.5537452357927364E-2,null,1.2315509644545287E-2,8.1697510102688251E-3,2.5075850270959472E-4,2.7186691166944453E-3,4.51688084214426E-5,6.2516437772330087E-5,2.3562373520411926E-2]
[2004,3,9,23,1.0350392155462589E-2,7.8763742980345695E-3,5.9269680000000014E-4,3.4050261873650226E-3,6.3703823633477972E-5,5.1125724774193741E-5,2.2339318989269854E-2,null,1.0576623839675758E-2,7.6234334036373559E-3,2.5075850270959472E-4,2.1344450564629042E-3,4.51688084214426E-5,6.2516437772330087E-5,2.0692946048679387E-2]
[2004,3,9,24,8.8523409927989873E-3,7.5276909389983999E-3,5.9269680000000014E-4,2.7896447906014367E-3,6.3703823633477972E-5,5.1125724774193741E-5,1.9877203070806496E-2,null,9.0458293149755769E-3,7.2859476181748603E-3,2.5075850270959472E-4,1.7486924343435065E-3,4.51688084214426E-5,6.2516437772330087E-5,1.8438913116397313E-2]
[2004,3,10,1,8.4284066006153641E-3,8.2702888674326593E-3,5.9269680000000014E-4,5.4084968740995866E-3,6.3703823633477972E-5,5.1125724774193741E-5,2.2814718690555284E-2,null,8.6126288592361915E-3,8.0046978500563342E-3,2.5075850270959472E-4,3.3903232399955072E-3,4.51688084214426E-5,6.2516437772330087E-5,2.0366093698191402E-2]
[2004,3,10,2,8.337139980407228E-3,7.9447022815778146E-3,5.9269680000000014E-4,4.941068620574007E-3,6.3703823633477972E-5,5.1125724774193741E-5,2.1930437230966725E-2,null,8.519367396620927E-3,7.6895671109037484E-3,2.5075850270959472E-4,3.0973152365061621E-3,4.51688084214426E-5,6.2516437772330087E-5,1.9664693492934208E-2]
[2004,3,10,3,8.1224358652144304E-3,7.7501936410436061E-3,5.9269680000000014E-4,4.955002227068483E-3,6.3703823633477972E-5,5.1125724774193741E-5,2.1535158081734191E-2,null,8.2999704279731103E-3,7.5013048964081026E-3,2.5075850270959472E-4,3.1060495357051496E-3,4.51688084214426E-5,6.2516437772330087E-5,1.9265768608989733E-2]
[2004,3,10,4,8.4459753203510336E-3,7.6128609735360547E-3,5.9269680000000014E-4,4.927043485761823E-3,6.3703823633477972E-5,5.1125724774193741E-5,2.1693406128056585E-2,null,8.6305815838477705E-3,7.3683825129265386E-3,2.5075850270959472E-4,3.08852356266319E-3,4.51688084214426E-5,6.2516437772330087E-5,1.9445931408340868E-2]
[2004,3,10,5,9.2183870732966758E-3,7.6941330346283259E-3,5.9269680000000014E-4,4.5684748637722294E-3,6.3703823633477972E-5,5.1125724774193741E-5,2.2188521320104907E-2,null,9.4198761765110078E-3,7.4470446132622074E-3,2.5075850270959472E-4,2.8637543595808885E-3,4.51688084214426E-5,6.2516437772330087E-5,2.0089118898257475E-2]
[2004,3,10,6,9.6986278554551282E-3,8.1946141097445861E-3,5.9269680000000014E-4,4.9372673888419148E-3,6.3703823633477972E-5,5.1125724774193741E-5,2.3538035702449306E-2,null,9.9106137281970014E-3,7.9314533020267454E-3,2.5075850270959472E-4,3.0949324294930647E-3,4.51688084214426E-5,6.2516437772330087E-5,2.1295443208620181E-2]
[2004,3,10,7,1.1657159413173924E-2,9.501609685165547E-3,4.2481345594156566E-4,5.5231533548508261E-3,4.5659503264451161E-5,5.1125724774193741E-5,2.7203521137170505E-2,null,1.1911953508660625E-2,9.1964761857864334E-3,1.7973032103901247E-4,3.4621958028083944E-3,3.2374592888430515E-5,6.2516437772330087E-5,2.4845246848955227E-2]
[2004,3,10,8,1.1656288641024488E-2,1.1098026396580639E-2,0,7.3986608011249498E-3,0,5.1125724774193741E-5,3.0204101563504268E-2,null,1.1911063703778228E-2,1.0741625771549973E-2,0,4.6378600640448161E-3,0,6.2516437772330087E-5,2.7353065977145347E-2]
[2004,3,10,9,1.1184395139953828E-2,1.2062401951085367E-2,0,9.2126416741878225E-3,0,5.1125724774193741E-5,3.2510564490001212E-2,null,1.1428855882253524E-2,{"$f":"F1667*W$5","v":1.1675031490688688E-2},{"$f":"G1667*X$5","v":0},{"$f":"H1667*Y$5","v":5.774956313522866E-3},{"$f":"I1667*Z$5","v":0},6.2516437772330087E-5,2.8941360124237408E-2]
[2004,3,10,10,1.0765011006812816E-2,1.2497424722000869E-2,0,9.6540861369864492E-3,0,5.1125724774193741E-5,3.2967647590574321E-2,null,{"$f":"E1668*V$5","v":1.1000305141959111E-2},1.2096083995007542E-2,0,6.0516763442879165E-3,0,6.2516437772330087E-5,{"$f":"SUM(M1668:R1668)","v":2.9210581919026903E-2}]
[2004,3,10,11,1.0599414866994715E-2,1.2562348157773944E-2,0,9.4912427732374016E-3,0,5.1125724774193741E-5,3.2704131522780254E-2,null,1.0831089516710165E-2,1.2158922487723014E-2,0,5.9495977717290019E-3,0,6.2516437772330087E-5,2.9002126213934512E-2]
[2004,3,10,12,1.019599577975612E-2,1.239005093147527E-2,0,9.6220982472104595E-3,0,5.1125724774193741E-5,3.2259270683216039E-2,null,1.0418852775205052E-2,1.199215839289741E-2,0,6.0316246943322143E-3,0,6.2516437772330087E-5,2.8505152300207011E-2]
[2004,3,10,13,9.5254391670550938E-3,1.2371622409881685E-2,0,9.5028704313309988E-3,0,5.1125724774193741E-5,3.1451057733041972E-2,null,9.7336396017116342E-3,1.1974321682530402E-2,0,5.9568865841992885E-3,0,6.2516437772330087E-5,2.7727364306213656E-2]
[2004,3,10,14,9.558806022626572E-3,1.2258330956661222E-2,0,8.8139718559119493E-3,0,5.1125724774193741E-5,3.0682234559973938E-2,null,9.7677357668415777E-3,1.1864668456801527E-2,0,5.525049623836464E-3,0,6.2516437772330087E-5,2.7219970285251902E-2]
[2004,3,10,15,9.3449994183339366E-3,1.189359500805437E-2,0,8.614867103231446E-3,0,5.1125724774193741E-5,2.9904587254393947E-2,null,9.5492559262639297E-3,1.1511645592612521E-2,0,5.4002405528654016E-3,0,6.2516437772330087E-5,2.6523658509514179E-2]
[2004,3,10,16,9.6884196382881552E-3,1.152789933475748E-2,0,8.2398264668511381E-3,0,5.1125724774193741E-5,2.9507271164670969E-2,null,9.9001823869079835E-3,1.1157693824211567E-2,0,5.1651458463209798E-3,0,6.2516437772330087E-5,2.6285538495212861E-2]
[2004,3,10,17,1.1530334376092065E-2,1.1015581547606143E-2,0,7.8216766376853677E-3,0,5.1125724774193741E-5,3.0418718286157772E-2,null,1.1782356417988093E-2,1.0661828546094747E-2,0,4.9030280866880181E-3,0,6.2516437772330087E-5,2.7409729488543189E-2]
[2004,3,10,18,1.3703005529916231E-2,1.0393866675161331E-2,0,6.7570081194887862E-3,0,5.1125724774193741E-5,3.0905006049340544E-2,null,1.4002516309145906E-2,1.0060079346933832E-2,0,4.2356392531252033E-3,0,6.2516437772330087E-5,2.8360751346977273E-2]
[2004,3,10,19,1.4919059965890069E-2,1.0251294285260814E-2,3.7537463980243449E-4,6.0882443922250567E-3,4.0345754946634769E-5,5.1125724774193741E-5,3.1725444762899201E-2,null,1.5245150418528551E-2,9.922085508845763E-3,1.5881371829915716E-4,3.8164238482932085E-3,2.8606911985190708E-5,6.2516437772330087E-5,2.9233596843724199E-2]
[2004,3,10,20,1.4244120243299727E-2,1.0292824213576288E-2,5.9269680000000014E-4,6.7438142729256551E-3,6.3703823633477972E-5,5.1125724774193741E-5,3.198828507820934E-2,null,1.4555458332173575E-2,9.9622817502623053E-3,2.5075850270959472E-4,4.227368673393129E-3,4.51688084214426E-5,6.2516437772330087E-5,2.9103552504732379E-2]
[2004,3,10,21,1.3359293992033949E-2,9.9455786803725101E-3,5.9269680000000014E-4,7.228795125414831E-3,6.3703823633477972E-5,5.1125724774193741E-5,3.1241194146228966E-2,null,1.3651292163148815E-2,9.6261876164741092E-3,2.5075850270959472E-4,4.5313795461775601E-3,4.51688084214426E-5,6.2516437772330087E-5,2.8167303074703855E-2]
[2004,3,10,22,1.2383342057055508E-2,9.4333636170303888E-3,5.9269680000000014E-4,6.5116931317071684E-3,6.3703823633477972E-5,5.1125724774193741E-5,2.903592515420074E-2,null,1.2654008548496309E-2,9.1304217633070058E-3,2.5075850270959472E-4,4.0818632366911188E-3,4.51688084214426E-5,6.2516437772330087E-5,2.6224737297397802E-2]
[2004,3,10,23,1.0791356337635196E-2,8.8646384414684462E-3,5.9269680000000014E-4,5.8443345565751597E-3,6.3703823633477972E-5,5.1125724774193741E-5,2.6207855684086477E-2,null,1.1027226310727879E-2,8.579960556562384E-3,2.5075850270959472E-4,3.6635286532848911E-3,4.51688084214426E-5,6.2516437772330087E-5,2.3629159269478523E-2]
[2004,3,10,24,9.4761468498372765E-3,8.5843095671751021E-3,5.9269680000000014E-4,5.7860925335259054E-3,6.3703823633477972E-5,5.1125724774193741E-5,2.4554075298945956E-2,null,9.6832698872536486E-3,8.3086341285096687E-3,2.5075850270959472E-4,3.6270195660311217E-3,4.51688084214426E-5,6.2516437772330087E-5,2.1977367330697811E-2]
[2004,3,11,1,8.6004752379520641E-3,8.7502486898744149E-3,5.9269680000000014E-4,6.6616225428211369E-3,6.3703823633477972E-5,5.1125724774193741E-5,2.4719872819055293E-2,null,8.788458453359866E-3,8.4692443030758881E-3,2.5075850270959472E-4,4.1758466813876923E-3,4.51688084214426E-5,6.2516437772330087E-5,2.1791993186726817E-2]
[2004,3,11,2,8.4842273141979042E-3,8.4129345169237889E-3,5.9269680000000014E-4,6.1570605332778739E-3,6.3703823633477972E-5,5.1125724774193741E-5,2.376174871280724E-2,null,8.6696696632131906E-3,8.1427625950857303E-3,2.5075850270959472E-4,3.8595613350532461E-3,4.51688084214426E-5,6.2516437772330087E-5,2.1030437342255535E-2]
[2004,3,11,3,8.2580413873669135E-3,8.211964943626195E-3,5.9269680000000014E-4,6.155930289753757E-3,6.3703823633477972E-5,5.1125724774193741E-5,2.3333462969154541E-2,null,8.4385399214615946E-3,7.9482469334095276E-3,2.5075850270959472E-4,3.8588528404426602E-3,4.51688084214426E-5,6.2516437772330087E-5,2.0604083444217151E-2]
[2004,3,11,4,8.5645683784074909E-3,8.0805373503714875E-3,5.9269680000000014E-4,6.1522931957047177E-3,6.3703823633477972E-5,5.1125724774193741E-5,2.3504925272891369E-2,null,8.7517667666138152E-3,7.8210399893683322E-3,2.5075850270959472E-4,3.8565729233478465E-3,4.51688084214426E-5,6.2516437772330087E-5,2.0787823428233362E-2]
[2004,3,11,5,9.3147844029542945E-3,8.1775979061112242E-3,5.9269680000000014E-4,5.8414754981571679E-3,6.3703823633477972E-5,5.1125724774193741E-5,2.4041384155630358E-2,null,9.518380492060035E-3,7.9149835546184696E-3,2.5075850270959472E-4,3.6617364488287065E-3,4.51688084214426E-5,6.2516437772330087E-5,2.145354424441058E-2]
[2004,3,11,6,9.7942935018900026E-3,8.7079949113895248E-3,5.9269680000000014E-4,6.2937772462427358E-3,6.3703823633477972E-5,5.1125724774193741E-5,2.5503592007929936E-2,null,1.0008370367899496E-2,8.4283474571233055E-3,2.5075850270959472E-4,3.9452623828767656E-3,4.51688084214426E-5,6.2516437772330087E-5,2.2740423956802938E-2]
[2004,3,11,7,1.1784072098154361E-2,1.008769524696642E-2,4.0505689554643447E-4,7.1036790849688808E-3,4.3536042434199347E-5,5.1125724774193741E-5,2.9475165092844487E-2,null,1.2041640162978639E-2,9.7637402695079575E-3,1.7137170411485366E-4,4.4529503948820366E-3,3.0868965910936558E-5,6.2516437772330087E-5,2.6523087935166754E-2]
[2004,3,11,8,1.1852947830128312E-2,1.1732166402301234E-2,0,9.0900698445079732E-3,0,5.1125724774193741E-5,3.2726309801711713E-2,null,1.211202133287338E-2,1.1355401084818098E-2,0,5.6981220040269315E-3,0,6.2516437772330087E-5,2.9228060859490743E-2]
[2004,3,11,9,1.1435813567345323E-2,1.2736570811909325E-2,0,1.1001864443426155E-2,0,5.1125724774193741E-5,3.5225374547454995E-2,null,1.168576963904092E-2,1.2327550177437739E-2,0,6.8965329136919697E-3,0,6.2516437772330087E-5,3.0972369167942961E-2]
[2004,3,11,10,1.1047529190677854E-2,1.3180953223937213E-2,0,1.1441016750610851E-2,0,5.1125724774193741E-5,3.5720624890000108E-2,null,1.1288998412100751E-2,1.2757661748530507E-2,0,7.171816103754604E-3,0,6.2516437772330087E-5,3.1280992702158186E-2]
[2004,3,11,11,1.0883191005496035E-2,1.3244104309409171E-2,0,1.1256685240445411E-2,0,5.1125724774193741E-5,3.5435106280124806E-2,null,1.1121068236986975E-2,1.2818784807979702E-2,0,7.056267658904776E-3,0,6.2516437772330087E-5,3.1058637141643784E-2]
[2004,3,11,12,1.0492614642069629E-2,1.3062544800441805E-2,0,1.1346811810581345E-2,0,5.1125724774193741E-5,3.4953096977866971E-2,null,1.0721954926632894E-2,1.2643055878267057E-2,0,7.1127636156161893E-3,0,6.2516437772330087E-5,3.0540290858288473E-2]
[2004,3,11,13,9.8273079536258003E-3,1.303012116245263E-2,0,1.1168838201485547E-2,0,5.1125724774193741E-5,3.4077393042338165E-2,null,1.0042106426595435E-2,1.2611673488913644E-2,0,7.0012006292506273E-3,0,6.2516437772330087E-5,2.9717496982532034E-2]
[2004,3,11,14,9.841308684120767E-3,1.2908691000403164E-2,0,1.0443245089689151E-2,0,5.1125724774193741E-5,3.324437049898727E-2,null,1.005641317533517E-2,1.2494142919828323E-2,0,6.5463616514406372E-3,0,6.2516437772330087E-5,2.9159434184376463E-2]
[2004,3,11,15,9.6349329183437367E-3,1.2532387413192457E-2,0,1.0183338765545778E-2,0,5.1125724774193741E-5,3.2401784821856162E-2,null,9.8455265913812776E-3,1.2129923898727902E-2,0,6.3834390369920928E-3,0,6.2516437772330087E-5,2.8421405964873601E-2]
[2004,3,11,16,9.9672585495689265E-3,1.2158299345978492E-2,0,9.7946069009831552E-3,0,5.1125724774193741E-5,3.1971290521304763E-2,null,1.0185115965480171E-2,1.1767849248693469E-2,0,6.1397619664062186E-3,0,6.2516437772330087E-5,2.8155243618352192E-2]
[2004,3,11,17,1.1753562919911493E-2,1.1663943803186454E-2,0,9.4902161448862619E-3,0,5.1125724774193741E-5,3.2958848592758404E-2,null,1.2010464136303925E-2,1.1289369377677877E-2,0,5.9489542284232129E-3,0,6.2516437772330087E-5,2.9311304180177345E-2]
[2004,3,11,18,1.3844240700287024E-2,1.1054525068796072E-2,0,8.5358514057051939E-3,0,5.1125724774193741E-5,3.3485742899562479E-2,null,1.4146838499794116E-2,1.0699521439939146E-2,0,5.350709460977268E-3,0,6.2516437772330087E-5,3.0259585838482862E-2]
[2004,3,11,19,1.5048935872562605E-2,1.0927321815084448E-2,3.5561808000000004E-4,7.9534671791087128E-3,3.8222294180086772E-5,5.1125724774193741E-5,3.4374690965710046E-2,null,1.5377865062580686E-2,1.0576403175531811E-2,1.5045510162575682E-4,4.985641157528249E-3,2.7101285052865555E-5,6.2516437772330087E-5,3.11799822200917E-2]
[2004,3,11,20,1.4421883394282695E-2,1.0956464009507567E-2,5.9269680000000014E-4,8.5736065051577985E-3,6.3703823633477972E-5,5.1125724774193741E-5,3.4659480257355733E-2,null,1.4737106906668414E-2,1.0604609501185474E-2,2.5075850270959472E-4,5.3743762937557959E-3,4.51688084214426E-5,6.2516437772330087E-5,3.1074536450513054E-2]
[2004,3,11,21,1.355798416958094E-2,1.0577562166868249E-2,5.9269680000000014E-4,9.0069339731024996E-3,6.3703823633477972E-5,5.1125724774193741E-5,3.3850006657959363E-2,null,1.3854325172622162E-2,1.0237875664704759E-2,2.5075850270959472E-4,5.6460081758294839E-3,4.51688084214426E-5,6.2516437772330087E-5,3.0096652762059774E-2]
[2004,3,11,22,1.2573898117257887E-2,1.0024031046787103E-2,5.9269680000000014E-4,8.1551305366348477E-3,6.3703823633477972E-5,5.1125724774193741E-5,3.1460586049087504E-2,null,1.2848729650736622E-2,9.7021205734526324E-3,2.5075850270959472E-4,5.1120540932462159E-3,4.51688084214426E-5,6.2516437772330087E-5,2.8021348066338842E-2]
[2004,3,11,23,1.0968728009492836E-2,9.4061481592720882E-3,5.9269680000000014E-4,7.3139538143019633E-3,6.3703823633477972E-5,5.1125724774193741E-5,2.8396356331474564E-2,null,1.1208474849418518E-2,9.1040802993390384E-3,2.5075850270959472E-4,4.5847613801218868E-3,4.51688084214426E-5,6.2516437772330087E-5,2.5255760277782816E-2]
[2004,3,11,24,9.6517526900287715E-3,9.0934480692565767E-3,5.9269680000000014E-4,7.151746869267929E-3,6.3703823633477972E-5,5.1125724774193741E-5,2.660447397696095E-2,null,9.8627139979558156E-3,8.8014222207178239E-3,2.5075850270959472E-4,4.4830817474551645E-3,4.51688084214426E-5,6.2516437772330087E-5,2.3505661715032173E-2]
[2004,3,12,1,7.5598018149599265E-3,8.3813997548101444E-3,5.9269680000000014E-4,5.6887142097724148E-3,6.3703823633477972E-5,5.1125724774193741E-5,2.233744212795016E-2,null,7.7250387133525672E-3,8.1122405363596856E-3,2.5075850270959472E-4,3.5659778382131262E-3,4.51688084214426E-5,6.2516437772330087E-5,1.9761700836828749E-2]
[2004,3,12,2,7.6401603683642063E-3,8.0583968223117055E-3,5.9269680000000014E-4,5.6239521912190603E-3,6.3703823633477972E-5,5.1125724774193741E-5,2.2030035730302645E-2,null,7.807153688214559E-3,7.7996104794443013E-3,2.5075850270959472E-4,3.5253816833698249E-3,4.51688084214426E-5,6.2516437772330087E-5,1.9490589599932055E-2]
[2004,3,12,3,7.3724322648343948E-3,7.8919734650989403E-3,5.9269680000000014E-4,5.5438924776013863E-3,6.3703823633477972E-5,5.1125724774193741E-5,2.1515824555942396E-2,null,7.5335737697135837E-3,7.6385316210109411E-3,2.5075850270959472E-4,3.4751961486484849E-3,4.51688084214426E-5,6.2516437772330087E-5,1.9005745288276376E-2]
[2004,3,12,4,7.8401182531361042E-3,7.6825850151398924E-3,5.9269680000000014E-4,5.5531791194149086E-3,6.3703823633477972E-5,5.1125724774193741E-5,2.1783408736098579E-2,null,8.0114821135770162E-3,7.4358674454204059E-3,2.5075850270959472E-4,3.4810174920447755E-3,4.51688084214426E-5,6.2516437772330087E-5,1.9286810799945566E-2]
[2004,3,12,5,8.6635827061753313E-3,7.8187784516723768E-3,5.9269680000000014E-4,5.6422044098219989E-3,6.3703823633477972E-5,5.1125724774193741E-5,2.2832091916077383E-2,null,8.8529452808004602E-3,7.5676871830472718E-3,2.5075850270959472E-4,3.5368231101380199E-3,4.51688084214426E-5,6.2516437772330087E-5,2.031589932288912E-2]
[2004,3,12,6,1.0367864630697757E-2,8.2320817586032363E-3,5.9269680000000014E-4,5.2146693419516605E-3,6.3703823633477972E-5,5.1125724774193741E-5,2.4522142079660327E-2,null,1.0594478216141378E-2,7.9677177195184405E-3,2.5075850270959472E-4,3.2688222015204707E-3,4.51688084214426E-5,6.2516437772330087E-5,2.2189461886083658E-2]
[2004,3,12,7,1.18076640872175E-2,9.6203992475743915E-3,3.8530033574400003E-4,7.176369908559947E-3,4.1412581667651351E-5,5.1125724774193741E-5,2.9082271885537688E-2,null,1.2065747809355966E-2,9.3114509551161517E-3,1.6301308744145332E-4,4.4985167313877292E-3,2.9363338978611402E-5,6.2516437772330087E-5,2.6130608360052241E-2]
[2004,3,12,8,1.2124237120011818E-2,1.1221395916923286E-2,0,9.8166686601989898E-3,0,5.1125724774193741E-5,3.3213427421908283E-2,null,1.2389240275666407E-2,1.0861033418619964E-2,0,6.1535914086201576E-3,0,6.2516437772330087E-5,2.9466381540678863E-2]
[2004,3,12,9,1.1778205018846907E-2,1.1927942130039414E-2,0,1.0933115849061616E-2,0,5.1125724774193741E-5,3.4690388722722128E-2,null,1.20356448451259E-2,1.1544889695438479E-2,0,6.8534377686605835E-3,0,6.2516437772330087E-5,3.0496488746997293E-2]
[2004,3,12,10,1.2142226382363756E-2,1.2301810380815171E-2,0,1.0824716456423869E-2,0,5.1125724774193741E-5,3.5319878944376985E-2,null,1.2407622734822729E-2,1.1906751588192177E-2,0,6.7854874696003965E-3,0,6.2516437772330087E-5,3.1162378230387634E-2]
[2004,3,12,11,1.1714959997257796E-2,1.2385021205163363E-2,0,1.0908867928823012E-2,0,5.1125724774193741E-5,3.5059974856018361E-2,null,1.1971017457773512E-2,1.1987290190584208E-2,0,6.8382379285903822E-3,0,6.2516437772330087E-5,3.0859062014720433E-2]
[2004,3,12,12,1.1392837390234292E-2,1.2215863340922541E-2,0,1.0651890970983782E-2,0,5.1125724774193741E-5,3.4311717426914808E-2,null,1.1641854118494119E-2,1.1823564640737848E-2,0,6.6771515911871211E-3,0,6.2516437772330087E-5,3.0205086788191421E-2]
[2004,3,12,13,1.1193191216548522E-2,1.2110979963562226E-2,0,1.0387014791279349E-2,0,5.1125724774193741E-5,3.374231169616429E-2,null,1.1437844217382252E-2,1.1722049474977576E-2,0,6.5111136163713054E-3,0,6.2516437772330087E-5,2.9733523746503468E-2]
[2004,3,12,14,1.0175336300985011E-2,1.2049022207332838E-2,0,1.0467747811767583E-2,0,5.1125724774193741E-5,3.274323204485962E-2,null,1.0397741735893324E-2,1.1662081422345618E-2,0,6.5617212143727118E-3,0,6.2516437772330087E-5,2.8684060810383986E-2]
[2004,3,12,15,1.0451573049069742E-2,1.1726082211396283E-2,0,1.0151847015250138E-2,0,5.1125724774193741E-5,3.2380628000490352E-2,null,1.0680016274993324E-2,1.1349512280855279E-2,0,6.3636983927094397E-3,0,6.2516437772330087E-5,2.8455743386330373E-2]
[2004,3,12,16,1.0722338628156275E-2,1.1317744884692551E-2,0,9.9952865750649912E-3,0,5.1125724774193741E-5,3.2086495812688014E-2,null,1.0956700060082456E-2,1.0954288247746288E-2,0,6.2655582788886293E-3,0,6.2516437772330087E-5,2.8239063024489704E-2]
[2004,3,12,17,1.158210637125825E-2,1.0925785406871084E-2,0,9.2151788872914375E-3,0,5.1125724774193741E-5,3.1774196390194964E-2,null,1.1835260009473103E-2,1.0574916107338734E-2,0,5.7765467688287017E-3,0,6.2516437772330087E-5,2.8249239323412868E-2]
[2004,3,12,18,1.2342564066477543E-2,1.0364984239709879E-2,0,8.0520760841080365E-3,0,5.1125724774193741E-5,3.0810750115069657E-2,null,1.2612339260917349E-2,1.0032124438384865E-2,0,5.0474542767870766E-3,0,6.2516437772330087E-5,2.775443441386162E-2]
[2004,3,12,19,1.2846860288334634E-2,1.0008641110971305E-2,3.4573979980243448E-4,7.0300622355815925E-3,3.7160563764960872E-5,5.1125724774193741E-5,3.031958972322912E-2,null,1.312765803939833E-2,9.687224868101597E-3,1.4627579316367742E-4,4.4068035779118372E-3,2.634847156411858E-5,6.2516437772330087E-5,2.7456827187911894E-2]
[2004,3,12,20,1.4851231947778638E-2,9.6499143322639949E-3,5.9269680000000014E-4,6.128864867954182E-3,6.3703823633477972E-5,5.1125724774193741E-5,3.1337537496404486E-2,null,1.5175839862698383E-2,9.3400181960851415E-3,2.5075850270959472E-4,3.8418868458856871E-3,4.51688084214426E-5,6.2516437772330087E-5,2.8716188653572582E-2]
[2004,3,12,21,1.4911729610299355E-2,9.0371355621361067E-3,5.9269680000000014E-4,5.2761459276011152E-3,6.3703823633477972E-5,5.1125724774193741E-5,2.9932537448444253E-2,null,1.5237659841115681E-2,8.7469181263743288E-3,2.5075850270959472E-4,3.3073588785112692E-3,4.51688084214426E-5,6.2516437772330087E-5,2.7650380594904652E-2]
[2004,3,12,22,1.3433175561122812E-2,8.4360481847826612E-3,5.9269680000000014E-4,4.7295369259395996E-3,6.3703823633477972E-5,5.1125724774193741E-5,2.7306287020252746E-2,null,1.3726788584269969E-2,8.1651339935196361E-3,2.5075850270959472E-4,2.9647163209462713E-3,4.51688084214426E-5,6.2516437772330087E-5,2.5215082647639248E-2]
[2004,3,12,23,1.0676317928778132E-2,8.2414548893424856E-3,5.9269680000000014E-4,6.4136262254151149E-3,6.3703823633477972E-5,5.1125724774193741E-5,2.6038925391943409E-2,null,1.0909673472215007E-2,7.9767898427150347E-3,2.5075850270959472E-4,4.0203898700208714E-3,4.51688084214426E-5,6.2516437772330087E-5,2.326529693385428E-2]
[2004,3,12,24,9.1794622479496706E-3,7.7648368120228697E-3,5.9269680000000014E-4,5.8328124564021016E-3,6.3703823633477972E-5,5.1125724774193741E-5,2.3484637864782314E-2,null,9.380100559361752E-3,7.5154778184347197E-3,2.5075850270959472E-4,3.6563060099332151E-3,4.51688084214426E-5,6.2516437772330087E-5,2.0910328136633058E-2]
[2004,3,13,1,9.9001795601262148E-3,6.7446775789946692E-3,5.9269680000000014E-4,3.4376074965834654E-3,6.3703823633477972E-5,5.1125724774193741E-5,2.0789990984112022E-2,null,1.0116570810067222E-2,{"$f":"F1731*W$5","v":6.5280798508144007E-3},{"$f":"G1731*X$5","v":2.5075850270959472E-4},{"$f":"H1731*Y$5","v":2.1548686921613451E-3},{"$f":"I1731*Z$5","v":4.51688084214426E-5},6.2516437772330087E-5,1.915796310194634E-2]
[2004,3,13,2,9.4521533869058767E-3,6.5718180529107696E-3,5.9269680000000014E-4,3.6003396044894396E-3,6.3703823633477972E-5,5.1125724774193741E-5,2.0331837392713759E-2,null,{"$f":"E1732*V$5","v":9.6587519918710386E-3},6.3607715138282121E-3,2.5075850270959472E-4,2.2568775238515607E-3,4.51688084214426E-5,6.2516437772330087E-5,{"$f":"SUM(M1732:R1732)","v":1.8634844778454181E-2}]
[2004,3,13,3,9.9235499084364756E-3,6.3612085240485512E-3,5.9269680000000014E-4,3.0699455006771544E-3,6.3703823633477972E-5,5.1125724774193741E-5,2.0062230281569855E-2,null,1.0140451971222007E-2,6.1569254729089522E-3,2.5075850270959472E-4,1.9243992959130914E-3,4.51688084214426E-5,6.2516437772330087E-5,1.8580220488947422E-2]
[2004,3,13,4,9.716422432399759E-3,6.3295967050155701E-3,5.9269680000000014E-4,3.4052607448718727E-3,6.3703823633477972E-5,5.1125724774193741E-5,2.0158806230694878E-2,null,9.9287972466475753E-3,6.1263288318597958E-3,2.5075850270959472E-4,2.134592089138544E-3,4.51688084214426E-5,6.2516437772330087E-5,1.8548161916549285E-2]
[2004,3,13,5,1.083018400303316E-2,6.2925420225375863E-3,5.9269680000000014E-4,2.687258108778302E-3,6.3703823633477972E-5,5.1125724774193741E-5,2.0517510482756723E-2,null,1.1066902644273399E-2,6.0904641187983144E-3,2.5075850270959472E-4,1.6845112108110831E-3,4.51688084214426E-5,6.2516437772330087E-5,1.9200321722786167E-2]
[2004,3,13,6,1.047752350738549E-2,6.6717668604835767E-3,5.9269680000000014E-4,3.439040517085273E-3,6.3703823633477972E-5,5.1125724774193741E-5,2.1295857233362015E-2,null,1.0706533940406417E-2,6.4575105779550142E-3,2.5075850270959472E-4,2.1557669829108386E-3,4.51688084214426E-5,6.2516437772330087E-5,1.9678255250175639E-2]
[2004,3,13,7,1.1218007813722062E-2,7.2258219536456957E-3,3.6554377594156563E-4,3.2755876911089257E-3,3.9289120901103361E-5,5.1125724774193741E-5,2.217537608009355E-2,null,1.1463203238503666E-2,6.9937728154824373E-3,1.5465447076805299E-4,2.0533063681688157E-3,2.785771204628625E-5,6.2516437772330087E-5,2.075531104274159E-2]
[2004,3,13,8,1.244541837571673E-2,7.7954751438347441E-3,0,3.3302506534224701E-3,0,5.1125724774193741E-5,2.3622269897748138E-2,null,1.2717441688223781E-2,7.5451322347090521E-3,0,2.0875719165850681E-3,0,6.2516437772330087E-5,2.2412662277290232E-2]
[2004,3,13,9,1.323863576037175E-2,8.3894412863557647E-3,0,4.2447641435327558E-3,0,5.1125724774193741E-5,2.5923966915034465E-2,null,1.3527996667646451E-2,8.1200238231718142E-3,0,2.660835877161264E-3,0,6.2516437772330087E-5,2.437137280575186E-2]
[2004,3,13,10,1.4543654754125007E-2,8.6062746597133713E-3,0,4.0904755488165292E-3,0,5.1125724774193741E-5,2.7291530687429105E-2,null,1.4861539860333672E-2,8.3298938368264776E-3,0,2.5641198726022792E-3,0,6.2516437772330087E-5,2.581807000753476E-2]
[2004,3,13,11,1.538481439424063E-2,8.6168580495591639E-3,0,3.4795958388242751E-3,0,5.1125724774193741E-5,2.7532394007398264E-2,null,1.5721084983744735E-2,8.3401373530207577E-3,0,2.1811891386405899E-3,0,6.2516437772330087E-5,2.630492791317841E-2]
[2004,3,13,12,1.5002004377892056E-2,8.4959995962428543E-3,0,3.3854209354026617E-3,0,5.1125724774193741E-5,2.6934550634311764E-2,null,1.5329907771889804E-2,8.2231601328861832E-3,0,2.1221554789885664E-3,0,6.2516437772330087E-5,2.5737739821536883E-2]
[2004,3,13,13,1.4093122208969492E-2,8.4596478684868352E-3,0,3.6264653238802509E-3,0,5.1125724774193741E-5,2.6230361126110772E-2,null,1.4401159887665028E-2,8.1879757999470636E-3,0,2.2732544647418177E-3,0,6.2516437772330087E-5,2.492490659012624E-2]
[2004,3,13,14,1.3478344576369488E-2,8.3126464666191703E-3,0,3.2874079202007299E-3,0,5.1125724774193741E-5,2.5129524687963582E-2,null,1.3772944872485635E-2,8.0456951826255747E-3,0,2.0607158940176566E-3,0,6.2516437772330087E-5,2.3941872386901195E-2]
[2004,3,13,15,1.3146599545912544E-2,8.1996783516090077E-3,0,3.2164796858980054E-3,0,5.1125724774193741E-5,2.4613883308193755E-2,null,1.3433948789523397E-2,7.9363549114643463E-3,0,2.0162544388802888E-3,0,6.2516437772330087E-5,2.3449074577640363E-2]
[2004,3,13,16,1.3105744001234662E-2,8.0330994478292287E-3,0,2.9059760202288605E-3,0,5.1125724774193741E-5,2.4095945194066947E-2,null,1.339220025272086E-2,7.775125501666879E-3,0,1.821614815649083E-3,0,6.2516437772330087E-5,2.3051457007809154E-2]
[2004,3,13,17,1.4681484294207677E-2,7.8219496147470067E-3,0,2.3950385385924397E-3,0,5.1125724774193741E-5,2.494959817232132E-2,null,1.5002381982791859E-2,7.5707565077894378E-3,0,1.5013329964116222E-3,0,6.2516437772330087E-5,2.4136987924765249E-2]
[2004,3,13,18,1.6383056735412523E-2,7.3651615694515634E-3,0,1.6245046527015893E-3,0,5.1125724774193741E-5,2.5423848682339871E-2,null,1.6741146212810361E-2,7.1286376963768756E-3,0,1.0183228364076553E-3,0,6.2516437772330087E-5,2.4950623183367222E-2]
[2004,3,13,19,1.6624105950004707E-2,7.2746424032689499E-3,3.358615201975657E-4,1.7791860208505848E-3,3.6098833413538796E-5,5.1125724774193741E-5,2.6101020452509539E-2,null,1.698746411374567E-2,7.0410254513216686E-3,1.4209648495235651E-4,1.115285051499468E-3,2.5595658120540413E-5,6.2516437772330087E-5,2.5373983197412037E-2]
[2004,3,13,20,1.6070431384969719E-2,7.2345654970229923E-3,5.9269680000000014E-4,2.6248302253457914E-3,6.3703823633477972E-5,5.1125724774193741E-5,2.6637353455746176E-2,null,1.6421687714550923E-2,7.0022355698065005E-3,2.5075850270959472E-4,1.6453782115782402E-3,4.51688084214426E-5,6.2516437772330087E-5,2.5427745244839033E-2]
[2004,3,13,21,1.7099003331905428E-2,6.7181176293191463E-3,5.9269680000000014E-4,1.1820243894427531E-3,6.3703823633477972E-5,5.1125724774193741E-5,2.5706671699075003E-2,null,1.7472741472841662E-2,6.5023728440250159E-3,2.5075850270959472E-4,7.4095351278841777E-4,4.51688084214426E-5,6.2516437772330087E-5,2.5074511578558466E-2]
[2004,3,13,22,1.5428964886852779E-2,6.4722545143981762E-3,5.9269680000000014E-4,1.9108657605626353E-3,6.3703823633477972E-5,5.1125724774193741E-5,2.4519611510221265E-2,null,1.576620048716541E-2,6.2644053462794407E-3,2.5075850270959472E-4,1.197828666144091E-3,4.51688084214426E-5,6.2516437772330087E-5,2.3586878248492312E-2]
[2004,3,13,23,1.2742428620217945E-2,6.4849778789372687E-3,5.9269680000000014E-4,3.2475783478968247E-3,6.3703823633477972E-5,5.1125724774193741E-5,2.318251119545971E-2,null,1.3020943776399403E-2,6.2767201142886466E-3,2.5075850270959472E-4,2.0357486752571774E-3,4.51688084214426E-5,6.2516437772330087E-5,2.1691856314848598E-2]
[2004,3,13,24,1.132955526637356E-2,6.2562442481188148E-3,5.9269680000000014E-4,3.331344494281093E-3,6.3703823633477972E-5,5.1125724774193741E-5,2.1624670357181141E-2,null,1.1577188817914422E-2,6.055332006545751E-3,2.5075850270959472E-4,2.0882575921378462E-3,4.51688084214426E-5,6.2516437772330087E-5,2.0079222165501388E-2]
[2004,3,14,1,9.1417545787601251E-3,6.6347586609531942E-3,5.9269680000000014E-4,5.2817915485335216E-3,6.3703823633477972E-5,5.1125724774193741E-5,2.1765831136654513E-2,null,9.3415687021240271E-3,6.4216908550935956E-3,2.5075850270959472E-4,3.310897843272995E-3,4.51688084214426E-5,6.2516437772330087E-5,1.9432601149393987E-2]
[2004,3,14,2,8.7607224015760574E-3,6.4836078147389991E-3,5.9269680000000014E-4,5.2156581721065354E-3,6.3703823633477972E-5,5.1125724774193741E-5,2.1167514736829266E-2,null,8.9522081882074927E-3,6.2753940481598668E-3,2.5075850270959472E-4,3.2694420509781887E-3,4.51688084214426E-5,6.2516437772330087E-5,1.8855488036248917E-2]
[2004,3,14,3,8.3447013681284422E-3,6.4303298949063767E-3,5.9269680000000014E-4,5.191288208471743E-3,6.3703823633477972E-5,5.1125724774193741E-5,2.0673845819914237E-2,null,8.5270940559041709E-3,6.2238270887494083E-3,2.5075850270959472E-4,3.2541657078477069E-3,4.51688084214426E-5,6.2516437772330087E-5,1.8363530601404655E-2]
[2004,3,14,4,8.9699937210586198E-3,6.3258710073404176E-3,5.9269680000000014E-4,4.8169564394691406E-3,6.3703823633477972E-5,5.1125724774193741E-5,2.0820347516275855E-2,null,9.1660536148690831E-3,6.1227227807715808E-3,2.5075850270959472E-4,3.0195153557331122E-3,4.51688084214426E-5,6.2516437772330087E-5,1.8666735500277143E-2]
[2004,3,14,5,8.787332916984374E-3,6.4516037458370529E-3,5.9269680000000014E-4,5.0111504367430738E-3,6.3703823633477972E-5,5.1125724774193741E-5,2.0957613447972177E-2,null,8.9794003377827256E-3,6.2444177539047437E-3,2.5075850270959472E-4,3.1412461133449579E-3,4.51688084214426E-5,6.2516437772330087E-5,1.8723507953935795E-2]
[2004,3,14,6,9.6034648381686238E-3,6.5523654425855248E-3,5.9269680000000014E-4,4.5706923992083464E-3,6.3703823633477972E-5,5.1125724774193741E-5,2.1434049028370167E-2,null,9.813370703761766E-3,6.3419436021863772E-3,2.5075850270959472E-4,2.8651444245286163E-3,4.51688084214426E-5,6.2516437772330087E-5,1.9378902479380129E-2]
[2004,3,14,7,1.0539096830470872E-2,7.0955464599418028E-3,3.4578721554643439E-4,4.2843441290275289E-3,3.7165660070851541E-5,5.1125724774193741E-5,2.2353066019831686E-2,null,1.0769453090430044E-2,6.8676809726118627E-3,1.4629585384389414E-4,2.6856466421085867E-3,2.6352085068792289E-5,6.2516437772330087E-5,2.0557945081835512E-2]
[2004,3,14,8,1.2065638852617145E-2,7.7737559048019645E-3,0,5.6652499186010665E-3,0,5.1125724774193741E-5,2.5555770400794372E-2,null,1.232936120803484E-2,7.5241104845891532E-3,0,3.5512692170342544E-3,0,6.2516437772330087E-5,2.3467257347430579E-2]
[2004,3,14,9,1.3194328776363012E-2,8.0790461238855558E-3,0,5.3737263862660041E-3,0,5.1125724774193741E-5,2.6698227011288767E-2,null,1.3482721252348912E-2,7.8195966519423697E-3,0,3.3685273148591354E-3,0,6.2516437772330087E-5,2.4733361656922748E-2]
[2004,3,14,10,1.3575528281381307E-2,8.6358856706170682E-3,0,6.3734380734598384E-3,0,5.1125724774193741E-5,2.8635977750232407E-2,null,1.3872252751435277E-2,8.3585539234471758E-3,0,3.9951978751435286E-3,0,6.2516437772330087E-5,2.6288520987798315E-2]
[2004,3,14,11,1.2123334530242095E-2,8.9794172820659261E-3,0,7.7197034394285964E-3,0,5.1125724774193741E-5,2.8873580976510813E-2,null,1.2388317957716274E-2,8.6910534038969686E-3,0,4.8391060558623722E-3,0,6.2516437772330087E-5,2.5980993855247946E-2]
[2004,3,14,12,1.2381773218497021E-2,9.0523306984563352E-3,0,7.7090535745963171E-3,0,5.1125724774193741E-5,2.9194283216323866E-2,null,1.2652405419354043E-2,8.7616252879963146E-3,0,4.8324301743588446E-3,0,6.2516437772330087E-5,2.6308977319481536E-2]
[2004,3,14,13,1.2478421059075788E-2,8.8487009368148784E-3,0,6.7843753036344158E-3,0,5.1125724774193741E-5,2.8162623024299276E-2,null,1.2751165721317972E-2,8.5645348669304237E-3,0,4.252794407797935E-3,0,6.2516437772330087E-5,2.563101143381866E-2]
[2004,3,14,14,1.3059653538330846E-2,8.7095413856225976E-3,0,5.4996161596563339E-3,0,5.1125724774193741E-5,2.731993680838397E-2,null,1.3345102376485039E-2,8.4298442680771999E-3,0,3.447441481648602E-3,0,6.2516437772330087E-5,2.5284904563983173E-2]
[2004,3,14,15,1.2955386599226414E-2,8.4987853141216714E-3,0,4.7361934198297791E-3,0,5.1125724774193741E-5,2.6241491057952059E-2,null,1.3238556443030727E-2,8.2258563905711155E-3,0,2.9688889527251369E-3,0,6.2516437772330087E-5,2.4495818224099311E-2]
[2004,3,14,16,1.3116785601186676E-2,8.6070229307567588E-3,0,5.9272573958594893E-3,0,5.1125724774193741E-5,2.7702191652577118E-2,null,1.3403483192297115E-2,8.3306180779876109E-3,0,3.7155089420224858E-3,0,6.2516437772330087E-5,2.5512126650079542E-2]
[2004,3,14,17,1.478375617927786E-2,8.2020139374380414E-3,0,4.9441405410951067E-3,0,5.1125724774193741E-5,2.7981036382585204E-2,null,1.5106889255706248E-2,7.9386154925835759E-3,0,3.0992408738461739E-3,0,6.2516437772330087E-5,2.620726205990833E-2]
[2004,3,14,18,1.5111190209631064E-2,7.7978885829679198E-3,0,4.5874833345044023E-3,0,5.1125724774193741E-5,2.7547687851877584E-2,null,1.5441480111718123E-2,7.5474681689611973E-3,0,2.8756698439715103E-3,0,6.2516437772330087E-5,2.5927134562423165E-2]
[2004,3,14,19,1.6154677493123167E-2,7.6114197054174826E-3,3.2598324000000008E-4,4.2016685872604204E-3,3.5037102998412882E-5,5.1125724774193741E-5,2.8379911853573678E-2,null,1.6507775215634193E-2,7.3669875295112042E-3,1.3791717649027711E-4,2.6338213721385615E-3,2.4842844631793431E-5,6.2516437772330087E-5,2.673386057617836E-2]
[2004,3,14,20,1.6974253634626499E-2,7.6277478869557153E-3,5.9269680000000014E-4,4.5550880069132153E-3,6.3703823633477972E-5,5.1125724774193741E-5,2.9864615876903103E-2,null,1.7345265083308314E-2,7.3827913498794515E-3,2.5075850270959472E-4,2.855362791095945E-3,4.51688084214426E-5,6.2516437772330087E-5,2.7941862973187081E-2]
[2004,3,14,21,1.5036564193182902E-2,7.8027690509221183E-3,5.9269680000000014E-4,5.9601223171316135E-3,6.3703823633477972E-5,5.1125724774193741E-5,2.9506981909644309E-2,null,1.5365222971624246E-2,7.5521919061808341E-3,2.5075850270959472E-4,3.7361103603025057E-3,4.51688084214426E-5,6.2516437772330087E-5,2.7011968987010953E-2]
[2004,3,14,22,1.2957443272568455E-2,7.713164549118804E-3,5.9269680000000014E-4,5.6998894297045884E-3,6.3703823633477972E-5,5.1125724774193741E-5,2.7078023599799522E-2,null,1.3240658069710481E-2,7.4654649520879942E-3,2.5075850270959472E-4,3.5729830392384884E-3,4.51688084214426E-5,6.2516437772330087E-5,2.4637549809940335E-2]
[2004,3,14,23,1.0563617517441141E-2,7.6412768116496891E-3,5.9269680000000014E-4,5.3580802421181505E-3,6.3703823633477972E-5,5.1125724774193741E-5,2.4270500919616654E-2,null,1.0794509733548448E-2,7.3958858083859593E-3,2.5075850270959472E-4,3.3587195092237444E-3,4.51688084214426E-5,6.2516437772330087E-5,2.1907558800061521E-2]
[2004,3,14,24,8.9613173516784449E-3,7.6561954257400771E-3,5.9269680000000014E-4,6.0387568889729085E-3,6.3703823633477972E-5,5.1125724774193741E-5,2.3363796014799106E-2,null,9.1571876034320428E-3,7.4103253279782441E-3,2.5075850270959472E-4,3.785402543063547E-3,4.51688084214426E-5,6.2516437772330087E-5,2.0711359223377204E-2]
[2004,3,15,1,7.3284174637143432E-3,6.8332826601303848E-3,5.9269680000000014E-4,4.0002769826373409E-3,6.3703823633477972E-5,5.1125724774193741E-5,1.8869503454889743E-2,null,7.4885969236354157E-3,6.6138394795093661E-3,2.5075850270959472E-4,2.5075787850783104E-3,4.51688084214426E-5,6.2516437772330087E-5,1.6968458937126459E-2]
[2004,3,15,2,7.038946201591594E-3,6.7357209597344557E-3,5.9269680000000014E-4,3.9811585977277426E-3,6.3703823633477972E-5,5.1125724774193741E-5,1.8463352107461469E-2,null,7.1927985996798659E-3,6.5194108632995471E-3,2.5075850270959472E-4,2.4955944008438311E-3,4.51688084214426E-5,6.2516437772330087E-5,1.6566247612726612E-2]
[2004,3,15,3,7.1563581444060919E-3,6.6415325910780046E-3,5.9269680000000014E-4,3.8148817250971208E-3,6.3703823633477972E-5,5.1125724774193741E-5,1.8320298808988892E-2,null,7.3127768512071837E-3,6.4282472480776459E-3,2.5075850270959472E-4,2.3913635288148587E-3,4.51688084214426E-5,6.2516437772330087E-5,1.6490831377003055E-2]
[2004,3,15,4,7.9250510592232485E-3,6.5542350083414129E-3,5.9269680000000014E-4,3.4625100714206106E-3,6.3703823633477972E-5,5.1125724774193741E-5,1.8649322487392945E-2,null,8.0982713219605595E-3,6.3437531289425256E-3,2.5075850270959472E-4,2.1704789033108441E-3,4.51688084214426E-5,6.2516437772330087E-5,1.6970947103117296E-2]
[2004,3,15,5,8.6091157057993778E-3,6.7435050945207509E-3,5.9269680000000014E-4,3.5457746753602749E-3,6.3703823633477972E-5,5.1125724774193741E-5,1.9605921824088077E-2,null,8.7972877785532713E-3,6.5269450193595341E-3,2.5075850270959472E-4,2.2226734276633545E-3,4.51688084214426E-5,6.2516437772330087E-5,1.7905349974479529E-2]
[2004,3,15,6,9.6903307090118792E-3,7.4283121581622501E-3,5.9269680000000014E-4,3.997718742481054E-3,6.3703823633477972E-5,5.1125724774193741E-5,2.1823887958062855E-2,null,9.9021352284885018E-3,7.189760275017729E-3,2.5075850270959472E-4,2.5059751489373921E-3,4.51688084214426E-5,6.2516437772330087E-5,1.9956314401346993E-2]
[2004,3,15,7,1.1369791521308363E-2,8.6873226813255506E-3,3.3590893594156562E-4,4.3054842608491201E-3,3.6103929719429464E-5,5.1125724774193741E-5,2.4785737053918223E-2,null,1.1618304528968724E-2,8.4083390924577627E-3,1.4211654563257324E-4,2.6988983610019696E-3,2.5599271625214122E-5,6.2516437772330087E-5,2.2955774237458572E-2]
[2004,3,15,8,1.0971155511722785E-2,1.0295628273127883E-2,0,7.4329245305555063E-3,0,5.1125724774193741E-5,2.8750834040180369E-2,null,1.1210955410306504E-2,9.9649957605978425E-3,0,4.6593383270227664E-3,0,6.2516437772330087E-5,2.5897805935699441E-2]
[2004,3,15,9,1.0926065933985991E-2,1.1060062366939891E-2,0,8.4320991357582243E-3,0,5.1125724774193741E-5,3.0469353161458299E-2,null,1.1164880295890651E-2,1.0704880913986236E-2,0,5.2856722167684399E-3,0,6.2516437772330087E-5,2.7217949864417661E-2]
[2004,3,15,10,1.0317577242001967E-2,1.1553827424296125E-2,0,9.125260097901957E-3,0,5.1125724774193741E-5,3.1047790488974242E-2,null,1.0543091680624051E-2,1.1182789262341104E-2,0,5.7201810597461442E-3,0,6.2516437772330087E-5,2.7508578440483628E-2]
[2004,3,15,11,9.9035935894393433E-3,1.1782194203570361E-2,0,9.506798630536108E-3,0,5.1125724774193741E-5,3.1243712148320005E-2,null,1.0120059460862306E-2,1.1403822299564173E-2,0,5.9593489809365765E-3,0,6.2516437772330087E-5,2.7545747179135389E-2]
[2004,3,15,12,1.0039753383271389E-2,1.1474208712536705E-2,0,9.2513270781148585E-3,0,5.1125724774193741E-5,3.0816414898697148E-2,null,1.0259195340915827E-2,1.1105727415885584E-2,0,5.7992063088608548E-3,0,6.2516437772330087E-5,2.7226645503434597E-2]
[2004,3,15,13,9.4412585905989856E-3,1.1505070258846506E-2,0,9.086273633553953E-3,0,5.1125724774193741E-5,3.0083728207773639E-2,null,9.6476190646720382E-3,1.1135597878375508E-2,0,5.6957423442950423E-3,0,6.2516437772330087E-5,2.6541475725114921E-2]
[2004,3,15,14,1.0402685846761054E-2,1.1407788749683168E-2,0,7.9478350087971317E-3,0,5.1125724774193741E-5,2.9809435330015548E-2,null,1.0630060530164832E-2,1.1041440455372248E-2,0,4.9821106243055323E-3,0,6.2516437772330087E-5,2.6716128047614942E-2]
[2004,3,15,15,9.7020151826060271E-3,1.1027058554755529E-2,0,7.600558112153339E-3,0,5.1125724774193741E-5,2.8380757574289088E-2,null,9.9140750931925366E-3,1.0672936982078834E-2,0,4.7644196538173637E-3,0,6.2516437772330087E-5,2.5413948166861065E-2]
[2004,3,15,16,1.034562145686262E-2,1.0747390442898165E-2,0,7.8430453793865307E-3,0,5.1125724774193741E-5,2.8987183003921512E-2,null,1.0571748866458661E-2,1.0402250096820265E-2,0,4.916423109979212E-3,0,6.2516437772330087E-5,2.595293851103047E-2]
[2004,3,15,17,1.1922942469348802E-2,1.0301463660200206E-2,0,6.9560885409367633E-3,0,5.1125724774193741E-5,2.9231620395259963E-2,null,1.2183545866312262E-2,{"$f":"F1795*W$5","v":9.9706437507830464E-3},{"$f":"G1795*X$5","v":0},{"$f":"H1795*Y$5","v":4.3604330720317819E-3},{"$f":"I1795*Z$5","v":0},6.2516437772330087E-5,2.6577139126899421E-2]
[2004,3,15,18,1.2713601906752629E-2,9.5104674179989045E-3,0,5.4531109341796492E-3,0,5.1125724774193741E-5,2.7728305983705379E-2,null,{"$f":"E1796*V$5","v":1.2991486988649013E-2},9.2050494625007164E-3,0,3.418289621088253E-3,0,6.2516437772330087E-5,{"$f":"SUM(M1796:R1796)","v":2.5677342510010314E-2}]
[2004,3,15,19,1.3592899658811317E-2,9.3633084569031202E-3,3.0622668019756558E-4,4.7282713712879171E-3,3.2913642231864879E-5,5.1125724774193741E-5,2.8074745534205976E-2,null,1.3890003820370117E-2,9.0626163457883588E-3,1.2955855981687674E-4,2.9639230063808822E-3,2.3337217699468272E-5,6.2516437772330087E-5,2.6131955387828032E-2]
[2004,3,15,20,1.3366357306698601E-2,9.4956093586010606E-3,5.9269680000000014E-4,5.8916355875265596E-3,6.3703823633477972E-5,5.1125724774193741E-5,2.9461128601233896E-2,null,1.3658509862840498E-2,9.1906685529551876E-3,2.5075850270959472E-4,3.6931793655332877E-3,4.51688084214426E-5,6.2516437772330087E-5,2.6900801530232346E-2]
[2004,3,15,21,1.3693177230942362E-2,8.7680748546102531E-3,5.9269680000000014E-4,4.1900703862826887E-3,6.3703823633477972E-5,5.1125724774193741E-5,2.7358848820242979E-2,null,1.3992473190038036E-2,8.4864980005975813E-3,2.5075850270959472E-4,2.6265510248993412E-3,4.51688084214426E-5,6.2516437772330087E-5,2.5463965964438329E-2]
[2004,3,15,22,1.1983723860037878E-2,8.7262693796670981E-3,5.9269680000000014E-4,5.0686997643813077E-3,6.3703823633477972E-5,5.1125724774193741E-5,2.6486219352493956E-2,null,1.2245655774431197E-2,8.4460350614231315E-3,2.5075850270959472E-4,3.1773209835870716E-3,4.51688084214426E-5,6.2516437772330087E-5,2.4227455568344769E-2]
[2004,3,15,23,9.7928685111448987E-3,8.121165037520986E-3,5.9269680000000014E-4,4.3834609940617197E-3,6.3703823633477972E-5,5.1125724774193741E-5,2.3005020891135281E-2,null,1.0006914230696228E-2,7.8603629640783199E-3,2.5075850270959472E-4,2.7477781767703052E-3,4.51688084214426E-5,6.2516437772330087E-5,2.0973499120448224E-2]
[2004,3,15,24,7.7043711375344116E-3,7.8521992878431476E-3,5.9269680000000014E-4,4.2586180332082578E-3,6.3703823633477972E-5,5.1125724774193741E-5,2.052271480699349E-2,null,7.8727679317880349E-3,7.6000347466851914E-3,2.5075850270959472E-4,2.6695202057694795E-3,4.51688084214426E-5,6.2516437772330087E-5,1.8500766633146076E-2]
[2004,3,16,1,9.1554972478311101E-3,7.8810095620059847E-3,5.9269680000000014E-4,4.0431134367916012E-3,6.3703823633477972E-5,5.1125724774193741E-5,2.1787146595036368E-2,null,9.3556117489123781E-3,7.6279198113240985E-3,2.5075850270959472E-4,2.5344308716041754E-3,4.51688084214426E-5,6.2516437772330087E-5,1.9876406180744023E-2]
[2004,3,16,2,9.1457730667608393E-3,7.5509218625638506E-3,5.9269680000000014E-4,3.5384724618918446E-3,6.3703823633477972E-5,5.1125724774193741E-5,2.0942693739624211E-2,null,9.3456750234449416E-3,7.3084325067803184E-3,2.5075850270959472E-4,2.2180960257341818E-3,4.51688084214426E-5,6.2516437772330087E-5,1.9230647304862812E-2]
[2004,3,16,3,8.9711375420207847E-3,7.3545104577724899E-3,5.9269680000000014E-4,3.5320442599213252E-3,6.3703823633477972E-5,5.1125724774193741E-5,2.0565218608122274E-2,null,9.1672224366755473E-3,7.1183286331597574E-3,2.5075850270959472E-4,2.214066499039546E-3,4.51688084214426E-5,6.2516437772330087E-5,1.8858061317778223E-2]
[2004,3,16,4,9.4143113134936181E-3,7.1964239054253028E-3,5.9269680000000014E-4,3.3980769285230838E-3,6.3703823633477972E-5,5.1125724774193741E-5,2.0716338495849678E-2,null,9.6200827926964331E-3,6.9653188524881936E-3,2.5075850270959472E-4,2.1300889045964963E-3,4.51688084214426E-5,6.2516437772330087E-5,1.9073934298684495E-2]
[2004,3,16,5,1.036350697207745E-2,7.2429665749935883E-3,5.9269680000000014E-4,2.8751541664716654E-3,6.3703823633477972E-5,5.1125724774193741E-5,2.1189154061950377E-2,null,1.0590025310844993E-2,7.0103668566148976E-3,2.5075850270959472E-4,1.8022940968754112E-3,4.51688084214426E-5,6.2516437772330087E-5,1.9761130013238672E-2]
[2004,3,16,6,1.0955450443368129E-2,7.7096084245601385E-3,5.9269680000000014E-4,3.105300940206006E-3,6.3703823633477972E-5,5.1125724774193741E-5,2.2477886156541949E-2,null,1.1194907071473668E-2,7.4620230284665138E-3,2.5075850270959472E-4,1.9465618987739605E-3,4.51688084214426E-5,6.2516437772330087E-5,2.0961935747617514E-2]
[2004,3,16,7,1.3066485575946274E-2,8.9714703600330681E-3,3.1615237554643449E-4,3.5390651916529089E-3,3.3980468889177658E-5,5.1125724774193741E-5,2.5978279696842056E-2,null,1.3352083744034361E-2,8.6833616883195981E-3,1.3375792870841445E-4,2.2184675791492529E-3,2.4093644647720168E-5,6.2516437772330087E-5,2.4474281022631675E-2]
[2004,3,16,8,1.2822217210652572E-2,1.055368028510692E-2,0,5.4166899082315556E-3,0,5.1125724774193741E-5,2.8843713128765242E-2,null,1.3102476330436945E-2,1.0214760722693119E-2,0,3.3954590540063671E-3,0,6.2516437772330087E-5,2.6775212544908764E-2]
[2004,3,16,9,1.2192795435434814E-2,1.1516823745422892E-2,0,7.2855492448390454E-3,0,5.1125724774193741E-5,3.1046294150470947E-2,null,1.2459297091139644E-2,1.1146973914961021E-2,0,4.5669559391252647E-3,0,6.2516437772330087E-5,2.8235743382998262E-2]
[2004,3,16,10,1.1609199222286346E-2,1.1970248116997338E-2,0,7.8522166046792376E-3,0,5.1125724774193741E-5,3.1482789668737111E-2,null,1.186294503722515E-2,1.1585837073247755E-2,0,4.9221721043805951E-3,0,6.2516437772330087E-5,2.8433470652625831E-2]
[2004,3,16,11,1.1409314804724808E-2,1.20414730134968E-2,0,7.729227136857893E-3,0,5.1125724774193741E-5,3.1231140679853695E-2,null,1.1658691684868321E-2,1.1654774662371737E-2,0,4.8450759978771038E-3,0,6.2516437772330087E-5,2.8221058782889493E-2]
[2004,3,16,12,1.0886680110662468E-2,1.1892031299637664E-2,0,7.9764804145405158E-3,0,5.1125724774193741E-5,3.0806317549614843E-2,null,1.1124633604591231E-2,1.1510132100931401E-2,0,5.000067033835133E-3,0,6.2516437772330087E-5,2.7697349177130098E-2]
[2004,3,16,13,1.0112993256262278E-2,1.1897103967243746E-2,0,7.9732851379450669E-3,0,5.1125724774193741E-5,3.0034508086225289E-2,null,1.0334036040191306E-2,1.1515041865527454E-2,0,4.9980640705808432E-3,0,6.2516437772330087E-5,2.6909658414071932E-2]
[2004,3,16,14,1.0199354891853561E-2,1.1781435269696034E-2,0,7.2683963971045809E-3,0,5.1125724774193741E-5,2.930031228342837E-2,null,1.0422285308442084E-2,1.1403087737996911E-2,0,4.5562036544036537E-3,0,6.2516437772330087E-5,2.6444093138614979E-2]
[2004,3,16,15,9.8684553734677653E-3,1.1440924191593031E-2,0,7.1971830327583024E-3,0,5.1125724774193741E-5,2.8557688322593294E-2,null,1.0084153218166707E-2,1.107351178986469E-2,0,4.5115634651307981E-3,0,6.2516437772330087E-5,2.5731744910934527E-2]
[2004,3,16,16,1.025170825572206E-2,1.1074371549197054E-2,0,6.8010634308520619E-3,0,5.1125724774193741E-5,2.8178268960545372E-2,null,1.0475782975782789E-2,1.0718730572962602E-2,0,4.2632553818643028E-3,0,6.2516437772330087E-5,2.5520285368382023E-2]
[2004,3,16,17,1.2528950349662444E-2,1.048789669002034E-2,0,5.9806905300879634E-3,0,5.1125724774193741E-5,2.9048663294544943E-2,null,1.2802799446049713E-2,1.0151089693712242E-2,0,3.7490035711177008E-3,0,6.2516437772330087E-5,2.676540914865199E-2]
[2004,3,16,18,1.5269277671329443E-2,9.7762969757352047E-3,0,4.416348888613939E-3,0,5.1125724774193741E-5,2.951304926045278E-2,null,1.5603022939375185E-2,9.4623422032261966E-3,0,2.7683939958805777E-3,0,6.2516437772330087E-5,2.7896275576254289E-2]
[2004,3,16,19,1.6674675558784855E-2,9.6120907986304033E-3,2.9634840000000007E-4,3.6304418081949462E-3,3.1851911816738986E-5,5.1125724774193741E-5,3.0296534202201141E-2,null,1.7039139037917976E-2,9.3034093226574428E-3,1.2537925135479736E-4,2.2757471290623149E-3,2.25844042107213E-5,6.2516437772330087E-5,2.8828775582975582E-2]
[2004,3,16,20,1.5686837129903201E-2,9.6901639640670605E-3,5.9269680000000014E-4,4.4630082212502222E-3,6.3703823633477972E-5,5.1125724774193741E-5,3.0547535663628157E-2,null,1.6029709122632744E-2,9.3789752562705823E-3,2.5075850270959472E-4,2.7976424587126481E-3,4.51688084214426E-5,6.2516437772330087E-5,2.8564770586519343E-2]
[2004,3,16,21,1.4626760517865239E-2,9.3860722546223099E-3,5.9269680000000014E-4,5.1137382904744375E-3,6.3703823633477972E-5,5.1125724774193741E-5,2.9834097411369661E-2,null,1.4946462092147422E-2,9.0846491097682797E-3,2.5075850270959472E-4,3.2055534417474735E-3,4.51688084214426E-5,6.2516437772330087E-5,2.7595108392566545E-2]
[2004,3,16,22,1.3518926194679834E-2,8.9178152726846465E-3,5.9269680000000014E-4,4.5838842694254566E-3,6.3703823633477972E-5,5.1125724774193741E-5,2.7728152085197612E-2,null,1.3814413495628312E-2,8.6314296737035456E-3,2.5075850270959472E-4,2.8734137653856394E-3,4.51688084214426E-5,6.2516437772330087E-5,2.5677700683620866E-2]
[2004,3,16,23,1.1770697955134281E-2,8.4015855672952139E-3,5.9269680000000014E-4,4.147648585091558E-3,6.3703823633477972E-5,5.1125724774193741E-5,2.5027458455928728E-2,null,1.20279736972277E-2,8.1317781041993255E-3,2.5075850270959472E-4,2.5999588641181254E-3,4.51688084214426E-5,6.2516437772330087E-5,2.3118154414448523E-2]
[2004,3,16,24,1.0330304360722565E-2,8.1587784829678534E-3,5.9269680000000014E-4,4.2515545203198344E-3,6.3703823633477972E-5,5.1125724774193741E-5,2.3448163712417928E-2,null,1.0556096979867676E-2,7.896768496064922E-3,2.5075850270959472E-4,2.6650924336066978E-3,4.51688084214426E-5,6.2516437772330087E-5,2.1476401658442664E-2]
[2004,3,17,1,8.7762523656812075E-3,7.7262121630205195E-3,5.9269680000000014E-4,3.8814712140069741E-3,6.3703823633477972E-5,5.1125724774193741E-5,2.1091462091116373E-2,null,8.9680775954837331E-3,7.4780935565565403E-3,2.5075850270959472E-4,2.4331052358077254E-3,4.51688084214426E-5,6.2516437772330087E-5,1.9237720136751367E-2]
[2004,3,17,2,8.7468746305642206E-3,7.4136251454466721E-3,5.9269680000000014E-4,3.4059460474386962E-3,6.3703823633477972E-5,5.1125724774193741E-5,2.0273972171857262E-2,null,8.9380577422330503E-3,7.1755449191828078E-3,2.5075850270959472E-4,2.1350216719362818E-3,4.51688084214426E-5,6.2516437772330087E-5,1.8607068082255509E-2]
[2004,3,17,3,8.5601401501075487E-3,7.2352088431876889E-3,5.9269680000000014E-4,3.4056746094961532E-3,6.3703823633477972E-5,5.1125724774193741E-5,1.9908549951199065E-2,null,8.7472417491747442E-3,7.0028582556333121E-3,2.5075850270959472E-4,2.1348515207119689E-3,4.51688084214426E-5,6.2516437772330087E-5,1.8243395274423396E-2]
[2004,3,17,4,8.9678365782748324E-3,7.0734124963330713E-3,5.9269680000000014E-4,3.3060704084684404E-3,6.3703823633477972E-5,5.1125724774193741E-5,2.0054845831484019E-2,null,9.1638493227562904E-3,6.8462578163289269E-3,2.5075850270959472E-4,2.0724144988542724E-3,4.51688084214426E-5,6.2516437772330087E-5,1.844096538684286E-2]
[2004,3,17,5,9.8545631717078443E-3,7.150330920481885E-3,5.9269680000000014E-4,2.8001420094134126E-3,6.3703823633477972E-5,5.1125724774193741E-5,2.0512562450010815E-2,null,1.0069957370307742E-2,6.9207060918708256E-3,2.5075850270959472E-4,1.7552726294923638E-3,4.51688084214426E-5,6.2516437772330087E-5,1.9104379840574302E-2]
[2004,3,17,6,1.03959395273407E-2,7.6450341398520069E-3,5.9269680000000014E-4,3.0116457352167632E-3,6.3703823633477972E-5,5.1125724774193741E-5,2.1760145750817143E-2,null,1.0623166754379368E-2,7.3995224742225644E-3,2.5075850270959472E-4,1.8878540127544397E-3,4.51688084214426E-5,6.2516437772330087E-5,2.0268986990259742E-2]
[2004,3,17,7,1.2438494507661218E-2,8.9201567800029479E-3,2.9639581574400004E-4,3.4107387578374308E-3,3.1857008122629661E-5,5.1125724774193741E-5,2.5148768594142425E-2,null,1.2710366483068385E-2,8.6336959861500785E-3,1.2539931203501412E-4,2.138025988630114E-3,2.2588017715395016E-5,6.2516437772330087E-5,2.3692592225371317E-2]
[2004,3,17,8,1.223783789735512E-2,1.0453498293937763E-2,0,5.1802442537847273E-3,0,5.1125724774193741E-5,2.7922706169851805E-2,null,1.2505324059914211E-2,1.0117795963398677E-2,0,3.2472427906105441E-3,0,6.2516437772330087E-5,2.5932879251695764E-2]
[2004,3,17,9,1.1643662814299648E-2,1.1371955680233668E-2,0,6.9882101180649744E-3,0,5.1125724774193741E-5,3.0054954337372482E-2,null,1.1898161910500466E-2,1.1006758124611972E-2,0,4.3805685240766185E-3,0,6.2516437772330087E-5,2.7348004996961384E-2]
[2004,3,17,10,1.1109573735573192E-2,1.1800061759120075E-2,0,7.5167495930133204E-3,0,5.1125724774193741E-5,3.047751081248078E-2,null,1.1352399083573429E-2,1.1421116058680346E-2,0,4.7118841755201119E-3,0,6.2516437772330087E-5,2.7547915755546215E-2]
[2004,3,17,11,1.0918207068282821E-2,1.1889449000037567E-2,0,7.3751183947300767E-3,0,5.1125724774193741E-5,3.0233900187824656E-2,null,1.1156849656558296E-2,1.1507632728976149E-2,0,4.6231024762373452E-3,0,6.2516437772330087E-5,2.735010129954412E-2]
[2004,3,17,12,1.0439073984815035E-2,1.1718268598124432E-2,0,7.6141736568986736E-3,0,5.1125724774193741E-5,2.9822641964612335E-2,null,1.066724401487174E-2,1.1341949592978117E-2,0,4.7729545755987486E-3,0,6.2516437772330087E-5,2.6844664621220937E-2]
[2004,3,17,13,9.701571210567507E-3,1.1728728974319128E-2,0,7.5940495128608791E-3,0,5.1125724774193741E-5,2.9075475422521705E-2,null,9.9136214171215015E-3,1.1352074045966233E-2,0,4.7603397299577944E-3,0,6.2516437772330087E-5,2.6088551630817861E-2]
[2004,3,17,14,9.7815454011966948E-3,1.160348786168206E-2,0,6.9285659469106656E-3,0,5.1125724774193741E-5,2.8364724934563615E-2,null,9.9953436280737721E-3,1.1230854910681565E-2,0,4.3431804984750714E-3,0,6.2516437772330087E-5,2.563189547500274E-2]
[2004,3,17,15,9.4972035047743274E-3,1.1238509780419004E-2,0,6.8589744892619412E-3,0,5.1125724774193741E-5,2.7645813499229465E-2,null,9.7047867839321483E-3,1.0877597689654048E-2,0,4.2995570035070886E-3,0,6.2516437772330087E-5,2.4944457914865617E-2]
[2004,3,17,16,9.8644022772124088E-3,1.0908228227448993E-2,0,6.4547534493077001E-3,0,5.1125724774193741E-5,2.7278509678743297E-2,null,1.0080011532147952E-2,1.0557922756970225E-2,0,4.0461705233530865E-3,0,6.2516437772330087E-5,2.4746621250243593E-2]
[2004,3,17,17,1.2013781535620998E-2,1.0287375840851548E-2,0,5.7688279123071749E-3,0,5.1125724774193741E-5,2.8121111013553916E-2,null,1.2276370429814557E-2,9.9570083458945611E-3,0,3.6161972159567627E-3,0,6.2516437772330087E-5,2.5912092429438212E-2]
[2004,3,17,18,1.4573994105704046E-2,9.6213610987131333E-3,0,4.3241876097121577E-3,0,5.1125724774193741E-5,2.857066853890353E-2,null,1.4892542348391269E-2,9.3123819174882987E-3,0,2.7106225793554575E-3,0,6.2516437772330087E-5,2.6978063283007357E-2]
[2004,3,17,19,1.5930083845432489E-2,9.4286971306892682E-3,2.864701198024344E-4,3.6019694211216154E-3,3.0790181401613072E-5,5.1125724774193741E-5,2.9329136423221616E-2,null,1.627827255595465E-2,9.1259051359218156E-3,1.2119994289271791E-4,2.2578991765091518E-3,2.1831590721974318E-5,6.2516437772330087E-5,2.7867624839772641E-2]
[2004,3,17,20,1.5024132560443049E-2,9.5047205119339097E-3,5.9269680000000014E-4,4.3357452343327635E-3,6.3703823633477972E-5,5.1125724774193741E-5,2.9572124655117396E-2,null,1.5352519616888742E-2,9.1994871118548892E-3,2.5075850270959472E-4,2.7178674912528887E-3,4.51688084214426E-5,6.2516437772330087E-5,2.7628317968899887E-2]
[2004,3,17,21,1.4026419010309156E-2,9.1771763897272596E-3,5.9269680000000014E-4,4.9703434877641549E-3,6.3703823633477972E-5,5.1125724774193741E-5,2.8881465236208242E-2,null,1.4332998736808421E-2,8.8824617004268983E-3,2.5075850270959472E-4,3.1156662247553814E-3,4.51688084214426E-5,6.2516437772330087E-5,2.6689570410894068E-2]
[2004,3,17,22,1.2976151758905968E-2,8.7113766007125924E-3,5.9269680000000014E-4,4.4477108150450641E-3,6.3703823633477972E-5,5.1125724774193741E-5,2.6842765523071299E-2,null,1.325977547315081E-2,8.4316205473004228E-3,2.5075850270959472E-4,2.7880532599063469E-3,4.51688084214426E-5,6.2516437772330087E-5,2.4837893029260951E-2]
[2004,3,17,23,1.12906592784501E-2,8.2325436426754061E-3,5.9269680000000014E-4,3.9975777061912214E-3,6.3703823633477972E-5,5.1125724774193741E-5,2.4228306975724402E-2,null,1.1537442668497088E-2,7.9681647707035615E-3,2.5075850270959472E-4,2.505886740157239E-3,4.51688084214426E-5,6.2516437772330087E-5,2.2369937928261259E-2]
[2004,3,17,24,9.9016173017498869E-3,7.9890877739592532E-3,5.9269680000000014E-4,4.1012096612985565E-3,6.3703823633477972E-5,5.1125724774193741E-5,2.269944108541537E-2,null,1.0118039976848908E-2,7.7325272131606951E-3,2.5075850270959472E-4,2.5708485648536917E-3,4.51688084214426E-5,6.2516437772330087E-5,2.0779859503766665E-2]
[2004,3,18,1,8.4126064390974663E-3,7.2342164439622263E-3,5.9269680000000014E-4,2.158108243233437E-3,6.3703823633477972E-5,5.1125724774193741E-5,1.8512457474700802E-2,null,8.5964833487597852E-3,7.0018977261918636E-3,2.5075850270959472E-4,1.3528129352350397E-3,4.51688084214426E-5,6.2516437772330087E-5,1.7309637759090057E-2]
[2004,3,18,2,8.4529873384019839E-3,6.9648579558536051E-3,5.9269680000000014E-4,1.8988379746071649E-3,6.3703823633477972E-5,5.1125724774193741E-5,1.8024209617270429E-2,null,8.6377468657199905E-3,6.7411893827205626E-3,2.5075850270959472E-4,1.1902890330076086E-3,4.51688084214426E-5,6.2516437772330087E-5,1.692766903035153E-2]
[2004,3,18,3,8.307568907660854E-3,6.8136414996191764E-3,5.9269680000000014E-4,2.0299157692626477E-3,6.3703823633477972E-5,5.1125724774193741E-5,1.785865252495035E-2,null,8.4891499799012102E-3,6.5948290727585448E-3,2.5075850270959472E-4,1.2724553176172906E-3,4.51688084214426E-5,6.2516437772330087E-5,1.6714878119180415E-2]
[2004,3,18,4,8.7826081581405535E-3,6.7102900663813855E-3,5.9269680000000014E-4,2.1163722724245582E-3,6.3703823633477972E-5,5.1125724774193741E-5,1.8316796845354168E-2,null,8.9745723084410662E-3,6.494796654459763E-3,2.5075850270959472E-4,1.3266506881133432E-3,4.51688084214426E-5,6.2516437772330087E-5,1.7154463399917542E-2]
[2004,3,18,5,9.7954782603302728E-3,6.8707680322211712E-3,5.9269680000000014E-4,1.9803242513731943E-3,6.3703823633477972E-5,5.1125724774193741E-5,1.9354096892332313E-2,null,1.0009581021967034E-2,6.6501210510715491E-3,2.5075850270959472E-4,1.2413688106781037E-3,4.51688084214426E-5,6.2516437772330087E-5,1.8259514632620058E-2]
[2004,3,18,6,1.049010331352828E-2,7.4430197405980919E-3,5.9269680000000014E-4,2.6863033642600476E-3,6.3703823633477972E-5,5.1125724774193741E-5,2.1326952766794093E-2,null,1.0719388707216206E-2,7.2039955399995012E-3,2.5075850270959472E-4,1.6839127279786351E-3,4.51688084214426E-5,6.2516437772330087E-5,1.9965740724097712E-2]
[2004,3,18,7,1.2421058644665828E-2,8.6712576920159774E-3,2.7663925594156559E-4,2.6109592667235659E-3,2.9733547356081668E-5,5.1125724774193741E-5,2.4060774131477215E-2,null,1.2692549519087456E-2,8.3927900121960192E-3,1.1704069536161378E-4,1.6366831832787599E-3,2.1082390783069863E-5,6.2516437772330087E-5,2.2922662238479254E-2]
[2004,3,18,8,1.2453180165727917E-2,1.0302718736953166E-2,0,5.3090347242370521E-3,0,5.1125724774193741E-5,2.811605935169233E-2,null,1.2725373130051088E-2,9.9718585221588857E-3,0,3.3279752630938834E-3,0,6.2516437772330087E-5,2.6087723353076187E-2]
[2004,3,18,9,1.1693472198376608E-2,1.1182551443702771E-2,0,6.5868271990657222E-3,0,5.1125724774193741E-5,2.9513976565919295E-2,null,1.194905999350594E-2,{"$f":"F1859*W$5","v":1.0823436391930938E-2},{"$f":"G1859*X$5","v":0},{"$f":"H1859*Y$5","v":4.1289611237031185E-3},{"$f":"I1859*Z$5","v":0},6.2516437772330087E-5,2.6963973946912329E-2]
[2004,3,18,10,1.1151266192716631E-2,1.1564785634793915E-2,0,7.160993463798399E-3,0,5.1125724774193741E-5,2.9928171016083142E-2,null,{"$f":"E1860*V$5","v":1.1395002825493026E-2},1.1193395562244066E-2,0,4.488877987160432E-3,0,6.2516437772330087E-5,{"$f":"SUM(M1860:R1860)","v":2.7139792812669854E-2}]
[2004,3,18,11,1.0967215815050632E-2,1.1653861685709199E-2,0,7.0627182378242724E-3,0,5.1125724774193741E-5,2.9734921463358301E-2,null,1.1206929602480296E-2,1.1279611036054285E-2,0,4.4272740350288402E-3,0,6.2516437772330087E-5,2.6976331111335749E-2]
[2004,3,18,12,1.0450646725303561E-2,1.1472577522538241E-2,0,7.2241614352407104E-3,0,5.1125724774193741E-5,2.9198511407856707E-2,null,1.067906970428552E-2,1.1104148609717743E-2,0,4.5284749115165899E-3,0,6.2516437772330087E-5,2.6374209663292181E-2]
[2004,3,18,13,9.7854370849889526E-3,1.1546701608303223E-2,0,7.514830715931637E-3,0,5.1125724774193741E-5,2.8898095133998006E-2,null,9.9993203735878975E-3,1.117589228390751E-2,0,4.7106813249469916E-3,0,6.2516437772330087E-5,2.5948410420214729E-2]
[2004,3,18,14,9.9035761000509873E-3,1.1442621468423514E-2,0,6.9649654299971022E-3,0,5.1125724774193741E-5,2.8362288723245799E-2,null,1.0120041589203045E-2,1.1075154560560333E-2,0,4.3659975613863471E-3,0,6.2516437772330087E-5,2.5623710148922056E-2]
[2004,3,18,15,9.5681309932593283E-3,1.1055906595217421E-2,0,6.7690293373147779E-3,0,5.1125724774193741E-5,2.7444192650565722E-2,null,9.7772645562069771E-3,1.0700858600194613E-2,0,4.2431747690212527E-3,0,6.2516437772330087E-5,2.4783814363195173E-2]
[2004,3,18,16,9.9586733045487555E-3,1.074215600734005E-2,0,6.4315568222317746E-3,0,5.1125724774193741E-5,2.7183511858894772E-2,null,1.0176343070136117E-2,1.0397183759267861E-2,0,4.031629687757594E-3,0,6.2516437772330087E-5,2.4667672954933904E-2]
[2004,3,18,17,1.209271261901728E-2,1.0070189507532058E-2,0,5.4848221228116978E-3,0,5.1125724774193741E-5,2.7698849974135232E-2,null,1.2357026734020381E-2,9.7467967071898764E-3,0,3.4381678205750582E-3,0,6.2516437772330087E-5,2.5604507699557646E-2]
[2004,3,18,18,1.4397405650451568E-2,9.150550362440335E-3,0,2.8559714158159152E-3,0,5.1125724774193741E-5,2.6455053153482014E-2,null,1.4712094145310465E-2,8.8566907380342209E-3,0,1.7902693648899543E-3,0,6.2516437772330087E-5,2.5421570686006971E-2]
[2004,3,18,19,1.5901404371249872E-2,9.0517598394302557E-3,2.7659184019756562E-4,2.5820960352388594E-3,2.9728451050190989E-5,5.1125724774193741E-5,2.7892706261940934E-2,null,1.6248966225740954E-2,8.7610727614652589E-3,1.1702063468139703E-4,1.6185902294023169E-3,2.1078777278396148E-5,6.2516437772330087E-5,2.682924506634065E-2]
[2004,3,18,20,1.5053335959665863E-2,9.1791542825886887E-3,5.9269680000000014E-4,3.6600733460988677E-3,6.3703823633477972E-5,5.1125724774193741E-5,2.8600089936761094E-2,null,1.538236132373234E-2,8.8843760754855339E-3,2.5075850270959472E-4,2.2943216968084037E-3,4.51688084214426E-5,6.2516437772330087E-5,2.6919502844929648E-2]
[2004,3,18,21,1.387052799168602E-2,8.7064048098753465E-3,5.9269680000000014E-4,3.7124238823666219E-3,6.3703823633477972E-5,5.1125724774193741E-5,2.6996883032335665E-2,null,1.4173700360554086E-2,8.4268084199293283E-3,2.5075850270959472E-4,2.3271376979758893E-3,4.51688084214426E-5,6.2516437772330087E-5,2.5286090227362671E-2]
[2004,3,18,22,1.296711872260483E-2,8.3776263178445172E-3,5.9269680000000014E-4,3.7869067193887643E-3,6.3703823633477972E-5,5.1125724774193741E-5,2.5839178108245785E-2,null,1.3250544999014924E-2,8.1085882790745724E-3,2.5075850270959472E-4,2.3738273604117224E-3,4.51688084214426E-5,6.2516437772330087E-5,2.4091404387404591E-2]
[2004,3,18,23,1.1142337883685727E-2,7.8344974670682375E-3,5.9269680000000014E-4,2.9188963212710439E-3,6.3703823633477972E-5,5.1125724774193741E-5,2.2603258020432684E-2,null,1.1385879367683323E-2,7.5829013999580905E-3,2.5075850270959472E-4,1.8297139230186042E-3,4.51688084214426E-5,6.2516437772330087E-5,2.1156938439563386E-2]
[2004,3,18,24,9.5522489479703196E-3,7.4885406271180139E-3,5.9269680000000014E-4,2.3637364761947698E-3,6.3703823633477972E-5,5.1125724774193741E-5,2.0112052399690775E-2,null,9.761035372200853E-3,7.2480545744902508E-3,2.5075850270959472E-4,1.4817112582324213E-3,4.51688084214426E-5,6.2516437772330087E-5,1.8849244953826897E-2]
[2004,3,19,1,7.0908931151165708E-3,7.4794719017568607E-3,5.9269680000000014E-4,3.4693289090224999E-3,6.3703823633477972E-5,5.1125724774193741E-5,1.8747220274303606E-2,null,7.2458809327676883E-3,7.2392770810356952E-3,2.5075850270959472E-4,2.1747533004547437E-3,4.51688084214426E-5,6.2516437772330087E-5,1.7018355063161496E-2]
[2004,3,19,2,7.1963523084019867E-3,7.1660742179642332E-3,5.9269680000000014E-4,3.4192698396730073E-3,6.3703823633477972E-5,5.1125724774193741E-5,1.8489222714446901E-2,null,7.3536451798669475E-3,6.9359438110762582E-3,2.5075850270959472E-4,2.1433737082799057E-3,4.51688084214426E-5,6.2516437772330087E-5,1.6791406448126479E-2]
[2004,3,19,3,6.935209063121635E-3,7.0161267605545873E-3,5.9269680000000014E-4,3.3987973991632401E-3,6.3703823633477972E-5,5.1125724774193741E-5,1.8057659571247137E-2,null,7.0867940468743902E-3,6.7908117474702366E-3,2.5075850270959472E-4,2.1305405325463531E-3,4.51688084214426E-5,6.2516437772330087E-5,1.6366590075794347E-2]
[2004,3,19,4,7.4269926177285535E-3,6.7976828581945547E-3,5.9269680000000014E-4,3.3500337838459869E-3,6.3703823633477972E-5,5.1125724774193741E-5,1.828223560817677E-2,null,7.5893266649134945E-3,6.5793829251391397E-3,2.5075850270959472E-4,2.0999729974021625E-3,4.51688084214426E-5,6.2516437772330087E-5,1.6627126336358163E-2]
[2004,3,19,5,8.2534136885710468E-3,6.8936984988541006E-3,5.9269680000000014E-4,3.3077288348192886E-3,6.3703823633477972E-5,5.1125724774193741E-5,1.9162367370652109E-2,null,8.4338110736390144E-3,6.6723151315806585E-3,2.5075850270959472E-4,2.0734540855509064E-3,4.51688084214426E-5,6.2516437772330087E-5,1.7538024039673947E-2]
[2004,3,19,6,9.9993452457425233E-3,7.2276045267626364E-3,5.9269680000000014E-4,2.6463049845055421E-3,6.3703823633477972E-5,5.1125724774193741E-5,2.0580781105418375E-2,null,1.0217903990377081E-2,6.9954981432703133E-3,2.5075850270959472E-4,1.6588396920500636E-3,4.51688084214426E-5,6.2516437772330087E-5,1.9230685574600826E-2]
[2004,3,19,7,1.1358987346566977E-2,8.4891882122666001E-3,2.6676097574400003E-4,4.2132433296051741E-3,2.8671816940955765E-5,5.1125724774193741E-5,2.4407977405897906E-2,null,1.1607264204078477E-2,8.2165674888389668E-3,1.1286138689953437E-4,2.641077014303449E-3,2.0329577294322885E-5,6.2516437772330087E-5,2.2660616109187084E-2]
[2004,3,19,8,1.1477426683798772E-2,9.9507912201689079E-3,0,6.3958054299427707E-3,0,5.1125724774193741E-5,2.7875149058684642E-2,null,1.1728292306096821E-2,9.6312327614225361E-3,0,4.0092188813984266E-3,0,6.2516437772330087E-5,2.5431260386690115E-2]
[2004,3,19,9,1.1079292255438482E-2,1.0602055202763343E-2,0,7.382247595160484E-3,0,5.1125724774193741E-5,2.9114720778136507E-2,null,1.1321455731874003E-2,1.0261582134323113E-2,0,4.6275714247205257E-3,0,6.2516437772330087E-5,2.6273125728689974E-2]
[2004,3,19,10,1.1438061458254521E-2,1.093488790407021E-2,0,7.2189607262347147E-3,0,5.1125724774193741E-5,2.9643035813333638E-2,null,1.168806666278863E-2,1.0583726288086702E-2,0,4.5252148403696658E-3,0,6.2516437772330087E-5,2.6859524229017329E-2]
[2004,3,19,11,1.0986367043106928E-2,1.102722634636733E-2,0,7.3601852394268473E-3,0,5.1125724774193741E-5,2.9424904353675299E-2,null,1.1226499424780448E-2,1.0673099385251898E-2,0,4.6137416085786339E-3,0,6.2516437772330087E-5,2.657585685638331E-2]
[2004,3,19,12,1.0647851025529757E-2,1.0878445128989118E-2,0,7.2194885912306717E-3,0,5.1125724774193741E-5,2.8796910470523743E-2,null,1.088058435916342E-2,1.0529096109191501E-2,0,4.5255457332230836E-3,0,6.2516437772330087E-5,2.5997742639350334E-2]
[2004,3,19,13,1.0472682221334262E-2,1.0790444139453707E-2,0,7.0047736451209061E-3,0,5.1125724774193741E-5,2.8319025730683071E-2,null,1.0701586836886568E-2,1.0443921172375104E-2,0,4.3909513923709393E-3,0,6.2516437772330087E-5,2.5598975839404941E-2]
[2004,3,19,14,9.4505728538360981E-3,1.0755004021800903E-2,0,7.2238212231823789E-3,0,5.1125724774193741E-5,2.7480523823593579E-2,null,9.6571369126069746E-3,1.0409619174206906E-2,0,4.5282616491491082E-3,0,6.2516437772330087E-5,2.465753417373532E-2]
[2004,3,19,15,9.7440520222933282E-3,1.0444442040107454E-2,0,6.9365799353906261E-3,0,5.1125724774193741E-5,2.7176199722565599E-2,null,9.9570307449304944E-3,1.0109030540965791E-2,0,4.3482040774880833E-3,0,6.2516437772330087E-5,2.44767818011567E-2]
[2004,3,19,16,1.0027378148171973E-2,1.0047340552046053E-2,0,6.8034973525966111E-3,0,5.1125724774193741E-5,2.6929341777588833E-2,null,1.0246549616521222E-2,9.7246815201889603E-3,0,4.2647810888485106E-3,0,6.2516437772330087E-5,2.4298528663331025E-2]
[2004,3,19,17,1.0943269264705381E-2,9.6608557290833973E-3,0,6.0119862426082802E-3,0,5.1125724774193741E-5,2.6667236961171254E-2,null,1.1182459645066565E-2,9.3506082222620714E-3,0,3.7686213288680949E-3,0,6.2516437772330087E-5,2.4364205633969061E-2]
[2004,3,19,18,1.1777817297849262E-2,9.1286133775657276E-3,0,4.9010870879915942E-3,0,5.1125724774193741E-5,2.5858643488180781E-2,null,1.2035248649591929E-2,8.8354582347350951E-3,0,3.072252761249142E-3,0,6.2516437772330087E-5,2.4005476083348496E-2]
[2004,3,19,19,1.2328461351150516E-2,8.7933326900821156E-3,2.6671356000000006E-4,3.9781263914789424E-3,2.8666720635065086E-5,5.1125724774193741E-5,2.5446426438120832E-2,null,1.2597928298231913E-2,8.5109447091152087E-3,1.1284132621931762E-4,2.4936936584466231E-3,2.0325963789649169E-5,6.2516437772330087E-5,2.3798250393575044E-2]
[2004,3,19,20,1.4378822550341041E-2,8.3958129413243474E-3,5.9269680000000014E-4,2.818598067294344E-3,6.3703823633477972E-5,5.1125724774193741E-5,2.6300759907367407E-2,null,1.4693104868702202E-2,8.1261908596134518E-3,2.5075850270959472E-4,1.766841833174827E-3,4.51688084214426E-5,6.2516437772330087E-5,2.494458131039385E-2]
[2004,3,19,21,1.4515285464082853E-2,7.8452931079207155E-3,5.9269680000000014E-4,2.0534774096230661E-3,6.3703823633477972E-5,5.1125724774193741E-5,2.5121582330034309E-2,null,1.4832550494049985E-2,7.5933503509569011E-3,2.5075850270959472E-4,1.2872249622608665E-3,4.51688084214426E-5,6.2516437772330087E-5,2.4071569556171121E-2]
[2004,3,19,22,1.3036112021323792E-2,7.3411789227962997E-3,5.9269680000000014E-4,1.8326231923806342E-3,6.3703823633477972E-5,5.1125724774193741E-5,2.2917440484908402E-2,null,1.3321046305346949E-2,7.1054252254224423E-3,2.5075850270959472E-4,1.1487822113823818E-3,4.51688084214426E-5,6.2516437772330087E-5,2.1933697491055143E-2]
[2004,3,19,23,1.020558808495341E-2,7.2125773752715842E-3,5.9269680000000014E-4,3.7280860415403187E-3,6.3703823633477972E-5,5.1125724774193741E-5,2.1853777850172989E-2,null,1.0428654742348255E-2,6.9809535718338093E-3,2.5075850270959472E-4,2.3369555426508821E-3,4.51688084214426E-5,6.2516437772330087E-5,2.0105007605736313E-2]
[2004,3,19,24,8.745523194318941E-3,6.8110782716528026E-3,5.9269680000000014E-4,3.4459037749411175E-3,6.3703823633477972E-5,5.1125724774193741E-5,1.9710031589320536E-2,null,8.936676767232787E-3,6.5923481599729668E-3,2.5075850270959472E-4,2.1600692249482117E-3,4.51688084214426E-5,6.2516437772330087E-5,1.8047537901057332E-2]
[2004,3,20,1,8.6136621597982816E-3,6.9120757948065064E-3,5.9269680000000014E-4,4.4139799435099413E-3,6.3703823633477972E-5,5.1125724774193741E-5,2.0647244246522405E-2,null,8.8019336057865352E-3,6.6901022613602909E-3,2.5075850270959472E-4,2.7669090195872902E-3,4.51688084214426E-5,6.2516437772330087E-5,1.8617388635637486E-2]
[2004,3,20,2,8.2398868243189101E-3,6.7281882789622053E-3,5.9269680000000014E-4,4.5166343367950071E-3,6.3703823633477972E-5,5.1125724774193741E-5,2.0192235788483798E-2,null,8.4199885485813815E-3,6.5121200860909986E-3,2.5075850270959472E-4,2.8312580583948494E-3,4.51688084214426E-5,6.2516437772330087E-5,1.8121810441970598E-2]
[2004,3,20,3,8.5045773644889192E-3,6.5509290136446631E-3,5.9269680000000014E-4,4.1614474714001919E-3,6.3703823633477972E-5,5.1125724774193741E-5,1.9924480197941449E-2,null,8.6904645107719804E-3,6.3405533025440095E-3,2.5075850270959472E-4,2.6086087137948909E-3,4.51688084214426E-5,6.2516437772330087E-5,1.7998070276014248E-2]
[2004,3,20,4,8.3482187560372113E-3,6.511269115620423E-3,5.9269680000000014E-4,4.4533787418652559E-3,6.3703823633477972E-5,5.1125724774193741E-5,2.0020392961930564E-2,null,8.5306883244353048E-3,6.3021670375009312E-3,2.5075850270959472E-4,2.7916062071425955E-3,4.51688084214426E-5,6.2516437772330087E-5,1.79829053179822E-2]
[2004,3,20,5,9.1706171586578549E-3,6.5198047864956244E-3,5.9269680000000014E-4,3.9786859262405869E-3,6.3703823633477972E-5,5.1125724774193741E-5,2.037663421980174E-2,null,9.3710621402504028E-3,6.3104285949143087E-3,2.5075850270959472E-4,2.4940444035335017E-3,4.51688084214426E-5,6.2516437772330087E-5,1.8533978887601586E-2]
[2004,3,20,6,9.0058676776855265E-3,6.8679162281525983E-3,5.9269680000000014E-4,4.5683265029194103E-3,6.3703823633477972E-5,5.1125724774193741E-5,2.1149636757165208E-2,null,9.2027116795283422E-3,6.6473608294804528E-3,2.5075850270959472E-4,2.8636613593889817E-3,4.51688084214426E-5,6.2516437772330087E-5,1.9072177617301143E-2]
[2004,3,20,7,1.0607219941025061E-2,7.3038387206938024E-3,2.4700441594156564E-4,3.7873795255288722E-3,2.6548356174407771E-5,5.1125724774193741E-5,2.2023116684137901E-2,null,1.0839065188628665E-2,7.0692841618777884E-3,1.0450277022613406E-4,2.3741237395503508E-3,1.8823950361997732E-5,6.2516437772330087E-5,2.046831624841727E-2]
[2004,3,20,8,1.1608514187799557E-2,7.885607106277703E-3,0,3.9148295093830426E-3,0,5.1125724774193741E-5,2.3460076528234498E-2,null,1.1862245029730252E-2,7.6323697106368401E-3,0,2.4540159262810275E-3,0,6.2516437772330087E-5,2.201114710442045E-2]
[2004,3,20,9,1.3332458999938582E-2,8.328152869122054E-3,0,4.0342313784238635E-3,0,5.1125724774193741E-5,2.5745968972258695E-2,null,1.3623870630430985E-2,8.0607036144671428E-3,0,2.5288631418626003E-3,0,6.2516437772330087E-5,2.4275953824533059E-2]
[2004,3,20,10,1.4386937090662348E-2,8.5827198600944149E-3,0,4.0833614360597913E-3,0,5.1125724774193741E-5,2.7104144111590751E-2,null,1.4701396771010952E-2,8.3070954730823949E-3,0,2.5596603818467938E-3,0,6.2516437772330087E-5,2.5630669063712475E-2]
[2004,3,20,11,1.4967974211620586E-2,8.6341632035317906E-3,0,3.6900907582687009E-3,0,5.1125724774193741E-5,2.7343353898195272E-2,null,1.5295133797875206E-2,8.3568867714534159E-3,0,2.313138150335679E-3,0,6.2516437772330087E-5,2.6027675157436633E-2]
[2004,3,20,12,1.3257747708201052E-2,8.7252203133264122E-3,0,4.7155192968597135E-3,0,5.1125724774193741E-5,2.6749613043161372E-2,null,1.3547526351159684E-2,8.4450196846670763E-3,0,2.955929352081269E-3,0,6.2516437772330087E-5,2.5010991825680361E-2]
[2004,3,20,13,1.2282504802487573E-2,8.7003734487580836E-3,0,5.0162542795321209E-3,0,5.1125724774193741E-5,2.6050258255551972E-2,null,1.2550967263241449E-2,8.420970749185035E-3,0,3.1444454637788747E-3,0,6.2516437772330087E-5,2.4178899913977692E-2]
[2004,3,20,14,1.1538284286645897E-2,8.5750351488162284E-3,0,4.7925358139940524E-3,0,5.1125724774193741E-5,2.4956980974230374E-2,null,1.1790480092166234E-2,8.2996575476564725E-3,0,3.0042072551627109E-3,0,6.2516437772330087E-5,2.3156861332757749E-2]
[2004,3,20,15,1.1276529841526953E-2,8.451599656664293E-3,0,4.6656254793285695E-3,0,5.1125724774193741E-5,2.444488070229401E-2,null,1.1523004400153442E-2,8.1801860473875859E-3,0,2.9246533482218617E-3,0,6.2516437772330087E-5,2.2690360233535219E-2]
[2004,3,20,16,1.1371970043800892E-2,8.2640581270382214E-3,0,4.2433458701110803E-3,0,5.1125724774193741E-5,2.3930499765724388E-2,null,1.1620530668093085E-2,7.9986672028759184E-3,0,2.659946830637968E-3,0,6.2516437772330087E-5,2.2341661139379302E-2]
[2004,3,20,17,1.2637560528500335E-2,8.1014318172313426E-3,0,3.9881731387410857E-3,0,5.1125724774193741E-5,2.4778291209246957E-2,null,1.2913783550755545E-2,7.8412634539452193E-3,0,2.4999914749235675E-3,0,6.2516437772330087E-5,2.3317554917396663E-2]
[2004,3,20,18,1.3867218649688831E-2,7.7199954384384812E-3,0,3.6109436668721102E-3,0,5.1125724774193741E-5,2.5249283479773618E-2,null,1.4170318685257597E-2,7.4720764750864851E-3,0,2.2635246940304866E-3,0,6.2516437772330087E-5,2.3968436292146896E-2]
[2004,3,20,19,1.4213467373224856E-2,7.6276997976482928E-3,2.4695700019756567E-4,3.7560140296597445E-3,2.6543259868517093E-5,5.1125724774193741E-5,2.5921807185373173E-2,null,1.4524135472950579E-2,7.3827448049060048E-3,1.0448270954591731E-4,2.3544622380177664E-3,1.8820336857324017E-5,6.2516437772330087E-5,2.444716200004992E-2]
[2004,3,20,20,1.3933159334269149E-2,7.5284432376952265E-3,5.9269680000000014E-4,4.285330271399242E-3,6.3703823633477972E-5,5.1125724774193741E-5,2.6454459191771289E-2,null,1.4237700655530931E-2,7.2866757576458769E-3,2.5075850270959472E-4,2.6862648067259636E-3,4.51688084214426E-5,6.2516437772330087E-5,2.4569084968806141E-2]
[2004,3,20,21,1.4351133238467088E-2,7.1109463781689249E-3,5.9269680000000014E-4,3.3605610394273448E-3,6.3703823633477972E-5,5.1125724774193741E-5,2.5530167004471034E-2,null,1.4664810343077324E-2,6.8825863398003194E-3,2.5075850270959472E-4,2.1065720211386404E-3,4.51688084214426E-5,6.2516437772330087E-5,2.4012412452919654E-2]
[2004,3,20,22,1.3081077777614874E-2,6.8038951560303535E-3,5.9269680000000014E-4,3.7587573557471203E-3,6.3703823633477972E-5,5.1125724774193741E-5,2.4351256637800023E-2,null,1.3366994891913913E-2,6.5853957220229284E-3,2.5075850270959472E-4,2.3561818955132631E-3,4.51688084214426E-5,6.2516437772330087E-5,2.2667016258353472E-2]
[2004,3,20,23,1.0962336254398424E-2,6.7283374152125224E-3,5.9269680000000014E-4,4.6251358256521836E-3,6.3703823633477972E-5,5.1125724774193741E-5,2.3023335843670806E-2,null,1.1201943387779816E-2,6.5122644329985149E-3,2.5075850270959472E-4,2.8992723566018423E-3,4.51688084214426E-5,6.2516437772330087E-5,2.0971923926283543E-2]
[2004,3,20,24,9.7929639616214769E-3,6.4631023543745662E-3,5.9269680000000014E-4,4.5126000384666017E-3,6.3703823633477972E-5,5.1125724774193741E-5,2.1476192702870319E-2,null,1.0007011767463041E-2,6.2555470975726932E-3,2.5075850270959472E-4,2.8287291532853045E-3,4.51688084214426E-5,6.2516437772330087E-5,1.9449731767224407E-2]
[2004,3,21,1,9.2839901639458402E-3,6.5368640094730594E-3,5.9269680000000014E-4,4.9248918105125458E-3,6.3703823633477972E-5,5.1125724774193741E-5,2.145327233233912E-2,null,9.4869131739594732E-3,{"$f":"F1923*W$5","v":6.3269399801488485E-3},{"$f":"G1923*X$5","v":2.5075850270959472E-4},{"$f":"H1923*Y$5","v":3.0871747822585121E-3},{"$f":"I1923*Z$5","v":4.51688084214426E-5},6.2516437772330087E-5,1.9259471685270205E-2]
[2004,3,21,2,8.8949902626429458E-3,6.3889035111003396E-3,5.9269680000000014E-4,4.8721289921021763E-3,6.3703823633477972E-5,5.1125724774193741E-5,2.0863549114253133E-2,null,{"$f":"E1924*V$5","v":9.0894107829432719E-3},6.1837310666269388E-3,2.5075850270959472E-4,3.0541003414982742E-3,4.51688084214426E-5,6.2516437772330087E-5,{"$f":"SUM(M1924:R1924)","v":1.8685685939971851E-2}]
[2004,3,21,3,8.4689500020723157E-3,6.3385908182573437E-3,5.9269680000000014E-4,4.8619018369748922E-3,6.3703823633477972E-5,5.1125724774193741E-5,2.0376969005712228E-2,null,8.6540584302080333E-3,6.1350341092791969E-3,2.5075850270959472E-4,3.0476894361184236E-3,4.51688084214426E-5,6.2516437772330087E-5,1.8195225724509021E-2]
[2004,3,21,4,9.1433296647214068E-3,6.2262251696459103E-3,5.9269680000000014E-4,4.4442850035600195E-3,6.3703823633477972E-5,5.1125724774193741E-5,2.0521366186335009E-2,null,9.3431782152204775E-3,6.0262769569864811E-3,2.5075850270959472E-4,2.7859057855592301E-3,4.51688084214426E-5,6.2516437772330087E-5,1.8513804706669554E-2]
[2004,3,21,5,8.9386914764944571E-3,6.3547857678714903E-3,5.9269680000000014E-4,4.6556589539935717E-3,6.3703823633477972E-5,5.1125724774193741E-5,2.0656662546767193E-2,null,9.1340671875801468E-3,6.1507089763166252E-3,2.5075850270959472E-4,2.9184058189633977E-3,4.51688084214426E-5,6.2516437772330087E-5,1.8561625731763537E-2]
[2004,3,21,6,9.7979100604185972E-3,6.4467723886585124E-3,5.9269680000000014E-4,4.174047129758501E-3,6.3703823633477972E-5,5.1125724774193741E-5,2.1126255927243282E-2,null,1.0012065974652998E-2,6.2397415503234873E-3,2.5075850270959472E-4,2.6165068258845441E-3,4.51688084214426E-5,6.2516437772330087E-5,1.9226758099764398E-2]
[2004,3,21,7,1.0797551905098178E-2,6.9956251781478143E-3,2.2724785554643443E-4,3.9361004082358823E-3,2.4424895344155958E-5,5.1125724774193741E-5,2.2032075967146663E-2,null,1.1033557296602138E-2,6.7709685503044778E-3,9.6144153301975233E-5,2.467349616656578E-3,1.7318323384503775E-5,6.2516437772330087E-5,2.0447854378022004E-2]
[2004,3,21,8,1.2334604774047813E-2,7.6414717904954394E-3,0,5.161586509553214E-3,0,5.1125724774193741E-5,2.5188788798870661E-2,null,1.2604205999800782E-2,7.3960745257055597E-3,0,3.235547159579136E-3,0,6.2516437772330087E-5,2.3298344122857809E-2]
[2004,3,21,9,1.3505305490720791E-2,7.9356671801641687E-3,0,4.8227435342026613E-3,0,5.1125724774193741E-5,2.6314841929861818E-2,null,1.3800495079780624E-2,7.6808221616014756E-3,0,3.0231430035295025E-3,0,6.2516437772330087E-5,2.4566976682683934E-2]
[2004,3,21,10,1.3858203281708489E-2,8.4910985781976069E-3,0,5.8243391214004145E-3,0,5.1125724774193741E-5,2.8224766706080706E-2,null,1.4161106265624394E-2,8.2184165055185377E-3,0,3.6509944889607142E-3,0,6.2516437772330087E-5,2.6093033697875977E-2]
[2004,3,21,11,1.2290462088264646E-2,8.8519747788399217E-3,0,7.2653931422596895E-3,0,5.1125724774193741E-5,2.8458955734138452E-2,null,1.2559098473845337E-2,8.567703573204093E-3,0,4.55432106023132E-3,0,6.2516437772330087E-5,2.5743639545053081E-2]
[2004,3,21,12,1.2566660009987485E-2,8.921453441027365E-3,0,7.2358135861888976E-3,0,5.1125724774193741E-5,2.8775052761977941E-2,null,1.2841333337943791E-2,8.6349510063653077E-3,0,4.5357790773643608E-3,0,6.2516437772330087E-5,2.6074579859445793E-2]
[2004,3,21,13,1.2677014959793889E-2,8.7187409523655883E-3,0,6.3113237158983863E-3,0,5.1125724774193741E-5,2.7758205352832056E-2,null,1.2954100349610361E-2,8.4387484010898985E-3,0,3.9562614100072625E-3,0,6.2516437772330087E-5,2.5411626598479852E-2]
[2004,3,21,14,1.3311265398356654E-2,8.5724420414857658E-3,0,4.9927889465138774E-3,0,5.1125724774193741E-5,2.6927622111130495E-2,null,1.3602213793822943E-2,8.2971477150489484E-3,0,3.1297361895169331E-3,0,6.2516437772330087E-5,2.5091614136161157E-2]
[2004,3,21,15,1.320052431535566E-2,8.3650280916786664E-3,0,4.247985528120112E-3,0,5.1125724774193741E-5,2.5864663659928632E-2,null,1.3489052209130555E-2,8.0963946307606154E-3,0,2.6628552062439481E-3,0,6.2516437772330087E-5,2.431081848390745E-2]
[2004,3,21,16,1.3323505718658018E-2,8.4766535331410788E-3,0,5.4531033440172929E-3,0,5.1125724774193741E-5,2.7304388320590584E-2,null,1.361472165454553E-2,8.2044353468236735E-3,0,3.4182848631851919E-3,0,6.2516437772330087E-5,2.5299958302326724E-2]
[2004,3,21,17,1.50586828711848E-2,8.0612596826069409E-3,0,4.4081597024328463E-3,0,5.1125724774193741E-5,2.757922798099878E-2,null,1.5387825104330254E-2,7.8023814022037856E-3,0,2.7632605939626868E-3,0,6.2516437772330087E-5,2.6015983538269057E-2]
[2004,3,21,18,1.5435839990957776E-2,7.6521217227548278E-3,0,4.0130163514520848E-3,0,5.1125724774193741E-5,2.7152103789938882E-2,null,1.5773225862521723E-2,7.4063824473787282E-3,0,2.5155644748477419E-3,0,6.2516437772330087E-5,2.5757689222520523E-2]
[2004,3,21,19,1.6613827935553348E-2,7.4582686704393998E-3,2.3707872000000005E-4,3.5865930453772127E-3,2.5481529453391186E-5,5.1125724774193741E-5,2.7972375625597543E-2,null,1.6976961449591692E-2,7.2187547676241916E-3,1.0030340108383789E-4,2.2482604755453407E-3,1.8067523368577038E-5,6.2516437772330087E-5,2.6624864054985972E-2]
[2004,3,21,20,1.7447550419049888E-2,7.4541087497246193E-3,5.9269680000000014E-4,3.8265739348546661E-3,6.3703823633477972E-5,5.1125724774193741E-5,2.9435759452036848E-2,null,1.7828906860178802E-2,7.2147284380804757E-3,2.5075850270959472E-4,2.3986928055789334E-3,4.51688084214426E-5,6.2516437772330087E-5,2.7800771852741581E-2]
[2004,3,21,21,1.532299093362883E-2,7.6606020825157276E-3,5.9269680000000014E-4,5.3921428692141893E-3,6.3703823633477972E-5,5.1125724774193741E-5,2.9083262233766422E-2,null,1.5657910228862339E-2,7.4145904699319783E-3,2.5075850270959472E-4,3.3800717109439735E-3,4.51688084214426E-5,6.2516437772330087E-5,2.6811016158641659E-2]
[2004,3,21,22,1.3187468862521168E-2,7.5864331178308493E-3,5.9269680000000014E-4,5.2077576087471078E-3,6.3703823633477972E-5,5.1125724774193741E-5,2.6689185937506802E-2,null,1.3475711399273976E-2,7.3428033580583089E-3,2.5075850270959472E-4,3.2644895726482489E-3,4.51688084214426E-5,6.2516437772330087E-5,2.44414480788839E-2]
[2004,3,21,23,1.0718261316665582E-2,7.5337290370752564E-3,5.9269680000000014E-4,4.9624605474164916E-3,6.3703823633477972E-5,5.1125724774193741E-5,2.3921977249565005E-2,null,1.0952533629548566E-2,7.2917918095288733E-3,2.5075850270959472E-4,3.1107247934330918E-3,4.51688084214426E-5,6.2516437772330087E-5,2.1713493981413902E-2]
[2004,3,21,24,9.0610660673481891E-3,7.5602893985190949E-3,5.9269680000000014E-4,5.6994115391582976E-3,6.3703823633477972E-5,5.1125724774193741E-5,2.3028293353433257E-2,null,9.2591165572613772E-3,7.3174992148630977E-3,2.5075850270959472E-4,3.5726834729332877E-3,4.51688084214426E-5,6.2516437772330087E-5,2.0507742993961131E-2]
[2004,3,22,1,8.4981368891944679E-3,6.7378144496722994E-3,5.9269680000000014E-4,3.2772798485418064E-3,6.3703823633477972E-5,5.1125724774193741E-5,1.9220757535816247E-2,null,8.6838832640409383E-3,6.5214371231646128E-3,2.5075850270959472E-4,2.0543670992377197E-3,4.51688084214426E-5,6.2516437772330087E-5,1.7618131235346637E-2]
[2004,3,22,2,8.2539114358930691E-3,6.6312692149419639E-3,5.9269680000000014E-4,3.21433859016499E-3,6.3703823633477972E-5,5.1125724774193741E-5,1.8807045589407698E-2,null,8.434319700376355E-3,6.4183134687130581E-3,2.5075850270959472E-4,2.0149122902590219E-3,4.51688084214426E-5,6.2516437772330087E-5,1.7225989208251802E-2]
[2004,3,22,3,8.4749075318180066E-3,6.5198625348031111E-3,5.9269680000000014E-4,2.9590332463019604E-3,6.3703823633477972E-5,5.1125724774193741E-5,1.8661329661330751E-2,null,8.6601461755018774E-3,6.3104844886999059E-3,2.5075850270959472E-4,1.8548738062323536E-3,4.51688084214426E-5,6.2516437772330087E-5,1.7183948219337504E-2]
[2004,3,22,4,9.6655742381918826E-3,6.3666229336802709E-3,5.9269680000000014E-4,2.2567550624731959E-3,6.3703823633477972E-5,5.1125724774193741E-5,1.8996478582753024E-2,null,9.876837647920713E-3,6.1621660048701782E-3,2.5075850270959472E-4,1.4146498210843763E-3,4.51688084214426E-5,6.2516437772330087E-5,1.7812097222778638E-2]
[2004,3,22,5,1.0620316074711674E-2,6.5170159096299141E-3,5.9269680000000014E-4,2.126026900783081E-3,6.3703823633477972E-5,5.1125724774193741E-5,1.997088523353234E-2,null,1.085244756851118E-2,6.3077292796897911E-3,2.5075850270959472E-4,1.3327027043499005E-3,4.51688084214426E-5,6.2516437772330087E-5,1.885132330145424E-2]
[2004,3,22,6,1.2059695507372679E-2,7.1541489833459627E-3,5.9269680000000014E-4,2.3087675629943102E-3,6.3703823633477972E-5,5.1125724774193741E-5,2.2230138402120625E-2,null,1.2323287957277199E-2,6.9244015419438962E-3,2.5075850270959472E-4,1.4472539241081708E-3,4.51688084214426E-5,6.2516437772330087E-5,2.1053387172232634E-2]
[2004,3,22,7,1.4136989261589244E-2,8.3858634865682583E-3,2.0749129574400006E-4,2.4433511047043327E-3,2.2301434577607968E-5,5.1125724774193741E-5,2.5247122307957639E-2,null,1.4445985755858778E-2,8.1165609203970694E-3,8.7785536628574924E-5,1.5316177907797874E-3,1.5812696452178626E-5,6.2516437772330087E-5,2.4260279137888717E-2]
[2004,3,22,8,1.2912907321603825E-2,1.0118685082888249E-2,0,6.203309405922508E-3,0,5.1125724774193741E-5,2.9286027535188778E-2,null,1.3195148682856329E-2,9.7937349017334294E-3,0,3.8885525005102474E-3,0,6.2516437772330087E-5,2.6939952522872339E-2]
[2004,3,22,9,1.2789315347727294E-2,1.0903302858598205E-2,0,7.292792394707706E-3,0,5.1125724774193741E-5,3.1036536325807398E-2,null,1.3068855321439563E-2,1.0553155560795748E-2,0,4.5714963169607567E-3,0,6.2516437772330087E-5,2.82560236369684E-2]
[2004,3,22,10,1.199602439484522E-2,1.1429772750214933E-2,0,8.1488179104143646E-3,0,5.1125724774193741E-5,3.1625740780248705E-2,null,1.225822516578662E-2,1.1062718464473627E-2,0,5.1080970153595303E-3,0,6.2516437772330087E-5,2.8491557083392106E-2]
[2004,3,22,11,1.1301760254338373E-2,1.1703898607543698E-2,0,8.7685275344177374E-3,0,5.1125724774193741E-5,3.1825312121073999E-2,null,1.1548786281807586E-2,1.1328041078469043E-2,0,5.4965627923056048E-3,0,6.2516437772330087E-5,2.8435906590354568E-2]
[2004,3,22,12,1.1567333809293576E-2,1.137360759671489E-2,0,8.3979911672143956E-3,0,5.1125724774193741E-5,3.1390058297997049E-2,null,1.1820164559107371E-2,1.100835699165491E-2,0,5.2642915927031946E-3,0,6.2516437772330087E-5,2.8155329581237808E-2]
[2004,3,22,13,1.0511125487448767E-2,1.1474873630927538E-2,0,8.6066095431398572E-3,0,5.1125724774193741E-5,3.0643734386290356E-2,null,1.0740870369216025E-2,1.1106370981170774E-2,0,5.3950642906735458E-3,0,6.2516437772330087E-5,2.7304822078832676E-2]
[2004,3,22,14,1.2013959623465522E-2,1.129056091266367E-2,0,7.0086902260437173E-3,0,5.1125724774193741E-5,3.0364336486947103E-2,null,1.2276552410179518E-2,1.0927977258378982E-2,0,4.3934065061729862E-3,0,6.2516437772330087E-5,2.7660452612503821E-2]
[2004,3,22,15,1.1000287834447927E-2,1.0954937692528303E-2,0,6.9027120867413477E-3,0,5.1125724774193741E-5,2.8909063338491772E-2,null,1.1240724487111699E-2,1.0603132200157872E-2,0,4.3269739728883806E-3,0,6.2516437772330087E-5,2.6233347097930279E-2]
[2004,3,22,16,1.1811064125423789E-2,1.0649667855501262E-2,0,7.0149198373043826E-3,0,5.1125724774193741E-5,2.9526777543003629E-2,null,1.2069222163236314E-2,1.0307665760314404E-2,0,4.3973115460250586E-3,0,6.2516437772330087E-5,2.683671590734811E-2]
[2004,3,22,17,1.4071137697941567E-2,1.009501996809303E-2,0,5.5584836018053724E-3,0,5.1125724774193741E-5,2.9775766992614163E-2,null,1.4378694854461542E-2,9.7708297654607919E-3,0,3.4843426136715733E-3,0,6.2516437772330087E-5,2.7696383671366238E-2]
[2004,3,22,18,1.500724178039487E-2,9.2746819029107409E-3,0,3.9114152768853997E-3,0,5.1125724774193741E-5,2.8244464684965203E-2,null,1.5335259649899567E-2,8.9768359338133503E-3,0,2.4518757102370949E-3,0,6.2516437772330087E-5,2.6826487731722342E-2]
[2004,3,22,19,1.6224169185314375E-2,9.0886170681377908E-3,2.2720043980243443E-4,2.9818225703109004E-3,2.4419799038265276E-5,5.1125724774193741E-5,2.859735478737796E-2,null,1.6578785808976884E-2,8.7967463617618629E-3,9.6124092621758465E-5,1.8691593233750735E-3,1.7314709879830056E-5,6.2516437772330087E-5,2.7420646734387738E-2]
[2004,3,22,20,1.5847049681410964E-2,9.2342719714097847E-3,5.9269680000000014E-4,4.2206963872901716E-3,6.3703823633477972E-5,5.1125724774193741E-5,3.0009544388518595E-2,null,1.6193423488836539E-2,8.937723721774371E-3,2.5075850270959472E-4,2.6457489731242963E-3,4.51688084214426E-5,6.2516437772330087E-5,2.8135339932638576E-2]
[2004,3,22,21,1.6687138088857786E-2,8.4150892986986411E-3,5.9269680000000014E-4,2.0583786220809918E-3,6.3703823633477972E-5,5.1125724774193741E-5,2.7868132358045094E-2,null,1.7051873965319011E-2,8.1448481784694524E-3,2.5075850270959472E-4,1.2902972936104206E-3,4.51688084214426E-5,6.2516437772330087E-5,2.6845463186302255E-2]
[2004,3,22,22,1.418719340326975E-2,8.4944514551979853E-3,5.9269680000000014E-4,3.5900853987787841E-3,6.3703823633477972E-5,5.1125724774193741E-5,2.6979256605654194E-2,null,1.4497287224805368E-2,8.2216617086482771E-3,2.5075850270959472E-4,2.2504496617786409E-3,4.51688084214426E-5,6.2516437772330087E-5,2.5327842344135654E-2]
[2004,3,22,23,1.1500182576480812E-2,7.9557120477714138E-3,5.9269680000000014E-4,3.2698353927359861E-3,6.3703823633477972E-5,5.1125724774193741E-5,2.3433256365395887E-2,null,1.1751545581278954E-2,7.7002233108493844E-3,2.5075850270959472E-4,2.0497005325159274E-3,4.51688084214426E-5,6.2516437772330087E-5,2.1859913173547636E-2]
[2004,3,22,24,8.8123975590481182E-3,7.7724449559360229E-3,5.9269680000000014E-4,3.6123745755303844E-3,6.3703823633477972E-5,5.1125724774193741E-5,2.0904743438922201E-2,null,9.0050128253873069E-3,7.5228416353703481E-3,2.5075850270959472E-4,2.2644216609681378E-3,4.51688084214426E-5,6.2516437772330087E-5,1.9150719870629163E-2]
[2004,3,23,1,8.137016214624081E-3,7.2024846054250993E-3,5.9269680000000014E-4,2.2346536222079528E-3,6.3703823633477972E-5,5.1125724774193741E-5,1.8281680790664806E-2,null,8.3148694645352669E-3,6.9711849199298338E-3,2.5075850270959472E-4,1.4007955047534455E-3,4.51688084214426E-5,6.2516437772330087E-5,1.7045293638121916E-2]
[2004,3,23,2,8.1586223139928134E-3,6.9368762969708843E-3,5.9269680000000014E-4,1.9964940726825186E-3,6.3703823633477972E-5,5.1125724774193741E-5,1.7799519032053891E-2,null,8.3369478150202916E-3,6.7141063233147969E-3,2.5075850270959472E-4,1.2515048840174646E-3,4.51688084214426E-5,6.2516437772330087E-5,1.6661002771255921E-2]
[2004,3,23,3,8.0031444369527555E-3,6.7898484923135686E-3,5.9269680000000014E-4,2.1355049432683921E-3,6.3703823633477972E-5,5.1125724774193741E-5,1.7636024220942393E-2,null,8.1780716105108626E-3,6.5718001510995253E-3,2.5075850270959472E-4,1.3386440275041205E-3,4.51688084214426E-5,6.2516437772330087E-5,1.6446959538017874E-2]
[2004,3,23,4,8.4447869415205743E-3,6.6904554839969108E-3,5.9269680000000014E-4,2.2456892468876392E-3,6.3703823633477972E-5,5.1125724774193741E-5,1.8088458020812801E-2,null,8.6293672302580685E-3,6.4755990373614068E-3,2.5075850270959472E-4,1.4077132003147725E-3,4.51688084214426E-5,6.2516437772330087E-5,1.6871123216837616E-2]
[2004,3,23,5,9.4069826868534729E-3,6.8563078495764256E-3,5.9269680000000014E-4,2.1420112360352149E-3,6.3703823633477972E-5,5.1125724774193741E-5,1.9112828120872789E-2,null,9.6125939820243343E-3,6.6361252409150714E-3,2.5075850270959472E-4,1.34272250551512E-3,4.51688084214426E-5,6.2516437772330087E-5,1.7949885477357895E-2]
[2004,3,23,6,1.0062930860688317E-2,7.4367937458140526E-3,5.9269680000000014E-4,2.8538387403408993E-3,6.3703823633477972E-5,5.1125724774193741E-5,2.1061089695250945E-2,null,1.0282879415539228E-2,7.1979694860295476E-3,2.5075850270959472E-4,1.7889324945182729E-3,4.51688084214426E-5,6.2516437772330087E-5,1.9628225144990418E-2]
[2004,3,23,7,1.1964125571003792E-2,8.6783098520209247E-3,1.8773473594156561E-4,2.8593570268057285E-3,2.0177973811059975E-5,5.1125724774193741E-5,2.3760830884357265E-2,null,1.2225629119604852E-2,8.3996157000207992E-3,7.9426919955174588E-5,1.7923916395047952E-3,1.4307069519853474E-5,6.2516437772330087E-5,2.2573886886377806E-2]
[2004,3,23,8,1.202259148474216E-2,1.0274973527417039E-2,0,5.4168737252663548E-3,0,5.1125724774193741E-5,2.7765564462199747E-2,null,1.2285372940685805E-2,9.9450043187951104E-3,0,3.3955742799516701E-3,0,6.2516437772330087E-5,2.5688467977204917E-2]
[2004,3,23,9,1.1298070632681574E-2,1.1142305928801968E-2,0,6.6545511567465149E-3,0,5.1125724774193741E-5,2.9146053443004253E-2,null,1.154501601496276E-2,1.0784483316438076E-2,0,4.1714139739079895E-3,0,6.2516437772330087E-5,2.6563429743081159E-2]
[2004,3,23,10,1.0798226458639554E-2,1.1516650442528432E-2,0,7.1890833835414952E-3,0,5.1125724774193741E-5,2.9555086009483676E-2,null,1.10342465940664E-2,1.1146806177493935E-2,0,4.5064861895744305E-3,0,6.2516437772330087E-5,2.6750055398907097E-2]
[2004,3,23,11,1.0623973324962538E-2,1.1606868744184113E-2,0,7.0822768551503856E-3,0,5.1125724774193741E-5,2.9364244649071232E-2,null,1.0856184756398359E-2,1.1234127219947817E-2,0,4.4395343795213087E-3,0,6.2516437772330087E-5,2.6592362793639815E-2]
[2004,3,23,12,1.0141208319771606E-2,1.1423113198517635E-2,0,7.2190737977214552E-3,0,5.1125724774193741E-5,2.8834521040784891E-2,null,1.0362867808965713E-2,1.1056272776782642E-2,0,4.5252857193769395E-3,0,6.2516437772330087E-5,2.6006942742897627E-2]
[2004,3,23,13,9.5062827186074977E-3,1.1492389162195586E-2,0,7.48805120094967E-3,0,5.1125724774193741E-5,2.8537848806526947E-2,null,9.7140644449164957E-3,1.1123324020868824E-2,0,4.6938945514473241E-3,0,6.2516437772330087E-5,2.5593799455004972E-2]
[2004,3,23,14,9.6131308085092623E-3,1.1391481528007803E-2,0,6.9529846010357417E-3,0,5.1125724774193741E-5,2.8008722662326999E-2,null,9.8232479461698649E-3,1.1025656921764467E-2,0,4.3584873633021751E-3,0,6.2516437772330087E-5,2.5269908669008835E-2]
[2004,3,23,15,9.3129280599614488E-3,1.1001481552658348E-2,0,6.7365372219937332E-3,0,5.1125724774193741E-5,2.7102072559387725E-2,null,9.5164835744111324E-3,1.0648181356612786E-2,0,4.2228070446324144E-3,0,6.2516437772330087E-5,2.4449988413428662E-2]
[2004,3,23,16,9.6943450534954113E-3,1.0688847290135943E-2,0,6.4103212256539687E-3,0,5.1125724774193741E-5,2.6844639294059516E-2,null,9.9062373157261137E-3,1.0345586991508835E-2,0,4.0183181266586722E-3,0,6.2516437772330087E-5,2.4332658871665951E-2]
[2004,3,23,17,1.1708143609982947E-2,1.0035326086838211E-2,0,5.5589594547978986E-3,0,5.1125724774193741E-5,2.7353554876393252E-2,null,1.1964052082639046E-2,{"$f":"F1987*W$5","v":9.7130528860069672E-3},{"$f":"G1987*X$5","v":0},{"$f":"H1987*Y$5","v":3.4846409027335691E-3},{"$f":"I1987*Z$5","v":0},6.2516437772330087E-5,2.5224262309151913E-2]
[2004,3,23,18,1.3862154264175877E-2,9.1422015313037952E-3,0,3.0697811405725034E-3,0,5.1125724774193741E-5,2.6125262660826369E-2,null,{"$f":"E1988*V$5","v":1.4165143605922911E-2},8.8486100202116186E-3,0,1.9242962665695421E-3,0,6.2516437772330087E-5,{"$f":"SUM(M1988:R1988)","v":2.5000566330476405E-2}]
[2004,3,23,19,1.5328298899557039E-2,9.0510767306326411E-3,2.1732216019756563E-4,2.8738121170438185E-3,2.3358068686843193E-5,5.1125724774193741E-5,2.7544993700892102E-2,null,1.566333421262385E-2,8.7604115899377263E-3,9.194478441043755E-5,1.8014528314609407E-3,1.6561896436251886E-5,6.2516437772330087E-5,2.6396221752641537E-2]
[2004,3,23,20,1.4544652875118065E-2,9.1571756859747475E-3,5.9269680000000014E-4,3.8342045143627723E-3,6.3703823633477972E-5,5.1125724774193741E-5,2.8243559423863258E-2,null,1.4862559797562281E-2,8.863103296761243E-3,2.5075850270959472E-4,2.4034760441835174E-3,4.51688084214426E-5,6.2516437772330087E-5,2.6487582887410408E-2]
[2004,3,23,21,1.3412184326665933E-2,8.6865381793857048E-3,5.9269680000000014E-4,3.8540878085581865E-3,6.3703823633477972E-5,5.1125724774193741E-5,2.6660336663017498E-2,null,1.3705338537987069E-2,8.407579783914626E-3,2.5075850270959472E-4,2.4159399127901908E-3,4.51688084214426E-5,6.2516437772330087E-5,2.4887301983595254E-2]
[2004,3,23,22,1.2550927865028533E-2,8.3558890364853079E-3,5.9269680000000014E-4,3.9027209550905064E-3,6.3703823633477972E-5,5.1125724774193741E-5,2.551706420501202E-2,null,1.2825257330685045E-2,8.0875490660372463E-3,2.5075850270959472E-4,2.4464256634083017E-3,4.51688084214426E-5,6.2516437772330087E-5,2.3717675809033965E-2]
[2004,3,23,23,1.0783450182643563E-2,7.8024347457623568E-3,5.9269680000000014E-4,3.0280736154992419E-3,6.3703823633477972E-5,5.1125724774193741E-5,2.2321484892312834E-2,null,1.1019147348490632E-2,7.5518683368549621E-3,2.5075850270959472E-4,1.8981518506938993E-3,4.51688084214426E-5,6.2516437772330087E-5,2.0827611284942864E-2]
[2004,3,23,24,9.2345958893353224E-3,7.4622542199025187E-3,5.9269680000000014E-4,2.456957348959829E-3,6.3703823633477972E-5,5.1125724774193741E-5,1.9861333806605343E-2,null,9.4364392735948981E-3,7.2226123256527086E-3,2.5075850270959472E-4,1.5401468825371242E-3,4.51688084214426E-5,6.2516437772330087E-5,1.8557642230688103E-2]
[2004,3,24,1,7.8869870702437186E-3,7.0449619879944143E-3,5.9269680000000014E-4,2.0375119821708434E-3,6.3703823633477972E-5,5.1125724774193741E-5,1.7676987388816651E-2,null,8.0593753567423168E-3,6.8187209640397329E-3,2.5075850270959472E-4,1.2772170134744036E-3,4.51688084214426E-5,6.2516437772330087E-5,1.6513757083159823E-2]
[2004,3,24,2,7.9004500260484601E-3,6.7744619390281945E-3,5.9269680000000014E-4,1.8283367235189737E-3,6.3703823633477972E-5,5.1125724774193741E-5,1.7210775037003304E-2,null,8.07313257648609E-3,6.5569077196527565E-3,2.5075850270959472E-4,1.1460952328488821E-3,4.51688084214426E-5,6.2516437772330087E-5,1.6134579277891095E-2]
[2004,3,24,3,7.7388251039896281E-3,6.6320951063809468E-3,5.9269680000000014E-4,1.9742423652722918E-3,6.3703823633477972E-5,5.1125724774193741E-5,1.7052688924050541E-2,null,7.9079749691165005E-3,6.4191128375781573E-3,2.5075850270959472E-4,1.2375563725329254E-3,4.51688084214426E-5,6.2516437772330087E-5,1.5923087928130953E-2]
[2004,3,24,4,8.1549628946597161E-3,6.5403938198223439E-3,5.9269680000000014E-4,2.087274215777318E-3,6.3703823633477972E-5,5.1125724774193741E-5,1.749015727866705E-2,null,8.3332084106405857E-3,6.330356434612161E-3,2.5075850270959472E-4,1.3084105337809496E-3,4.51688084214426E-5,6.2516437772330087E-5,1.6330419127937066E-2]
[2004,3,24,5,9.0753809662497513E-3,6.7232758686470101E-3,5.9269680000000014E-4,1.9744622131048074E-3,6.3703823633477972E-5,5.1125724774193741E-5,1.8480645396409243E-2,null,9.2737443412825755E-3,6.5073654323033322E-3,2.5075850270959472E-4,1.2376941844302401E-3,4.51688084214426E-5,6.2516437772330087E-5,1.7377247706919518E-2]
[2004,3,24,6,9.6938954686183396E-3,7.3160662158549116E-3,5.9269680000000014E-4,2.6469772856354801E-3,6.3703823633477972E-5,5.1125724774193741E-5,2.0364465318516406E-2,null,9.9057779041349988E-3,7.081118984795901E-3,2.5075850270959472E-4,1.6592611248803237E-3,4.51688084214426E-5,6.2516437772330087E-5,1.9004601762714592E-2]
[2004,3,24,7,1.1536752951260923E-2,8.6237787309535463E-3,1.7785645574400002E-4,2.5662777709635951E-3,1.9116243395934068E-5,5.1125724774193741E-5,2.297490787709219E-2,null,1.1788915285915804E-2,8.3468357845225515E-3,7.524761149309518E-5,1.608674530043103E-3,1.3554256031106495E-5,6.2516437772330087E-5,2.1895743905777993E-2]
[2004,3,24,11,1.0273651008671756E-2,1.1421189547629036E-2,0,6.6470137602451058E-3,0,5.1125724774193741E-5,2.8392980041320091E-2,null,1.049820533818897E-2,1.1054410901776937E-2,0,4.1666891471913168E-3,0,6.2516437772330087E-5,2.5781821824929552E-2]
[2004,3,24,14,9.3018411247511971E-3,1.1216816134475687E-2,0,6.5125128960604123E-3,0,5.1125724774193741E-5,2.7082295880061492E-2,null,9.5051543086700462E-3,1.0856600710730354E-2,0,4.0823771070330681E-3,0,6.2516437772330087E-5,2.4506648564205799E-2]
[2004,3,24,18,1.3405078239717856E-2,8.9726351444747339E-3,0,2.8322943498832916E-3,0,5.1125724774193741E-5,2.5261133458850074E-2,null,1.3698077131125091E-2,8.6844890670200806E-3,0,1.7754273655775958E-3,0,6.2516437772330087E-5,2.42205100014951E-2]
[2004,3,24,21,1.3009103218220512E-2,8.480381007219857E-3,5.9269680000000014E-4,3.581498146755025E-3,6.3703823633477972E-5,5.1125724774193741E-5,2.5778508720603069E-2,null,1.3293447162580895E-2,8.2080431172683096E-3,2.5075850270959472E-4,2.2450667317739535E-3,4.51688084214426E-5,6.2516437772330087E-5,2.4105000760526529E-2]
[2004,3,24,24,8.9556375511474842E-3,7.2750295165901436E-3,5.9269680000000014E-4,2.2661997843664685E-3,6.3703823633477972E-5,5.1125724774193741E-5,1.9204393200511771E-2,null,9.1513836577652441E-3,7.0414001329343135E-3,2.5075850270959472E-4,1.4205702571825089E-3,4.51688084214426E-5,6.2516437772330087E-5,1.7971797796785434E-2]
[2004,3,25,4,6.9153998496116155E-3,6.4582004453311616E-3,5.9269680000000014E-4,2.1702731151990303E-3,6.3703823633477972E-5,5.1125724774193741E-5,1.6251399758549483E-2,null,7.0665518573313863E-3,6.2508026078202938E-3,2.5075850270959472E-4,1.3604385009137454E-3,4.51688084214426E-5,6.2516437772330087E-5,1.5036236714968794E-2]
[2004,3,25,5,7.6605867837367114E-3,6.6584711980526828E-3,5.9269680000000014E-4,2.1522197854765314E-3,6.3703823633477972E-5,5.1125724774193741E-5,1.7178804115673598E-2,null,7.8280265699897621E-3,6.444641890756584E-3,2.5075850270959472E-4,1.3491217478967291E-3,4.51688084214426E-5,6.2516437772330087E-5,1.5980233957546445E-2]
[2004,3,25,9,9.6628373197121132E-3,1.0983162822219623E-2,0,6.7854192396985778E-3,0,5.1125724774193741E-5,2.7482545106404507E-2,null,9.8740409077773851E-3,1.0630450911581288E-2,0,4.2534488004659513E-3,0,6.2516437772330087E-5,2.4820457057596952E-2]
[2004,3,25,12,8.8675795835054094E-3,1.1173920605118182E-2,0,7.1089901374254824E-3,0,5.1125724774193741E-5,2.7201616050823271E-2,null,9.061400980215675E-3,1.0815082723012031E-2,0,4.4562796349632656E-3,0,6.2516437772330087E-5,2.4395279775963303E-2]
[2004,3,25,15,8.2921433707653456E-3,1.0757599860133691E-2,0,6.6380266598687499E-3,0,5.1125724774193741E-5,2.573889561554198E-2,null,8.4733872823320438E-3,1.0412131650113688E-2,0,4.1610555717311835E-3,0,6.2516437772330087E-5,2.3109090941949247E-2]
[2004,3,25,19,1.2732816808054305E-2,8.7719369732720022E-3,1.8768732019756564E-4,3.0344806411230271E-3,2.0172877505169299E-5,5.1125724774193741E-5,2.4798220344926264E-2,null,1.3011121875920127E-2,8.4902360916659734E-3,7.9406859274957833E-5,1.9021681029682768E-3,1.4303456015179761E-5,6.2516437772330087E-5,2.3559752823616845E-2]
[2004,3,25,21,1.1411400279558547E-2,8.4286970914552815E-3,5.9269680000000014E-4,3.8822884472871399E-3,6.3703823633477972E-5,5.1125724774193741E-5,2.4429912166708641E-2,null,1.166082274256278E-2,8.1580189722795723E-3,2.5075850270959472E-4,2.4336175195432512E-3,4.51688084214426E-5,6.2516437772330087E-5,2.2610902983288973E-2]
[2004,3,26,2,6.03621170563645E-3,6.996302822275524E-3,5.9269680000000014E-4,3.4463724595495413E-3,6.3703823633477972E-5,5.1125724774193741E-5,1.7186413335869188E-2,null,6.1681470294311794E-3,6.7716244326538281E-3,2.5075850270959472E-4,2.1603630204993889E-3,4.51688084214426E-5,6.2516437772330087E-5,1.5458578231487765E-2]
[2004,3,26,3,5.836262985612955E-3,6.8430696812784349E-3,5.9269680000000014E-4,3.398401275279858E-3,6.3703823633477972E-5,5.1125724774193741E-5,1.6785260290578922E-2,null,5.9638279691338319E-3,6.6233122014901849E-3,2.5075850270959472E-4,2.130292221779238E-3,4.51688084214426E-5,6.2516437772330087E-5,1.5075876141306623E-2]
[2004,3,26,6,7.8287793235221406E-3,7.1816828500440525E-3,5.9269680000000014E-4,3.4126059145854477E-3,6.3703823633477972E-5,5.1125724774193741E-5,1.9130594436559314E-2,null,7.9998953455135309E-3,6.951051189506975E-3,2.5075850270959472E-4,2.1391964182453796E-3,4.51688084214426E-5,6.2516437772330087E-5,1.7448586702169255E-2]
[2004,3,26,10,9.4210572814502382E-3,1.071154095056593E-2,0,7.3705685515292503E-3,0,5.1125724774193741E-5,2.7554292508319613E-2,null,{"$f":"E2052*V$5","v":9.6269762093361133E-3},1.0367551870579646E-2,0,4.6202504011597081E-3,0,6.2516437772330087E-5,{"$f":"SUM(M2052:R2052)","v":2.4677294918847799E-2}]
[2004,3,26,13,8.9116097305878446E-3,1.0510691551663785E-2,0,6.8501510839117929E-3,0,5.1125724774193741E-5,2.6323578090937615E-2,null,9.1063935076776178E-3,1.017315252403346E-2,0,4.2940260404852257E-3,0,6.2516437772330087E-5,2.3636088509968636E-2]
[2004,3,26,18,9.7360805318724812E-3,8.9653945369151875E-3,0,5.2839610028028311E-3,0,5.1125724774193741E-5,2.4036561796364694E-2,null,9.9488850192075914E-3,8.677480983421788E-3,0,3.312257768479307E-3,0,6.2516437772330087E-5,2.2001140208881019E-2]
[2004,3,26,21,1.1427967104043887E-2,7.8746092752309295E-3,5.9269680000000014E-4,3.3413340214120276E-3,6.3703823633477972E-5,5.1125724774193741E-5,2.3351436749094515E-2,null,1.1677751673193383E-2,7.621725062554225E-3,2.5075850270959472E-4,2.0945195401017545E-3,4.51688084214426E-5,6.2516437772330087E-5,2.1752440024752732E-2]
[2004,3,26,24,7.2327346225911759E-3,6.6753689240011023E-3,5.9269680000000014E-4,3.705571084759406E-3,6.3703823633477972E-5,5.1125724774193741E-5,1.832120097975936E-2,null,7.390822713415071E-3,6.4609969652574028E-3,2.5075850270959472E-4,2.3228420129588583E-3,4.51688084214426E-5,6.2516437772330087E-5,1.6533105440534702E-2]
[2004,3,27,1,6.6857172161425733E-3,6.048526634794972E-3,5.9269680000000014E-4,2.5957547221284009E-3,6.3703823633477972E-5,5.1125724774193741E-5,1.6037524921473621E-2,null,6.8318489803562274E-3,5.8542850105526888E-3,2.5075850270959472E-4,1.6271521948924316E-3,4.51688084214426E-5,6.2516437772330087E-5,1.4671729934704716E-2]
[2004,3,27,4,6.3352270074529347E-3,5.7202071015277313E-3,5.9269680000000014E-4,2.6629441872326361E-3,6.3703823633477972E-5,5.1125724774193741E-5,1.5425904644620972E-2,null,6.4736980000725166E-3,5.536509089517464E-3,2.5075850270959472E-4,1.669269997736439E-3,4.51688084214426E-5,6.2516437772330087E-5,1.4037920836229787E-2]
[2004,3,27,7,8.2632141077839637E-3,6.9134263488385044E-3,1.1858677574400002E-4,3.3590239250120501E-3,1.2745861032586272E-5,5.1125724774193741E-5,1.8718122743185298E-2,null,8.4438257036094783E-3,6.6914094438698269E-3,5.0171761222135711E-5,2.1056084789852444E-3,9.0373751889622348E-6,6.2516437772330087E-5,1.7362569200647979E-2]
[2004,3,27,11,1.1504311209643877E-2,8.2064018187761462E-3,0,3.8521146504932884E-3,0,5.1125724774193741E-5,2.3613953403687504E-2,null,1.1755764455238691E-2,7.9428624620518067E-3,0,2.4147030361127459E-3,0,6.2516437772330087E-5,2.2175846391175574E-2]
[2004,3,27,15,9.1387636060748113E-3,7.9577870949395606E-3,0,4.4395656906888294E-3,0,5.1125724774193741E-5,2.1587242116477397E-2,null,9.3385123548347486E-3,7.7022317202135411E-3,0,2.7829474782001878E-3,0,6.2516437772330087E-5,1.988620799102081E-2]
[2004,3,27,18,1.0866388274918728E-2,7.0273593453019584E-3,0,2.8916106461442091E-3,0,5.1125724774193741E-5,2.083648399113909E-2,null,1.1103898243992863E-2,6.8016836104026097E-3,0,1.8126098623794131E-3,0,6.2516437772330087E-5,1.978070815454722E-2]
[2004,3,27,22,1.0198527589220267E-2,6.0545199870348067E-3,5.9269680000000014E-4,2.7870525772394302E-3,6.3703823633477972E-5,5.1125724774193741E-5,1.974762650190218E-2,null,1.0421439923202328E-2,5.8600858930318673E-3,2.5075850270959472E-4,1.7470675020547731E-3,4.51688084214426E-5,6.2516437772330087E-5,1.838703706719234E-2]
[2004,3,28,1,7.4821867643165927E-3,5.955735907789919E-3,5.9269680000000014E-4,3.7021364093350008E-3,6.3703823633477972E-5,5.1125724774193741E-5,1.7847585429849187E-2,null,7.6457272068297276E-3,5.7644741532938311E-3,2.5075850270959472E-4,2.3206889822399226E-3,4.51688084214426E-5,6.2516437772330087E-5,1.6089334091266849E-2]
[2004,3,28,2,7.1706037339191358E-3,5.8054455466427955E-3,5.9269680000000014E-4,3.6734011362195228E-3,6.3703823633477972E-5,5.1125724774193741E-5,1.7356976765189127E-2,null,7.3273338109233789E-3,5.6190101979178659E-3,2.5075850270959472E-4,2.3026762392322378E-3,4.51688084214426E-5,6.2516437772330087E-5,1.5607463996976852E-2]
[2004,3,28,5,7.116985035159229E-3,5.809020976002212E-3,5.9269680000000014E-4,3.5513296298964156E-3,6.3703823633477972E-5,5.1125724774193741E-5,1.718486198946553E-2,null,7.272543151879883E-3,5.6224708063881516E-3,2.5075850270959472E-4,2.2261555580776631E-3,4.51688084214426E-5,6.2516437772330087E-5,1.5479613265249065E-2]
[2004,3,28,8,9.6031223963942407E-3,7.0587243462610638E-3,0,4.242294182815699E-3,0,5.1125724774193741E-5,2.0955266650245202E-2,null,9.8130207771328758E-3,6.8320413596624982E-3,0,2.6592875791006669E-3,0,6.2516437772330087E-5,1.9366866153668373E-2]
[2004,3,28,13,1.0256123421064436E-2,7.9934439242928292E-3,0,4.792144122533779E-3,0,5.1125724774193741E-5,2.3092837192665239E-2,null,1.0480294644743239E-2,7.7367434706298883E-3,0,3.0039617228657372E-3,0,6.2516437772330087E-5,2.1283516276011195E-2]
[2004,3,28,16,1.0876181351748693E-2,7.7655971737455596E-3,0,4.0223871453149854E-3,0,5.1125724774193741E-5,2.2715291395583433E-2,null,1.1113905371095668E-2,7.5162137619966003E-3,0,2.5214385690647029E-3,0,6.2516437772330087E-5,2.12140741399293E-2]
[2004,3,28,19,1.3230093702388129E-2,6.878799258823445E-3,1.5805248019756563E-4,2.935952431828634E-3,1.69876863234954E-5,5.1125724774193741E-5,2.3271011284335459E-2,null,1.35192679032912E-2,6.6578943638719865E-3,6.6868934139478089E-5,1.8404055679161447E-3,1.204501559410763E-5,6.2516437772330087E-5,2.2158998222585248E-2]
[2004,3,28,23,8.7319693038624309E-3,6.8810995567568888E-3,5.9269680000000014E-4,3.5807744599860984E-3,6.3703823633477972E-5,5.1125724774193741E-5,1.9901369669013094E-2,null,8.9228266252507731E-3,6.6601207903266707E-3,2.5075850270959472E-4,2.2446130877896296E-3,4.51688084214426E-5,6.2516437772330087E-5,1.8186004252270443E-2]
[2004,3,29,2,6.4010016121012871E-3,6.5394372487124494E-3,5.9269680000000014E-4,3.6628502445196524E-3,6.3703823633477972E-5,5.1125724774193741E-5,1.7310815453741062E-2,null,{"$f":"E2116*V$5","v":6.5409102603540608E-3},6.3294305827066794E-3,2.5075850270959472E-4,2.2960623991643905E-3,4.51688084214426E-5,6.2516437772330087E-5,{"$f":"SUM(M2116:R2116)","v":1.5524846991128499E-2}]
[2004,3,29,5,7.6537329344996225E-3,6.5822677494134663E-3,5.9269680000000014E-4,3.43853514165525E-3,6.3703823633477972E-5,5.1125724774193741E-5,1.8382062173976012E-2,null,7.8210229140754997E-3,6.3708856300906157E-3,2.5075850270959472E-4,2.1554501876708274E-3,4.51688084214426E-5,6.2516437772330087E-5,1.6705802480740311E-2]
[2004,3,29,7,1.0136450814751409E-2,8.5378341337396871E-3,8.8951935744000009E-5,4.4146156263571686E-3,9.5606698509123717E-6,5.1125724774193741E-5,2.3238538905217373E-2,null,1.0358006317704492E-2,8.2636512013031134E-3,3.7633836086655974E-5,2.7673074981998122E-3,6.7789347678901046E-6,6.2516437772330087E-5,2.1495894225834297E-2]
[2004,3,29,10,9.380790282477864E-3,1.1223605843382068E-2,0,8.4541721943147512E-3,0,5.1125724774193741E-5,2.9109694044948876E-2,null,9.5858290822624162E-3,1.0863172375778166E-2,0,5.2995087419886629E-3,0,6.2516437772330087E-5,2.5811026637801576E-2]
[2004,3,29,14,9.5045840054356016E-3,1.108435158555921E-2,0,7.3085830363166238E-3,0,5.1125724774193741E-5,2.794864435208563E-2,null,9.7123286024517076E-3,1.0728390111691197E-2,0,4.5813947010159501E-3,0,6.2516437772330087E-5,2.5084629852931185E-2]
[2004,3,29,17,1.0822946681785902E-2,1.0022940345668615E-2,0,6.5098835117764729E-3,0,5.1125724774193741E-5,2.7406896264005186E-2,null,1.1059507134684059E-2,9.7010648989727961E-3,0,4.0807288741039876E-3,0,6.2516437772330087E-5,2.4903817345533173E-2]
[2004,3,29,21,1.2283127883228289E-2,8.5791777725984005E-3,5.9269680000000014E-4,4.0811986885623481E-3,6.3703823633477972E-5,5.1125724774193741E-5,2.5651030692796711E-2,null,1.2551603962848316E-2,8.3036671357390995E-3,2.5075850270959472E-4,2.5583046607890749E-3,4.51688084214426E-5,6.2516437772330087E-5,2.3772019508279861E-2]
[2004,3,29,22,1.0885569277275931E-2,8.5030591093201973E-3,5.9269680000000014E-4,4.7367150245581375E-3,6.3703823633477972E-5,5.1125724774193741E-5,2.4832869759561938E-2,null,1.1123498491379917E-2,8.2299929376477166E-3,2.5075850270959472E-4,2.969215921321738E-3,4.51688084214426E-5,6.2516437772330087E-5,2.2681151099252742E-2]
[2004,3,30,4,6.5898786307351746E-3,6.7563567752080425E-3,5.9269680000000014E-4,3.32078004293428E-3,6.3703823633477972E-5,5.1125724774193741E-5,1.7374541797285172E-2,null,6.7339156217012391E-3,6.5393839827882815E-3,2.5075850270959472E-4,2.0816352521878271E-3,4.51688084214426E-5,6.2516437772330087E-5,1.5713378605580714E-2]
[2004,3,30,5,6.959445389609467E-3,7.0252352298190521E-3,5.9269680000000014E-4,3.6662761829588881E-3,6.3703823633477972E-5,5.1125724774193741E-5,1.835848315079508E-2,null,7.1115601141563999E-3,6.7996277084973874E-3,2.5075850270959472E-4,2.2982099530929057E-3,4.51688084214426E-5,6.2516437772330087E-5,1.6567841524650063E-2]
[2004,3,30,8,9.7101495820920997E-3,1.0423037634248272E-2,0,6.4853979334185971E-3,0,5.1125724774193741E-5,2.6669710874533164E-2,null,9.9223872887338853E-3,1.0088313513506517E-2,0,4.0653800577352519E-3,0,6.2516437772330087E-5,2.4138597297747984E-2]
[2004,3,30,11,8.4283368422729908E-3,1.166276490019557E-2,0,8.0630674722178865E-3,0,5.1125724774193741E-5,2.820529493946064E-2,null,8.6125575761644112E-3,1.1288228333829493E-2,0,5.0543442425975572E-3,0,6.2516437772330087E-5,2.501764659036379E-2]
[2004,3,30,15,7.7491018747514878E-3,1.0965708770832857E-2,0,7.2664706884022177E-3,0,5.1125724774193741E-5,2.6032407058760757E-2,null,7.9184763623972761E-3,1.0613557377407337E-2,0,4.5549965214203014E-3,0,6.2516437772330087E-5,2.3149546698997246E-2]
[2004,3,30,19,1.1263176649526665E-2,9.3806959789090177E-3,1.2841764019756564E-4,5.6206295607245209E-3,1.3802495141821501E-5,5.1125724774193741E-5,2.6457848049273786E-2,null,1.1509359343355136E-2,9.0794454870976177E-3,5.4331009003998365E-5,3.5232988881596624E-3,9.7865751730354992E-6,6.2516437772330087E-5,2.4238737740561778E-2]
[2004,3,30,23,8.5587106712967254E-3,7.9078215202250876E-3,5.9269680000000014E-4,4.2664412463749397E-3,6.3703823633477972E-5,5.1125724774193741E-5,2.1440499786304426E-2,null,8.745781025808733E-3,7.6538707336863644E-3,2.5075850270959472E-4,2.6744241970313503E-3,4.51688084214426E-5,6.2516437772330087E-5,1.9432519705429818E-2]
[2004,3,31,2,6.2040129148097384E-3,6.9189370494547771E-3,5.9269680000000014E-4,2.9252290777291813E-3,6.3703823633477972E-5,5.1125724774193741E-5,1.675570539040137E-2,null,6.3396159209100356E-3,6.6967431745390289E-3,2.5075850270959472E-4,1.8336836195707224E-3,4.51688084214426E-5,6.2516437772330087E-5,1.5228486463923155E-2]
[2004,3,31,5,6.9789195539606092E-3,6.9240083151530804E-3,5.9269680000000014E-4,3.381544050630114E-3,6.3703823633477972E-5,5.1125724774193741E-5,1.7991998268151479E-2,null,7.1314599312686773E-3,6.7016515822479941E-3,2.5075850270959472E-4,2.1197252487695018E-3,4.51688084214426E-5,6.2516437772330087E-5,1.6311280511189543E-2]
[2004,3,31,6,8.9601554417430215E-3,7.2881367452730713E-3,5.9269680000000014E-4,2.8701901040619742E-3,6.3703823633477972E-5,5.1125724774193741E-5,1.9826008639485745E-2,null,9.156000297276104E-3,7.05408643772248E-3,2.5075850270959472E-4,1.7991823679525455E-3,4.51688084214426E-5,6.2516437772330087E-5,1.8367712851854501E-2]
[2004,3,31,9,9.0886924952920077E-3,1.1088032712586706E-2,0,7.2089949698710487E-3,0,5.1125724774193741E-5,2.7436845902523956E-2,null,9.2873468244828433E-3,1.0731953023467933E-2,0,4.518967793141873E-3,0,6.2516437772330087E-5,2.4600784078864981E-2]
[2004,3,31,13,8.2153936683576588E-3,1.1272255837482568E-2,0,7.325533817302065E-3,0,5.1125724774193741E-5,2.6864309047916486E-2,null,8.3949600382256708E-3,1.0910260030081879E-2,0,4.5920203199353625E-3,0,6.2516437772330087E-5,2.3959756826015245E-2]
[2004,3,31,16,8.3978822080718052E-3,1.0447601167232153E-2,0,6.3737856701774603E-3,0,5.1125724774193741E-5,2.5270394770255614E-2,null,8.5814372857171677E-3,1.0112088216279009E-2,0,3.9954157665942087E-3,0,6.2516437772330087E-5,2.2751457706362714E-2]
[2004,3,31,20,1.1813120109280081E-2,9.1203163035121701E-3,5.9269680000000014E-4,4.9463153752659595E-3,6.3703823633477972E-5,5.1125724774193741E-5,2.6587278136465886E-2,null,1.207132308536002E-2,8.8274276118750165E-3,2.5075850270959472E-4,3.1006041714507059E-3,4.51688084214426E-5,6.2516437772330087E-5,2.4357798617589108E-2]
[2004,3,31,24,6.8640410133091372E-3,7.4718178772979057E-3,5.9282304000000008E-4,3.6530856922669668E-3,6.3717392073016509E-5,5.1125724774193741E-5,1.8696610739721224E-2,null,7.0140704552496191E-3,7.2318688569563477E-3,2.5081191240133264E-4,2.2899414769930264E-3,4.517842904091468E-5,6.2516437772330087E-5,1.689438756841357E-2]
[2004,4,1,3,5.8499709470176322E-3,6.0803537027571998E-3,5.925495200000009E-4,2.9998270561447599E-3,6.3703860000000084E-5,5.8857571850000142E-5,1.5645262657769592E-2,null,5.9778355496398075E-3,5.8850899880540279E-3,2.5069619140256747E-4,1.8804454585375102E-3,4.5168834206903769E-5,7.1970925483060959E-5,1.4111206947323877E-2]
[2004,4,1,6,8.5464635111457028E-3,6.6415179307122603E-3,5.925495200000009E-4,2.9732704759281693E-3,6.3703860000000084E-5,5.8857571850000142E-5,1.8876362869636131E-2,null,8.7332661757358043E-3,6.4282330585130444E-3,2.5069619140256747E-4,1.8637984319830015E-3,4.5168834206903769E-5,7.1970925483060959E-5,1.7393133617324381E-2]
[2004,4,1,7,9.2815303959535057E-3,8.4258128466926947E-3,2.9674879961600044E-5,5.6091849355434219E-3,3.1902893088000035E-6,5.8857571850000142E-5,2.3408250919310022E-2,null,9.4843996420664756E-3,8.1552273517908336E-3,1.2554865265440578E-5,3.5161248101066031E-3,2.2620552170817399E-6,7.1970925483060959E-5,2.124253964992949E-2]
[2004,4,1,13,7.7380107855417124E-3,1.0619792623461754E-2,0,7.9385638586123592E-3,0,5.8857571850000142E-5,2.6355224839465827E-2,null,7.9071428518614293E-3,1.0278749937722246E-2,0,4.9762989918567006E-3,0,7.1970925483060959E-5,2.3234162706923436E-2]
[2004,4,1,15,7.1987571672325144E-3,1.0233760385472239E-2,0,7.745245999559185E-3,0,5.8857571850000142E-5,2.5236621124113935E-2,null,7.3561026024318099E-3,9.9051146905115451E-3,0,4.8551174426183525E-3,0,7.1970925483060959E-5,2.2188305661044769E-2]
[2004,4,1,18,9.7782456699482267E-3,8.7521250708299317E-3,0,5.9988978676427376E-3,0,5.8857571850000142E-5,2.4588126180270897E-2,null,9.9919717735910754E-3,8.4710604261692014E-3,0,3.760416864142978E-3,0,7.1970925483060959E-5,2.2295419989386313E-2]
[2004,4,1,21,1.0776899637641401E-2,7.8325224792771785E-3,5.925495200000009E-4,4.6286504949027184E-3,6.3703860000000084E-5,5.8857571850000142E-5,2.3953183563671297E-2,null,1.1012453626224643E-2,7.5809898366767606E-3,2.5069619140256747E-4,2.9014755315538423E-3,4.5168834206903769E-5,7.1970925483060959E-5,2.1862754945547781E-2]
[2004,4,2,1,5.4641639536281792E-3,6.4613691394934426E-3,5.925495200000009E-4,3.6297374210315526E-3,6.3703860000000084E-5,5.8857571850000142E-5,1.6270381466003174E-2,null,5.5835958549010009E-3,6.2538695429364514E-3,2.5069619140256747E-4,2.2753055830606068E-3,4.5168834206903769E-5,7.1970925483060959E-5,1.4480606931990591E-2]
[2004,4,2,4,5.6101803565550184E-3,5.9007215274905931E-3,5.925495200000009E-4,3.6408165267776821E-3,6.3703860000000084E-5,5.8857571850000142E-5,1.5866829362673293E-2,null,5.7328037829662811E-3,5.7112264978898793E-3,2.5069619140256747E-4,2.282250534784504E-3,4.5168834206903769E-5,7.1970925483060959E-5,1.4094116766733196E-2]
[2004,4,2,6,7.3694621759531316E-3,6.4690889687523878E-3,5.925495200000009E-4,3.3080337972615746E-3,6.3703860000000084E-5,5.8857571850000142E-5,1.7861695893817094E-2,null,7.5305387626920439E-3,6.2613414585687126E-3,2.5069619140256747E-4,2.0736452516511143E-3,4.5168834206903769E-5,7.1970925483060959E-5,1.6233361424004399E-2]
[2004,4,2,9,8.437242781604239E-3,9.6706552313581395E-3,0,7.1013938395470318E-3,0,5.8857571850000142E-5,2.5268149424359412E-2,null,8.6216581753330978E-3,9.360093024552249E-3,0,4.4515178858424388E-3,0,7.1970925483060959E-5,2.2505240011210847E-2]
[2004,4,2,12,8.2676574248402926E-3,9.8690085086132247E-3,0,6.7968059252702861E-3,0,5.8857571850000142E-5,2.4992329430573806E-2,null,8.4483661396044952E-3,9.5520764095882657E-3,0,4.2605865590001485E-3,0,7.1970925483060959E-5,2.2333000033675967E-2]
[2004,4,2,16,7.7960169055519496E-3,9.1323835197457317E-3,0,6.3842420078274132E-3,0,5.8857571850000142E-5,2.3371500004975097E-2,null,7.9664168293622304E-3,8.8391073030429177E-3,0,4.0019703353339348E-3,0,7.1970925483060959E-5,2.0879465393222142E-2]
[2004,4,2,19,9.4506570812833424E-3,7.8475930271563119E-3,9.8758253530849979E-5,4.6180200859038236E-3,1.0617310021234631E-5,5.8857571850000142E-5,2.2084503329745563E-2,null,9.6572229810392724E-3,7.5955764108751921E-3,4.178269865065997E-5,2.8948118459645612E-3,7.5281390495402373E-6,7.1970925483060959E-5,2.0268893001062285E-2]
[2004,4,2,22,9.7751895824334557E-3,6.3574830911864288E-3,5.925495200000009E-4,3.0418573914977806E-3,6.3703860000000084E-5,5.8857571850000142E-5,1.9889641016967663E-2,null,9.9888488882376152E-3,6.1533196781295959E-3,2.5069619140256747E-4,1.9067922284532962E-3,4.5168834206903769E-5,7.1970925483060959E-5,1.8416796745913039E-2]
[2004,4,3,3,6.199775251283071E-3,5.1839782349094822E-3,5.925495200000009E-4,2.6269687168922486E-3,6.3703860000000084E-5,5.8857571850000142E-5,1.4725833154934804E-2,null,6.3352856334767211E-3,5.017500609334871E-3,2.5069619140256747E-4,1.6467187277618047E-3,4.5168834206903769E-5,7.1970925483060959E-5,1.3367340921665928E-2]
[2004,4,3,6,6.6045034631939791E-3,5.5580208094076671E-3,5.925495200000009E-4,2.9036298016959657E-3,6.3703860000000084E-5,5.8857571850000142E-5,1.5781265026147615E-2,null,6.7488601135921502E-3,5.3795312276008825E-3,2.5069619140256747E-4,1.8201440855361982E-3,4.5168834206903769E-5,7.1970925483060959E-5,1.4316371377821763E-2]
[2004,4,3,7,8.1292920465593551E-3,6.2898799839380577E-3,4.7403961600000079E-8,3.5163011740026247E-3,5.0963088000000064E-9,5.8857571850000142E-5,1.7994383276620438E-2,null,8.3069764669688011E-3,6.0878875685718373E-3,2.0055695312205399E-8,2.2041979253300896E-3,3.6135067365523011E-9,7.1970925483060959E-5,1.6671056555555838E-2]
[2004,4,3,10,1.1049589268037011E-2,7.4020681850726997E-3,0,4.0009538044806807E-3,0,5.8857571850000142E-5,2.2511468829440395E-2,null,{"$f":"E2244*V$5","v":1.1291103517200266E-2},7.1643590975819429E-3,0,2.5080030517235959E-3,0,7.1970925483060959E-5,{"$f":"SUM(M2244:R2244)","v":2.1035436591988865E-2}]
[2004,4,3,13,9.4733511106117625E-3,7.4897286249471853E-3,0,4.4907062720064258E-3,0,5.8857571850000142E-5,2.1512643579415371E-2,null,9.6804130407015607E-3,7.2492044211064297E-3,0,2.8150050175468834E-3,0,7.1970925483060959E-5,1.9816593404837931E-2]
[2004,4,3,17,9.9858230495269585E-3,6.9639264928809874E-3,0,4.2210037664398492E-3,0,5.8857571850000142E-5,2.1229610880697795E-2,null,1.0204086235386722E-2,6.7402878326327928E-3,0,2.6459416541406489E-3,0,7.1970925483060959E-5,1.9662286647643225E-2]
[2004,4,3,20,1.0604332987728622E-2,6.0340877234172155E-3,5.925495200000009E-4,3.129241737917004E-3,6.3703860000000084E-5,5.8857571850000142E-5,2.048277340091284E-2,null,1.0836115134311831E-2,5.8403097885604055E-3,2.5069619140256747E-4,1.9615692186916857E-3,4.5168834206903769E-5,7.1970925483060959E-5,1.9005830092656453E-2]
[2004,4,3,24,7.3053353467279107E-3,5.0937947242409767E-3,5.925495200000009E-4,3.2034113108198015E-3,6.3703860000000084E-5,5.8857571850000142E-5,1.6317652333638692E-2,null,7.4650102937645806E-3,4.9302132405947734E-3,2.5069619140256747E-4,2.0080625111103408E-3,4.5168834206903769E-5,7.1970925483060959E-5,1.4771121996562227E-2]
[2004,4,4,4,6.8003900191319563E-3,4.5311993749689201E-3,5.925495200000009E-4,1.727800565852568E-3,6.3703860000000084E-5,5.8857571850000142E-5,1.3774500911803446E-2,null,6.9490282218422472E-3,4.3856850076688884E-3,2.5069619140256747E-4,1.0830740127704267E-3,4.5168834206903769E-5,7.1970925483060959E-5,1.2785623193374094E-2]
[2004,4,4,7,8.1794162327157444E-3,5.2551707510757016E-3,0,1.2950848088705222E-3,0,5.8857571850000142E-5,1.4788529364511969E-2,null,8.3581962327789507E-3,5.0864068579835643E-3,0,8.1182558250250442E-4,0,7.1970925483060959E-5,1.4328399598748081E-2]
[2004,4,4,8,9.2999288426225523E-3,5.7523159091814498E-3,0,1.7963004204395805E-3,0,5.8857571850000142E-5,1.6907402744093584E-2,null,9.5032002292065616E-3,5.5675867589572471E-3,0,1.1260132349515111E-3,0,7.1970925483060959E-5,1.6268771148598378E-2]
[2004,4,4,11,9.1665586888013545E-3,6.8272307716645267E-3,0,3.0497813203255722E-3,0,5.8857571850000142E-5,1.9102428352641455E-2,null,9.3669149631780621E-3,6.6079819406291707E-3,0,1.9117593534572106E-3,0,7.1970925483060959E-5,1.7958627182747502E-2]
[2004,4,4,14,1.0012902916074654E-2,6.5678535673556384E-3,0,1.4349399108003369E-3,0,5.8857571850000142E-5,1.8074553966080629E-2,null,1.0231757994852613E-2,6.3569343432639883E-3,0,8.9949393349577906E-4,0,7.1970925483060959E-5,1.7560157197095437E-2]
[2004,4,4,17,1.1461511111868695E-2,6.0411664805640371E-3,0,9.5039532307644725E-4,0,5.8857571850000142E-5,1.851193048735918E-2,null,1.1712028862647592E-2,5.8471612193897885E-3,0,5.957565338420473E-4,0,7.1970925483060959E-5,1.8226917541362485E-2]
[2004,4,4,22,9.9677880292022968E-3,5.5555558093493343E-3,5.925495200000009E-4,1.676054457527755E-3,6.3703860000000084E-5,5.8857571850000142E-5,1.7914509247929387E-2,null,1.0185657018111687E-2,5.3771453882446507E-3,2.5069619140256747E-4,1.0506368980384071E-3,4.5168834206903769E-5,7.1970925483060959E-5,1.6981275255487278E-2]
[2004,4,5,1,6.9555269431037575E-3,5.8800651914268486E-3,5.925495200000009E-4,3.257822643720975E-3,6.3703860000000084E-5,5.8857571850000142E-5,1.6808525730101581E-2,null,7.1075560209680165E-3,5.6912335168066413E-3,2.5069619140256747E-4,2.0421703253049625E-3,4.5168834206903769E-5,7.1970925483060959E-5,1.5208795814172152E-2]
[2004,4,5,5,8.6921012164328897E-3,5.6916004870403401E-3,5.925495200000009E-4,2.3656984485287236E-3,6.3703860000000084E-5,5.8857571850000142E-5,1.7464511103851953E-2,null,8.8820871288514004E-3,5.5088211442527787E-3,2.5069619140256747E-4,1.4829411231199994E-3,4.5168834206903769E-5,7.1970925483060959E-5,1.6241685347316709E-2]
[2004,4,5,8,1.0656214754360507E-2,8.9791683415387964E-3,0,5.9163491487193185E-3,0,5.8857571850000142E-5,2.5610589816468621E-2,null,1.088913089657101E-2,8.690812457814643E-3,0,3.7086710932360627E-3,0,7.1970925483060959E-5,2.3360585373104776E-2]
[2004,4,5,9,1.0596501187350681E-2,9.7014379535393519E-3,0,6.7846109282034897E-3,0,5.8857571850000142E-5,2.7141407640943523E-2,null,1.0828112151879789E-2,9.3898871942617434E-3,0,4.2529421093629068E-3,0,7.1970925483060959E-5,2.4542912380987499E-2]
[2004,4,5,14,9.9478060260734264E-3,1.0041363302238683E-2,0,6.5055424382763896E-3,0,5.8857571850000142E-5,2.6553569338438499E-2,null,1.016523826223433E-2,9.7188962230307548E-3,0,4.0780076665824783E-3,0,7.1970925483060959E-5,2.403411307733062E-2]
[2004,4,5,16,9.787522711526702E-3,9.4695934775987124E-3,0,6.5051519478857749E-3,0,5.8857571850000142E-5,2.5821125708861189E-2,null,1.0001451586302208E-2,9.1654881426859805E-3,0,4.0777628871775688E-3,0,7.1970925483060959E-5,2.3316673541648819E-2]
[2004,4,5,20,1.3047998841367175E-2,8.1744937711769484E-3,5.925495200000009E-4,4.305702996657489E-3,6.3703860000000084E-5,5.8857571850000142E-5,2.6243306561051609E-2,null,1.3333192939248393E-2,7.911979105483382E-3,2.5069619140256747E-4,2.6990354758255142E-3,4.5168834206903769E-5,7.1970925483060959E-5,2.4312043471649818E-2]
[2004,4,5,23,9.4333949133934454E-3,6.9845510105799556E-3,5.925495200000009E-4,3.3592933536936388E-3,6.3703860000000084E-5,5.8857571850000142E-5,2.049235022951704E-2,null,9.6395835086708348E-3,6.7602500171622228E-3,2.5069619140256747E-4,2.1057773707017372E-3,4.5168834206903769E-5,7.1970925483060959E-5,1.8873446847627325E-2]
[2004,4,6,3,7.1249739743747698E-3,6.8151278397116759E-3,5.925495200000009E-4,4.6601017572431742E-3,6.3703860000000084E-5,5.8857571850000142E-5,1.9315314523179621E-2,null,7.2807067077811172E-3,6.5962676807120998E-3,2.5069619140256747E-4,2.921190795909578E-3,4.5168834206903769E-5,7.1970925483060959E-5,1.7166001135495323E-2]
[2004,4,6,6,8.5914297494318753E-3,7.2496288670815777E-3,5.4321779749245058E-4,4.6102010736539991E-3,5.8400301330034685E-5,5.8857571850000142E-5,2.1111735360839937E-2,null,8.7792152548329741E-3,7.0168151966920117E-3,2.2982489789789774E-4,2.8899104880528393E-3,4.1408378211454607E-5,7.1970925483060959E-5,1.9029145141170239E-2]
[2004,4,6,7,1.0414770336832663E-2,8.5081078695600915E-3,0,5.4176475721633248E-3,0,5.8857571850000142E-5,2.4399383350406079E-2,null,1.0642409154628713E-2,8.2348795626357354E-3,0,3.396059366876941E-3,0,7.1970925483060959E-5,2.2345319009624449E-2]
[2004,4,6,11,9.3182135776242649E-3,1.1269738669613651E-2,0,8.6861777267685427E-3,0,5.8857571850000142E-5,2.9332987545856462E-2,null,9.5218846192486536E-3,1.0907823698225577E-2,0,5.4449417091874414E-3,0,7.1970925483060959E-5,2.5946620952144731E-2]
[2004,4,6,14,8.3870913885346499E-3,1.0958440686698453E-2,0,8.1151218156319763E-3,0,5.8857571850000142E-5,2.7519511462715078E-2,null,8.5704106079399333E-3,1.0606522699613458E-2,0,5.0869745748927707E-3,0,7.1970925483060959E-5,2.4335878807929222E-2]
[2004,4,6,17,1.0161084783133521E-2,9.7798286312792571E-3,0,7.2833867491067638E-3,0,5.8857571850000142E-5,2.7283157735369545E-2,null,1.0383178718261176E-2,9.4657604436279245E-3,0,4.565600375886862E-3,0,7.1970925483060959E-5,2.4486510463259024E-2]
[2004,4,6,21,1.1759442365141894E-2,8.7735908052318651E-3,5.925495200000009E-4,6.7727108056367911E-3,6.3703860000000084E-5,5.8857571850000142E-5,2.8020854927860554E-2,null,1.2016472090365368E-2,8.4918368126741112E-3,2.5069619140256747E-4,4.2454825021863022E-3,4.5168834206903769E-5,7.1970925483060959E-5,2.5121627356318312E-2]
[2004,4,6,24,8.2895813506065376E-3,7.5446746257434288E-3,5.925495200000009E-4,5.4736750907774931E-3,6.3703860000000084E-5,5.8857571850000142E-5,2.2023042018977458E-2,null,8.4707692633157229E-3,7.3023858929380688E-3,2.5069619140256747E-4,3.4311802891698875E-3,4.5168834206903769E-5,7.1970925483060959E-5,1.9572171396516212E-2]
[2004,4,7,4,6.9064369407945735E-3,6.85412511258599E-3,5.925495200000009E-4,5.236481187801856E-3,6.3703860000000084E-5,5.8857571850000142E-5,1.9712154193032422E-2,null,7.0573930434774459E-3,6.6340126000660454E-3,2.5069619140256747E-4,3.2824949852188856E-3,4.5168834206903769E-5,7.1970925483060959E-5,1.7341736579854907E-2]
[2004,4,7,8,9.6367388704932753E-3,1.0133452242516248E-2,0,7.6165197248296811E-3,0,5.8857571850000142E-5,2.7445568409689206E-2,null,9.847372016778811E-3,9.8080278306528976E-3,0,4.7744252113066463E-3,0,7.1970925483060959E-5,2.4501795984221416E-2]
[2004,4,7,11,8.8474991021283231E-3,1.1469532653913967E-2,0,9.3413816240482082E-3,0,5.8857571850000142E-5,2.9717270951940499E-2,null,9.0408815936209395E-3,1.1101201523621826E-2,0,5.8556571171079997E-3,0,7.1970925483060959E-5,2.6069711159833826E-2]
[2004,4,7,12,8.5304963587950304E-3,1.1298193746026195E-2,0,9.4254937591879036E-3,0,5.8857571850000142E-5,2.9313041435859128E-2,null,8.7169500244569636E-3,1.0935364971890108E-2,0,5.9083829174861741E-3,0,7.1970925483060959E-5,2.5632668839316305E-2]
[2004,4,7,15,7.8569687704866595E-3,1.0773351269626698E-2,0,8.4842305024058814E-3,0,5.8857571850000142E-5,2.7173408114369239E-2,null,8.0287009378344799E-3,1.0427377220821689E-2,0,5.3183508311769401E-3,0,7.1970925483060959E-5,2.3846399915316167E-2]
[2004,4,7,19,1.2361550665839306E-2,9.3522454805329558E-3,3.9503301530849908E-5,7.0115647604481988E-3,4.2469240212346262E-6,5.8857571850000142E-5,2.8827968704222544E-2,null,1.2631740856183285E-2,9.0519086444510802E-3,1.671307951040323E-5,4.3952084117712589E-3,3.0112556288498627E-6,7.1970925483060959E-5,2.6170553173027935E-2]
[2004,4,7,22,1.0228446967101847E-2,8.5041811075090637E-3,5.925495200000009E-4,6.9363451843815899E-3,6.3703860000000084E-5,5.8857571850000142E-5,2.6384084210842498E-2,null,1.0452013258069024E-2,8.2310789041277459E-3,2.5069619140256747E-4,4.3480569235153478E-3,4.5168834206903769E-5,7.1970925483060959E-5,2.3398985036804647E-2]
[2004,4,8,1,6.4318890374731623E-3,6.8645525176677163E-3,5.925495200000009E-4,3.9551006231160514E-3,6.3703860000000084E-5,5.8857571850000142E-5,1.7966653130106931E-2,null,6.5724728016208636E-3,6.6441051407713711E-3,2.5069619140256747E-4,2.4792599258557251E-3,4.5168834206903769E-5,7.1970925483060959E-5,1.6063673819340488E-2]
[2004,4,8,6,7.7861913348030512E-3,7.2323671138998678E-3,5.0371449596160072E-4,5.0628859937722924E-3,5.4153377308800057E-5,5.8857571850000142E-5,2.0698169887595614E-2,null,7.9563764981109772E-3,7.0001077852827253E-3,2.1311181838749453E-4,3.1736766139837278E-3,3.8397122582604744E-5,7.1970925483060959E-5,1.8453640763830593E-2]
[2004,4,8,9,9.1132080534119843E-3,1.0774285400287777E-2,0,8.6974619939472007E-3,0,5.8857571850000142E-5,2.8643813019496964E-2,null,9.3123982266481078E-3,1.0428281352928108E-2,0,5.4520152666198826E-3,0,7.1970925483060959E-5,2.526466577167916E-2]
[2004,4,8,12,8.3611283963928949E-3,1.0994555404513268E-2,0,8.9231069416259821E-3,0,5.8857571850000142E-5,2.8337648314382145E-2,null,8.5438801347451684E-3,1.0641477633918839E-2,0,5.5934610930502256E-3,0,7.1970925483060959E-5,2.4850789787197292E-2]
[2004,4,8,13,7.9121326744996581E-3,1.1033796122610301E-2,0,9.0413054925671098E-3,0,5.8857571850000142E-5,2.8046091861527067E-2,null,8.0850705761544676E-3,1.0679458180526215E-2,0,5.6675540071292807E-3,0,7.1970925483060959E-5,2.4504053689293023E-2]
[2004,4,8,16,8.0842586437475609E-3,1.025012515203799E-2,0,7.98881732410512E-3,0,5.8857571850000142E-5,2.6382058691740672E-2,null,8.2609587553104484E-3,9.9209539210203344E-3,0,5.0078004415046277E-3,0,7.1970925483060959E-5,2.3261684043318472E-2]
[2004,4,8,22,9.9938199615297423E-3,8.1212762723205257E-3,5.925495200000009E-4,6.2471521033491259E-3,6.3703860000000084E-5,5.8857571850000142E-5,2.5077359289049396E-2,null,1.0212257938338846E-2,7.8604706266974869E-3,2.5069619140256747E-4,3.916035351928979E-3,4.5168834206903769E-5,7.1970925483060959E-5,2.2356599868057842E-2]
[2004,4,8,24,7.2981318959362091E-3,7.1437088207679921E-3,5.925495200000009E-4,4.3621366325335871E-3,6.3703860000000084E-5,5.8857571850000142E-5,1.9519088301087791E-2,null,7.4576493949476954E-3,6.9142966534349575E-3,2.5069619140256747E-4,2.7344109732478053E-3,4.5168834206903769E-5,7.1970925483060959E-5,1.7474192972722988E-2]
[2004,4,9,3,5.7432159907434225E-3,6.4499802121186708E-3,5.925495200000009E-4,4.1460186168896518E-3,6.3703860000000084E-5,5.8857571850000142E-5,1.7054325771601746E-2,null,5.8687472176641503E-3,6.2428463581441669E-3,2.5069619140256747E-4,2.5989371164488531E-3,4.5168834206903769E-5,7.1970925483060959E-5,1.5078366643349703E-2]
[2004,4,9,7,9.3639988842346075E-3,7.971680722021977E-3,0,5.6572661555788191E-3,0,5.8857571850000142E-5,2.3051803333685405E-2,null,9.5686706692966455E-3,7.7156791691018198E-3,0,3.5462645848883872E-3,0,7.1970925483060959E-5,2.0902585348769914E-2]
[2004,4,9,10,9.5502048376916743E-3,1.0238631723003606E-2,0,8.1482905644937841E-3,0,5.8857571850000142E-5,2.7995984697039063E-2,null,9.758946583179209E-3,9.9098295905216023E-3,0,5.1077664478891812E-3,0,7.1970925483060959E-5,2.4848513547073049E-2]
[2004,4,9,13,8.7994894336769873E-3,1.0072807611581124E-2,0,7.8143870202818638E-3,0,5.8857571850000142E-5,2.6745541637389979E-2,null,8.9918225631754767E-3,9.7493307337745225E-3,0,4.8984585806183872E-3,0,7.1970925483060959E-5,2.3711582803051447E-2]
[2004,4,9,15,8.2342017847966357E-3,9.7277341312167441E-3,0,7.6454229715625212E-3,0,5.8857571850000142E-5,2.5666216459425902E-2,null,8.4141792494130362E-3,9.4153388997937973E-3,0,4.7925432487929834E-3,0,7.1970925483060959E-5,2.2694032323482875E-2]
[2004,4,9,18,9.7800639081167141E-3,8.5270783359313457E-3,0,6.0558664300390972E-3,0,5.8857571850000142E-5,2.4421866245937156E-2,null,9.9938297535468283E-3,8.2532408138339276E-3,0,3.7961276809443034E-3,0,7.1970925483060959E-5,2.2115169173808121E-2]
[2004,4,9,22,1.0606797656495253E-2,6.845280828242175E-3,5.925495200000009E-4,3.4768942065703827E-3,6.3703860000000084E-5,5.8857571850000142E-5,2.164408364315781E-2,null,1.0838633674096846E-2,6.6254523399582026E-3,2.5069619140256747E-4,2.1794956169783782E-3,4.5168834206903769E-5,7.1970925483060959E-5,2.0011417582125959E-2]
[2004,4,10,1,6.8546406130682302E-3,5.9978518039102736E-3,5.925495200000009E-4,3.851842785557336E-3,6.3703860000000084E-5,5.8857571850000142E-5,1.7419446154385843E-2,null,7.0044645875880739E-3,5.8052375448188059E-3,2.5069619140256747E-4,2.4145326172270638E-3,4.5168834206903769E-5,7.1970925483060959E-5,1.5592070700726475E-2]
[2004,4,10,4,6.4780524451177948E-3,5.5437569448068226E-3,5.925495200000009E-4,3.395080379430301E-3,6.3703860000000084E-5,5.8857571850000142E-5,1.6132000721204919E-2,null,6.619645216972992E-3,5.3657254309553148E-3,2.5069619140256747E-4,2.1282105139335192E-3,4.5168834206903769E-5,7.1970925483060959E-5,1.4481417112954358E-2]
[2004,4,10,8,9.288837740346596E-3,6.9167158368806164E-3,0,3.6382629878852399E-3,0,5.8857571850000142E-5,1.990267413696245E-2,null,9.491866705318942E-3,6.6945932937063392E-3,0,2.2806498456368895E-3,0,7.1970925483060959E-5,1.8539080770145228E-2]
[2004,4,10,12,1.1087277083328132E-2,8.0659846772422761E-3,0,5.9914107794349393E-3,0,5.8857571850000142E-5,2.520353011185535E-2,null,1.132961508658684E-2,7.8069546589551835E-3,0,3.7557235732450294E-3,0,7.1970925483060959E-5,2.2964264244270113E-2]
[2004,4,10,13,1.0283040413373065E-2,8.0047937424337513E-3,0,6.0487289515832226E-3,0,5.8857571850000142E-5,2.4395420679240037E-2,null,1.0507799969978049E-2,7.7477288021373441E-3,0,3.7916535433701833E-3,0,7.1970925483060959E-5,2.2119153240968636E-2]
[2004,4,10,16,9.6551799356554297E-3,7.6858594730882098E-3,0,5.8376400206318936E-3,0,5.8857571850000142E-5,2.3237537001225533E-2,null,9.8662161539374328E-3,7.4390367478376664E-3,0,3.6593321747959914E-3,0,7.1970925483060959E-5,2.103655600205415E-2]
[2004,4,10,19,1.1998274928863916E-2,7.1439699658184686E-3,0,5.6997719667663408E-3,0,5.8857571850000142E-5,2.4900874433298727E-2,null,1.226052489041508E-2,6.9145494121061008E-3,0,3.5729094074441747E-3,0,7.1970925483060959E-5,2.2819954635448416E-2]
[2004,4,10,23,9.0405678112049498E-3,6.0866616956910076E-3,5.925495200000009E-4,5.2187284190522258E-3,6.3703860000000084E-5,5.8857571850000142E-5,2.1061068877798187E-2,null,9.2381702644697607E-3,5.891195406895474E-3,2.5069619140256747E-4,3.271366639235297E-3,4.5168834206903769E-5,7.1970925483060959E-5,1.8768568261693062E-2]
[2004,4,11,2,6.6181600398709881E-3,5.4172936804335499E-3,5.925495200000009E-4,4.3072485432727146E-3,6.3703860000000084E-5,5.8857571850000142E-5,1.7057813215427254E-2,null,6.7628151862387633E-3,5.2433233919617133E-3,2.5069619140256747E-4,2.7000043037143104E-3,4.5168834206903769E-5,7.1970925483060959E-5,1.5073978833007319E-2]
[2004,4,11,5,6.6173178366697805E-3,5.4146522647749093E-3,5.925495200000009E-4,4.1415827885573639E-3,6.3703860000000084E-5,5.8857571850000142E-5,1.6888663841852055E-2,null,6.7619545747448261E-3,5.2407668023935925E-3,2.5069619140256747E-4,2.596156511738586E-3,4.5168834206903769E-5,7.1970925483060959E-5,1.4966713839969536E-2]
[2004,4,11,9,9.9066738357779013E-3,6.8662788978819909E-3,0,4.6829196726023512E-3,0,5.8857571850000142E-5,2.151472997811224E-2,null,1.0123207033086348E-2,{"$f":"F2435*W$5","v":6.645776080228395E-3},{"$f":"G2435*X$5","v":0},{"$f":"H2435*Y$5","v":2.9354942355770634E-3},{"$f":"I2435*Z$5","v":0},7.1970925483060959E-5,1.9776448274374869E-2]
[2004,4,11,13,9.5220358547695901E-3,7.5441541206798446E-3,0,5.5697613024594259E-3,0,5.8857571850000142E-5,2.2694808849758861E-2,null,9.7301619021895238E-3,7.3018821033086854E-3,0,3.4914120548695986E-3,0,7.1970925483060959E-5,2.0595426985850866E-2]
[2004,4,11,14,9.883208209640006E-3,7.386784980672639E-3,0,4.686880818753689E-3,0,5.8857571850000142E-5,2.2015731580916333E-2,null,1.0099228511587333E-2,7.1495666960873731E-3,0,2.9379772851500811E-3,0,7.1970925483060959E-5,2.0258743418307849E-2]
[2004,4,11,17,1.1267821228951532E-2,6.9486139351585211E-3,0,4.2731864078289182E-3,0,5.8857571850000142E-5,2.2548479143788974E-2,null,1.1514105440771782E-2,6.7254670204647243E-3,0,2.678652410186924E-3,0,7.1970925483060959E-5,2.0990195796906488E-2]
[2004,4,11,20,1.2905607431808257E-2,6.4206773896319609E-3,5.8267369446915105E-4,4.0359017357746224E-3,6.2642128978765454E-5,5.8857571850000142E-5,2.4066359952512759E-2,null,1.3187689237138801E-2,6.2144845628163622E-3,2.4651792146229262E-4,2.5299102075219144E-3,4.4416020288399083E-5,7.1970925483060959E-5,2.2294988874710826E-2]
[2004,4,11,24,6.8284013819062883E-3,6.4273448028512471E-3,5.925495200000009E-4,4.8568258794476904E-3,6.3703860000000084E-5,5.8857571850000142E-5,1.8827683016055224E-2,null,6.977651837532445E-3,6.220937859565406E-3,2.5069619140256747E-4,3.0445075655968533E-3,4.5168834206903769E-5,7.1970925483060959E-5,1.6610933213787236E-2]
[2004,4,12,2,5.9142268143670138E-3,6.0854777940121891E-3,5.925495200000009E-4,4.2835651213027513E-3,6.3703860000000084E-5,5.8857571850000142E-5,1.6998380681531956E-2,null,6.0434958771171431E-3,5.8900495248863901E-3,2.5069619140256747E-4,2.6851583201117492E-3,4.5168834206903769E-5,7.1970925483060959E-5,1.4986539673207814E-2]
[2004,4,12,8,9.2984131617797391E-3,9.4469047129090173E-3,0,7.6654281028678837E-3,0,5.8857571850000142E-5,2.646960354940664E-2,null,9.5016514196644055E-3,9.1435280021342734E-3,0,4.8050834911491412E-3,0,7.1970925483060959E-5,2.3522233838430877E-2]
[2004,4,12,11,8.4925760012032683E-3,1.0831761871359086E-2,0,9.3814896334046324E-3,0,5.8857571850000142E-5,2.8764685077816987E-2,null,8.6782008300216214E-3,1.0483912031830399E-2,0,5.8807988744939057E-3,0,7.1970925483060959E-5,2.5114882661828989E-2]
[2004,4,12,14,8.8655027343773497E-3,1.0470750614142807E-2,0,8.0490998132664721E-3,0,5.8857571850000142E-5,2.7444210733636627E-2,null,9.059278736761581E-3,1.0134494244760725E-2,0,5.0455885975720259E-3,0,7.1970925483060959E-5,2.4311332504577392E-2]
[2004,4,12,15,8.2837812306381896E-3,1.010815819004977E-2,0,7.6780935978173525E-3,0,5.8857571850000142E-5,2.6128890590355312E-2,null,8.4648423683528276E-3,9.7835460682086702E-3,0,4.813022872990862E-3,0,7.1970925483060959E-5,2.3133382235035419E-2]
[2004,4,12,18,1.0755595432853485E-2,8.7318509652830698E-3,0,5.9819031305318989E-3,0,5.8857571850000142E-5,2.5528207100518455E-2,null,1.0990683768922541E-2,8.4514374007000608E-3,0,3.7497636912696771E-3,0,7.1970925483060959E-5,2.3263855786375336E-2]
[2004,4,12,23,8.2219073511296675E-3,7.381847052480536E-3,5.925495200000009E-4,4.8608262934125351E-3,6.3703860000000084E-5,5.8857571850000142E-5,2.1179691648872741E-2,null,8.4016160925524767E-3,7.1447873439006906E-3,2.5069619140256747E-4,3.0470152302494048E-3,4.5168834206903769E-5,7.1970925483060959E-5,1.89612546177951E-2]
[2004,4,13,2,6.3672162085397846E-3,6.3352784232123087E-3,5.925495200000009E-4,3.3396896618582139E-3,6.3703860000000084E-5,5.8857571850000142E-5,1.675729524546031E-2,null,6.5063863989027765E-3,6.1318280880723755E-3,2.5069619140256747E-4,2.0934887711949813E-3,4.5168834206903769E-5,7.1970925483060959E-5,1.5099539209262667E-2]
[2004,4,13,5,7.1685756896447657E-3,6.303028490849418E-3,5.925495200000009E-4,3.4095420621108978E-3,6.3703860000000084E-5,5.8857571850000142E-5,1.7596257194455081E-2,null,7.3252614390655743E-3,6.1006138259845953E-3,2.5069619140256747E-4,2.1372758383707514E-3,4.5168834206903769E-5,7.1970925483060959E-5,1.593098705451345E-2]
[2004,4,13,9,8.9677550548370125E-3,1.0434249971859254E-2,0,7.7804394989859386E-3,0,5.8857571850000142E-5,2.7241302097532206E-2,null,9.1637660174357788E-3,1.0099165779516495E-2,0,4.8771785331173934E-3,0,7.1970925483060959E-5,2.4212081255552725E-2]
[2004,4,13,12,8.1932615488131948E-3,1.0620395840032498E-2,0,8.0302397810388167E-3,0,5.8857571850000142E-5,2.6902754741734508E-2,null,8.3723441701811941E-3,1.0279333782671842E-2,0,5.0337661620493777E-3,0,7.1970925483060959E-5,2.3757415040385473E-2]
[2004,4,13,15,7.4610474216473439E-3,1.0067458061072098E-2,0,6.9225108561223846E-3,0,5.8857571850000142E-5,2.4509873910691825E-2,null,7.6241258150879995E-3,9.744152978058274E-3,0,4.339384857006163E-3,0,7.1970925483060959E-5,2.1779634575635493E-2]
[2004,4,13,16,7.6950907262745812E-3,9.7083389292949435E-3,0,6.3622616205375728E-3,0,5.8857571850000142E-5,2.3824548847957098E-2,null,7.8632846757433917E-3,9.396566552949152E-3,0,3.988191901216737E-3,0,7.1970925483060959E-5,2.1320014055392338E-2]
[2004,4,13,20,1.1466603226835929E-2,8.5331327956630551E-3,5.629220440000009E-4,5.6769589606886824E-3,6.0518667000000078E-5,5.8857571850000142E-5,2.6358993266037668E-2,null,1.1717232277527712E-2,8.2591008414066667E-3,2.3816138183243909E-4,3.5586090451661398E-3,4.2910392496558577E-5,7.1970925483060959E-5,2.3887984863912574E-2]
[2004,4,13,23,8.4927309428880493E-3,7.1915966455171855E-3,5.925495200000009E-4,4.5115148980929302E-3,6.3703860000000084E-5,5.8857571850000142E-5,2.091095343834817E-2,null,8.6783591583141535E-3,6.9606466145981328E-3,2.5069619140256747E-4,2.8280489316427379E-3,4.5168834206903769E-5,7.1970925483060959E-5,1.8834890655647557E-2]
[2004,4,14,3,5.6370262390374563E-3,5.8113805566209036E-3,5.925495200000009E-4,2.346660946004827E-3,6.3703860000000084E-5,5.8857571850000142E-5,1.4510178693513188E-2,null,5.7602364441056986E-3,5.6247546117313791E-3,2.5069619140256747E-4,1.4710074401132981E-3,4.5168834206903769E-5,7.1970925483060959E-5,1.3223834447042908E-2]
[2004,4,14,6,8.2895511765241903E-3,6.4471278303767244E-3,4.049562424307507E-4,2.2628287585834072E-3,4.353606728756543E-5,5.8857571850000142E-5,1.7506857647052638E-2,null,8.4707384297092372E-3,6.2400855774310277E-3,1.7132911973683453E-4,1.4184571253233287E-3,3.0868983533064511E-5,7.1970925483060959E-5,1.6403450161216551E-2]
[2004,4,14,10,8.0140828757586258E-3,1.0352264233375156E-2,0,6.9417116039866365E-3,0,5.8857571850000142E-5,2.5366916284970419E-2,null,8.1892491341162797E-3,1.0019812920735074E-2,0,4.3514208705649777E-3,0,7.1970925483060959E-5,2.2632453850899393E-2]
[2004,4,14,13,7.3666393834867939E-3,1.0301147214604641E-2,0,6.716475977427621E-3,0,5.8857571850000142E-5,2.4443120147369057E-2,null,7.5276542715881807E-3,9.9703374674815718E-3,0,4.2102316276063957E-3,0,7.1970925483060959E-5,2.1780194292159209E-2]
[2004,4,14,17,8.9820278497235954E-3,8.9508591810489434E-3,0,5.6196073648899364E-3,0,5.8857571850000142E-5,2.3611351967512476E-2,null,9.1783507771616753E-3,8.6634124141471997E-3,0,3.522658123382592E-3,0,7.1970925483060959E-5,2.1436392240174528E-2]
[2004,4,14,18,9.4280162223979499E-3,8.4099695956544405E-3,0,4.907380955721464E-3,0,5.8857571850000142E-5,2.2804224345623854E-2,null,9.6340872539826313E-3,8.1398928889254291E-3,0,3.0761980803517969E-3,0,7.1970925483060959E-5,2.0922149148742918E-2]
[2004,4,14,21,1.0446390485664805E-2,7.415185125267309E-3,5.925495200000009E-4,3.6386618802821354E-3,6.3703860000000084E-5,5.8857571850000142E-5,2.2215348443064251E-2,null,1.0674720434716359E-2,7.177054802007525E-3,2.5069619140256747E-4,2.2808998918502706E-3,4.5168834206903769E-5,7.1970925483060959E-5,2.0500511079666685E-2]
[2004,4,15,1,5.9400782792144412E-3,6.7316443651201392E-3,5.925495200000009E-4,3.8984819828573256E-3,6.3703860000000084E-5,5.8857571850000142E-5,1.7285315579041907E-2,null,6.0699123853314267E-3,6.5154651839323769E-3,2.5069619140256747E-4,2.4437684581976133E-3,4.5168834206903769E-5,7.1970925483060959E-5,1.5396981978553948E-2]
[2004,4,15,4,6.3327464726310023E-3,6.2555405993263659E-3,5.925495200000009E-4,3.7992254241181289E-3,6.3703860000000084E-5,5.8857571850000142E-5,1.7102623447925496E-2,null,6.4711632474429796E-3,6.054650954642196E-3,2.5069619140256747E-4,2.3815493563567715E-3,4.5168834206903769E-5,7.1970925483060959E-5,1.5275199509534479E-2]
[2004,4,15,7,9.1434448213126209E-3,8.3224304350725271E-3,0,4.9411149909563508E-3,0,5.8857571850000142E-5,2.24658478191915E-2,null,9.3432958888244964E-3,8.0551649499455528E-3,0,3.0973443038401307E-3,0,7.1970925483060959E-5,2.0567776068093242E-2]
[2004,4,15,10,8.5146735817586486E-3,1.0888106898079309E-2,0,8.4826733074683212E-3,0,5.8857571850000142E-5,2.7944311359156277E-2,null,8.7007814041477755E-3,1.0538447601443308E-2,0,5.3173747015222671E-3,0,7.1970925483060959E-5,2.462857463259641E-2]
[2004,4,15,15,7.2741555223937776E-3,1.0350042358902578E-2,0,7.9419331001863627E-3,0,5.8857571850000142E-5,2.5624988553332721E-2,null,7.4331489624820503E-3,1.001766239926009E-2,0,4.9784110052821327E-3,0,7.1970925483060959E-5,2.250119329250733E-2]
[2004,4,15,18,9.819727358594231E-3,8.8423996723758364E-3,0,5.9804315810549373E-3,0,5.8857571850000142E-5,2.4701416183875006E-2,null,1.0034360140181782E-2,8.5584359605057076E-3,0,3.7488412485824235E-3,0,7.1970925483060959E-5,2.2413608274752972E-2]
[2004,4,15,19,1.0741492462416399E-2,8.8404123940306004E-3,0,6.4030081040489396E-3,0,5.8857571850000142E-5,2.6043770532345939E-2,null,1.0976272545551028E-2,8.556512501367514E-3,0,4.0137338869500059E-3,0,7.1970925483060959E-5,2.3618489859351607E-2]
[2004,4,15,22,9.5420111039033664E-3,7.8500592354836078E-3,5.925495200000009E-4,6.0191843592514623E-3,6.3703860000000084E-5,5.8857571850000142E-5,2.4126365650488434E-2,null,9.7505737564476495E-3,7.5979634196981895E-3,2.5069619140256747E-4,3.7731334775681236E-3,4.5168834206903769E-5,7.1970925483060959E-5,2.1489506604806492E-2]
[2004,4,16,2,5.5831646919658915E-3,6.6242277791158828E-3,5.925495200000009E-4,4.4202440114072643E-3,6.3703860000000084E-5,5.8857571850000142E-5,1.7342747434339043E-2,null,5.7051976287407873E-3,6.4114981606722106E-3,2.5069619140256747E-4,2.7708356586264851E-3,4.5168834206903769E-5,7.1970925483060959E-5,1.5255367399132013E-2]
[2004,4,16,7,8.554189274487263E-3,8.0753370991660991E-3,0,6.2061085507083402E-3,0,5.8857571850000142E-5,2.2894492496211706E-2,null,8.741160803447558E-3,7.8160067383766466E-3,0,3.8903071480288517E-3,0,7.1970925483060959E-5,2.0519445615336116E-2]
[2004,4,16,9,8.6293246003919695E-3,9.9873938151118554E-3,0,8.6338035465692055E-3,0,5.8857571850000142E-5,2.7309379533923029E-2,null,8.8179383851304041E-3,9.6666599052312677E-3,0,5.4121108867909527E-3,0,7.1970925483060959E-5,2.396868010263568E-2]
[2004,4,16,13,8.3095586857580197E-3,1.0111013688275716E-2,0,8.0835967016864262E-3,0,5.8857571850000142E-5,2.6563026647570164E-2,null,8.4911832491862821E-3,9.7863098653234327E-3,0,5.0672130165631477E-3,0,7.1970925483060959E-5,2.341667705655592E-2]
[2004,4,16,16,8.0284037381261296E-3,9.3967739029318965E-3,0,7.7754786750474031E-3,0,5.8857571850000142E-5,2.5259513887955429E-2,null,8.2038830119487167E-3,9.0950070866889082E-3,0,4.8740688342343479E-3,0,7.1970925483060959E-5,2.224492985835503E-2]
[2004,4,16,19,9.5467694310518922E-3,8.3282165642778756E-3,0,5.9347061607997239E-3,0,5.8857571850000142E-5,2.3868549727979492E-2,null,9.7554360878067108E-3,8.0607652641247335E-3,0,3.7201782099307427E-3,0,7.1970925483060959E-5,2.1608350487345249E-2]
[2004,4,16,20,1.077815714587502E-2,8.0130010160313365E-3,5.2341874246915093E-4,5.240203247157944E-3,5.6271742978765449E-5,5.8857571850000142E-5,2.4669909466362216E-2,null,1.1013738620199994E-2,7.75567250838201E-3,2.2144830232203585E-4,3.2848281629259892E-3,3.9899136867708714E-5,7.1970925483060959E-5,2.2387557656180796E-2]
[2004,4,16,24,6.6943279635707049E-3,6.3595016645344084E-3,5.925495200000009E-4,4.7189149799211159E-3,6.3703860000000084E-5,5.8857571850000142E-5,1.848785555987623E-2,null,6.8406479355221667E-3,6.1552734272667491E-3,2.5069619140256747E-4,2.958057940387174E-3,4.5168834206903769E-5,7.1970925483060959E-5,1.632181525426862E-2]
[2004,4,17,4,5.4800707383652874E-3,5.3774230471049017E-3,5.925495200000009E-4,3.6077609716636681E-3,6.3703860000000084E-5,5.8857571850000142E-5,1.5180365708983857E-2,null,5.5998503190929005E-3,5.20473315914131E-3,2.5069619140256747E-4,2.2615296174348662E-3,4.5168834206903769E-5,7.1970925483060959E-5,1.3433949046761607E-2]
[2004,4,17,7,7.2270875553496578E-3,6.5681282268484163E-3,0,4.5661087330378571E-3,0,5.8857571850000142E-5,1.8420182087085929E-2,null,7.3850522164992253E-3,6.3572001823763314E-3,0,2.8622711474788299E-3,0,7.1970925483060959E-5,1.6676494471837448E-2]
[2004,4,17,10,9.7321767675554345E-3,7.7815451054717225E-3,0,5.4715746425660306E-3,0,5.8857571850000142E-5,2.3044154087443189E-2,null,9.944895929120956E-3,7.5316495438474572E-3,0,3.4298636204999232E-3,0,7.1970925483060959E-5,2.0978380018951397E-2]
[2004,4,17,14,8.0937119381356212E-3,7.679555558229292E-3,0,5.5769330001005134E-3,0,5.8857571850000142E-5,2.1409058068315428E-2,null,8.270618673242686E-3,7.4329352761083262E-3,0,3.4959076427840958E-3,0,7.1970925483060959E-5,1.9271432517618169E-2]
[2004,4,17,17,9.0769631683108205E-3,7.262606430868495E-3,0,5.3335368802045749E-3,0,5.8857571850000142E-5,2.1731964051233892E-2,null,9.2753611260175828E-3,7.0293760006263431E-3,0,3.3433344711586038E-3,0,7.1970925483060959E-5,1.9720042523285589E-2]
[2004,4,17,21,9.6555688619232548E-3,6.114524464414778E-3,5.925495200000009E-4,4.2925258740318956E-3,6.3703860000000084E-5,5.8857571850000142E-5,2.0777730152219925E-2,null,9.8666135810855406E-3,5.9181633941659132E-3,2.5069619140256747E-4,2.6907753795152507E-3,4.5168834206903769E-5,7.1970925483060959E-5,1.8843388305859236E-2]
[2004,4,17,22,8.8313497280685955E-3,5.7525307441793324E-3,5.925495200000009E-4,4.1343057181602557E-3,6.3703860000000084E-5,5.8857571850000142E-5,1.9433297142258187E-2,null,9.0243792377574655E-3,5.5677946947710055E-3,2.5069619140256747E-4,2.5915948707760949E-3,4.5168834206903769E-5,7.1970925483060959E-5,1.7551604754397095E-2]
[2004,4,18,1,5.9848456325913828E-3,5.5435495779589932E-3,5.925495200000009E-4,4.5703865417668641E-3,6.3703860000000084E-5,5.8857571850000142E-5,1.6813892704167242E-2,null,6.1156582324311294E-3,5.3655247234603775E-3,2.5069619140256747E-4,2.8649526973970078E-3,4.5168834206903769E-5,7.1970925483060959E-5,1.4713971604381046E-2]
[2004,4,18,5,5.6711707516324591E-3,5.4090431206359289E-3,5.925495200000009E-4,4.3942289007416835E-3,6.3703860000000084E-5,5.8857571850000142E-5,1.6189553724860074E-2,null,5.7951272637463656E-3,5.2353377896046001E-3,2.5069619140256747E-4,2.7545280529582732E-3,4.5168834206903769E-5,7.1970925483060959E-5,1.4152829057401771E-2]
[2004,4,18,8,7.5773536054786865E-3,6.6518045976393094E-3,0,5.4535681029718817E-3,0,5.8857571850000142E-5,1.9741583877939881E-2,null,7.7429741387201696E-3,6.4381893807111054E-3,0,3.4185761979352008E-3,0,7.1970925483060959E-5,1.7671710642849534E-2]
[2004,4,18,11,8.1600777216124035E-3,7.601107522641818E-3,0,6.4845188705850163E-3,0,5.8857571850000142E-5,2.2304561686689237E-2,null,8.3384350339289655E-3,7.3570065108772842E-3,0,4.0648290160644361E-3,0,7.1970925483060959E-5,1.9832241486353746E-2]
[2004,4,18,15,8.4161488753633201E-3,7.209845869937068E-3,0,4.5864453244444667E-3,0,5.8857571850000142E-5,2.0271297641594854E-2,null,8.6001032131375992E-3,6.9783097857183422E-3,0,2.8750191660268853E-3,0,7.1970925483060959E-5,1.8525403090365888E-2]
[2004,4,18,18,9.7064320869867451E-3,6.7271562024178054E-3,0,4.7878767040572335E-3,0,5.8857571850000142E-5,2.1280322565311784E-2,null,9.9185885392020206E-3,6.5111211535230466E-3,0,3.0012866860907135E-3,0,7.1970925483060959E-5,1.9502967304298839E-2]
[2004,4,18,20,1.0850445696460752E-2,6.5682383381013513E-3,5.0366709200000068E-4,5.0347705015479534E-3,5.414828100000006E-5,5.8857571850000142E-5,2.3070127480960059E-2,null,1.1087607203725801E-2,6.3573067575303267E-3,2.130917626921823E-4,3.1560523814268848E-3,3.8393509075868194E-5,7.1970925483060959E-5,2.0924422539934127E-2]
[2004,4,18,23,7.0210464983340793E-3,6.4052763473602045E-3,5.925495200000009E-4,4.6072932704019258E-3,6.3703860000000084E-5,5.8857571850000142E-5,1.8748727067946211E-2,null,7.1745076571384635E-3,6.1995781076806993E-3,2.5069619140256747E-4,2.8880877278345523E-3,4.5168834206903769E-5,7.1970925483060959E-5,1.6630009443746246E-2]
[2004,4,19,2,4.822646396981935E-3,5.82233428074446E-3,5.925495200000009E-4,4.0395401871728869E-3,6.3703860000000084E-5,5.8857571850000142E-5,1.5399631816749283E-2,null,4.9280564529843047E-3,5.6353565693349665E-3,2.5069619140256747E-4,2.5321909754728402E-3,4.5168834206903769E-5,7.1970925483060959E-5,1.3463439948884643E-2]
[2004,4,19,6,6.2047421537720126E-3,6.6687193038489061E-3,3.2594963996160044E-4,4.9092252208056877E-3,3.5042219308800037E-5,5.8857571850000142E-5,1.8202536109547009E-2,null,6.3403610990711489E-3,6.4545608901711285E-3,1.3790296096672429E-4,3.0773541602980938E-3,2.4846472320533618E-5,7.1970925483060959E-5,1.6106996508310687E-2]
[2004,4,19,9,7.5956284925130652E-3,9.8129372218367667E-3,0,7.9459901458002521E-3,0,5.8857571850000142E-5,2.5413413432000084E-2,null,7.7616484655448955E-3,{"$f":"F2627*W$5","v":9.4978057890689679E-3},{"$f":"G2627*X$5","v":0},{"$f":"H2627*Y$5","v":4.9809541695569164E-3},{"$f":"I2627*Z$5","v":0},7.1970925483060959E-5,2.2312379349653841E-2]
[2004,4,19,11,7.0927197552665376E-3,1.0416162346594315E-2,0,8.4915402917899452E-3,0,5.8857571850000142E-5,2.6059279965500799E-2,null,7.2477474983495974E-3,1.0081659017976275E-2,0,5.3229329820785971E-3,0,7.1970925483060959E-5,2.272431042388753E-2]
[2004,4,19,17,8.2276121144363064E-3,9.1742026939949945E-3,0,6.9203945600561844E-3,0,5.8857571850000142E-5,2.4381066940337488E-2,null,8.4074455466139706E-3,8.8795835015856809E-3,0,4.3380582540880203E-3,0,7.1970925483060959E-5,2.1697058227770731E-2]
[2004,4,19,20,9.1360562311602021E-3,8.4529306181426976E-3,4.9379126646915093E-4,6.3777688817221109E-3,5.3086549978765451E-5,5.8857571850000142E-5,2.4572491119322928E-2,null,9.335745803999311E-3,8.181474266536334E-3,2.089134927519075E-4,3.9979126478874791E-3,3.7640695157363529E-5,7.1970925483060959E-5,2.1833657831815456E-2]
[2004,4,19,21,8.9715579586078023E-3,7.8596431165299119E-3,5.925495200000009E-4,5.2727429137647101E-3,6.3703860000000084E-5,5.8857571850000142E-5,2.2819054940752422E-2,null,9.1676520424363774E-3,7.6072395251929612E-3,2.5069619140256747E-4,3.3052256948996007E-3,4.5168834206903769E-5,7.1970925483060959E-5,2.0447953213621473E-2]
[2004,4,19,24,5.4061936248643071E-3,6.8118515649876711E-3,5.925495200000009E-4,4.1841177058952054E-3,6.3703860000000084E-5,5.8857571850000142E-5,1.7117273847597186E-2,null,5.5243584509467722E-3,6.5930966198628578E-3,2.5069619140256747E-4,2.6228195795222355E-3,4.5168834206903769E-5,7.1970925483060959E-5,1.5108110601424397E-2]
[2004,4,20,3,5.5045246129367701E-3,5.6749528326578372E-3,5.925495200000009E-4,2.0769956451332948E-3,6.3703860000000084E-5,5.8857571850000142E-5,1.3971584042577902E-2,null,5.6248386894735035E-3,5.4927081105510343E-3,2.5069619140256747E-4,1.3019673985181289E-3,4.5168834206903769E-5,7.1970925483060959E-5,1.2787350149635199E-2]
[2004,4,20,8,8.6507810574529727E-3,9.2918434705574048E-3,0,5.2602790754807541E-3,0,5.8857571850000142E-5,2.3261761175341129E-2,null,8.8398638225300509E-3,8.9934463770332713E-3,0,3.2974127217987007E-3,0,7.1970925483060959E-5,2.1202693846845082E-2]
[2004,4,20,11,7.283469085588962E-3,1.043584580312113E-2,0,6.4893080190148384E-3,0,5.8857571850000142E-5,2.4267480479574929E-2,null,7.4426660950740291E-3,1.0100710362453772E-2,0,4.0678310999334626E-3,0,7.1970925483060959E-5,2.1683178482944321E-2]
[2004,4,20,15,6.6315825188279949E-3,9.9202332031358004E-3,0,5.9262173477957741E-3,0,5.8857571850000142E-5,2.2536890641609568E-2,null,6.7765310444199717E-3,9.6016560807082579E-3,0,3.7148569865525639E-3,0,7.1970925483060959E-5,2.0165015037163853E-2]
[2004,4,20,18,9.1833093955805672E-3,8.3808824535746892E-3,0,4.3347192879455163E-3,0,5.8857571850000142E-5,2.1957768708950772E-2,null,9.3840317952740265E-3,8.111739847671098E-3,0,2.7172243754370455E-3,0,7.1970925483060959E-5,2.0284966943865231E-2]
[2004,4,20,21,1.0202233441929432E-2,7.3417665531804559E-3,5.925495200000009E-4,3.1316384484930018E-3,6.3703860000000084E-5,5.8857571850000142E-5,2.139074939545289E-2,null,1.0425226775866591E-2,7.1059939847182884E-3,2.5069619140256747E-4,1.9630715998069006E-3,4.5168834206903769E-5,7.1970925483060959E-5,1.9862128311484314E-2]
[2004,4,20,22,8.5999502515270582E-3,6.9221271373699472E-3,5.925495200000009E-4,3.2070107284582318E-3,6.3703860000000084E-5,5.8857571850000142E-5,1.9444199069205238E-2,null,8.7879219921461436E-3,6.6998308163717839E-3,2.5069619140256747E-4,2.0103188106985791E-3,4.5168834206903769E-5,7.1970925483060959E-5,1.7865907570309036E-2]
[2004,4,21,1,4.9040445442739451E-3,6.1162504814902255E-3,5.925495200000009E-4,2.310391512980283E-3,6.3703860000000084E-5,5.8857571850000142E-5,1.4045797490594456E-2,null,5.0112337444553094E-3,5.9198339821459056E-3,2.5069619140256747E-4,1.448271899251024E-3,4.5168834206903769E-5,7.1970925483060959E-5,1.2747175576944771E-2]
[2004,4,21,5,5.3030808848399157E-3,5.8812837624107293E-3,5.925495200000009E-4,2.3856536287291032E-3,6.3703860000000084E-5,5.8857571850000142E-5,1.4285129227829749E-2,null,5.4189919442544929E-3,5.6924129547550814E-3,2.5069619140256747E-4,1.495450053561585E-3,4.5168834206903769E-5,7.1970925483060959E-5,1.297469090366369E-2]
[2004,4,21,9,7.3485198312577653E-3,1.0084030960647482E-2,0,6.6107968427622319E-3,0,5.8857571850000142E-5,2.4102205206517478E-2,null,7.5091386747691124E-3,9.7601936576193812E-3,0,4.1439865257640596E-3,0,7.1970925483060959E-5,2.1485289783635612E-2]
[2004,4,21,12,7.088863348608E-3,1.0457459250609929E-2,0,7.0904960239651276E-3,0,5.8857571850000142E-5,2.4695676195033055E-2,null,7.2438068010322832E-3,1.012162971840604E-2,0,4.4446865760917661E-3,0,7.1970925483060959E-5,2.1882094021013151E-2]
[2004,4,21,16,7.120651841042833E-3,9.9088258986303607E-3,0,6.6665440680912149E-3,0,5.8857571850000142E-5,2.3754879379614409E-2,null,7.2762901042601877E-3,9.5906151089461718E-3,0,4.1789317458497382E-3,0,7.1970925483060959E-5,2.1117807884539156E-2]
[2004,4,21,19,9.0258695087586938E-3,8.3460882928793022E-3,0,4.5708935395008194E-3,0,5.8857571850000142E-5,2.2001708912988815E-2,null,9.2231506967354326E-3,8.0780630622797629E-3,0,2.8652705095803311E-3,0,7.1970925483060959E-5,2.0238455194078585E-2]
[2004,4,21,22,7.9491891972640876E-3,7.111477471554428E-3,5.925495200000009E-4,3.849130004352567E-3,6.3703860000000084E-5,5.8857571850000142E-5,1.962490762502108E-2,null,8.1229370546606859E-3,6.8831003777195818E-3,2.5069619140256747E-4,2.4128321068306179E-3,4.5168834206903769E-5,7.1970925483060959E-5,1.7786705490303416E-2]
[2004,4,22,2,4.8314517699831862E-3,5.9337136002644746E-3,5.925495200000009E-4,2.579003250053656E-3,6.3703860000000084E-5,5.8857571850000142E-5,1.4059279572151319E-2,null,{"$f":"E2692*V$5","v":4.9370542877139887E-3},5.7431590673847552E-3,2.5069619140256747E-4,1.6166515130207058E-3,4.5168834206903769E-5,7.1970925483060959E-5,{"$f":"SUM(M2692:R2692)","v":1.266470081921198E-2}]
[2004,4,22,3,4.9309851734096596E-3,5.7667097258964333E-3,5.925495200000009E-4,2.5319335477806178E-3,6.3703860000000084E-5,5.8857571850000142E-5,1.3944739398936711E-2,null,5.0387632231545564E-3,5.5815183344510907E-3,2.5069619140256747E-4,1.5871458094526478E-3,4.5168834206903769E-5,7.1970925483060959E-5,1.2575263318150827E-2]
[2004,4,22,7,7.8104248023700539E-3,8.121298723151758E-3,0,4.8733688141712221E-3,0,5.8857571850000142E-5,2.0863949911543035E-2,null,7.9811396439838523E-3,7.860492356545545E-3,0,3.054877525561054E-3,0,7.1970925483060959E-5,1.8968480451573511E-2]
[2004,4,22,10,7.1677559013327424E-3,1.0312965685793251E-2,0,6.8388284221949213E-3,0,5.8857571850000142E-5,2.4378407581170915E-2,null,7.3244237323899048E-3,9.9817764017716363E-3,0,4.2869284153869936E-3,0,7.1970925483060959E-5,2.1665099475031594E-2]
[2004,4,22,13,6.6173118229738929E-3,1.0312170478456756E-2,0,6.5022721792468543E-3,0,5.8857571850000142E-5,2.3490612052527501E-2,null,6.7619484296057497E-3,9.981006731623613E-3,0,4.075957700492688E-3,0,7.1970925483060959E-5,2.0890883787205109E-2]
[2004,4,22,17,7.9753787487779875E-3,9.0419118121248514E-3,0,5.6151079141503893E-3,0,5.8857571850000142E-5,2.2691256046903228E-2,null,8.1496990392050245E-3,8.7515409924711577E-3,0,3.519837636884291E-3,0,7.1970925483060959E-5,2.0493048594043529E-2]
[2004,4,22,19,8.9291487270560816E-3,8.2282513569492469E-3,0,4.4552641560926306E-3,0,5.8857571850000142E-5,2.1671521811947959E-2,null,9.1243158593512248E-3,7.9640103269018082E-3,0,2.79278808148234E-3,0,7.1970925483060959E-5,1.9953085193218433E-2]
[2004,4,22,24,5.3815024025868673E-3,6.4299568937017547E-3,5.925495200000009E-4,3.1319042998078405E-3,6.3703860000000084E-5,5.8857571850000142E-5,1.5658474547946465E-2,null,5.4991275450788748E-3,6.2234660660585974E-3,2.5069619140256747E-4,1.9632382490464327E-3,4.5168834206903769E-5,7.1970925483060959E-5,1.4053667811276436E-2]
[2004,4,23,1,5.3296114955991621E-3,6.2110210280117185E-3,5.925495200000009E-4,2.8682513935092829E-3,6.3703860000000084E-5,5.8857571850000142E-5,1.5123994868970165E-2,null,5.4461024426803242E-3,6.0115610792460528E-3,2.5069619140256747E-4,1.7979670847425486E-3,4.5168834206903769E-5,7.1970925483060959E-5,1.3623466557761458E-2]
[2004,4,23,4,5.4997020507663273E-3,5.6684740079164676E-3,5.925495200000009E-4,2.8655895801509516E-3,6.3703860000000084E-5,5.8857571850000142E-5,1.4748876590683748E-2,null,5.6199107190880232E-3,5.4864373459732269E-3,2.5069619140256747E-4,1.7962985236063672E-3,4.5168834206903769E-5,7.1970925483060959E-5,1.3270482539760148E-2]
[2004,4,23,8,8.560668140351264E-3,8.7706869955232452E-3,0,5.0975786422915188E-3,0,5.8857571850000142E-5,2.248779135001603E-2,null,8.7477812798625598E-3,8.4890262555455571E-3,0,3.1954237454455189E-3,0,7.1970925483060959E-5,2.0504202206336693E-2]
[2004,4,23,11,8.2214069914601281E-3,9.7489686727735368E-3,0,5.7087975628957021E-3,0,5.8857571850000142E-5,2.3738030798979369E-2,null,8.4011047963687413E-3,9.4358915179515411E-3,0,3.5785671140167205E-3,0,7.1970925483060959E-5,2.1487534353820063E-2]
[2004,4,23,16,7.5744727541261197E-3,8.8616952803159659E-3,0,5.2297538382844689E-3,0,5.8857571850000142E-5,2.1724779444576556E-2,null,7.7400303197192591E-3,8.5771119117172938E-3,0,3.2782779374987336E-3,0,7.1970925483060959E-5,1.9667391094418347E-2]
[2004,4,23,19,9.3388299315764044E-3,7.5448801461424665E-3,0,3.5858949711725938E-3,0,5.8857571850000142E-5,2.0528462620741462E-2,null,9.5429515911490664E-3,7.3025848132808394E-3,0,2.2478228868299814E-3,0,7.1970925483060959E-5,1.9165330216742948E-2]
[2004,4,23,22,9.7082108619235465E-3,6.0474694662585385E-3,5.925495200000009E-4,2.0174558231928416E-3,6.3703860000000084E-5,5.8857571850000142E-5,1.8488247103224928E-2,null,9.9204061933661734E-3,5.8532617917937818E-3,2.5069619140256747E-4,1.2646447843558495E-3,4.5168834206903769E-5,7.1970925483060959E-5,1.7406148720608337E-2]
[2004,4,24,1,5.5276304653868822E-3,5.177899850317959E-3,5.925495200000009E-4,1.8517752398176939E-3,6.3703860000000084E-5,5.8857571850000142E-5,1.3272416507372537E-2,null,5.6484495736013008E-3,5.0116174252222596E-3,2.5069619140256747E-4,1.1607876970156094E-3,4.5168834206903769E-5,7.1970925483060959E-5,1.2188690646931703E-2]
[2004,4,24,2,5.257179056249439E-3,5.0179350996196019E-3,5.925495200000009E-4,1.8919527882326754E-3,6.3703860000000084E-5,5.8857571850000142E-5,1.2882177895951719E-2,null,5.3720868253698409E-3,4.8567897624253462E-3,2.5069619140256747E-4,1.1859730450500452E-3,4.5168834206903769E-5,7.1970925483060959E-5,1.1782685583937764E-2]
[2004,4,24,5,5.7643946680761308E-3,4.9296135197316763E-3,5.925495200000009E-4,1.6840941056986229E-3,6.3703860000000084E-5,5.8857571850000142E-5,1.3093213245356431E-2,null,5.8903888038190962E-3,4.7713045306547264E-3,2.5069619140256747E-4,1.0556765618617533E-3,4.5168834206903769E-5,7.1970925483060959E-5,1.2085205847428108E-2]
[2004,4,24,9,8.8776619890181038E-3,6.9317022806711943E-3,0,3.005858959530954E-3,0,5.8857571850000142E-5,1.8874080801070253E-2,null,9.0717037599466407E-3,6.709098464724346E-3,0,1.8842265649535188E-3,0,7.1970925483060959E-5,1.7736999715107563E-2]
[2004,4,24,13,8.208365340012274E-3,7.1613239806486637E-3,0,3.0910591068689136E-3,0,5.8857571850000142E-5,1.8519605999379851E-2,null,8.3877780895599257E-3,6.9313461222848868E-3,0,1.9376343871812085E-3,0,7.1970925483060959E-5,1.732872952450908E-2]
[2004,4,24,16,7.8951866728748793E-3,6.9099696048147644E-3,0,3.2527779316354863E-3,0,5.8857571850000142E-5,1.8116791781175132E-2,null,8.0677541805938193E-3,6.6880637092892629E-3,0,2.0390080410288224E-3,0,7.1970925483060959E-5,1.6866796856394962E-2]
[2004,4,24,20,9.3926527153621493E-3,5.7034502197913679E-3,4.3453631446915082E-4,1.9968075435904072E-3,4.6716163978765433E-5,5.8857571850000142E-5,1.7633020529041844E-2,null,9.597950795967175E-3,5.5202903361753746E-3,1.8384387361165073E-4,1.2517013836603073E-3,3.3123811736673146E-5,7.1970925483060959E-5,1.6658881126634242E-2]
[2004,4,24,23,7.1214554828558704E-3,4.947776289619777E-3,5.925495200000009E-4,2.1708521670060622E-3,6.3703860000000084E-5,5.8857571850000142E-5,1.4955194891331711E-2,null,7.2771113115179089E-3,4.7888840236331234E-3,2.5069619140256747E-4,1.360801480285693E-3,4.5168834206903769E-5,7.1970925483060959E-5,1.3794632766529256E-2]
[2004,4,24,24,6.3821030286192798E-3,4.7492350813955258E-3,5.925495200000009E-4,2.2009406642922048E-3,6.3703860000000084E-5,5.8857571850000142E-5,1.4047389726157012E-2,null,6.521598604757861E-3,4.596718742819467E-3,2.5069619140256747E-4,1.3796624936097939E-3,4.5168834206903769E-5,7.1970925483060959E-5,1.2865815792279653E-2]
[2004,4,25,6,6.643683712734578E-3,4.7981999430733238E-3,2.2719138643075048E-4,1.6646643110686029E-3,2.4424909287565407E-5,5.8857571850000142E-5,1.341702183444482E-2,null,6.7888967378196526E-3,4.6441111530826709E-3,9.6120262316064318E-5,1.0434969700424525E-3,1.7318333270993382E-5,7.1970925483060959E-5,1.2661914382014893E-2]
[2004,4,25,7,7.480673764548521E-3,5.4749583287400563E-3,0,1.941937070841918E-3,0,5.8857571850000142E-5,1.4956426735980495E-2,null,7.6441811369633824E-3,5.2991362049991178E-3,0,1.2173057570603171E-3,0,7.1970925483060959E-5,1.4232594024505878E-2]
[2004,4,25,11,8.6914636243792739E-3,7.1797436674074823E-3,0,3.9447300837902183E-3,0,5.8857571850000142E-5,1.9874794947426975E-2,null,8.8814356007534331E-3,6.9491742815379022E-3,0,2.4727591399061142E-3,0,7.1970925483060959E-5,1.8375339947680511E-2]
[2004,4,25,14,9.3821273355608192E-3,6.9809960407177813E-3,0,2.6487450171310601E-3,0,5.8857571850000142E-5,1.9070725965259661E-2,null,9.5871953597231833E-3,6.756809211155455E-3,0,1.6603692296478863E-3,0,7.1970925483060959E-5,1.8076344726009583E-2]
[2004,4,25,17,1.0715356141647918E-2,6.3254481325101634E-3,0,2.0320701565263483E-3,0,5.8857571850000142E-5,1.913173200253443E-2,null,1.0949564955232778E-2,6.1223134860904837E-3,0,1.273805798051707E-3,0,7.1970925483060959E-5,1.8417655164858028E-2]
[2004,4,25,21,1.0557972790828461E-2,5.5781446289525343E-3,5.925495200000009E-4,1.7464916456723036E-3,6.3703860000000084E-5,5.8857571850000142E-5,1.8597720017303296E-2,null,1.078874162842128E-2,5.3990087933338095E-3,2.5069619140256747E-4,1.0947905402582995E-3,4.5168834206903769E-5,7.1970925483060959E-5,1.765037691310592E-2]
[2004,4,25,24,6.1050258888531127E-3,5.4394762097961704E-3,5.925495200000009E-4,2.168495062244986E-3,6.3703860000000084E-5,5.8857571850000142E-5,1.4428108112744271E-2,null,6.238465305278636E-3,5.2647935543640211E-3,2.5069619140256747E-4,1.3593239261266345E-3,4.5168834206903769E-5,7.1970925483060959E-5,1.3230418736861824E-2]
[2004,4,26,3,5.2746799154849509E-3,5.6943173053190035E-3,5.925495200000009E-4,3.6696973942751971E-3,6.3703860000000084E-5,5.8857571850000142E-5,1.5353805566929153E-2,null,5.3899702062335728E-3,5.5114507149706584E-3,2.5069619140256747E-4,2.3003545438183186E-3,4.5168834206903769E-5,7.1970925483060959E-5,1.356961141611508E-2]
[2004,4,26,5,6.1918835499875369E-3,5.8520538145617387E-3,5.925495200000009E-4,3.6722075812995747E-3,6.3703860000000084E-5,5.8857571850000142E-5,1.6431255897698852E-2,null,6.3272214408544259E-3,5.6641216937780379E-3,2.5069619140256747E-4,2.3019280577915332E-3,4.5168834206903769E-5,7.1970925483060959E-5,1.4661107143516528E-2]
[2004,4,26,8,8.1845192845538487E-3,9.0439687901814423E-3,0,6.8080430813946841E-3,0,5.8857571850000142E-5,2.4095388727979977E-2,null,8.3634108235804711E-3,8.7535319129929349E-3,0,4.2676305848074756E-3,0,7.1970925483060959E-5,2.145654424686394E-2]
[2004,4,26,12,7.6111161089112336E-3,1.0094518147888989E-2,0,8.062010220368173E-3,0,5.8857571850000142E-5,2.5826502049018398E-2,null,7.7774745995073825E-3,9.7703440606477215E-3,0,5.0536815029121971E-3,0,7.1970925483060959E-5,2.2673471088550359E-2]
[2004,4,26,15,7.418848305002927E-3,9.6739172165114726E-3,0,6.6336132142203628E-3,0,5.8857571850000142E-5,2.3785236307584764E-2,null,7.5810043394558858E-3,9.3632502547242955E-3,0,4.1582889976351832E-3,0,7.1970925483060959E-5,2.1174514517298425E-2]
[2004,4,26,19,1.0192245463785308E-2,8.2397608284109306E-3,0,5.0379127718073475E-3,0,5.8857571850000142E-5,2.3528776635853586E-2,null,1.0415020487432045E-2,7.975150184643346E-3,0,3.1580221175910653E-3,0,7.1970925483060959E-5,2.1620163715149517E-2]
[2004,4,26,20,9.9725112706602545E-3,8.3471795081879827E-3,4.1478466400000067E-4,5.8527453204577414E-3,4.4592702000000057E-5,5.8857571850000142E-5,2.4690671037155981E-2,null,1.0190483496901517E-2,8.0791192344371512E-3,1.7548733398179724E-4,3.6688009514706933E-3,3.1618183944832634E-5,7.1970925483060959E-5,2.2217480126219047E-2]
[2004,4,27,2,5.1405110768121464E-3,5.8784663446504841E-3,5.925495200000009E-4,2.3387231650135545E-3,6.3703860000000084E-5,5.8857571850000142E-5,1.4072811538326187E-2,null,5.2528687982546039E-3,5.6896860151947285E-3,2.5069619140256747E-4,1.4660316318628429E-3,4.5168834206903769E-5,7.1970925483060959E-5,1.2776422396404707E-2]
[2004,4,27,3,5.3192128546810215E-3,5.6989169161555924E-3,5.925495200000009E-4,2.2249202854332938E-3,6.3703860000000084E-5,5.8857571850000142E-5,1.3958161008119909E-2,null,5.4354765154900203E-3,5.5159026144828661E-3,2.5069619140256747E-4,1.3946941500447359E-3,4.5168834206903769E-5,7.1970925483060959E-5,1.2713909231110154E-2]
[2004,4,27,6,7.7656269633709606E-3,6.3954068845587346E-3,1.9756391043075045E-4,2.4021418669357445E-3,2.1239716287565402E-5,5.8857571850000142E-5,1.6840836913433757E-2,null,7.9353626449284384E-3,6.1900255915673585E-3,8.358545274593595E-5,1.50578572694364E-3,1.5059891560648192E-5,7.1970925483060959E-5,1.5801790233229081E-2]
[2004,4,27,9,7.7767939306084945E-3,9.9311521473156462E-3,0,6.2737026323049644E-3,0,5.8857571850000142E-5,2.4040506282079106E-2,null,7.9467736919812838E-3,{"$f":"F2819*W$5","v":9.612224375286877E-3},{"$f":"G2819*X$5","v":0},{"$f":"H2819*Y$5","v":3.9326785852428813E-3},{"$f":"I2819*Z$5","v":0},7.1970925483060959E-5,2.1563647577994102E-2]
[2004,4,27,13,6.9678675736683125E-3,1.0269919407160107E-2,0,6.2165743942877837E-3,0,5.8857571850000142E-5,2.3513218946966202E-2,null,7.1201663844658696E-3,9.9401125059209675E-3,0,3.8968676755727367E-3,0,7.1970925483060959E-5,2.1029117491442633E-2]
[2004,4,27,17,8.4858433083895481E-3,8.9748677074845025E-3,0,5.1935271485539754E-3,0,5.8857571850000142E-5,2.2713095736278024E-2,null,8.6713209786836963E-3,8.6866499337819158E-3,0,3.2555691903254544E-3,0,7.1970925483060959E-5,2.0685511028274123E-2]
[2004,4,27,21,9.8699092245255315E-3,7.3895663908165529E-3,5.925495200000009E-4,3.3956140306336531E-3,6.3703860000000084E-5,5.8857571850000142E-5,2.1370200597825739E-2,null,1.008563884649131E-2,7.1522587843754603E-3,2.5069619140256747E-4,2.1285450338785045E-3,4.5168834206903769E-5,7.1970925483060959E-5,1.9734278615837805E-2]
[2004,4,27,24,5.6616606616372439E-3,6.3825801694035872E-3,5.925495200000009E-4,2.9141923991292808E-3,6.3703860000000084E-5,5.8857571850000142E-5,1.5673544182020112E-2,null,5.785409308808033E-3,6.1776107919307927E-3,2.5069619140256747E-4,1.8267652633581503E-3,4.5168834206903769E-5,7.1970925483060959E-5,1.4157621315189507E-2]
[2004,4,28,3,5.5169673417404331E-3,5.7686251383967302E-3,5.925495200000009E-4,1.6203438431734117E-3,6.3703860000000084E-5,5.8857571850000142E-5,1.3621047275160576E-2,null,5.6375533828028753E-3,5.5833722356350597E-3,2.5069619140256747E-4,1.0157146275893922E-3,4.5168834206903769E-5,7.1970925483060959E-5,1.260447619711986E-2]
[2004,4,28,4,5.7539149572190997E-3,5.6567114923749742E-3,5.925495200000009E-4,1.6526127703734505E-3,6.3703860000000084E-5,5.8857571850000142E-5,1.3778350171817525E-2,null,5.8796800347194747E-3,5.4750525703776585E-3,2.5069619140256747E-4,1.0359424462167679E-3,4.5168834206903769E-5,7.1970925483060959E-5,1.2758511002406433E-2]
[2004,4,28,7,8.8636208814469129E-3,8.0084235560164054E-3,0,3.8068677133322225E-3,0,5.8857571850000142E-5,2.073776972264554E-2,null,9.0573557515965866E-3,7.7512420483427571E-3,0,2.3863399352056537E-3,0,7.1970925483060959E-5,1.9266908660628058E-2]
[2004,4,28,10,7.965827559899533E-3,1.0472007321648024E-2,0,6.4457144875802166E-3,0,5.8857571850000142E-5,2.4942406940977775E-2,null,8.1399390870726031E-3,1.0135710594519048E-2,0,4.0405044385381228E-3,0,7.1970925483060959E-5,2.2388125045612831E-2]
[2004,4,28,15,6.8885974979342839E-3,1.0465536598559189E-2,0,6.5232704220672929E-3,0,5.8857571850000142E-5,2.3936262090410765E-2,null,7.0391636784631843E-3,1.0129447671418323E-2,0,4.0891204760827278E-3,0,7.1970925483060959E-5,2.1329702751447292E-2]
[2004,4,28,18,9.466569818372534E-3,8.8261932093811092E-3,0,4.5992704276750125E-3,0,5.8857571850000142E-5,2.2950891027278656E-2,null,9.6734835276856331E-3,8.5427499498269572E-3,0,2.8830585985254202E-3,0,7.1970925483060959E-5,2.1171263001521071E-2]
[2004,4,28,22,8.790862363821126E-3,7.1993609231992845E-3,5.925495200000009E-4,3.250866500436505E-3,6.3703860000000084E-5,5.8857571850000142E-5,1.9956200739306918E-2,null,8.9830069288175177E-3,6.9681615512424714E-3,2.5069619140256747E-4,2.0378098579168762E-3,4.5168834206903769E-5,7.1970925483060959E-5,1.8356814289069396E-2]
[2004,4,29,1,4.5469781241225249E-3,6.2442951290178654E-3,5.925495200000009E-4,2.6716580187765874E-3,6.3703860000000084E-5,5.8857571850000142E-5,1.4178042223766979E-2,null,4.6463628144463379E-3,6.0437666199539847E-3,2.5069619140256747E-4,1.6747322742765879E-3,4.5168834206903769E-5,7.1970925483060959E-5,1.2732697659769442E-2]
[2004,4,29,4,4.4657761800698343E-3,5.8210796104213912E-3,5.925495200000009E-4,2.6752229216436257E-3,6.3703860000000084E-5,5.8857571850000142E-5,1.3677189663984853E-2,null,4.5633860146888109E-3,5.634142191336981E-3,2.5069619140256747E-4,1.6769669382358712E-3,4.5168834206903769E-5,7.1970925483060959E-5,1.2242331095354194E-2]
[2004,4,29,5,4.749927061116291E-3,6.0519782443968842E-3,5.925495200000009E-4,2.9026133028158215E-3,6.3703860000000084E-5,5.8857571850000142E-5,1.4419629560178997E-2,null,4.853747668373082E-3,5.8576257755976026E-3,2.5069619140256747E-4,1.8195068919023651E-3,4.5168834206903769E-5,7.1970925483060959E-5,1.2898716286965581E-2]
[2004,4,29,11,6.5079770375793579E-3,1.091230712594024E-2,0,7.6174752559486089E-3,0,5.8857571850000142E-5,2.5096616991318207E-2,null,6.6502238803963403E-3,1.0561870666227912E-2,0,4.7750241872207408E-3,0,7.1970925483060959E-5,2.2059089659328054E-2]
[2004,4,29,13,6.344572058677435E-3,1.0776090863794694E-2,0,7.3568285066162543E-3,0,5.8857571850000142E-5,2.4536349000938384E-2,null,6.48324730893729E-3,1.0430028836006853E-2,0,4.6116374362876762E-3,0,7.1970925483060959E-5,2.1596884506714879E-2]
[2004,4,29,16,6.7229878803360963E-3,1.0162133552257572E-2,0,7.0345595870918804E-3,0,5.8857571850000142E-5,2.397853859153555E-2,null,6.8699342808461921E-3,9.835788072417518E-3,0,4.4096227485055702E-3,0,7.1970925483060959E-5,2.118731602725234E-2]
[2004,4,29,19,8.276820937076693E-3,8.6368914201158803E-3,0,5.236291477573719E-3,0,5.8857571850000142E-5,2.2208861406616293E-2,null,8.4577299415280315E-3,8.3595273744329745E-3,0,3.2823760651177389E-3,0,7.1970925483060959E-5,2.0171604306561803E-2]
[2004,4,29,23,6.1949236099539491E-3,6.8324697977283572E-3,5.925495200000009E-4,3.59336144084979E-3,6.3703860000000084E-5,5.8857571850000142E-5,1.7335865800382096E-2,null,6.3303279483405053E-3,6.6130527212683666E-3,2.5069619140256747E-4,2.2525032529754339E-3,4.5168834206903769E-5,7.1970925483060959E-5,1.5563719873676838E-2]
[2004,4,30,2,4.6882850921332675E-3,6.2750318540174691E-3,5.925495200000009E-4,4.1326178378765606E-3,6.3703860000000084E-5,5.8857571850000142E-5,1.5811045735877299E-2,null,{"$f":"E2884*V$5","v":4.7907583720374529E-3},6.0735162696295801E-3,2.5069619140256747E-4,2.5905368208436735E-3,4.5168834206903769E-5,7.1970925483060959E-5,{"$f":"SUM(M2884:R2884)","v":1.3822647413603237E-2}]
[2004,4,30,4,4.5665024179549043E-3,6.0401948159772897E-3,5.925495200000009E-4,4.3122340979278341E-3,6.3703860000000084E-5,5.8857571850000142E-5,1.5634042283710028E-2,null,4.6663138567352427E-3,5.8462207587174726E-3,2.5069619140256747E-4,2.7031295050789377E-3,4.5168834206903769E-5,7.1970925483060959E-5,1.3583500071624184E-2]
[2004,4,30,7,6.3022853587666548E-3,8.1597580553009978E-3,0,6.3515647389461461E-3,0,5.8857571850000142E-5,2.0872465724863801E-2,null,6.4400363357045966E-3,7.8977166105352603E-3,0,3.9814865471971082E-3,0,7.1970925483060959E-5,1.8391210418920025E-2]
[2004,4,30,10,6.9540283512346708E-3,1.0201407772514326E-2,0,8.1349275991157294E-3,0,5.8857571850000142E-5,2.5349221294714726E-2,null,7.1060246739185077E-3,9.873801045300468E-3,0,5.0993898558098867E-3,0,7.1970925483060959E-5,2.2151186500511923E-2]
[2004,4,30,14,6.4262569538453664E-3,9.8703972489367527E-3,0,7.1444394928293128E-3,0,5.8857571850000142E-5,2.3499951267461433E-2,null,6.5667176158201645E-3,9.5534205520795643E-3,0,4.4785011091114735E-3,0,7.1970925483060959E-5,2.067061020249426E-2]
[2004,4,30,17,6.9761842947336714E-3,8.9074695185213625E-3,0,6.8619585150058301E-3,0,5.8857571850000142E-5,2.2804469900110865E-2,null,7.128664886644976E-3,8.6214161617893283E-3,0,4.3014275438926618E-3,0,7.1970925483060959E-5,2.0123479517810027E-2]
[2004,4,30,20,8.2210929715873481E-3,7.9277545486546985E-3,3.6540553753085036E-4,5.878683764282625E-3,3.9284047021234663E-5,5.8857571850000142E-5,2.2491078440926755E-2,null,8.4007839128676428E-3,7.6731636353459341E-3,1.545959847818153E-4,3.6850604984309493E-3,2.7854114442646926E-5,7.1970925483060959E-5,2.0013429071352049E-2]
[2004,5,1,1,4.876114055711E-3,5.9970582918310051E-3,5.9244432000000341E-4,4.1607564503244269E-3,6.3703860000000206E-5,5.6958940500000212E-5,1.5747035918366438E-2,null,4.9826927706688494E-3,5.8044695154867319E-3,2.5065168332612025E-4,2.608175546342449E-3,4.516883420690385E-5,6.9649282725542952E-5,1.3760807632756597E-2]
[2004,5,1,4,4.4996259211626637E-3,5.7000811781555971E-3,5.9244432000000341E-4,4.2336786001785495E-3,6.3703860000000206E-5,5.6958940500000212E-5,1.5146492819996814E-2,null,4.5979756199165042E-3,5.5170294875193137E-3,2.5065168332612025E-4,2.6538868900144422E-3,4.516883420690385E-5,6.9649282725542952E-5,1.3134361797708825E-2]
[2004,5,1,5,4.6671433124020056E-3,5.8364834575732509E-3,5.9244432000000341E-4,4.317686738305378E-3,6.3703860000000206E-5,5.6958940500000212E-5,1.5534420628780637E-2,null,4.7691544899661036E-3,5.6490513612771796E-3,2.5065168332612025E-4,2.7065474997309924E-3,4.516883420690385E-5,6.9649282725542952E-5,1.3490223151232843E-2]
[2004,5,1,8,6.0422539652740847E-3,7.7791168092089221E-3,0,6.2939923535340545E-3,0,5.6958940500000212E-5,2.017232206851706E-2,null,6.1743213565841068E-3,7.5292992295856809E-3,0,3.9453972231597179E-3,0,6.9649282725542952E-5,1.7718667092055048E-2]
[2004,5,1,11,6.9980517244208002E-3,8.6972135983901019E-3,0,7.4340070286192618E-3,0,5.6958940500000212E-5,2.3186231291930166E-2,null,7.1510102794250224E-3,8.4179123738546777E-3,0,4.6600168923299551E-3,0,6.9649282725542952E-5,2.0298588828335198E-2]
[2004,5,1,15,6.3853223349085641E-3,8.101693885168116E-3,0,6.6522556970008886E-3,0,5.6958940500000212E-5,2.1196230857577568E-2,null,6.5248882764084659E-3,7.8415171058652047E-3,0,4.1699750620063595E-3,0,6.9649282725542952E-5,1.860602972700557E-2]
[2004,5,1,18,7.1142387552768343E-3,7.3021527265657634E-3,0,5.9857196033867776E-3,0,5.6958940500000212E-5,2.0459070025729376E-2,null,7.2697368457188914E-3,7.0676523115533012E-3,0,3.7521560522002471E-3,0,6.9649282725542952E-5,1.815919449219798E-2]
[2004,5,1,22,6.7577214368609272E-3,6.2710894579322456E-3,5.9244432000000341E-4,5.6480168252775421E-3,6.3703860000000206E-5,5.6958940500000212E-5,1.9389934840570718E-2,null,6.9054270193298611E-3,6.0697004791568036E-3,2.5065168332612025E-4,3.5404666302616618E-3,4.516883420690385E-5,6.9649282725542952E-5,1.6881063929006894E-2]
[2004,5,2,2,5.4689761739788213E-3,5.309099074129936E-3,5.9244432000000341E-4,3.8823779765987921E-3,6.3703860000000206E-5,5.6958940500000212E-5,1.5373560345207553E-2,null,5.5885132574223645E-3,5.1386033336483106E-3,2.5065168332612025E-4,2.433673641107712E-3,4.516883420690385E-5,6.9649282725542952E-5,1.3526260032436954E-2]
[2004,5,2,5,5.4144016289514752E-3,5.3184520334898632E-3,5.9244432000000341E-4,3.7751513799660769E-3,6.3703860000000206E-5,5.6958940500000212E-5,1.5221112162907419E-2,null,5.532745859887475E-3,5.1476559332467231E-3,2.5065168332612025E-4,2.3664585107356453E-3,4.516883420690385E-5,6.9649282725542952E-5,1.3412330104128409E-2]
[2004,5,2,6,5.8855753858477328E-3,5.5439700258848434E-3,1.284103317430822E-4,3.9384152064656595E-3,1.3807599330034669E-5,5.6958940500000212E-5,1.5567137489771352E-2,null,6.0142182055694165E-3,5.3659316691743739E-3,5.4327916938876041E-5,2.4688006509119356E-3,9.7901942666220009E-6,6.9649282725542952E-5,1.3982717919586767E-2]
[2004,5,2,9,7.8121533724459973E-3,6.8756569152678302E-3,0,4.645641686001005E-3,0,5.6958940500000212E-5,1.9390410914214833E-2,null,7.9829059959441607E-3,6.6548529331424246E-3,0,2.9121264816046022E-3,0,6.9649282725542952E-5,1.7619534693416729E-2]
[2004,5,2,12,7.7998108743576209E-3,7.6347054305903267E-3,0,5.7117710973592075E-3,0,5.6958940500000212E-5,2.1203246342807156E-2,null,7.9702937241034489E-3,7.3895254598321239E-3,0,3.5804310779296569E-3,0,6.9649282725542952E-5,1.9009899544590772E-2]
[2004,5,2,15,8.0284799373327755E-3,7.1033759348491559E-3,0,3.8698767876746399E-3,0,5.6958940500000212E-5,1.9058691600356569E-2,null,8.2039608766647076E-3,6.875259012745957E-3,0,2.4258372547098397E-3,0,6.9649282725542952E-5,1.7574706426846047E-2]
[2004,5,2,20,1.0387498264717769E-2,6.4772655148862719E-3,3.4559251980252056E-4,4.3856210291174152E-3,3.7160584978765504E-5,5.6958940500000212E-5,2.1690096854002739E-2,null,1.0614540988499808E-2,6.2692554241275851E-3,1.4621348185668624E-4,2.7491321975304166E-3,2.6348486605637639E-5,6.9649282725542952E-5,1.9875139861345675E-2]
[2004,5,2,23,6.676984274754781E-3,6.3572371639717285E-3,5.9244432000000341E-4,3.8798702026501663E-3,6.3703860000000206E-5,5.6958940500000212E-5,1.7627198761876677E-2,null,6.8229251603999118E-3,6.1530816485905627E-3,2.5065168332612025E-4,2.4321016397741441E-3,4.516883420690385E-5,6.9649282725542952E-5,1.5773578249023184E-2]
[2004,5,3,3,5.4496519924513535E-3,5.4825086277057022E-3,5.9244432000000341E-4,2.6344665999542649E-3,6.3703860000000206E-5,5.6958940500000212E-5,1.4279734340611324E-2,null,5.5687667013541702E-3,5.3064440346126136E-3,2.5065168332612025E-4,1.6514187854280403E-3,4.516883420690385E-5,6.9649282725542952E-5,1.289209932165339E-2]
[2004,5,3,6,7.4458200746057258E-3,6.3836942082027646E-3,1.185362595456007E-4,2.9928488293306963E-3,1.2745868308800044E-5,5.6958940500000212E-5,1.7010604180493587E-2,null,7.6085656392689228E-3,6.1786890546279734E-3,5.0150388799890143E-5,1.8760711480604207E-3,9.0373803481173254E-6,6.9649282725542952E-5,1.5792162893830869E-2]
[2004,5,3,7,8.6989682449571341E-3,7.6133348712742127E-3,0,2.9499510438512852E-3,0,5.6958940500000212E-5,1.9319213100582634E-2,null,8.8891042521165239E-3,7.3688411919722871E-3,0,1.8491806159142959E-3,0,6.9649282725542952E-5,1.817677534272865E-2]
[2004,5,3,12,7.5783474036421215E-3,1.0127486261644237E-2,0,6.2570240339578096E-3,0,5.6958940500000212E-5,2.4019816639744167E-2,null,7.7439896586337471E-3,9.8022534405408767E-3,0,3.9222235843612693E-3,0,6.9649282725542952E-5,2.1538115966261435E-2]
[2004,5,3,14,7.8705979429890428E-3,1.0074756492456698E-2,0,5.2326162491585877E-3,0,5.6958940500000212E-5,2.3234929625104327E-2,null,8.0426280073250481E-3,9.7512170285345701E-3,0,3.2800722434463648E-3,0,6.9649282725542952E-5,2.1143566562031525E-2]
[2004,5,3,18,9.7843834026384285E-3,8.2136995621813862E-3,0,3.5577525907351296E-3,0,5.6958940500000212E-5,2.1612794496054941E-2,null,9.9982436605802541E-3,7.9499258466424246E-3,0,2.2301817993620678E-3,0,6.9649282725542952E-5,2.024800058931029E-2]
[2004,5,3,21,1.0446509932933902E-2,7.4141563383803635E-3,5.9244432000000341E-4,2.7510493577196631E-3,6.3703860000000206E-5,5.6958940500000212E-5,2.1324822749533935E-2,null,1.0674842492780917E-2,7.1760590534533809E-3,2.5065168332612025E-4,1.7244988374712613E-3,4.516883420690385E-5,6.9649282725542952E-5,1.9940870183964121E-2]
[2004,5,4,1,5.35831845897529E-3,6.5119262810621921E-3,5.9244432000000341E-4,2.5478415927911889E-3,6.3703860000000206E-5,5.6958940500000212E-5,1.5131193453328674E-2,null,5.4754368629272333E-3,6.3028030988142884E-3,2.5065168332612025E-4,1.5971177879815644E-3,4.516883420690385E-5,6.9649282725542952E-5,1.3740827549981653E-2]
[2004,5,4,4,5.6827595631617133E-3,6.0188491874062786E-3,5.9244432000000341E-4,2.447921039089038E-3,6.3703860000000206E-5,5.6958940500000212E-5,1.4862636910157033E-2,null,5.8069693754705214E-3,5.8255606209799242E-3,2.5065168332612025E-4,1.5344824600419475E-3,4.516883420690385E-5,6.9649282725542952E-5,1.3532482256750959E-2]
[2004,5,4,5,6.0060783182874673E-3,6.2736565954700481E-3,5.9244432000000341E-4,2.7179470770687438E-3,6.3703860000000206E-5,5.6958940500000212E-5,1.5710789111326263E-2,null,6.1373550074267542E-3,6.0721851759623253E-3,2.5065168332612025E-4,1.7037486301585596E-3,4.516883420690385E-5,6.9649282725542952E-5,1.4278758613806206E-2]
[2004,5,4,9,7.8774622116967175E-3,1.0645956917532132E-2,0,6.5536461274460969E-3,0,5.6958940500000212E-5,2.5134024197174948E-2,null,8.0496423104514485E-3,1.0304073994940868E-2,0,4.1081615261700788E-3,0,6.9649282725542952E-5,2.2531527114287936E-2]
[2004,5,4,12,7.4131053772432537E-3,1.0765835888493011E-2,0,6.6412008473445468E-3,0,5.6958940500000212E-5,2.4877101053580812E-2,null,7.5751358867692468E-3,1.0420103187693285E-2,0,4.1630453152436244E-3,0,6.9649282725542952E-5,2.2227933672431695E-2]
[2004,5,4,15,6.65421946501923E-3,1.0379287657927262E-2,0,6.4489128571007083E-3,0,5.6958940500000212E-5,2.3539378920547201E-2,null,6.7996627732615032E-3,1.0045968518427099E-2,0,4.0425093405964639E-3,0,6.9649282725542952E-5,2.095778991501061E-2]
[2004,5,4,19,9.7175201310968004E-3,8.4916556144935349E-3,0,4.4129549557958888E-3,0,5.6958940500000212E-5,2.2679089641886224E-2,null,9.9299189380804721E-3,8.2189556532208611E-3,0,2.7662665047169751E-3,0,6.9649282725542952E-5,2.0984790378743852E-2]
[2004,5,4,22,8.4928154738349582E-3,7.3844003446664934E-3,5.9244432000000341E-4,3.7187940904095935E-3,6.3703860000000206E-5,5.6958940500000212E-5,2.0309117029411048E-2,null,8.6784455368797992E-3,7.1472586399822556E-3,2.5065168332612025E-4,2.3311308711022561E-3,4.516883420690385E-5,6.9649282725542952E-5,1.8522304848222877E-2]
[2004,5,5,2,5.1954862529788861E-3,6.4705946722649283E-3,5.9244432000000341E-4,2.9079637328710936E-3,6.3703860000000206E-5,5.6958940500000212E-5,1.5287151778614911E-2,null,5.3090455836461263E-3,6.2627988081078705E-3,2.5065168332612025E-4,1.8228608158820992E-3,4.516883420690385E-5,6.9649282725542952E-5,1.3760175007894662E-2]
[2004,5,5,6,7.7646326029055229E-3,6.9782596290147887E-3,8.8914043545600512E-5,3.3957028229245098E-3,9.5606753088000315E-6,5.6958940500000212E-5,1.8294028714199221E-2,null,7.9343465504224508E-3,6.7541606762340127E-3,3.7617804633584123E-5,2.128600693440529E-3,6.7789386377721305E-6,6.9649282725542952E-5,1.6931153946093892E-2]
[2004,5,5,9,7.8208742649389564E-3,1.089488865740673E-2,0,7.342237075708722E-3,0,5.6958940500000212E-5,2.6114958938554408E-2,null,7.9918175036492681E-3,{"$f":"F3011*W$5","v":1.0545011572203939E-2},{"$f":"G3011*X$5","v":0},{"$f":"H3011*Y$5","v":4.602490779007074E-3},{"$f":"I3011*Z$5","v":0},6.9649282725542952E-5,2.3208969137585824E-2]
[2004,5,5,10,7.6608633841010638E-3,1.1193512967329566E-2,0,7.5961679695389179E-3,0,5.6958940500000212E-5,2.6507503261469549E-2,null,{"$f":"E3012*V$5","v":7.8283092160928019E-3},1.0834045898565497E-2,0,4.7616676872582545E-3,0,6.9649282725542952E-5,{"$f":"SUM(M3012:R3012)","v":2.3493672084642096E-2}]
[2004,5,5,13,7.1147741629113397E-3,1.1036487215524891E-2,0,7.3339510147623892E-3,0,5.6958940500000212E-5,2.554217133369862E-2,null,7.2702839559216741E-3,1.068206285202113E-2,0,4.5972966510176693E-3,0,6.9649282725542952E-5,2.2619292741686017E-2]
[2004,5,5,16,7.4497663603789229E-3,1.0337842246579639E-2,0,7.1353236067841575E-3,0,5.6958940500000212E-5,2.497989115424272E-2,null,7.61259818021617E-3,1.0005854079811123E-2,0,4.4727868041887792E-3,0,6.9649282725542952E-5,2.2160888346941611E-2]
[2004,5,5,19,9.5792071840416892E-3,8.7501505817919635E-3,0,5.1778952556515235E-3,0,5.6958940500000212E-5,2.3564211961985174E-2,null,9.7885828426759278E-3,8.469149345624068E-3,0,3.2457703181016213E-3,0,6.9649282725542952E-5,2.1573151789127158E-2]
[2004,5,5,24,5.721290648037781E-3,7.0136184948325561E-3,5.9244432000000341E-4,3.5779955005315008E-3,6.3703860000000206E-5,5.6958940500000212E-5,1.7026011763901842E-2,null,5.8463426460430481E-3,6.7883840318783938E-3,2.5065168332612025E-4,2.242871093471939E-3,4.516883420690385E-5,6.9649282725542952E-5,1.5243067571651947E-2]
[2004,5,6,4,5.2091925561572822E-3,6.0920105038155415E-3,5.9244432000000341E-4,2.7426143769773942E-3,6.3703860000000206E-5,5.6958940500000212E-5,1.4756924557450223E-2,null,5.3230514696814626E-3,5.8963724440680718E-3,2.5065168332612025E-4,1.7192113589157357E-3,4.516883420690385E-5,6.9649282725542952E-5,1.3304105072923835E-2]
[2004,5,6,7,7.9211011821821616E-3,8.6609934526635998E-3,0,5.0396203116314132E-3,0,5.6958940500000212E-5,2.1678673886977175E-2,null,8.0942351112499832E-3,8.3828553973363147E-3,0,3.1590924911317196E-3,0,6.9649282725542952E-5,1.9705832282443561E-2]
[2004,5,6,10,7.222119163170569E-3,1.099496812465167E-2,0,7.056323341635376E-3,0,5.6958940500000212E-5,2.5330369569957614E-2,null,7.379975228654038E-3,1.0641877100014583E-2,0,4.4232653861063648E-3,0,6.9649282725542952E-5,2.2514766997500529E-2]
[2004,5,6,11,6.8507258767979487E-3,1.112550431779024E-2,0,7.1334755112572815E-3,0,5.6958940500000212E-5,2.5166664646345469E-2,null,7.0004642857308683E-3,1.076822127025095E-2,0,4.4716283231245662E-3,0,6.9649282725542952E-5,2.2309963161831928E-2]
[2004,5,6,14,6.2483146437911519E-3,1.0809405662533949E-2,0,6.6027576176114992E-3,0,5.6958940500000212E-5,2.37174368644366E-2,null,6.3848859663195113E-3,1.0462273767486008E-2,0,4.1389471271114303E-3,0,6.9649282725542952E-5,2.1055756143642492E-2]
[2004,5,6,20,9.4946939863983521E-3,8.4937960653624113E-3,2.962221600000017E-4,4.6429005420201442E-3,3.1851930000000103E-5,5.6958940500000212E-5,2.3016423624280913E-2,null,9.702222414246172E-3,8.2210273659195209E-3,1.2532584166306013E-4,2.9104081919653882E-3,2.2584417103451925E-5,6.9649282725542952E-5,2.1051217513623134E-2]
[2004,5,6,22,7.9547833028240228E-3,7.4623928107248536E-3,5.9244432000000341E-4,4.0343824500975256E-3,6.3703860000000206E-5,5.6958940500000212E-5,2.0164665684146404E-2,null,8.1286534322952912E-3,7.2227464657867915E-3,2.5065168332612025E-4,2.5289578413360482E-3,4.516883420690385E-5,6.9649282725542952E-5,1.8245827539676698E-2]
[2004,5,7,1,5.131010061058091E-3,6.7532273317497723E-3,5.9244432000000341E-4,3.6301795320531471E-3,6.3703860000000206E-5,5.6958940500000212E-5,1.6227524045361014E-2,null,5.2431601158958938E-3,6.5363550378839588E-3,2.5065168332612025E-4,2.2755827209246129E-3,4.516883420690385E-5,6.9649282725542952E-5,1.4420567674963032E-2]
[2004,5,7,5,5.7348819445550373E-3,6.3098330766067591E-3,5.9244432000000341E-4,3.829050091484439E-3,6.3703860000000206E-5,5.6958940500000212E-5,1.6586872233146237E-2,null,5.8602310116815087E-3,6.107199890130045E-3,2.5065168332612025E-4,2.4002449875554065E-3,4.516883420690385E-5,6.9649282725542952E-5,1.4733145689625526E-2]
[2004,5,7,8,8.0416025025738785E-3,9.5952505436436575E-3,0,6.434810684296419E-3,0,5.6958940500000212E-5,2.4128622671013955E-2,null,8.2173702658242774E-3,9.2871098735030563E-3,0,4.0336693753887974E-3,0,6.9649282725542952E-5,2.1607798797441673E-2]
[2004,5,7,11,7.818112421871774E-3,1.057960707965828E-2,0,7.0154083408664617E-3,0,5.6958940500000212E-5,2.5470086782896514E-2,null,7.9889952941342018E-3,1.023985490742243E-2,0,4.3976177651128927E-3,0,6.9649282725542952E-5,2.2696117249395065E-2]
[2004,5,7,13,7.5403459742699481E-3,1.0331733166897129E-2,0,6.5838022242016908E-3,0,5.6958940500000212E-5,2.4512840305868769E-2,null,7.7051576204073156E-3,9.9999411863458208E-3,0,4.1270649143087777E-3,0,6.9649282725542952E-5,2.1901813003787456E-2]
[2004,5,7,16,7.3272492968582872E-3,9.5299988840673467E-3,0,6.3957295065566536E-3,0,5.6958940500000212E-5,2.3309936627982288E-2,null,7.4874032237994183E-3,9.2239536975223212E-3,0,4.0091712887259335E-3,0,6.9649282725542952E-5,2.0790177492773215E-2]
[2004,5,7,20,9.9176167668109157E-3,7.8995826926448187E-3,2.8634808780252021E-4,4.5745417743757229E-3,3.079019897876548E-5,5.6958940500000212E-5,2.2765838461112749E-2,null,1.013438914710689E-2,7.6458964867796488E-3,1.2114831352407421E-4,2.8675574103162044E-3,2.183160318494725E-5,6.9649282725542952E-5,2.0860472243637306E-2]
[2004,5,7,23,7.191837200071334E-3,6.4725736405441105E-3,5.9244432000000341E-4,4.5390282506863004E-3,6.3703860000000206E-5,5.6958940500000212E-5,1.8916546211801749E-2,null,7.3490313834337854E-3,6.2647142240484285E-3,2.5065168332612025E-4,2.8452957121954258E-3,4.516883420690385E-5,6.9649282725542952E-5,1.6824511119936207E-2]
[2004,5,8,2,5.3515372878206527E-3,5.2970495566435627E-3,5.9244432000000341E-4,2.7144656845568779E-3,6.3703860000000206E-5,5.6958940500000212E-5,1.4076159649521096E-2,null,{"$f":"E3076*V$5","v":5.4685074736424803E-3},5.1269407728522535E-3,2.5065168332612025E-4,1.7015663147731061E-3,4.516883420690385E-5,6.9649282725542952E-5,{"$f":"SUM(M3076:R3076)","v":1.2662484361526408E-2}]
[2004,5,8,6,5.9017930835378275E-3,5.6594848024767806E-3,4.9417755348118856E-5,3.1718420194059281E-3,5.3137512875653986E-6,5.6958940500000212E-5,1.4844810352556219E-2,null,6.0307903784337256E-3,5.4777368187473724E-3,2.0907692328292221E-5,1.9882732600777302E-3,3.7676830089222632E-6,6.9649282725542952E-5,1.3591125115321586E-2]
[2004,5,8,10,9.4895466061028933E-3,7.520088313737734E-3,0,4.1090528130572268E-3,0,5.6958940500000212E-5,2.1175646673397854E-2,null,9.6969625260866586E-3,7.2785891426664067E-3,0,2.5757650546476621E-3,0,6.9649282725542952E-5,1.962096600612627E-2]
[2004,5,8,11,9.7270946805921334E-3,7.5854722010631438E-3,0,3.984325217782192E-3,0,5.6958940500000212E-5,2.135385103993747E-2,null,9.9397027614299138E-3,7.3418733000509247E-3,0,2.4975794007084419E-3,0,6.9649282725542952E-5,1.9848804744914822E-2]
[2004,5,8,14,7.8416960045901846E-3,7.4190254111056262E-3,0,4.3554494919793288E-3,0,5.6958940500000212E-5,1.9673129848175139E-2,null,8.0130943504267572E-3,7.1807717613890324E-3,0,2.7302191305680415E-3,0,6.9649282725542952E-5,1.7993734525109373E-2]
[2004,5,8,17,8.7966626380386239E-3,6.9786132977422109E-3,0,4.137619072322153E-3,0,5.6958940500000212E-5,1.9969853948602987E-2,null,8.9889339814010344E-3,6.7545029872883673E-3,0,2.5936718511051786E-3,0,6.9649282725542952E-5,1.8406758102520123E-2]
[2004,5,8,21,9.4620427482196533E-3,5.7807616828439781E-3,5.9244432000000341E-4,3.137080954820526E-3,6.3703860000000206E-5,5.6958940500000212E-5,1.909299250638416E-2,null,9.6688575079770401E-3,5.595119028619107E-3,2.5065168332612025E-4,1.9664832419166319E-3,4.516883420690385E-5,6.9649282725542952E-5,1.7595929578771347E-2]
[2004,5,8,24,6.4349655725033051E-3,5.0712859031225837E-3,5.9244432000000341E-4,3.1300098068157002E-3,6.3703860000000206E-5,5.6958940500000212E-5,1.5349368402941592E-2,null,6.5756165814172879E-3,4.9084272649291332E-3,2.5065168332612025E-4,1.9620506836712879E-3,4.516883420690385E-5,6.9649282725542952E-5,1.3811564330276275E-2]
[2004,5,9,3,4.6347666321332566E-3,4.7911356873625455E-3,5.9244432000000341E-4,2.7634518494268146E-3,6.3703860000000206E-5,5.6958940500000212E-5,1.2902461289422618E-2,null,4.7360701427030588E-3,4.6372737579920362E-3,2.5065168332612025E-4,1.7322733553913827E-3,4.516883420690385E-5,6.9649282725542952E-5,1.1471087056345043E-2]
[2004,5,9,8,6.5149964503227577E-3,6.5833026311275323E-3,0,4.2512660036199768E-3,0,5.6958940500000212E-5,1.7406524025570268E-2,null,6.6573967185890636E-3,6.3718872777433679E-3,0,2.6649115765413388E-3,0,6.9649282725542952E-5,1.5763844855599313E-2]
[2004,5,9,11,7.0897589072696273E-3,7.5968114460726391E-3,0,4.8714723624482476E-3,0,5.6958940500000212E-5,1.9615001656290515E-2,null,7.2447219341932427E-3,7.3528483979711677E-3,0,3.0536887323529597E-3,0,6.9649282725542952E-5,1.7720908347242912E-2]
[2004,5,9,12,7.0968773669382694E-3,7.5977002283415477E-3,0,4.7482632998724376E-3,0,5.6958940500000212E-5,1.9499799835652254E-2,null,7.2519959842101203E-3,7.3537086379979839E-3,0,2.9764549725944554E-3,0,6.9649282725542952E-5,1.7651808877528104E-2]
[2004,5,9,15,7.482709144563675E-3,7.2954936889661082E-3,0,3.8060534466569404E-3,0,5.6958940500000212E-5,1.8641215220686725E-2,null,7.646261004901499E-3,7.0612071214502924E-3,0,2.3858295110902247E-3,0,6.9649282725542952E-5,1.7162946920167559E-2]
[2004,5,9,18,8.3290926925287476E-3,6.3401378430555282E-3,0,3.1194604781374733E-3,0,5.6958940500000212E-5,1.7845649954221748E-2,null,8.5111442167121968E-3,6.1365314531174244E-3,0,1.9554378233855732E-3,0,6.9649282725542952E-5,1.6672762775940736E-2]
[2004,5,9,22,7.1387294892322779E-3,5.8351559173161361E-3,5.9244432000000341E-4,2.8296356400013991E-3,6.3703860000000206E-5,5.6958940500000212E-5,1.6516628167049817E-2,null,7.2947628811302736E-3,5.6477664534810516E-3,2.5065168332612025E-4,1.773760749859622E-3,4.516883420690385E-5,6.9649282725542952E-5,1.5081759884729514E-2]
[2004,5,9,24,5.0742999405132081E-3,5.7531494684707318E-3,5.9244432000000341E-4,2.6989553890969602E-3,6.3703860000000206E-5,5.6958940500000212E-5,1.4239511918580904E-2,null,5.1852104649167908E-3,5.5683935494282655E-3,2.5065168332612025E-4,1.6918436660629298E-3,4.516883420690385E-5,6.9649282725542952E-5,1.2810917480666553E-2]
[2004,5,10,5,5.435315075851533E-3,5.641798627705738E-3,5.9244432000000341E-4,2.7269434447310726E-3,6.3703860000000206E-5,5.6958940500000212E-5,1.4517164268788347E-2,null,5.5541164183871543E-3,5.4606186155703373E-3,2.5065168332612025E-4,1.709388014828855E-3,4.516883420690385E-5,6.9649282725542952E-5,1.3089592849044911E-2]
[2004,5,10,9,7.1213088368097446E-3,9.7097553275416193E-3,0,5.6729452647848941E-3,0,5.6958940500000212E-5,2.256096836963626E-2,null,7.2769614601843413E-3,9.3979374651605302E-3,0,3.5560930547130338E-3,0,6.9649282725542952E-5,2.0300641262783446E-2]
[2004,5,10,12,6.6305038532784881E-3,1.0110456979201128E-2,0,6.0200295491932626E-3,0,5.6958940500000212E-5,2.2817949322172879E-2,null,6.7754288021479314E-3,9.7857710343341071E-3,0,3.7736632859730465E-3,0,6.9649282725542952E-5,2.0404512405180628E-2]
[2004,5,10,13,6.442510654555908E-3,1.0128270960311742E-2,0,5.6476916445084152E-3,0,5.6958940500000212E-5,2.2275432199876065E-2,null,6.5833265786339398E-3,9.8030129394939842E-3,0,3.5402627902772015E-3,0,6.9649282725542952E-5,1.9996251591130665E-2]
[2004,5,10,16,6.9480030704920743E-3,9.4840241349124239E-3,0,4.9745132556033318E-3,0,5.6958940500000212E-5,2.1463499401507831E-2,null,7.0998676967735166E-3,9.1794553756841934E-3,0,3.1182800491024463E-3,0,6.9649282725542952E-5,1.94672524042857E-2]
[2004,5,10,21,8.781454581877712E-3,7.5402805755953014E-3,5.9244432000000341E-4,3.2229622138710357E-3,6.3703860000000206E-5,5.6958940500000212E-5,2.0257804491844052E-2,null,8.9733935181093381E-3,7.2981329527642058E-3,2.5065168332612025E-4,2.0203180198996537E-3,4.516883420690385E-5,6.9649282725542952E-5,1.8657314291031762E-2]
[2004,5,10,24,5.1301503331784319E-3,6.6419722851224086E-3,5.9244432000000341E-4,2.710771739719849E-3,6.3703860000000206E-5,5.6958940500000212E-5,1.5196001478520692E-2,null,5.2422815966812527E-3,6.4286728218427638E-3,2.5065168332612025E-4,1.6992507606885296E-3,4.516883420690385E-5,6.9649282725542952E-5,1.3735674979471112E-2]
[2004,5,11,3,4.2984955904033628E-3,6.261126817921521E-3,5.9244432000000341E-4,3.0781506173734861E-3,6.3703860000000206E-5,5.6958940500000212E-5,1.4350880146198373E-2,null,4.3924491220564228E-3,6.0600577781153965E-3,2.5065168332612025E-4,1.9295426838950027E-3,4.516883420690385E-5,6.9649282725542952E-5,1.2747519384325388E-2]
[2004,5,11,7,6.7442432789308103E-3,8.8657321557234665E-3,0,5.8046792815525262E-3,0,5.6958940500000212E-5,2.1471613656706801E-2,null,6.8916542651832127E-3,8.5810191474152645E-3,0,3.6386706929999405E-3,0,6.9649282725542952E-5,1.918099338832396E-2]
[2004,5,11,10,6.4146636580831298E-3,1.1111652229078773E-2,0,7.5051551165108863E-3,0,5.6958940500000212E-5,2.5088429944172791E-2,null,6.5548709218497744E-3,1.0754814025775597E-2,0,4.7046161629730344E-3,0,6.9649282725542952E-5,2.2083950393323948E-2]
[2004,5,11,13,6.0387576491515594E-3,1.0948123474726238E-2,0,7.1309353460309111E-3,0,5.6958940500000212E-5,2.417477541040871E-2,null,6.1707486204116875E-3,1.0596536813289972E-2,0,4.4700360172767748E-3,0,6.9649282725542952E-5,2.1306970733703974E-2]
[2004,5,11,14,5.8545122145025738E-3,1.0849770679675234E-2,0,6.7296599869180801E-3,0,5.6958940500000212E-5,2.349090182159589E-2,null,5.9824760769958876E-3,1.0501342507539417E-2,0,4.21849604095678E-3,0,6.9649282725542952E-5,2.0771963908217631E-2]
[2004,5,11,18,7.4040560079398484E-3,9.0391862676394152E-3,0,6.0536722560430717E-3,0,5.6958940500000212E-5,2.2553873472122336E-2,null,7.5658887226356724E-3,8.7489029757788113E-3,0,3.7947522601454223E-3,0,6.9649282725542952E-5,2.0179193241285448E-2]
[2004,5,11,21,7.9947735619737871E-3,8.1047225762846398E-3,5.9244432000000341E-4,5.1588589198139729E-3,6.3703860000000206E-5,5.6958940500000212E-5,2.1971462178572404E-2,null,8.1695177707595094E-3,7.844448533975824E-3,2.5065168332612025E-4,3.2338373664337603E-3,4.516883420690385E-5,6.9649282725542952E-5,1.9613273471427658E-2]
[2004,5,12,1,4.4995237779114792E-3,6.5279259958534166E-3,5.9244432000000341E-4,2.7697397121606688E-3,6.3703860000000206E-5,5.6958940500000212E-5,1.4510296606425568E-2,null,4.5978712440890657E-3,6.3182890007753628E-3,2.5065168332612025E-4,1.7362149102545415E-3,4.516883420690385E-5,6.9649282725542952E-5,1.3017844955377536E-2]
[2004,5,12,4,4.3178439259502835E-3,6.1340614750329779E-3,5.9244432000000341E-4,3.0877460462296821E-3,6.3703860000000206E-5,5.6958940500000212E-5,1.4252758567712947E-2,null,4.4122203600858532E-3,5.9370729956803019E-3,2.5065168332612025E-4,1.9355575908471861E-3,4.516883420690385E-5,6.9649282725542952E-5,1.2650320746871908E-2]
[2004,5,12,8,6.7519443858065501E-3,1.0128477434155231E-2,0,6.3621234537242013E-3,0,5.6958940500000212E-5,2.3299504214185984E-2,null,6.8995236975052379E-3,9.803212782662411E-3,0,3.9881052911716038E-3,0,6.9649282725542952E-5,2.0760491054064793E-2]
[2004,5,12,11,6.1150792459429152E-3,1.1105476785297929E-2,0,7.0293394700519114E-3,0,5.6958940500000212E-5,2.4306854441792758E-2,null,6.2487384016664538E-3,1.0748836899420274E-2,0,4.4063505114075221E-3,0,6.9649282725542952E-5,2.1473575095219792E-2]
[2004,5,12,15,5.9376672947653334E-3,1.0365062091095114E-2,0,6.2137697753198986E-3,0,5.6958940500000212E-5,2.2573458101680346E-2,null,6.0674487032584667E-3,1.0032199789660497E-2,0,3.8951095965560527E-3,0,6.9649282725542952E-5,2.0064407372200558E-2]
[2004,5,12,16,6.3895225093998902E-3,1.0156205233855138E-2,0,6.4523781179526311E-3,0,5.6958940500000212E-5,2.3055064801707662E-2,null,6.5291802553971373E-3,9.8300501352872587E-3,0,4.0446815438300804E-3,0,6.9649282725542952E-5,2.0473561217240019E-2]
[2004,5,12,19,7.779080308256598E-3,8.6966225037515173E-3,0,5.215807531160542E-3,0,5.6958940500000212E-5,2.1748469283668657E-2,null,7.9491100436843119E-3,8.4173402615550352E-3,0,3.2695356768937972E-3,0,6.9649282725542952E-5,1.9705635264858686E-2]
[2004,5,12,23,5.9765466997526171E-3,7.1374676872403755E-3,5.9244432000000341E-4,3.9200788174969603E-3,6.3703860000000206E-5,5.6958940500000212E-5,1.7747200324989956E-2,null,6.1071779072813205E-3,6.9082559468851348E-3,2.5065168332612025E-4,2.457306461841423E-3,4.516883420690385E-5,6.9649282725542952E-5,1.5838210116266446E-2]
[2004,5,13,2,4.2985413835325784E-3,6.2491255330881469E-3,5.9244432000000341E-4,2.6176652269161581E-3,6.3703860000000206E-5,5.6958940500000212E-5,1.3878439264036885E-2,null,4.3924959161000567E-3,6.0484419010349818E-3,2.5065168332612025E-4,1.6408868230730817E-3,4.516883420690385E-5,6.9649282725542952E-5,1.2447294440466685E-2]
[2004,5,13,5,4.5496048522489924E-3,6.3202347904693411E-3,5.8261764334812196E-4,3.2476348160988752E-3,6.2647225287565592E-5,5.6958940500000212E-5,1.4819698267952895E-2,null,4.6490469557721407E-3,6.1172675646608094E-3,2.4649420732180045E-4,2.035784072422451E-3,4.4419633795135734E-5,6.9649282725542952E-5,1.3162661716697879E-2]
[2004,5,13,8,6.6623805917869544E-3,1.0049755168649534E-2,0,6.1493401654050773E-3,0,5.6958940500000212E-5,2.2918434866341566E-2,null,6.808002280270866E-3,9.727018594098278E-3,0,3.85472181249647E-3,0,6.9649282725542952E-5,2.0459391969591158E-2]
[2004,5,13,13,5.8536277587804744E-3,1.0822646776032592E-2,0,6.4552245610735217E-3,0,5.6958940500000212E-5,2.318845803638659E-2,null,5.9815722894547988E-3,1.0475089657529742E-2,0,4.0464658403710088E-3,0,6.9649282725542952E-5,2.0572777070081091E-2]
[2004,5,13,16,6.3150243745776777E-3,1.0125543673155366E-2,0,6.1804652839004045E-3,0,5.6958940500000212E-5,2.2677992272133449E-2,null,6.4530537920769876E-3,9.8003732360946155E-3,0,3.8742326331623117E-3,0,6.9649282725542952E-5,2.019730894405946E-2]
[2004,5,13,17,6.8976410944990799E-3,9.4904396453120658E-3,0,5.9543450938624766E-3,0,5.6958940500000212E-5,2.2399384774173622E-2,null,7.0484049436816383E-3,9.1856648591890876E-3,0,3.7324889004462943E-3,0,6.9649282725542952E-5,2.003620798604256E-2]
[2004,5,13,20,8.009288545441088E-3,8.5878476973441781E-3,2.172295841974827E-4,4.9718130917786449E-3,2.3358082021234699E-5,5.6958940500000212E-5,2.1866495941282628E-2,null,8.1843500126559405E-3,8.3120586356111251E-3,9.1905617303127989E-5,3.1165874479269755E-3,1.6561905890921026E-5,6.9649282725542952E-5,1.979111290211363E-2]
[2004,5,13,24,4.9051494944403282E-3,6.737215256920775E-3,5.9244432000000341E-4,3.1015913904624314E-3,6.3703860000000206E-5,5.6958940500000212E-5,1.5457063262323538E-2,null,5.0123628458551292E-3,6.5208571728138107E-3,2.5065168332612025E-4,1.9442365627335928E-3,4.516883420690385E-5,6.9649282725542952E-5,1.3842926381661099E-2]
[2004,5,14,5,4.8695456072134014E-3,6.3481043862955409E-3,5.7274357174308475E-4,4.0623986154928373E-3,6.1585494330034833E-5,5.6958940500000212E-5,1.5971336615574896E-2,null,4.9759807535852537E-3,6.1442421597889688E-3,2.4231667943346621E-4,2.5465198107420296E-3,4.36668199217999E-5,6.9649282725542952E-5,1.402237550619706E-2]
[2004,5,14,7,6.282928814572767E-3,8.3747501479185301E-3,0,5.6287784321997951E-3,0,5.6958940500000212E-5,2.0343416335191093E-2,null,6.4202567096092933E-3,8.1058044741081445E-3,0,3.5284070187522232E-3,0,6.9649282725542952E-5,1.8124117485195202E-2]
[2004,5,14,11,6.647507960644802E-3,1.0610548312396733E-2,0,7.2098799571014517E-3,0,5.6958940500000212E-5,2.4524895170642987E-2,null,6.7928045734850636E-3,1.0269802497301051E-2,0,4.5195225485284768E-3,0,6.9649282725542952E-5,2.1651778902040134E-2]
[2004,5,14,14,6.1771793348273391E-3,1.0185311965563524E-2,0,6.4848526393653603E-3,0,5.6958940500000212E-5,2.2904302880256223E-2,null,6.3121958311701601E-3,9.8582221370713524E-3,0,4.0650382394548023E-3,0,6.9649282725542952E-5,2.030510549042186E-2]
[2004,5,14,17,6.9697758000909276E-3,9.092833183538318E-3,0,6.1068836989122141E-3,0,5.6958940500000212E-5,2.222645162304146E-2,null,7.1221163195765193E-3,8.8008270813622492E-3,0,3.828107921726161E-3,0,6.9649282725542952E-5,1.9820700605390474E-2]
[2004,5,14,18,7.1576609611891254E-3,8.6390770168224412E-3,0,5.6988114518466779E-3,0,5.6958940500000212E-5,2.1552508370358242E-2,null,7.3141081440547583E-3,8.3616427831615606E-3,0,3.572307307428163E-3,0,6.9649282725542952E-5,1.9317707517370025E-2]
[2004,5,14,22,7.1373624528831246E-3,6.8497972761391241E-3,5.9244432000000341E-4,4.400824909740161E-3,6.3703860000000206E-5,5.6958940500000212E-5,1.910109175926241E-2,null,7.2933659650498981E-3,6.6298237472149626E-3,2.5065168332612025E-4,2.758662769704778E-3,4.516883420690385E-5,6.9649282725542952E-5,1.7047322282228206E-2]
[2004,5,15,2,4.4262264471360176E-3,5.3734503606692584E-3,5.9244432000000341E-4,3.1220950592473549E-3,6.3703860000000206E-5,5.6958940500000212E-5,1.3634878987552635E-2,null,4.522971831156658E-3,5.2008880510586207E-3,2.5065168332612025E-4,1.9570893139516971E-3,4.516883420690385E-5,6.9649282725542952E-5,1.2046418996425541E-2]
[2004,5,15,5,4.5124462698040557E-3,5.3758708272355861E-3,5.6286949954560325E-4,3.289574839647081E-3,6.052376330880021E-5,5.6958940500000212E-5,1.3858244140041125E-2,null,4.6110761868357912E-3,5.2032307870658132E-3,2.3813915129448031E-4,2.0620742302669285E-3,4.2914006003295222E-5,6.9649282725542952E-5,1.2227083644191851E-2]
[2004,5,15,8,5.9063031482769141E-3,7.1967113053778451E-3,0,4.8357393733729683E-3,0,5.6958940500000212E-5,1.7995712767527726E-2,null,6.0353990210359997E-3,6.9655970229147773E-3,0,3.0312894620720477E-3,0,6.9649282725542952E-5,1.6101934788748367E-2]
[2004,5,15,12,6.7845151419878968E-3,7.8816220498361955E-3,0,5.5927921445352597E-3,0,5.6958940500000212E-5,2.0315888276859352E-2,null,6.9328063626574073E-3,7.6285126297971004E-3,0,3.5058489679239977E-3,0,6.9649282725542952E-5,1.8136817243104047E-2]
[2004,5,15,15,6.0124622883089736E-3,7.5483768938256627E-3,0,5.2913433437226281E-3,0,5.6958940500000212E-5,1.8909141466357263E-2,null,6.1438785138318332E-3,7.305969266848367E-3,0,3.3168853984046963E-3,0,6.9649282725542952E-5,1.6836382461810438E-2]
[2004,5,15,19,7.3437906016197542E-3,6.3408144740204463E-3,0,3.9871062424227431E-3,0,5.6958940500000212E-5,1.7728670258562944E-2,null,7.5043060769137459E-3,6.137186354840566E-3,0,2.4993226895906103E-3,0,6.9649282725542952E-5,1.6210464404070465E-2]
[2004,5,15,20,7.829584691137861E-3,6.2829057283617772E-3,1.9748143980251974E-4,4.2751464190448236E-3,2.1234619978765456E-5,5.6958940500000212E-5,1.8663311838825747E-2,null,8.0007183162953324E-3,6.0811372833626913E-3,8.3550561025156207E-5,2.6798810457451245E-3,1.5056278053911679E-5,6.9649282725542952E-5,1.692999276720776E-2]
[2004,5,15,23,5.6452933525790745E-3,5.4557270135756602E-3,5.9244432000000341E-4,4.0148943141566883E-3,6.3703860000000206E-5,5.6958940500000212E-5,1.5829021800811426E-2,null,5.768684254474259E-3,5.2805224818731457E-3,2.5065168332612025E-4,2.5167416781908284E-3,4.516883420690385E-5,6.9649282725542952E-5,1.3931418214796799E-2]
[2004,5,16,3,4.4764535554262025E-3,5.0118641492800358E-3,5.9244432000000341E-4,3.3188872399209186E-3,6.3703860000000206E-5,5.6958940500000212E-5,1.352031206512716E-2,null,4.5742967687011334E-3,4.8509137738220595E-3,2.5065168332612025E-4,2.0804487461780589E-3,4.516883420690385E-5,6.9649282725542952E-5,1.1871129088959818E-2]
[2004,5,16,6,5.095387411247718E-3,5.3413994613621726E-3,0,3.5237255578864399E-3,0,5.6958940500000212E-5,1.4017471370996331E-2,null,5.206758850943051E-3,5.1698664303041035E-3,0,2.2088519099416897E-3,0,6.9649282725542952E-5,1.2655126473914386E-2]
[2004,5,16,9,5.8721700277458103E-3,6.8904781027366215E-3,0,4.6405400495763433E-3,0,5.6958940500000212E-5,1.7460147120558774E-2,null,6.0005198424590532E-3,6.6691981548593947E-3,0,2.9089285142330453E-3,0,6.9649282725542952E-5,1.5648295794277036E-2]
[2004,5,16,12,6.4304019186949661E-3,7.4938825542122355E-3,0,5.1112760197969849E-3,0,5.6958940500000212E-5,1.9092519433204187E-2,null,6.5709531784330991E-3,7.2532249516090788E-3,0,3.2040099641981188E-3,0,6.9649282725542952E-5,1.7097837376965838E-2]
[2004,5,16,17,7.5416921528869982E-3,6.7941126451481837E-3,0,3.9063163570652332E-3,0,5.6958940500000212E-5,1.8299080095600415E-2,null,7.7065332228617636E-3,6.5759273654658777E-3,0,2.4486794457725691E-3,0,6.9649282725542952E-5,1.6800789316825753E-2]
[2004,5,16,18,7.3274805163720978E-3,6.5515749307492131E-3,0,4.0796646685034898E-3,0,5.6958940500000212E-5,1.8015679056124799E-2,null,7.4876394971487986E-3,6.3411784767478351E-3,0,2.5573430583370016E-3,0,6.9649282725542952E-5,1.6455810314959178E-2]
[2004,5,16,21,7.6526802378427483E-3,6.4100472766343381E-3,5.9244432000000341E-4,4.5211858326139279E-3,6.3703860000000206E-5,5.6958940500000212E-5,1.929702046759102E-2,null,7.8199472083061126E-3,6.2041958239316781E-3,2.5065168332612025E-4,2.83411116941827E-3,4.516883420690385E-5,6.9649282725542952E-5,1.7223724001914627E-2]
[2004,5,16,24,5.0354654124195502E-3,6.0567003308065505E-3,5.9244432000000341E-4,3.474217729775519E-3,6.3703860000000206E-5,5.6958940500000212E-5,1.5279490593501623E-2,null,5.1455271186755412E-3,5.8621962175177253E-3,2.5065168332612025E-4,2.1778178640480973E-3,4.516883420690385E-5,6.9649282725542952E-5,1.355101100049993E-2]
[2004,5,17,4,4.3269785730886785E-3,5.5253154691560693E-3,5.9244432000000341E-4,2.9976267101161492E-3,6.3703860000000206E-5,5.6958940500000212E-5,1.35630278728609E-2,null,4.4215546659981163E-3,5.3478761825361022E-3,2.5065168332612025E-4,1.8790661687920441E-3,4.516883420690385E-5,6.9649282725542952E-5,1.2013966817584827E-2]
[2004,5,17,7,5.8141843449621596E-3,7.9299421152034897E-3,0,4.2247514267708492E-3,0,5.6958940500000212E-5,1.8025836827436498E-2,null,5.9412667488875446E-3,7.6752809506574855E-3,0,2.6482908798518895E-3,0,6.9649282725542952E-5,1.6334487862122462E-2]
[2004,5,17,9,6.3134921481457374E-3,9.7991269937242435E-3,0,5.9897595587696415E-3,0,5.6958940500000212E-5,2.2159337641139625E-2,null,6.4514880753037069E-3,9.4844390608865431E-3,0,3.7546885034416746E-3,0,6.9649282725542952E-5,1.9760264922357468E-2]
[2004,5,17,15,6.0835175030053354E-3,9.7225757535792934E-3,0,4.7773216746446849E-3,0,5.6958940500000212E-5,2.0640373871729314E-2,null,6.2164868040688543E-3,9.4103461776475512E-3,0,2.9946702522923381E-3,0,6.9649282725542952E-5,1.8691152516734286E-2]
[2004,5,17,18,7.390256580890966E-3,8.4719944740350665E-3,0,4.2466566745015767E-3,0,5.6958940500000212E-5,2.0165866669927611E-2,null,7.5517876772929551E-3,8.1999259081562952E-3,0,2.6620222126395613E-3,0,6.9649282725542952E-5,1.8483385080814357E-2]
[2004,5,17,19,7.7793515320667018E-3,8.3368399649564363E-3,0,4.2446716075315366E-3,0,5.6958940500000212E-5,2.0417822045054677E-2,null,7.9493871957161139E-3,8.0691117339975905E-3,0,2.6607778708495709E-3,0,6.9649282725542952E-5,1.8748926083288819E-2]
[2004,5,17,22,6.8322055929093354E-3,7.5035067585761768E-3,5.9244432000000341E-4,4.2137198616983553E-3,6.3703860000000206E-5,5.6958940500000212E-5,1.9262539333683871E-2,null,6.9815391983378767E-3,7.2625400854835331E-3,2.5065168332612025E-4,2.6413757290605663E-3,4.516883420690385E-5,6.9649282725542952E-5,1.7250924813140542E-2]
[2004,5,18,1,4.4615226072338776E-3,6.4427275927478479E-3,5.9244432000000341E-4,2.6310381723045609E-3,6.3703860000000206E-5,5.6958940500000212E-5,1.4248395492786291E-2,null,4.5590394702115719E-3,6.2358266484803951E-3,2.5065168332612025E-4,1.6492696711347329E-3,4.516883420690385E-5,6.9649282725542952E-5,1.2809605590085265E-2]
[2004,5,18,6,5.3735416376016823E-3,7.0964184537080982E-3,0,4.0527116811413877E-3,0,5.6958940500000212E-5,1.6579630712951168E-2,null,5.4909927792207592E-3,6.8685249632799289E-3,0,2.5404475434521465E-3,0,6.9649282725542952E-5,1.4969614568678378E-2]
[2004,5,18,9,6.2042029173072135E-3,1.065735914924487E-2,0,6.7491111530651408E-3,0,5.6958940500000212E-5,2.3667632160117226E-2,null,6.3398100763501592E-3,1.0315110056817281E-2,0,4.2306890295390979E-3,0,6.9649282725542952E-5,2.0955258445432078E-2]
[2004,5,18,13,5.8320383867563842E-3,1.0883100425568193E-2,0,6.3764249059346644E-3,0,5.6958940500000212E-5,2.3148522658759239E-2,null,5.9595110319291007E-3,1.0533601906161259E-2,0,3.9970701749320091E-3,0,6.9649282725542952E-5,2.055983239574791E-2]
[2004,5,18,16,6.2912289231944474E-3,1.0197134569039555E-2,0,6.0936135977661563E-3,0,5.6958940500000212E-5,2.263893603050016E-2,null,6.4287382362414637E-3,9.8696650709450794E-3,0,3.8197895417104452E-3,0,6.9649282725542952E-5,2.018784213162253E-2]
[2004,5,18,19,7.591497585739646E-3,8.7356024960600388E-3,0,4.9718659384538301E-3,0,5.6958940500000212E-5,2.1355924960753517E-2,null,7.757427268279808E-3,8.4550684552891064E-3,0,3.1166205749334633E-3,0,6.9649282725542952E-5,1.9398765581227918E-2]
[2004,5,18,20,7.9198551252534222E-3,8.6653452588132968E-3,1.6785922380251953E-4,5.0007695405303648E-3,1.8049426978765441E-5,5.6958940500000212E-5,2.1828837515878368E-2,null,8.0929618188741829E-3,8.3870674501302055E-3,7.1017976858850173E-5,3.1347388351674532E-3,1.2797836343566482E-5,6.9649282725542952E-5,1.9768233200099801E-2]
[2004,5,18,23,5.9041289305207757E-3,7.072336015251343E-3,5.9244432000000341E-4,3.737302707367485E-3,6.3703860000000206E-5,5.6958940500000212E-5,1.7426874773639606E-2,null,6.0331772807379674E-3,6.8452159052253773E-3,2.5065168332612025E-4,2.3427330215098885E-3,4.516883420690385E-5,6.9649282725542952E-5,1.5586596007731799E-2]
[2004,5,19,3,4.2678771641263425E-3,6.2220269125491546E-3,5.9244432000000341E-4,2.9802008123389311E-3,6.3703860000000206E-5,5.6958940500000212E-5,1.4183212009514432E-2,null,4.3611614594798913E-3,6.0222135221905428E-3,2.5065168332612025E-4,1.8681427222990248E-3,4.516883420690385E-5,6.9649282725542952E-5,1.2616987504228024E-2]
[2004,5,19,7,6.6719279207433065E-3,8.8304414279533373E-3,0,5.6614211611766474E-3,0,5.6958940500000212E-5,2.1220749450373291E-2,null,6.8177582881136884E-3,8.546861741641822E-3,0,3.5488691555054263E-3,0,6.9649282725542952E-5,1.898313846798648E-2]
[2004,5,19,10,6.3587075749548458E-3,1.1051249320842768E-2,0,7.3283931648218835E-3,0,5.6958940500000212E-5,2.4795309001119498E-2,null,6.4976917895135048E-3,1.0696350888943957E-2,0,4.5938127056154004E-3,0,6.9649282725542952E-5,2.1857504666798408E-2]
[2004,5,19,14,5.8020604989886121E-3,1.081921252880199E-2,0,6.5382149977201848E-3,0,5.6958940500000212E-5,2.3216446966010787E-2,null,5.9288779083077501E-3,1.0471765697283128E-2,0,4.0984885026023521E-3,0,6.9649282725542952E-5,2.0568781390918774E-2]
[2004,5,19,17,7.0694227387895119E-3,9.549179490668679E-3,0,6.4037443815654991E-3,0,5.6958940500000212E-5,2.3079305551523689E-2,null,7.2239412718643342E-3,9.2425183405336498E-3,0,4.0141954234607195E-3,0,6.9649282725542952E-5,2.0550304318584244E-2]
[2004,5,19,20,8.2185647908484625E-3,8.6762014416077674E-3,1.5798515219748237E-4,5.4035433952906156E-3,1.6987696021234681E-5,5.6958940500000212E-5,2.2530241416465563E-2,null,8.3982004729097875E-3,8.39757499883469E-3,6.6840448970515974E-5,3.3872181454164011E-3,1.2045022470230643E-5,6.9649282725542952E-5,2.0331528371327165E-2]
[2004,5,19,22,6.9734595864788321E-3,7.5688144321031277E-3,5.9244432000000341E-4,4.4833412556432731E-3,6.3703860000000206E-5,5.6958940500000212E-5,1.9738722394725235E-2,null,7.1258806236091949E-3,7.3257504765899383E-3,2.5065168332612025E-4,2.8103882475421674E-3,4.516883420690385E-5,6.9649282725542952E-5,1.7627489147999865E-2]
[2004,5,20,1,4.5204430877518196E-3,6.5658696264381585E-3,5.9244432000000341E-4,2.8460936885209903E-3,6.3703860000000206E-5,5.6958940500000212E-5,1.4645513523210973E-2,null,4.6192477936771057E-3,6.3550141143758144E-3,2.5065168332612025E-4,1.7840774987974187E-3,4.516883420690385E-5,6.9649282725542952E-5,1.3123809207108905E-2]
[2004,5,20,5,4.6415685359439815E-3,6.4422712840838054E-3,5.1349913974308445E-4,3.496992694824598E-3,5.5215108330034815E-5,5.6958940500000212E-5,1.5206505703425504E-2,null,4.7430207178038994E-3,6.2353849936554462E-3,2.1725151110085422E-4,2.1920943802583122E-3,3.9149936501109517E-5,6.9649282725542952E-5,1.3496550822045166E-2]
[2004,5,20,8,6.8038850947085734E-3,1.0169099448441431E-2,0,6.486682517234498E-3,0,5.6958940500000212E-5,2.3516626000884503E-2,null,6.9525996903537666E-3,9.84253026668672E-3,0,4.0661853007567701E-3,0,6.9649282725542952E-5,2.09309645405228E-2]
[2004,5,20,11,6.1554473040510227E-3,1.1144277257261581E-2,0,7.1766799787982873E-3,0,5.6958940500000212E-5,2.453336348061089E-2,null,6.2899887967562953E-3,1.0786391337903271E-2,0,4.4987110993164802E-3,0,6.9649282725542952E-5,2.164474051670159E-2]
[2004,5,20,15,5.9804593124477773E-3,1.0376437226486762E-2,0,6.3699575621767729E-3,0,5.6958940500000212E-5,2.2783813041611312E-2,null,6.1111760391477738E-3,1.0043209625383671E-2,0,3.993016112157485E-3,0,6.9649282725542952E-5,2.0217051059414473E-2]
[2004,5,20,17,7.0470432428903756E-3,9.5330803852320609E-3,0,6.3469462444858309E-3,0,5.6958940500000212E-5,2.2984028813108268E-2,null,7.2010726204846075E-3,9.2269362397458775E-3,0,3.9785914379889325E-3,0,6.9649282725542952E-5,2.0476249580944961E-2]
[2004,5,20,22,6.9544648616975705E-3,7.5548134936352564E-3,5.9244432000000341E-4,4.4348515138665683E-3,6.3703860000000206E-5,5.6958940500000212E-5,1.9657236989699397E-2,null,7.1064707253239842E-3,7.3121991625005513E-3,2.5065168332612025E-4,2.7799923903800402E-3,4.516883420690385E-5,6.9649282725542952E-5,1.7564132078463142E-2]
[2004,5,20,23,6.0076115658409283E-3,7.1741295171925991E-3,5.9244432000000341E-4,4.0177325042463543E-3,6.3703860000000206E-5,5.6958940500000212E-5,1.7912580707779888E-2,null,6.1389217676405209E-3,6.9437404234374989E-3,2.5065168332612025E-4,2.5185208013084916E-3,4.516883420690385E-5,6.9649282725542952E-5,1.5966652792645079E-2]
[2004,5,21,2,3.8126485270854101E-3,5.69711004843377E-3,5.9244432000000341E-4,1.0079388038188822E-3,6.3703860000000206E-5,5.6958940500000212E-5,1.1230804499838067E-2,null,3.8959827510104592E-3,5.5141537722839971E-3,2.5065168332612025E-4,6.3182773894998969E-4,4.516883420690385E-5,6.9649282725542952E-5,1.0407434062503012E-2]
[2004,5,21,6,5.1152804052933864E-3,6.8348800494790534E-3,0,3.8783305344398601E-3,0,5.6958940500000212E-5,1.58854499297123E-2,null,5.2270866522384739E-3,6.6153855704972325E-3,0,2.4311364967710518E-3,0,6.9649282725542952E-5,1.4343258002232301E-2]
[2004,5,21,9,6.1730935026257632E-3,1.0045230641606062E-2,0,6.4948530411892457E-3,0,5.6958940500000212E-5,2.2770136125921072E-2,null,6.3080206936856065E-3,{"$f":"F3395*W$5","v":9.7226393671476907E-3},{"$f":"G3395*X$5","v":0},{"$f":"H3395*Y$5","v":4.0713070042340104E-3},{"$f":"I3395*Z$5","v":0},6.9649282725542952E-5,2.0171616347792853E-2]
[2004,5,21,14,6.0603110223552093E-3,1.0169848957789664E-2,0,6.0582917042354429E-3,0,5.6958940500000212E-5,2.2345410624880317E-2,null,6.1927730922797259E-3,9.8432557063859328E-3,0,3.7976479672017678E-3,0,6.9649282725542952E-5,1.9903326048592969E-2]
[2004,5,21,17,6.5687266315359403E-3,8.9942254252220587E-3,0,5.4179243580249632E-3,0,5.6958940500000212E-5,2.1037835355282961E-2,null,6.7123012967918831E-3,8.7053860002046981E-3,0,3.3962328704512353E-3,0,6.9649282725542952E-5,1.888356945017336E-2]
[2004,5,21,20,7.4560958349768319E-3,7.892459006244296E-3,1.3823700780251938E-4,4.4507912434722649E-3,1.4864233978765433E-5,5.6958940500000212E-5,2.0009406266974679E-2,null,7.6190660000745253E-3,7.6390015695489717E-3,5.8485392692544172E-5,2.7899842304382697E-3,1.053939463322129E-5,6.9649282725542952E-5,1.8186725870113076E-2]
[2004,5,21,23,5.4255049343249128E-3,6.0313345389815896E-3,5.9244432000000341E-4,2.9430662471524103E-3,6.3703860000000206E-5,5.6958940500000212E-5,1.5113012840958916E-2,null,5.5440918535994057E-3,5.8376450195437571E-3,2.5065168332612025E-4,1.8448648722253942E-3,4.516883420690385E-5,6.9649282725542952E-5,1.3592071545627122E-2]
[2004,5,21,24,4.8190697112456375E-3,5.72235054546318E-3,5.9244432000000341E-4,2.8487558680774642E-3,6.3703860000000206E-5,5.6958940500000212E-5,1.4103283245286284E-2,null,4.9244015905349058E-3,5.5385836991637327E-3,2.5065168332612025E-4,1.7857462894853781E-3,4.516883420690385E-5,6.9649282725542952E-5,1.2614201379442582E-2]
[2004,5,22,3,4.1734610021342284E-3,5.2742366574867489E-3,5.9244432000000341E-4,2.7509581481776992E-3,6.3703860000000206E-5,5.6958940500000212E-5,1.2911762928298679E-2,null,4.2646816145834399E-3,5.104860484272106E-3,2.5065168332612025E-4,1.7244416626522629E-3,4.516883420690385E-5,6.9649282725542952E-5,1.1459453561766376E-2]
[2004,5,22,7,5.1048628781455154E-3,6.5982881495808476E-3,0,4.017551887684591E-3,0,5.6958940500000212E-5,1.5777661855910955E-2,null,5.2164414260163459E-3,6.3863915531402766E-3,0,2.5184075815838382E-3,0,6.9649282725542952E-5,1.4190889843466004E-2]
[2004,5,22,11,6.4198398534846095E-3,8.104023343299677E-3,0,5.3235752858097783E-3,0,5.6958940500000212E-5,1.9904397423094064E-2,null,6.5601602549358855E-3,7.843771756071068E-3,0,3.3370900328663642E-3,0,6.9649282725542952E-5,1.7810671326598859E-2]
[2004,5,22,14,5.9060908919161929E-3,7.6885314642706638E-3,0,4.6861781822504084E-3,0,5.6958940500000212E-5,1.8337759478937267E-2,null,6.0351821253231408E-3,7.4416229310310718E-3,0,2.9375368365519225E-3,0,6.9649282725542952E-5,1.6483991175631679E-2]
[2004,5,22,18,6.6250049914686089E-3,6.7596839930455883E-3,0,4.1215975438894936E-3,0,5.6958940500000212E-5,1.7563245468903692E-2,null,6.769809750035132E-3,6.5426043507703178E-3,0,2.5836287353467849E-3,0,6.9649282725542952E-5,1.5965692118877776E-2]
[2004,5,22,21,6.6755622221979366E-3,6.1405506343516362E-3,5.9244432000000341E-4,4.2677820517956185E-3,6.3703860000000206E-5,5.6958940500000212E-5,1.7797002028845193E-2,null,6.8214720256057817E-3,5.9433537629520819E-3,2.5065168332612025E-4,2.6752646826383236E-3,4.516883420690385E-5,6.9649282725542952E-5,1.5805560271454754E-2]
[2004,5,22,22,6.302993323398216E-3,5.6893560016469773E-3,5.9244432000000341E-4,3.939981847219695E-3,6.3703860000000206E-5,5.6958940500000212E-5,1.6645438292764891E-2,null,6.4407597745354496E-3,5.5066487379812779E-3,2.5065168332612025E-4,2.469782701688847E-3,4.516883420690385E-5,6.9649282725542952E-5,1.4782661014464141E-2]
[2004,5,23,4,4.2258482877879236E-3,4.8460123833992154E-3,5.9244432000000341E-4,2.9501642134688194E-3,6.3703860000000206E-5,5.6958940500000212E-5,1.273513200515596E-2,null,4.3182139451481659E-3,4.6903881507084407E-3,2.5065168332612025E-4,1.8493142415639378E-3,4.516883420690385E-5,6.9649282725542952E-5,1.1223386137679111E-2]
[2004,5,23,5,4.3272578141662823E-3,4.8934313725313523E-3,4.9375099534812146E-4,2.7907464897328734E-3,5.3091646287565569E-5,5.6958940500000212E-5,1.2615237258566192E-2,null,4.4218400105332841E-3,4.7362843323826478E-3,2.0889645482288243E-4,1.7493830358647313E-3,3.7644308664100167E-5,6.9649282725542952E-5,1.1223697424993188E-2]
[2004,5,23,9,6.0417659690842245E-3,7.3027745471616022E-3,0,5.6161059879688601E-3,0,5.6958940500000212E-5,1.9017605444714685E-2,null,6.1738226941124028E-3,7.0682541630806683E-3,0,3.5204632807444539E-3,0,6.9649282725542952E-5,1.6832189420663068E-2]
[2004,5,23,12,6.4640252819550522E-3,7.7455558427394888E-3,0,5.2789288350325158E-3,0,5.6958940500000212E-5,1.9545468900227056E-2,null,6.6053114578185834E-3,7.4968160357759004E-3,0,3.3091033476233098E-3,0,6.9649282725542952E-5,1.7480880123943335E-2]
[2004,5,23,15,6.6166235630277029E-3,7.4921527002909417E-3,0,4.5191375702810207E-3,0,5.6958940500000212E-5,1.8684872774099665E-2,null,6.7612451261515978E-3,7.2515506499992262E-3,0,2.8328272135335736E-3,0,6.9649282725542952E-5,1.691527227240994E-2]
[2004,5,23,19,7.4737834126892069E-3,6.3540426068767024E-3,0,3.915754616004569E-3,0,5.6958940500000212E-5,1.780053957607048E-2,null,7.6371401805779265E-3,6.1499896811006323E-3,0,2.4545958305596922E-3,0,6.9649282725542952E-5,1.6311374974963794E-2]
[2004,5,23,22,6.3515340692781612E-3,6.0126986121251044E-3,5.9244432000000341E-4,3.4779707489475402E-3,6.3703860000000206E-5,5.6958940500000212E-5,1.655531055085081E-2,null,6.4903614903311663E-3,5.8196075645003979E-3,2.5065168332612025E-4,2.1801704489557423E-3,4.516883420690385E-5,6.9649282725542952E-5,1.4855609304045872E-2]
[2004,5,24,1,4.5468850182764052E-3,5.6238268572728111E-3,5.9244432000000341E-4,2.9136995503136502E-3,6.3703860000000206E-5,5.6958940500000212E-5,1.379751854636287E-2,null,4.6462676735572889E-3,{"$f":"F3459*W$5","v":5.4432239883146129E-3},{"$f":"G3459*X$5","v":2.5065168332612025E-4},{"$f":"H3459*Y$5","v":1.8264563204425247E-3},{"$f":"I3459*Z$5","v":4.516883420690385E-5},6.9649282725542952E-5,1.2281417782572992E-2]
[2004,5,24,3,4.2540529370396615E-3,5.5043116928805884E-3,5.9244432000000341E-4,2.924464874996049E-3,6.3703860000000206E-5,5.6958940500000212E-5,1.3395936625416303E-2,null,4.3470350720373717E-3,5.3275469188924255E-3,2.5065168332612025E-4,1.8332045781019894E-3,4.516883420690385E-5,6.9649282725542952E-5,1.1873256369290354E-2]
[2004,5,24,6,5.1632902985844342E-3,6.6439366091984708E-3,0,4.0936002711576738E-3,0,5.6958940500000212E-5,1.5957786119440577E-2,null,5.2761459124380395E-3,6.4305740638622997E-3,0,2.566078608831276E-3,0,6.9649282725542952E-5,1.4342447867857159E-2]
[2004,5,24,10,6.0093339822068388E-3,1.0279935462164151E-2,0,6.3561420583362572E-3,0,5.6958940500000212E-5,2.2702370443207248E-2,null,6.1406818313872761E-3,9.9498069065933128E-3,0,3.9843558457594297E-3,0,6.9649282725542952E-5,2.0144493866465562E-2]
[2004,5,24,13,6.1750899817559117E-3,1.0128241750360195E-2,0,5.6371505246661773E-3,0,5.6958940500000212E-5,2.1997441197282287E-2,null,6.3100608104701859E-3,9.8029846675871512E-3,0,3.5336550757109125E-3,0,6.9649282725542952E-5,1.9716349836493792E-2]
[2004,5,24,16,6.3945055335140541E-3,9.5465418037517409E-3,0,5.1976338884373689E-3,0,5.6958940500000212E-5,2.1195640166203164E-2,null,6.5342721949920761E-3,9.2399653599628886E-3,0,3.2581435055171596E-3,0,6.9649282725542952E-5,1.9102030343197667E-2]
[2004,5,24,18,7.4199325742091496E-3,8.4878872456686915E-3,0,4.3103608130403027E-3,0,5.6958940500000212E-5,2.0275139573418144E-2,null,7.5821123078654799E-3,8.2153083013188945E-3,0,2.7019552340315153E-3,0,6.9649282725542952E-5,1.8569025125941434E-2]
[2004,5,24,24,4.8291938590960979E-3,6.6670061385460076E-3,5.9244432000000341E-4,2.7970516244307975E-3,6.3703860000000206E-5,5.6958940500000212E-5,1.5006358742572907E-2,null,4.9347470249786691E-3,6.4529027412434763E-3,2.5065168332612025E-4,1.7533354176808404E-3,4.516883420690385E-5,6.9649282725542952E-5,1.3506454984161552E-2]
[2004,5,25,1,4.3821173034081931E-3,6.5405477601688791E-3,5.9244432000000341E-4,2.3412145243226811E-3,6.3703860000000206E-5,5.6958940500000212E-5,1.3976986708399756E-2,null,4.4778985803955096E-3,6.330505431337753E-3,2.5065168332612025E-4,1.4675933436584731E-3,4.516883420690385E-5,6.9649282725542952E-5,1.2641467155650302E-2]
[2004,5,25,4,4.0812622194406909E-3,6.079811231850767E-3,5.9244432000000341E-4,2.6090543578515197E-3,6.3703860000000206E-5,5.6958940500000212E-5,1.3483234929642981E-2,null,4.1704676149224799E-3,5.8845649379901136E-3,2.5065168332612025E-4,1.635489088695864E-3,4.516883420690385E-5,6.9649282725542952E-5,1.2055991441867022E-2]
[2004,5,25,7,6.1729274107983397E-3,8.7485295595382331E-3,0,5.3151775172193333E-3,0,5.6958940500000212E-5,2.0293593428055905E-2,null,6.3078509715383561E-3,8.4675803806752818E-3,0,3.3318258807961956E-3,0,6.9649282725542952E-5,1.8176906515735378E-2]
[2004,5,25,11,6.1466436546298298E-3,1.1392576070919858E-2,0,7.1445472915862996E-3,0,5.6958940500000212E-5,2.4740725957635989E-2,null,6.2809927232794849E-3,1.1026716314662994E-2,0,4.4785686829013011E-3,0,6.9649282725542952E-5,2.1855927003569323E-2]
[2004,5,25,15,6.0020456360312764E-3,1.0915825139636568E-2,0,6.4487460907267213E-3,0,5.6958940500000212E-5,2.3423575806894567E-2,null,6.1332341816021834E-3,1.0565275702874499E-2,0,4.0424048028798783E-3,0,6.9649282725542952E-5,2.0810563970082102E-2]
[2004,5,25,19,7.4565960379622161E-3,9.1287510081440437E-3,0,5.2516157971962815E-3,0,5.6958940500000212E-5,2.189392178380254E-2,null,7.6195771361494127E-3,8.8355914454623149E-3,0,3.2919821346344461E-3,0,6.9649282725542952E-5,1.9816799998971714E-2]
[2004,5,25,22,6.7331786300880141E-3,7.7467580054574681E-3,5.9244432000000341E-4,4.3357203601085701E-3,6.3703860000000206E-5,5.6958940500000212E-5,1.9528764116154056E-2,null,6.8803477729295253E-3,7.4979795923914277E-3,2.5065168332612025E-4,2.7178518988133769E-3,4.516883420690385E-5,6.9649282725542952E-5,1.7461649064392896E-2]
[2004,5,26,1,4.6756924232212102E-3,6.5453335379223668E-3,5.9244432000000341E-4,2.1265899799825351E-3,6.3703860000000206E-5,5.6958940500000212E-5,1.4060723061626115E-2,null,4.7778904613129192E-3,6.3351375192258856E-3,2.5065168332612025E-4,1.3330556712721907E-3,4.516883420690385E-5,6.9649282725542952E-5,1.281155345206956E-2]
[2004,5,26,2,4.4878695993748859E-3,6.337384072463855E-3,5.9244432000000341E-4,2.1741792086423205E-3,6.3703860000000206E-5,5.6958940500000212E-5,1.3712540000981065E-2,null,4.5859623366109161E-3,6.1338661167684707E-3,2.5065168332612025E-4,1.3628870406257306E-3,4.516883420690385E-5,6.9649282725542952E-5,1.2448185294263683E-2]
[2004,5,26,5,4.6130654543417287E-3,6.3485031703942266E-3,4.7400285154560276E-4,2.7568123225248514E-3,5.0968184308800173E-5,5.6958940500000212E-5,1.4300310923615209E-2,null,4.7138946356370991E-3,6.1446281373852239E-3,2.0054139879556229E-4,1.72811135939096E-3,3.613868087225964E-5,6.9649282725542952E-5,1.2892963494806647E-2]
[2004,5,26,8,6.7825667769466592E-3,1.0228386826144789E-2,0,5.8897205863528623E-3,0,5.6958940500000212E-5,2.295763312994431E-2,null,6.9308154116060824E-3,9.8999136969930516E-3,0,3.691978944578087E-3,0,6.9649282725542952E-5,2.0592357335902763E-2]
[2004,5,26,13,6.5981334624551548E-3,1.128137166213466E-2,0,6.3968548705112434E-3,0,5.6958940500000212E-5,2.4333318935601058E-2,null,6.7423508818006336E-3,1.0919083110286663E-2,0,4.009876724572068E-3,0,6.9649282725542952E-5,2.1740959999384909E-2]
[2004,5,26,16,7.1670200003499654E-3,1.0609210422338219E-2,0,5.946934198290928E-3,0,5.6958940500000212E-5,2.3780123561479113E-2,null,7.3236717465944706E-3,1.0268507572075746E-2,0,3.7278433710006319E-3,0,6.9649282725542952E-5,2.1389671972396388E-2]
[2004,5,26,20,8.584140695923316E-3,8.87248077994446E-3,8.8866648000000513E-5,4.6331956796118673E-3,9.5555790000000336E-6,5.6958940500000212E-5,2.224519832297964E-2,null,8.7717668822544902E-3,8.5875510471661119E-3,3.7597752498918035E-5,2.9043246864499639E-3,6.7753251310355796E-6,6.9649282725542952E-5,2.0377664976226062E-2]
[2004,5,26,23,6.2957202451396112E-3,7.1622463710263057E-3,5.9244432000000341E-4,3.0213425684535253E-3,6.3703860000000206E-5,5.6958940500000212E-5,1.7192416305119446E-2,null,6.4333277263828401E-3,6.9322388911338562E-3,2.5065168332612025E-4,1.893932485173346E-3,4.516883420690385E-5,6.9649282725542952E-5,1.5624968902948608E-2]
[2004,5,27,2,4.8424969468881442E-3,6.3508977416771011E-3,5.9244432000000341E-4,1.916408265128183E-3,6.3703860000000206E-5,5.6958940500000212E-5,1.3822910074193432E-2,null,4.9483408824257417E-3,6.1469458097068415E-3,2.5065168332612025E-4,1.2013029922782787E-3,4.516883420690385E-5,6.9649282725542952E-5,1.2662059484669428E-2]
[2004,5,27,5,4.9643149324057768E-3,6.3675136814887855E-3,4.6412877934812132E-4,2.5125877414113916E-3,4.9906453287565557E-5,5.6958940500000212E-5,1.4415410528441641E-2,null,5.0728214808779537E-3,6.1630281473155088E-3,1.9636387065657642E-4,1.5750188657829318E-3,3.5385866953754968E-5,6.9649282725542952E-5,1.3112267514312267E-2]
[2004,5,27,7,7.1592696342620797E-3,8.7387526882582844E-3,0,4.6245097907095661E-3,0,5.6958940500000212E-5,2.0579491053729929E-2,null,7.3157519783866466E-3,8.4581174826109766E-3,0,2.8988799257907666E-3,0,6.9649282725542952E-5,1.8742398669513934E-2]
[2004,5,27,11,7.533893264650867E-3,1.1346177714201494E-2,0,6.1522453555851384E-3,0,5.6958940500000212E-5,2.5089275274937498E-2,null,7.6985638719422721E-3,1.0981807988941484E-2,0,3.8565429347071963E-3,0,6.9649282725542952E-5,2.2606564078316495E-2]
[2004,5,27,14,7.4035538352388661E-3,1.1249816334996705E-2,0,5.4703126071357381E-3,0,5.6958940500000212E-5,2.418064171787131E-2,null,7.5653755737925101E-3,1.0888541146958915E-2,0,3.4290725119630007E-3,0,6.9649282725542952E-5,2.1952638515439968E-2]
[2004,5,27,17,8.8362990126505912E-3,9.8454871230280374E-3,0,4.828288522287171E-3,0,5.6958940500000212E-5,2.3567033598465799E-2,null,9.0294367003649727E-3,9.5293103868238707E-3,0,3.0266188864607542E-3,0,6.9649282725542952E-5,2.165501525637514E-2]
[2004,5,27,21,9.3310859439061471E-3,8.1470763015560888E-3,5.9244432000000341E-4,3.6586392094108753E-3,6.3703860000000206E-5,5.6958940500000212E-5,2.1849908575373115E-2,null,9.5350383407738944E-3,7.8854421170364217E-3,2.5065168332612025E-4,2.2934227063761609E-3,4.516883420690385E-5,6.9649282725542952E-5,2.0079372964445043E-2]
[2004,5,27,24,5.8385481715990013E-3,6.8498761882036709E-3,5.9244432000000341E-4,2.1674662972377E-3,6.3703860000000206E-5,5.6958940500000212E-5,1.5568997777540375E-2,null,5.966163103128282E-3,6.6299001251073856E-3,2.5065168332612025E-4,1.358679043455185E-3,4.516883420690385E-5,6.9649282725542952E-5,1.4320212071949419E-2]
[2004,5,28,2,3.9713202048660603E-3,5.8515130200509947E-3,5.9244432000000341E-4,1.3086691042743352E-3,6.3703860000000206E-5,5.6958940500000212E-5,1.1844609449691394E-2,null,4.0581225641392275E-3,5.6635982662742515E-3,2.5065168332612025E-4,8.2034091559385965E-4,4.516883420690385E-5,6.9649282725542952E-5,1.0907531546265906E-2]
[2004,5,28,5,4.5324299485612661E-3,6.1766880568654269E-3,4.5425470774308415E-4,3.1386493791487292E-3,4.8844722330034797E-5,5.6958940500000212E-5,1.4407825755148543E-2,null,4.6314966549662077E-3,5.9783306728205896E-3,1.9218634276824221E-4,1.9674664107293101E-3,3.4633053080419134E-5,6.9649282725542952E-5,1.2873762417090312E-2]
[2004,5,28,8,6.5653070928522765E-3,9.6835177170250183E-3,0,6.3264984508380508E-3,0,5.6958940500000212E-5,2.2632282201215347E-2,null,6.7088070162062679E-3,9.3725424459708273E-3,0,3.9657737121725992E-3,0,6.9649282725542952E-5,2.0116772457075237E-2]
[2004,5,28,12,7.1157510319682449E-3,1.058764386980046E-2,0,7.0181969665160417E-3,0,5.6958940500000212E-5,2.4778550808784747E-2,null,7.2712821767040676E-3,1.0247633605095953E-2,0,4.3993658186973726E-3,0,6.9649282725542952E-5,2.1987930883222935E-2]
[2004,5,28,15,6.637327730097977E-3,1.0139928762695472E-2,0,6.523038514233183E-3,0,5.6958940500000212E-5,2.3357253947526632E-2,null,6.7824018305283028E-3,9.8142963646769797E-3,0,4.0889751043578617E-3,0,6.9649282725542952E-5,2.0755322582288686E-2]
[2004,5,28,18,7.0319968627738597E-3,8.7869436957560276E-3,0,5.6055422779947026E-3,0,5.6958940500000212E-5,2.1481441777024587E-2,null,7.1856973670400143E-3,8.5047608901500146E-3,0,3.5138414055248405E-3,0,6.9649282725542952E-5,1.9273948945440413E-2]
[2004,5,28,23,5.6683653390203793E-3,6.2180971051347149E-3,5.9244432000000341E-4,3.3394256480089174E-3,6.3703860000000206E-5,5.6958940500000212E-5,1.5938995212664016E-2,null,5.7922605323735459E-3,6.0184099161175592E-3,2.5065168332612025E-4,2.0933232737730934E-3,4.516883420690385E-5,6.9649282725542952E-5,1.4269463522522764E-2]
[2004,5,29,2,4.8263545576200948E-3,5.4007548028597663E-3,5.9244432000000341E-4,2.7380682210285945E-3,6.3703860000000206E-5,5.6958940500000212E-5,1.3678284702008459E-2,null,4.9318456640226717E-3,5.2273156418239227E-3,2.5065168332612025E-4,1.7163615951967864E-3,4.516883420690385E-5,6.9649282725542952E-5,1.2240992701301946E-2]
[2004,5,29,5,4.8220910302500851E-3,5.4506939369729536E-3,4.5425470774308415E-4,3.0695178267337664E-3,4.8844722330034797E-5,5.6958940500000212E-5,1.3902361164529923E-2,null,4.9274889474320875E-3,5.2756510368599614E-3,1.9218634276824221E-4,1.9241312079501765E-3,3.4633053080419134E-5,6.9649282725542952E-5,1.2423739870816431E-2]
[2004,5,29,6,5.2063389069857378E-3,5.8113589322524115E-3,0,3.3505512642870165E-3,0,5.6958940500000212E-5,1.4425208044025166E-2,null,5.3201354474279577E-3,5.6247336818051391E-3,0,2.1002973806839328E-3,0,6.9649282725542952E-5,1.3114815792642572E-2]
[2004,5,29,9,7.0243428221576877E-3,7.8050070858425979E-3,0,5.1541722254547914E-3,0,5.6958940500000212E-5,2.0040481073955077E-2,null,7.1778760297191747E-3,{"$f":"F3587*W$5","v":7.5543580691291275E-3},{"$f":"G3587*X$5","v":0},{"$f":"H3587*Y$5","v":3.2308995060310332E-3},{"$f":"I3587*Z$5","v":0},6.9649282725542952E-5,1.8032782887604876E-2]
[2004,5,29,13,7.3381723159112169E-3,7.7980436742418101E-3,0,4.4709249206665216E-3,0,5.6958940500000212E-5,1.9664099851319547E-2,null,7.4985649906176427E-3,7.5476182796534079E-3,0,2.8026050519506457E-3,0,6.9649282725542952E-5,1.7918437604947237E-2]
[2004,5,29,16,7.6417880174336119E-3,7.3893227332412145E-3,0,4.1483227978380685E-3,0,5.6958940500000212E-5,1.9236392489012894E-2,null,7.8088169133070512E-3,7.1520229515888763E-3,0,2.6003814952476989E-3,0,6.9649282725542952E-5,1.7630870642869167E-2]
[2004,5,29,20,8.8639704052852625E-3,6.2286496591593601E-3,5.9244432000000345E-5,3.5075312065429745E-3,6.3703860000000221E-6,5.6958940500000212E-5,1.8722725029487599E-2,null,9.0577129150842799E-3,6.0286235867483776E-3,2.5065168332612025E-5,2.1987004599187954E-3,4.5168834206903864E-6,6.9649282725542952E-5,1.7384268296230295E-2]
[2004,5,29,24,5.8079432022453718E-3,5.1364118286829222E-3,5.9244432000000341E-4,3.2580425368768299E-3,6.3703860000000206E-5,5.6958940500000212E-5,1.4915504688305128E-2,null,5.9348891916072288E-3,4.9714617447002857E-3,2.5065168332612025E-4,2.042308165613271E-3,4.516883420690385E-5,6.9649282725542952E-5,1.3314128902179352E-2]
[2004,5,30,3,4.3608994256167915E-3,4.8684336652255553E-3,5.9244432000000341E-4,3.0248763105748221E-3,6.3703860000000206E-5,5.6958940500000212E-5,1.2967316521917172E-2,null,4.4562169369654651E-3,4.712089398307852E-3,2.5065168332612025E-4,1.8961476159789783E-3,4.516883420690385E-5,6.9649282725542952E-5,1.1429923751510862E-2]
[2004,5,30,4,4.2141299458785938E-3,4.8586385404600467E-3,5.9244432000000341E-4,2.9833650746087749E-3,6.3703860000000206E-5,5.6958940500000212E-5,1.276924068144742E-2,null,4.3062394718588349E-3,4.7026088329481268E-3,2.5065168332612025E-4,1.870126244183315E-3,4.516883420690385E-5,6.9649282725542952E-5,1.1244444349248843E-2]
[2004,5,30,7,4.9260879058569953E-3,6.0542193158432921E-3,0,3.7978534912959227E-3,0,5.6958940500000212E-5,1.4835119653496211E-2,null,5.0337589145284869E-3,5.8597948775572124E-3,0,2.3806893584980109E-3,0,6.9649282725542952E-5,1.3343892433309253E-2]
[2004,5,30,13,6.5426615691259408E-3,7.6931639237198604E-3,0,5.0000529871671705E-3,0,5.6958940500000212E-5,1.9292837420512972E-2,null,6.6856665223478306E-3,7.4461066242596692E-3,0,3.1342896627677115E-3,0,6.9649282725542952E-5,1.7335712092100754E-2]
[2004,5,30,15,6.6244008355572283E-3,7.5060332837739961E-3,0,4.5475240556574186E-3,0,5.6958940500000212E-5,1.8734917115488643E-2,null,6.7691923889033785E-3,7.2649854741686538E-3,0,2.850621318497241E-3,0,6.9649282725542952E-5,1.6954448464294815E-2]
[2004,5,30,18,7.1012906605628237E-3,6.6261774703930592E-3,0,4.1509249588334452E-3,0,5.6958940500000212E-5,1.7935352030289328E-2,null,7.2565057405420399E-3,6.4133852398087264E-3,0,2.6020126632232379E-3,0,6.9649282725542952E-5,1.6341552926299546E-2]
[2004,5,30,21,7.1871882091340397E-3,6.3034835202280311E-3,5.9244432000000341E-4,4.2431009089562858E-3,6.3703860000000206E-5,5.6958940500000212E-5,1.8446879758818358E-2,null,7.3442807780809364E-3,6.1010542426069266E-3,2.5065168332612025E-4,2.6597932764221982E-3,4.516883420690385E-5,6.9649282725542952E-5,1.647059809736863E-2]
[2004,5,31,1,4.7542090279768592E-3,5.1083071302349984E-3,5.9244432000000341E-4,3.3709815298937217E-3,6.3703860000000206E-5,5.6958940500000212E-5,1.3946604808605583E-2,null,4.8581232274918038E-3,4.9442595970064507E-3,2.5065168332612025E-4,2.113104119025115E-3,4.516883420690385E-5,6.9649282725542952E-5,1.2280956743781936E-2]
[2004,5,31,4,4.2124070606791054E-3,4.8557639487805783E-3,5.9244432000000341E-4,2.9770766675438565E-3,6.3703860000000206E-5,5.6958940500000212E-5,1.2758354797503542E-2,null,4.3044789290310626E-3,4.6998265555446084E-3,2.5065168332612025E-4,1.8661843481055265E-3,4.516883420690385E-5,6.9649282725542952E-5,1.1235959632939765E-2]
[2004,5,31,5,4.3226707018173436E-3,4.9151598957133322E-3,4.3450656334812111E-4,2.8622246555196477E-3,4.6721260287565544E-5,5.6958940500000212E-5,1.263824201718601E-2,null,4.4171526362680059E-3,4.7573150685017458E-3,1.8383128649027039E-4,1.7941892162620337E-3,3.3127425243409777E-5,6.9649282725542952E-5,1.1255264915491007E-2]
[2004,5,31,10,6.3961919658279756E-3,7.5793703218316605E-3,0,5.4317003038636368E-3,0,5.6958940500000212E-5,1.9464221532023273E-2,null,6.5359954881724228E-3,7.3359673758022692E-3,0,3.4048683398648235E-3,0,6.9649282725542952E-5,1.7346480486565057E-2]
[2004,5,31,12,6.466445378883562E-3,7.756011544446959E-3,0,5.3016953499272447E-3,0,5.6958940500000212E-5,1.9581111213757767E-2,null,6.6077844515451921E-3,7.5069359643926865E-3,0,3.3233745668433731E-3,0,6.9649282725542952E-5,1.7507744265506796E-2]
[2004,5,31,16,7.0017103489024681E-3,7.4382894657951913E-3,0,4.6524648805515182E-3,0,5.6958940500000212E-5,1.9149423635749178E-2,null,7.1547488715799877E-3,7.1994171726471757E-3,0,2.9164036099073652E-3,0,6.9649282725542952E-5,1.734021893686007E-2]
[2004,5,31,19,7.4250211004602126E-3,6.3737969669309608E-3,0,3.9772229895012143E-3,0,5.6958940500000212E-5,1.7832999997392386E-2,null,7.5873120555897634E-3,6.1691096521186029E-3,0,2.4931273597519127E-3,0,6.9649282725542952E-5,1.6319198350185821E-2]
[2004,5,31,23,5.6812186616220376E-3,6.0807822031761442E-3,5.9244432000000341E-4,3.6190504296540198E-3,6.3703860000000206E-5,5.6958940500000212E-5,1.6094158414952205E-2,null,5.8053947939750248E-3,5.8855047276643677E-3,2.5065168332612025E-4,2.2686064287343113E-3,4.516883420690385E-5,6.9649282725542952E-5,1.432497575063227E-2]
[2004,6,1,2,4.9650074242145936E-3,5.6868051503436035E-3,5.9241276000000429E-4,2.1440869477097114E-3,6.3703859999999935E-5,5.8857571850000142E-5,1.3510873714117912E-2,null,{"$f":"E3652*V$5","v":5.0735291086918474E-3},5.5041798043960997E-3,2.5063833090318611E-4,1.3440236680549887E-3,4.5168834206903661E-5,7.1970925483060959E-5,{"$f":"SUM(M3652:R3652)","v":1.2289510671736085E-2}]
[2004,6,1,3,4.6123388866864913E-3,5.5105501262594303E-3,5.9241276000000429E-4,2.4286752610516264E-3,6.3703859999999935E-5,5.8857571850000142E-5,1.3266538465847553E-2,null,4.7131521871705967E-3,5.3335850120057125E-3,2.5063833090318611E-4,1.5224182192610197E-3,4.5168834206903661E-5,7.1970925483060959E-5,1.1936933509030479E-2]
[2004,6,1,7,5.4012165738384918E-3,7.9253795627493833E-3,0,4.66735323172854E-3,0,5.8857571850000142E-5,1.8052806940166415E-2,null,5.5192726149957995E-3,7.6708649194395222E-3,0,2.9257363920417866E-3,0,7.1970925483060959E-5,1.6187844851960169E-2]
[2004,6,1,10,6.1156524652093711E-3,9.9040476489792809E-3,0,6.7002535265221009E-3,0,5.8857571850000142E-5,2.2778811212560753E-2,null,6.249324149961581E-3,9.5859903074039122E-3,0,4.2000625633367913E-3,0,7.1970925483060959E-5,2.0107347946185343E-2]
[2004,6,1,13,6.2876123131418568E-3,1.024384758291608E-2,0,6.9158943578256551E-3,0,5.8857571850000142E-5,2.3506211825733592E-2,null,6.4250425768377899E-3,9.9148779489643141E-3,0,4.3352372965166277E-3,0,7.1970925483060959E-5,2.0747128747801793E-2]
[2004,6,1,17,6.8870746562690269E-3,9.1563677401122912E-3,0,6.9353294282697301E-3,0,5.8857571850000142E-5,2.3037629396501048E-2,null,7.0376075515823002E-3,8.8623212971706798E-3,0,4.347420195486772E-3,0,7.1970925483060959E-5,2.0319319969722808E-2]
[2004,6,1,20,7.665461936396268E-3,8.0787279417922509E-3,3.9494184197471212E-5,5.22540946629272E-3,4.246924021234616E-6,5.8857571850000142E-5,2.1072198024549946E-2,null,7.8330082803507468E-3,7.8192886879088243E-3,1.6709222143758523E-5,3.2755546623134701E-3,3.0112556288498555E-6,7.1970925483060959E-5,1.9019543033828711E-2]
[2004,6,1,24,5.5479893146835168E-3,6.1030137660592993E-3,5.9241276000000429E-4,2.5146716356076806E-3,6.3703859999999935E-5,5.8857571850000142E-5,1.4880648908200501E-2,null,5.6692534124882657E-3,5.9070223489308942E-3,2.5063833090318611E-4,1.5763251575471378E-3,4.5168834206903661E-5,7.1970925483060959E-5,1.3520379009559449E-2]
[2004,6,2,4,4.5254236754330582E-3,5.3809379152496674E-3,5.9241276000000429E-4,2.420258706350412E-3,6.3703859999999935E-5,5.8857571850000142E-5,1.3041594488883142E-2,null,4.6243372435852605E-3,5.2081351512521818E-3,2.5063833090318611E-4,1.5171422910930904E-3,4.5168834206903661E-5,7.1970925483060959E-5,1.1717392776523682E-2]
[2004,6,2,7,5.3887537978987163E-3,7.8592823672345123E-3,0,4.6229204410668835E-3,0,5.8857571850000142E-5,1.7929814178050112E-2,null,5.5065374363539353E-3,7.6068903609550998E-3,0,2.8978836399177229E-3,0,7.1970925483060959E-5,1.6083282362709818E-2]
[2004,6,2,8,5.7595978503175091E-3,8.8933334185819727E-3,0,5.3361767423129956E-3,0,5.8857571850000142E-5,2.0047965583062478E-2,null,5.8854871405489137E-3,8.6077340267869343E-3,0,3.3449892721254719E-3,0,7.1970925483060959E-5,1.7910181364944378E-2]
[2004,6,2,11,6.28631930066455E-3,1.0060165992126936E-2,0,7.0557917971996054E-3,0,5.8857571850000142E-5,2.346113466184109E-2,null,6.4237213025916482E-3,9.7370950856988363E-3,0,4.4229321867913542E-3,0,7.1970925483060959E-5,2.0655719500564898E-2]
[2004,6,2,14,6.3326652880769168E-3,1.0135058760925067E-2,0,6.6853857893158786E-3,0,5.8857571850000142E-5,2.3211967410167861E-2,null,6.4710802884132869E-3,9.8095827575314237E-3,0,4.1907427030965479E-3,0,7.1970925483060959E-5,2.0543376674524317E-2]
[2004,6,2,17,6.8704690764394031E-3,9.075219826000111E-3,0,6.8761265463475494E-3,0,5.8857571850000142E-5,2.2880673020637066E-2,null,7.0206390185200097E-3,8.7837793569745855E-3,0,4.3103087926094439E-3,0,7.1970925483060959E-5,2.0186698093587096E-2]
[2004,6,2,22,6.9544847681539054E-3,6.8482755520575499E-3,5.9241276000000429E-4,4.4908744646307442E-3,6.3703859999999935E-5,5.8857571850000142E-5,1.9008608976692203E-2,null,7.1064910668818182E-3,6.6283508915893118E-3,2.5063833090318611E-4,2.8151104493103285E-3,4.5168834206903661E-5,7.1970925483060959E-5,1.6917730498374608E-2]
[2004,6,3,2,4.9500274293588723E-3,5.6048458063627463E-3,5.9241276000000429E-4,2.0906796667994696E-3,6.3703859999999935E-5,5.8857571850000142E-5,1.3360527094371093E-2,null,5.0582216915109803E-3,5.4248524924881596E-3,2.5063833090318611E-4,1.3105452451456464E-3,4.5168834206903661E-5,7.1970925483060959E-5,1.2161397519737938E-2]
[2004,6,3,5,4.5382291841884496E-3,5.657542335631649E-3,4.2460987121827401E-4,2.8883327088096307E-3,4.5659529330034568E-5,5.8857571850000142E-5,1.361323120102804E-2,null,4.6374226462586243E-3,5.4758567320383989E-3,1.7964418829730176E-4,1.8105550831342054E-3,3.237461137007378E-5,7.1970925483060959E-5,1.2207824186581664E-2]
[2004,6,3,8,5.7507312069903322E-3,8.8467145827555993E-3,0,5.3045650284595288E-3,0,5.8857571850000142E-5,1.996086839005546E-2,null,5.8764266962890669E-3,8.5626123023957827E-3,0,3.3251734285318969E-3,0,7.1970925483060959E-5,1.7836183352699805E-2]
[2004,6,3,9,6.0875778157962572E-3,9.4202137988029302E-3,0,6.5826287571777537E-3,0,5.8857571850000142E-5,2.2149277943626942E-2,null,6.2206358643571973E-3,9.1176942366895906E-3,0,4.1263293249915916E-3,0,7.1970925483060959E-5,1.953663035152144E-2]
[2004,6,3,12,6.3306635988559391E-3,9.9431393950640875E-3,0,7.3476281674021773E-3,0,5.8857571850000142E-5,2.3680288733172204E-2,null,6.4690348476593301E-3,9.6238266660675417E-3,0,4.605870191787138E-3,0,7.1970925483060959E-5,2.0770702630997073E-2]
[2004,6,3,18,7.0899694819778949E-3,8.4671881866270858E-3,0,6.0546480650519258E-3,0,5.8857571850000142E-5,2.1670663305506908E-2,null,{"$f":"E3716*V$5","v":7.2449371114972566E-3},8.1952739692581367E-3,0,3.7953639472809663E-3,0,7.1970925483060959E-5,{"$f":"SUM(M3716:R3716)","v":1.9307545953519419E-2}]
[2004,6,3,20,7.64427536340841E-3,7.962832479047997E-3,1.9747091802529224E-5,5.1498742430843023E-3,2.1234619787653777E-6,5.8857571850000142E-5,2.0837710211172002E-2,null,7.8113586259629031E-3,7.7071150774907634E-3,8.3546109465600947E-6,3.2282053102396777E-3,1.5056277918405105E-6,7.1970925483060959E-5,1.8828510177914804E-2]
[2004,6,3,23,6.2235082916119429E-3,6.3375174986388602E-3,5.9241276000000429E-4,3.2454104696294913E-3,6.3703859999999935E-5,5.8857571850000142E-5,1.6521410451730299E-2,null,6.3595374141204005E-3,6.1339952581120592E-3,2.5063833090318611E-4,2.0343897379697367E-3,4.5168834206903661E-5,7.1970925483060959E-5,1.4895700500795346E-2]
[2004,6,4,3,5.0054573682699905E-3,5.6280539811014614E-3,5.9241276000000429E-4,2.1206115609284171E-3,6.3703859999999935E-5,5.8857571850000142E-5,1.3469097102149875E-2,null,5.1148631795351514E-3,5.4473153628198457E-3,2.5063833090318611E-4,1.329308091578714E-3,4.5168834206903661E-5,7.1970925483060959E-5,1.2259264724526861E-2]
[2004,6,4,6,5.3211242337356723E-3,6.6194942774340723E-3,0,3.6359534450614737E-3,0,5.8857571850000142E-5,1.563542952808122E-2,null,5.4374296721407481E-3,6.4069166700685591E-3,0,2.279202105739567E-3,0,7.1970925483060959E-5,1.4195519373431937E-2]
[2004,6,4,9,6.676172277281363E-3,9.4115068173766352E-3,0,6.1561083075718963E-3,0,5.8857571850000142E-5,2.2302644974079893E-2,null,6.8220954148495872E-3,9.1092668701706278E-3,0,3.8589644311415217E-3,0,7.1970925483060959E-5,1.9862297641644794E-2]
[2004,6,4,11,6.77050546965321E-3,9.9741898060982069E-3,0,7.0386842356637593E-3,0,5.8857571850000142E-5,2.3842237083265178E-2,null,6.9184904766334274E-3,9.6538799281037594E-3,0,4.4122082897817463E-3,0,7.1970925483060959E-5,2.1056549620001992E-2]
[2004,6,4,14,6.9379074443547337E-3,9.8189132144059343E-3,0,6.5074556368983575E-3,0,5.8857571850000142E-5,2.3323133867509026E-2,null,7.0895514074506717E-3,9.5035898693637613E-3,0,4.0792069576058021E-3,0,7.1970925483060959E-5,2.0744319159903293E-2]
[2004,6,4,18,7.4772437636486571E-3,8.4127660478892675E-3,0,5.7918064235338296E-3,0,5.8857571850000142E-5,2.1740673806921754E-2,null,7.640676165485711E-3,8.1425995362446116E-3,0,3.6306013253508715E-3,0,7.1970925483060959E-5,1.9485847952564254E-2]
[2004,6,4,21,7.4088778848920896E-3,6.9715911472345241E-3,5.9241276000000429E-4,4.6475825863402263E-3,6.3703859999999935E-5,5.8857571850000142E-5,1.9743025810316846E-2,null,7.5708159928259272E-3,6.7477063452396234E-3,2.5063833090318611E-4,2.9133431374851093E-3,4.5168834206903661E-5,7.1970925483060959E-5,1.7599643566143811E-2]
[2004,6,4,24,5.877431364297683E-3,5.3742914759174901E-3,5.9241276000000429E-4,2.851406744030228E-3,6.3703859999999935E-5,5.8857571850000142E-5,1.4818103776095406E-2,null,6.0058961776516991E-3,5.2017021548374717E-3,2.5063833090318611E-4,1.7874079944947751E-3,4.5168834206903661E-5,7.1970925483060959E-5,1.3362784417577095E-2]
[2004,6,5,4,4.8437978076921592E-3,4.9126991074474567E-3,5.9241276000000429E-4,2.3485753240768299E-3,6.3703859999999935E-5,5.8857571850000142E-5,1.2820046431066452E-2,null,4.9496701765418668E-3,4.7549333056809981E-3,2.5063833090318611E-4,1.4722074704763978E-3,4.5168834206903661E-5,7.1970925483060959E-5,1.1544589043292412E-2]
[2004,6,5,8,5.693699868683991E-3,6.7534101421123302E-3,0,4.2788231056580675E-3,0,5.8857571850000142E-5,1.678479068830439E-2,null,5.8181488065937367E-3,6.5365319774975065E-3,0,2.6821857814898664E-3,0,7.1970925483060959E-5,1.510883749106417E-2]
[2004,6,5,11,6.9129607072803941E-3,7.7812950814762577E-3,0,5.6562582359140478E-3,0,5.8857571850000142E-5,2.04093715965207E-2,null,7.0640594019208787E-3,7.5314075490911627E-3,0,3.5456327691467736E-3,0,7.1970925483060959E-5,1.8213070645641875E-2]
[2004,6,5,12,7.1481854508768762E-3,7.7040831744490494E-3,0,5.3392293990945144E-3,0,5.8857571850000142E-5,2.025035559627044E-2,null,7.3044255246180892E-3,7.4566752155431444E-3,0,3.3469028339654862E-3,0,7.1970925483060959E-5,1.8179974499609779E-2]
[2004,6,5,15,6.8915417427603144E-3,7.5270563090219286E-3,0,4.8421647108382593E-3,0,5.8857571850000142E-5,1.9319620334470503E-2,null,7.0421722765480798E-3,7.2853333686257E-3,0,3.0353171931478866E-3,0,7.1970925483060959E-5,1.7434793763804725E-2]
[2004,6,5,19,7.4647110220688413E-3,6.4470133065518947E-3,0,4.1088790249619329E-3,0,5.8857571850000142E-5,1.8079460925432667E-2,null,7.627869491943432E-3,6.2399747314099167E-3,0,2.5756561153560207E-3,0,7.1970925483060959E-5,1.6515471264192429E-2]
[2004,6,5,22,7.3874876557064777E-3,5.3894733002999963E-3,5.9241276000000429E-4,3.8719530073595002E-3,6.3703859999999935E-5,5.8857571850000142E-5,1.736388815521598E-2,null,7.5489582308645824E-3,5.2163964320196309E-3,2.5063833090318611E-4,2.42713873569666E-3,4.5168834206903661E-5,7.1970925483060959E-5,1.5560271489174023E-2]
[2004,6,6,1,5.8343948079644858E-3,4.7427764236374773E-3,5.9241276000000429E-4,2.3312529618481005E-3,6.3703859999999935E-5,5.8857571850000142E-5,1.3623398385300068E-2,null,5.9619189581556226E-3,4.5904674975850122E-3,2.5063833090318611E-4,1.4613489253754617E-3,4.5168834206903661E-5,7.1970925483060959E-5,1.2381513471709247E-2]
[2004,6,6,6,5.6687783001035663E-3,5.0610427633458969E-3,0,3.3312851529010076E-3,0,5.8857571850000142E-5,1.4119963788200471E-2,null,5.7926825196733204E-3,4.8985130720559976E-3,0,2.0882203939172166E-3,0,7.1970925483060959E-5,1.2851386911129596E-2]
[2004,6,6,9,6.9189484633034488E-3,7.1221980607705454E-3,0,5.6247233207018816E-3,0,5.8857571850000142E-5,1.9724727416625877E-2,null,7.0701780341570668E-3,{"$f":"F3779*W$5","v":6.8934766872808502E-3},{"$f":"G3779*X$5","v":0},{"$f":"H3779*Y$5","v":3.5258650668805328E-3},{"$f":"I3779*Z$5","v":0},7.1970925483060959E-5,1.756149071380151E-2]
[2004,6,6,10,7.3547631383311636E-3,7.5956577304872337E-3,0,5.9570752328708676E-3,0,5.8857571850000142E-5,2.0966353673539266E-2,null,{"$f":"E3780*V$5","v":7.5155184437130425E-3},7.3517317326630867E-3,0,3.734200291604324E-3,0,7.1970925483060959E-5,{"$f":"SUM(M3780:R3780)","v":1.8673421393463511E-2}]
[2004,6,6,13,8.0132086587277676E-3,7.8908164559368492E-3,0,5.8612135989564882E-3,0,5.8857571850000142E-5,2.1824096285471106E-2,null,8.1883558090566355E-3,7.6374117678956821E-3,0,3.6741093027678057E-3,0,7.1970925483060959E-5,1.9571847805203182E-2]
[2004,6,6,16,8.5705774373889786E-3,7.4994043696161965E-3,0,4.7677166390679348E-3,0,5.8857571850000142E-5,2.0896556017923111E-2,null,8.7579071674337081E-3,7.258569440127074E-3,0,2.9886493233549868E-3,0,7.1970925483060959E-5,1.9077096856398829E-2]
[2004,6,6,22,8.3487214392184567E-3,5.5685170004695517E-3,5.9241276000000429E-4,2.1597909721161584E-3,6.3703859999999935E-5,5.8857571850000142E-5,1.6792003603654172E-2,null,8.5312019949164517E-3,5.389690345302043E-3,2.5063833090318611E-4,1.3538677560051176E-3,4.5168834206903661E-5,7.1970925483060959E-5,1.5642538186816761E-2]
[2004,6,6,24,6.2308961446419769E-3,5.3307337811389494E-3,5.9241276000000429E-4,1.0121083812610484E-3,6.3703859999999935E-5,5.8857571850000142E-5,1.3288712498891979E-2,null,6.3670867457116904E-3,5.1595432663952313E-3,2.5063833090318611E-4,6.344414439464431E-4,4.5168834206903661E-5,7.1970925483060959E-5,1.2528849546646516E-2]
[2004,6,7,3,5.4915364044436981E-3,5.5453674292006584E-3,5.9241276000000429E-4,2.5725148271291999E-3,6.3703859999999935E-5,5.8857571850000142E-5,1.432439285262356E-2,null,5.6115665937384639E-3,5.3672841964557136E-3,2.5063833090318611E-4,1.6125842367434378E-3,4.5168834206903661E-5,7.1970925483060959E-5,1.2959213117530765E-2]
[2004,6,7,7,6.6825202710159631E-3,7.9202177139554124E-3,0,4.0574308464325923E-3,0,5.8857571850000142E-5,1.8719026403253968E-2,null,6.8285821586230632E-3,7.6658688376090404E-3,0,2.5434057583004848E-3,0,7.1970925483060959E-5,1.7109827680015646E-2]
[2004,6,7,10,7.9939235371732729E-3,1.0201489193775774E-2,0,7.0742774527414991E-3,0,5.8857571850000142E-5,2.5328547755540547E-2,null,8.1686491667071794E-3,9.8738798518097567E-3,0,4.4345199438057597E-3,0,7.1970925483060959E-5,2.2549019887805756E-2]
[2004,6,7,11,8.2626234746710214E-3,1.0458201618761438E-2,0,7.4401736961438513E-3,0,5.8857571850000142E-5,2.6219856361426312E-2,null,8.4432221608481007E-3,1.0122348246240023E-2,0,4.6638824758199002E-3,0,7.1970925483060959E-5,2.3301423808391081E-2]
[2004,6,7,14,8.7197122197562055E-3,1.0627848051236666E-2,0,7.4482116011631398E-3,0,5.8857571850000142E-5,2.6854629444006014E-2,null,8.9103016343117201E-3,1.0286546674501906E-2,0,4.6689210469464306E-3,0,7.1970925483060959E-5,2.3937740281243115E-2]
[2004,6,7,19,1.1162932027182191E-2,8.475910149690933E-3,0,5.2426413040781144E-3,0,5.8857571850000142E-5,2.494034105280124E-2,null,1.1406923643667343E-2,8.2037158362962253E-3,0,3.2863564620503665E-3,0,7.1970925483060959E-5,2.2968966867496995E-2]
[2004,6,7,22,9.448719040204244E-3,7.404507848287686E-3,5.9241276000000429E-4,4.717628498823255E-3,6.3703859999999935E-5,5.8857571850000142E-5,2.2285829579165192E-2,null,9.6552425796040814E-3,7.1667204137590311E-3,2.5063833090318611E-4,2.9572515080520129E-3,4.5168834206903661E-5,7.1970925483060959E-5,2.0146992592008275E-2]
[2004,6,8,1,7.149492698804885E-3,7.2490975204838751E-3,5.9241276000000429E-4,4.3906945584740956E-3,6.3703859999999935E-5,5.8857571850000142E-5,1.9504258969612859E-2,null,7.3057613454635293E-3,7.0163009136921745E-3,2.5063833090318611E-4,2.7523125459501647E-3,4.5168834206903661E-5,7.1970925483060959E-5,1.7442152895699017E-2]
[2004,6,8,5,5.9815528763031041E-3,7.0665478547955419E-3,4.0486277882333208E-4,4.4990237348359625E-3,4.3536067287565335E-5,5.8857571850000142E-5,1.8054380883895507E-2,null,6.112293505362458E-3,6.8396136250270662E-3,1.7128957710010336E-4,2.8202188298472692E-3,3.0868983533064443E-5,7.1970925483060959E-5,1.6046255446353019E-2]
[2004,6,8,8,7.8901604777891574E-3,1.0875692112929724E-2,0,8.1334577068256433E-3,0,5.8857571850000142E-5,2.6958167869394527E-2,null,8.0626181264262051E-3,1.0526431503143871E-2,0,5.0984684519323632E-3,0,7.1970925483060959E-5,2.3759489006985501E-2]
[2004,6,8,11,9.3970792749409129E-3,1.2107801149392602E-2,0,1.0043263796085932E-2,0,5.8857571850000142E-5,3.1607001792269447E-2,null,9.6024741082113181E-3,1.171897274484672E-2,0,6.2956328617540906E-3,0,7.1970925483060959E-5,2.7689050640295188E-2]
[2004,6,8,12,9.4913139572533802E-3,1.2060132463920164E-2,0,1.0398772742064875E-2,0,5.8857571850000142E-5,3.2009076735088418E-2,null,9.6987685067713089E-3,1.1672834885549105E-2,0,6.5184841029835459E-3,0,7.1970925483060959E-5,2.7962058420787021E-2]
[2004,6,8,16,1.0563479228121649E-2,1.1603311484385134E-2,0,1.0156473110880498E-2,0,5.8857571850000142E-5,3.238212139523728E-2,null,1.0794368421597042E-2,1.1230684197542988E-2,0,6.3665982667208609E-3,0,7.1970925483060959E-5,2.8463621811343952E-2]
[2004,6,8,19,1.1626236505324367E-2,1.0001236439294021E-2,0,6.9514768062910867E-3,0,5.8857571850000142E-5,2.8637807322759477E-2,null,1.1880354709364783E-2,9.6800579891200261E-3,0,4.3575422002221286E-3,0,7.1970925483060959E-5,2.5989925824189998E-2]
[2004,6,8,23,8.780684057580276E-3,8.1248456348436571E-3,5.9241276000000429E-4,5.1098475120578872E-3,6.3703859999999935E-5,5.8857571850000142E-5,2.2730351396331824E-2,null,8.9726061522268762E-3,7.8639253631611044E-3,2.5063833090318611E-4,3.2031145022797494E-3,4.5168834206903661E-5,7.1970925483060959E-5,2.040742410826088E-2]
[2004,6,9,2,6.293761494440454E-3,6.4716704921914184E-3,5.9241276000000429E-4,2.7221991445125328E-3,6.3703859999999935E-5,5.8857571850000142E-5,1.6202605322994411E-2,null,{"$f":"E3844*V$5","v":6.4313261626710964E-3},6.2638400792884375E-3,2.5063833090318611E-4,1.7064140441189043E-3,4.5168834206903661E-5,7.1970925483060959E-5,{"$f":"SUM(M3844:R3844)","v":1.4769358376671588E-2}]
[2004,6,9,6,6.1530877631657682E-3,7.2988693763469652E-3,0,4.3902947015757145E-3,0,5.8857571850000142E-5,1.7901109412938449E-2,null,6.2875776826648829E-3,7.0644744024308172E-3,0,2.7520618951377834E-3,0,7.1970925483060959E-5,1.6176084905716544E-2]
[2004,6,9,9,8.2502546463690922E-3,1.053120190685349E-2,0,7.5578820202176662E-3,0,5.8857571850000142E-5,2.6398196145290247E-2,null,8.4305829832863124E-3,1.0193004212254103E-2,0,4.7376680905550136E-3,0,7.1970925483060959E-5,2.3433226211578489E-2]
[2004,6,9,13,9.4255127534860813E-3,1.1318269383655622E-2,0,8.2426848333094424E-3,0,5.8857571850000142E-5,2.9045324542301146E-2,null,9.6315290659857462E-3,1.0954795903015572E-2,0,5.1669376170213419E-3,0,7.1970925483060959E-5,2.5825233511505719E-2]
[2004,6,9,14,9.7896825188646397E-3,1.1307478742194314E-2,0,8.0806308174301063E-3,0,5.8857571850000142E-5,2.9236649650339064E-2,null,1.0003658601209124E-2,1.0944351790858113E-2,0,5.065353848192451E-3,0,7.1970925483060959E-5,2.6085335165742747E-2]
[2004,6,9,17,1.1156090214412979E-2,1.0213396170001051E-2,0,7.9505122598620345E-3,0,5.8857571850000142E-5,2.9378856216126063E-2,null,1.1399932287305715E-2,9.8854044488968645E-3,0,4.9837888625879857E-3,0,7.1970925483060959E-5,2.6341096524273626E-2]
[2004,6,9,20,1.0917200637681302E-2,9.0892076901848348E-3,0,5.9668418168172446E-3,0,5.8857571850000142E-5,2.603210771653338E-2,null,1.1155821228095573E-2,8.7973180166467102E-3,0,3.7403224873454985E-3,0,7.1970925483060959E-5,2.3765432657570841E-2]
[2004,6,9,24,7.3097869334955469E-3,7.182282698878717E-3,5.9241276000000429E-4,3.7409225580124108E-3,6.3703859999999935E-5,5.8857571850000142E-5,1.894796638223668E-2,null,7.4695591802245121E-3,6.9516317748715452E-3,2.5063833090318611E-4,2.3450021295545981E-3,4.5168834206903661E-5,7.1970925483060959E-5,1.7133971175243803E-2]
[2004,6,10,2,5.6406296196523618E-3,6.0453949201646102E-3,5.9241276000000429E-4,2.3001015746602076E-3,6.3703859999999935E-5,5.8857571850000142E-5,1.4701100306327184E-2,null,5.7639185849118245E-3,5.85125386741241E-3,2.5063833090318611E-4,1.4418216381458107E-3,4.5168834206903661E-5,7.1970925483060959E-5,1.3424772181063195E-2]
[2004,6,10,8,6.7848936602963776E-3,9.4271485005910406E-3,0,5.6928108989561165E-3,0,5.8857571850000142E-5,2.1963710631693535E-2,null,6.9331931543562238E-3,9.124406238335948E-3,0,3.5685458531107693E-3,0,7.1970925483060959E-5,1.9698116171286001E-2]
[2004,6,10,11,7.5180413781775011E-3,1.0636491944376061E-2,0,7.4896449119008363E-3,0,5.8857571850000142E-5,2.5703035806304397E-2,null,7.6823655059422404E-3,1.0294912978743284E-2,0,4.694893571212215E-3,0,7.1970925483060959E-5,2.2744142981380798E-2]
[2004,6,10,14,7.8846406757338144E-3,1.0603726193032707E-2,0,6.8828313413656387E-3,0,5.8857571850000142E-5,2.5430055781982163E-2,null,8.0569776763705983E-3,1.0263199462620958E-2,0,4.314511702012626E-3,0,7.1970925483060959E-5,2.2706659766487239E-2]
[2004,6,10,15,7.905618727927579E-3,1.0251539743318579E-2,0,7.0493424670369969E-3,0,5.8857571850000142E-5,2.5265358510133156E-2,null,8.0784142522616325E-3,9.9223230842943079E-3,0,4.4188894158622627E-3,0,7.1970925483060959E-5,2.2491597677901261E-2]
[2004,6,10,18,9.3309087515140825E-3,8.8163388738112178E-3,0,5.6389586782600578E-3,0,5.8857571850000142E-5,2.3845063875435359E-2,null,9.5348572754335691E-3,8.5332120751511805E-3,0,3.5347885191229205E-3,0,7.1970925483060959E-5,2.1674828795190729E-2]
[2004,6,10,22,8.2473285597906877E-3,7.2412081824058446E-3,5.9241276000000429E-4,4.6215237041544645E-3,6.3703859999999935E-5,5.8857571850000142E-5,2.0825034638200998E-2,null,8.4275929403394099E-3,7.0086649328257424E-3,2.5063833090318611E-4,2.8970080935830267E-3,4.5168834206903661E-5,7.1970925483060959E-5,1.870104405734133E-2]
[2004,6,11,3,5.3197877350776987E-3,5.6704757986259634E-3,5.9241276000000429E-4,2.0828404347862997E-3,6.3703859999999935E-5,5.8857571850000142E-5,1.3788078160339966E-2,null,5.4360639612231997E-3,5.4883748514274397E-3,2.5063833090318611E-4,1.3056312124491976E-3,4.5168834206903661E-5,7.1970925483060959E-5,1.2597848115692986E-2]
[2004,6,11,5,5.1593644943634144E-3,5.9816283685879944E-3,4.0486277882333208E-4,2.883016613503086E-3,4.3536067287565335E-5,5.8857571850000142E-5,1.4531265894415392E-2,null,5.2721343007145144E-3,5.7895351068596966E-3,1.7128957710010336E-4,1.8072226819359871E-3,3.0868983533064443E-5,7.1970925483060959E-5,1.3143021575626426E-2]
[2004,6,11,9,7.2880249424646E-3,9.4576382344525346E-3,0,6.0263046318153688E-3,0,5.8857571850000142E-5,2.2830825380582502E-2,null,7.4473215307055765E-3,9.1539168287158058E-3,0,3.7775968296066757E-3,0,7.1970925483060959E-5,2.0450806114511118E-2]
[2004,6,11,12,7.6883685005117077E-3,9.9085859629998753E-3,0,6.8855829270887542E-3,0,5.8857571850000142E-5,2.4541394962450336E-2,null,7.8564155202378409E-3,9.5903828785783712E-3,0,4.3162365370714379E-3,0,7.1970925483060959E-5,2.1835005861370708E-2]
[2004,6,11,15,7.4007943814152072E-3,9.5017104626404121E-3,0,6.4728850339720017E-3,0,5.8857571850000142E-5,2.343424744987762E-2,null,7.5625558057433942E-3,9.1965737269061355E-3,0,4.057536330581285E-3,0,7.1970925483060959E-5,2.0888636788713874E-2]
[2004,6,11,16,7.9034178457084627E-3,9.2310501355236663E-3,0,6.4775204790786332E-3,0,5.8857571850000142E-5,2.3670846032160762E-2,null,8.0761652646873083E-3,8.9346053515210171E-3,0,4.0604420653239624E-3,0,7.1970925483060959E-5,2.1143183607015347E-2]
[2004,6,11,20,8.5622835009919931E-3,7.6007735101232569E-3,0,4.3946115424740081E-3,0,5.8857571850000142E-5,2.0616526125439259E-2,null,8.7494319479344343E-3,7.3566832247947698E-3,0,2.7547679124216122E-3,0,7.1970925483060959E-5,1.8932854010633875E-2]
[2004,6,11,24,6.3802478999610574E-3,5.3886604202981843E-3,5.9241276000000429E-4,2.6851503419693763E-3,6.3703859999999935E-5,5.8857571850000142E-5,1.5169032854078623E-2,null,6.5197029279856662E-3,5.2156096567440441E-3,2.5063833090318611E-4,1.683189954468861E-3,4.5168834206903661E-5,7.1970925483060959E-5,1.3786280629791722E-2]
[2004,6,12,3,4.5654993538621529E-3,4.1357766496504522E-3,5.9241276000000429E-4,2.2912981604517584E-3,6.3703859999999935E-5,5.8857571850000142E-5,1.1707548355814367E-2,null,4.6652888683640995E-3,4.0029608380592312E-3,2.5063833090318611E-4,1.4363032065969009E-3,4.5168834206903661E-5,7.1970925483060959E-5,1.0472331003613382E-2]
[2004,6,12,6,4.6066187019534258E-3,4.5198887208148268E-3,0,2.8412605556999856E-3,0,5.8857571850000142E-5,1.202662555031824E-2,null,4.7073069746118475E-3,4.3747375824409098E-3,0,1.7810478432560598E-3,0,7.1970925483060959E-5,1.0935063325791878E-2]
[2004,6,12,10,5.9529668230233557E-3,6.498866650632657E-3,0,5.2216826013144488E-3,0,5.8857571850000142E-5,1.7732373646820461E-2,null,6.0830826379808522E-3,6.2901628637151864E-3,0,3.273218472195904E-3,0,7.1970925483060959E-5,1.5718434899375001E-2]
[2004,6,12,13,6.231246293945612E-3,6.5505819795991967E-3,0,5.079917512432695E-3,0,5.8857571850000142E-5,1.7920603357827504E-2,null,6.3674445483356537E-3,6.3402174131062675E-3,0,3.1843528434188041E-3,0,7.1970925483060959E-5,1.5963985730343785E-2]
[2004,6,12,17,6.2055644894633251E-3,6.2311021631180344E-3,0,4.9937947098182001E-3,0,5.8857571850000142E-5,1.748931893424956E-2,null,6.3412014088049555E-3,6.0309973313031244E-3,0,3.1303666535412184E-3,0,7.1970925483060959E-5,1.5574536319132359E-2]
[2004,6,12,18,6.194662973773005E-3,5.8450373869480621E-3,0,4.5314811700894117E-3,0,5.8857571850000142E-5,1.663003910266048E-2,null,6.3300616153549091E-3,5.6573305908390048E-3,0,2.8405648149910133E-3,0,7.1970925483060959E-5,1.4899927946667989E-2]
[2004,6,12,21,6.4379390687200359E-3,5.0045159271619906E-3,5.6279212200000407E-4,4.1994961518728472E-3,6.0518666999999929E-5,5.8857571850000142E-5,1.6324119508604878E-2,null,6.5786550702494678E-3,4.8438015315856748E-3,2.3810641435802681E-4,2.6324595782144218E-3,4.2910392496558469E-5,7.1970925483060959E-5,1.4407903912387211E-2]
[2004,6,13,1,5.2540327116414494E-3,4.1922542397065804E-3,5.9241276000000429E-4,2.167713498482271E-3,6.3703859999999935E-5,5.8857571850000142E-5,1.2328974641680306E-2,null,5.368871710146295E-3,4.0576247138857345E-3,2.5063833090318611E-4,1.35883400187412E-3,4.5168834206903661E-5,7.1970925483060959E-5,1.11531085164993E-2]
[2004,6,13,4,4.6370336145318313E-3,3.985925113842226E-3,5.9241276000000429E-4,2.1271931076914069E-3,6.3703859999999935E-5,5.8857571850000142E-5,1.1465126027915469E-2,null,4.7383866752286636E-3,3.8579216156403758E-3,2.5063833090318611E-4,1.3334337426542536E-3,4.5168834206903661E-5,7.1970925483060959E-5,1.0297520124116444E-2]
[2004,6,13,7,4.8007946705824851E-3,4.8273171510991092E-3,0,2.8636809749900917E-3,0,5.8857571850000142E-5,1.2550650368521685E-2,null,4.905727106723495E-3,4.6722932947490239E-3,0,1.7951021120000618E-3,0,7.1970925483060959E-5,1.1445093438955641E-2]
[2004,6,13,10,6.06862921103693E-3,6.3515699682224896E-3,0,4.1238061538283917E-3,0,5.8857571850000142E-5,1.6602862904937812E-2,null,6.2012730941533338E-3,6.1475964484534289E-3,0,2.5850132053350711E-3,0,7.1970925483060959E-5,1.5005853673424895E-2]
[2004,6,13,15,7.0319938877427893E-3,6.5220898833444254E-3,0,3.5635223390358809E-3,0,5.8857571850000142E-5,1.7176463681973096E-2,null,7.1856943269827814E-3,6.3126403084500715E-3,0,2.2337985735247077E-3,0,7.1970925483060959E-5,1.5804104134440621E-2]
[2004,6,13,16,7.3971349456484585E-3,6.5304156628766055E-3,0,3.8862854532109221E-3,0,5.8857571850000142E-5,1.7872693633585988E-2,null,7.5588163845708416E-3,6.3206987149446413E-3,0,2.4361230478608682E-3,0,7.1970925483060959E-5,1.638760907285941E-2]
[2004,6,13,19,7.9136643180401575E-3,5.4669083121648889E-3,0,2.9548184401758737E-3,0,5.8857571850000142E-5,1.6394248642230921E-2,null,8.0866356972958721E-3,5.2913447056446138E-3,0,1.8522317495770603E-3,0,7.1970925483060959E-5,1.5302183078000608E-2]
[2004,6,13,22,7.366724587544944E-3,5.1796606337117931E-3,5.9241276000000429E-4,2.8941591124920529E-3,6.3703859999999935E-5,5.8857571850000142E-5,1.6155518525598794E-2,null,7.5277413379774664E-3,5.0133216630394587E-3,2.5063833090318611E-4,1.814207371795905E-3,4.5168834206903661E-5,7.1970925483060959E-5,1.4723048463405979E-2]
[2004,6,14,2,5.6256596634467922E-3,5.187613195856899E-3,5.9241276000000429E-4,1.7112853782465683E-3,6.3703859999999935E-5,5.8857571850000142E-5,1.3239532429400264E-2,null,5.7486214257989532E-3,5.0210188376032215E-3,2.5063833090318611E-4,1.0727214461226319E-3,4.5168834206903661E-5,7.1970925483060959E-5,1.2210139800117958E-2]
[2004,6,14,5,5.1317541098012173E-3,5.5751745715825075E-3,4.0486277882333208E-4,2.734153065145831E-3,4.3536067287565335E-5,5.8857571850000142E-5,1.3948338164490454E-2,null,5.2439204275397649E-3,5.3961341160129227E-3,1.7128957710010336E-4,1.7139073746829309E-3,3.0868983533064443E-5,7.1970925483060959E-5,1.2628091404351848E-2]
[2004,6,14,7,6.472895126264506E-3,7.8946958844214998E-3,0,4.5246776080617715E-3,0,5.8857571850000142E-5,1.8951126190597779E-2,null,6.6143751730255544E-3,7.6411666129014974E-3,0,2.8362999933605306E-3,0,7.1970925483060959E-5,1.7163812704770642E-2]
[2004,6,14,13,7.6996731079764357E-3,1.0379347441120099E-2,0,6.7178418257452322E-3,0,5.8857571850000142E-5,2.4855719946691765E-2,null,7.8679672159623869E-3,1.0046026381749994E-2,0,4.2110878113856042E-3,0,7.1970925483060959E-5,2.2197052334581045E-2]
[2004,6,14,16,8.631619221004326E-3,9.6947807017937378E-3,0,6.8388246968939291E-3,0,5.8857571850000142E-5,2.5224082191541992E-2,null,8.8202831599666753E-3,9.383443732662082E-3,0,4.2869260801772623E-3,0,7.1970925483060959E-5,2.2562623898289082E-2]
[2004,6,14,17,9.169245946292091E-3,9.1000467427824611E-3,0,6.2233738158175601E-3,0,5.8857571850000142E-5,2.4551524076742114E-2,null,9.3696609568769459E-3,8.8078089852713405E-3,0,3.9011299017267941E-3,0,7.1970925483060959E-5,2.2150570769358138E-2]
[2004,6,14,20,9.7176864073066169E-3,8.1205298859302125E-3,0,4.8307574139157426E-3,0,5.8857571850000142E-5,2.2727831279002571E-2,null,9.9300888486402172E-3,7.8597482096659146E-3,0,3.0281665143618557E-3,0,7.1970925483060959E-5,2.088997449815105E-2]
[2004,6,14,23,7.8191176528951654E-3,6.5172423844201948E-3,5.9241276000000429E-4,2.5478206358427462E-3,6.3703859999999935E-5,5.8857571850000142E-5,1.7599154865008113E-2,null,7.9900224967992504E-3,6.3079484814971172E-3,2.5063833090318611E-4,1.5971046510914082E-3,4.5168834206903661E-5,7.1970925483060959E-5,1.6262853719980923E-2]
[2004,6,15,4,4.8291757721919655E-3,5.5290042577011232E-3,5.9241276000000429E-4,2.2323515607114226E-3,6.3703859999999935E-5,5.8857571850000142E-5,1.3305505782454517E-2,null,4.9347285427435456E-3,5.3514465097893836E-3,2.5063833090318611E-4,1.3993524545357482E-3,4.5168834206903661E-5,7.1970925483060959E-5,1.2053305597661828E-2]
[2004,6,15,7,6.071589942436114E-3,7.9643474358576469E-3,0,4.1978495969894431E-3,0,5.8857571850000142E-5,1.8292644547133204E-2,null,6.2042985391634496E-3,7.7085813831678099E-3,0,2.6314274331624638E-3,0,7.1970925483060959E-5,1.6616278280976782E-2]
[2004,6,15,11,7.0534025251856704E-3,1.0159293085283553E-2,0,6.6643454737300295E-3,0,5.8857571850000142E-5,2.3935898656049254E-2,null,7.2075708995562992E-3,9.8330388238429458E-3,0,4.1775535541392567E-3,0,7.1970925483060959E-5,2.129013420302156E-2]
[2004,6,15,14,7.1160059289457258E-3,1.0194757762303795E-2,0,6.312068368436975E-3,0,5.8857571850000142E-5,2.3681689631536499E-2,null,7.2715426450426762E-3,9.8673645926821429E-3,0,3.9567281964113347E-3,0,7.1970925483060959E-5,2.1167606359619215E-2]
[2004,6,15,17,7.9732535987984115E-3,9.0767930904672913E-3,0,6.2347870111853377E-3,0,5.8857571850000142E-5,2.3343691272301043E-2,null,8.1475274391729427E-3,8.7853020978243754E-3,0,3.9082842779608433E-3,0,7.1970925483060959E-5,2.0913084740441221E-2]
[2004,6,15,18,8.3169300091997973E-3,8.4871078544238761E-3,0,5.3427710707243331E-3,0,5.8857571850000142E-5,2.2205666506198006E-2,null,8.4987156898970549E-3,8.2145539393465705E-3,0,3.3491229353937607E-3,0,7.1970925483060959E-5,2.0134363490120447E-2]
[2004,6,15,21,8.5822586659668847E-3,7.3146929123285905E-3,5.4304503019747487E-4,4.4696822790277427E-3,5.839520502123456E-5,5.8857571850000142E-5,2.1026931664391926E-2,null,8.7698437161941901E-3,7.0797897833664442E-3,2.2975180341146674E-4,2.8018261004369429E-3,4.140476470471797E-5,7.1970925483060959E-5,1.8994587093596822E-2]
[2004,6,16,1,5.6933545368195917E-3,5.4184813400205986E-3,5.9241276000000429E-4,1.8110727904608302E-3,6.3703859999999935E-5,5.8857571850000142E-5,1.3637882859151027E-2,null,5.8177959267052505E-3,5.2444729111980346E-3,2.5063833090318611E-4,1.1352733141488747E-3,4.5168834206903661E-5,7.1970925483060959E-5,1.256532024264531E-2]
[2004,6,16,5,4.772927834547692E-3,5.4182264963233201E-3,4.0486277882333208E-4,2.5693584541045724E-3,4.3536067287565335E-5,5.8857571850000142E-5,1.3267769202936482E-2,null,4.8772511767379454E-3,5.244226251519225E-3,1.7128957710010336E-4,1.6106056602426849E-3,3.0868983533064443E-5,7.1970925483060959E-5,1.2006212574616083E-2]
[2004,6,16,8,6.211504716044142E-3,8.4803202046533719E-3,0,4.7036409684199998E-3,0,5.8857571850000142E-5,1.9454323460967513E-2,null,6.3472714727333627E-3,8.2079842673078041E-3,0,2.94848340658127E-3,0,7.1970925483060959E-5,1.7575710072105497E-2]
[2004,6,16,12,6.9492406975025268E-3,9.5059327516665397E-3,0,6.5653249965668594E-3,0,5.8857571850000142E-5,2.3079356017585928E-2,null,7.1011323749757297E-3,9.2006604218730845E-3,0,4.115482440338783E-3,0,7.1970925483060959E-5,2.0489246162670657E-2]
[2004,6,16,15,6.9221224564562098E-3,9.2999289020398654E-3,0,6.0978442792586698E-3,0,5.8857571850000142E-5,2.2378753209604745E-2,null,7.0734214022480759E-3,9.0012721539851868E-3,0,3.822441549859655E-3,0,7.1970925483060959E-5,1.9969106031575975E-2]
[2004,6,16,18,8.0986760699500171E-3,7.9819493055707704E-3,0,4.9812468033707882E-3,0,5.8857571850000142E-5,2.1120729750741578E-2,null,8.275691307603087E-3,7.7256179886489619E-3,0,3.1225009822036472E-3,0,7.1970925483060959E-5,1.9195781203938757E-2]
[2004,6,16,20,8.8335975991909437E-3,7.466338693836989E-3,0,3.9501197060201713E-3,0,5.8857571850000142E-5,2.0308913570898104E-2,null,9.0266762412858394E-3,7.2265656313045355E-3,0,2.4761376315510868E-3,0,7.1970925483060959E-5,1.8801350429624521E-2]
[2004,6,16,23,6.8773302087178157E-3,6.0003888446444938E-3,5.9241276000000429E-4,2.5094557826131495E-3,6.3703859999999935E-5,5.8857571850000142E-5,1.6102149027825464E-2,null,7.0276501166632553E-3,5.8076931113457131E-3,2.5063833090318611E-4,1.5730555933714716E-3,4.5168834206903661E-5,7.1970925483060959E-5,1.4776176911973591E-2]
[2004,6,17,2,5.3467211221967376E-3,5.8265719062151125E-3,5.9241276000000429E-4,1.8880153989233918E-3,6.3703859999999935E-5,5.8857571850000142E-5,1.3776282619185247E-2,null,{"$f":"E4036*V$5","v":5.4635860396147996E-3},5.6394581082337891E-3,2.5063833090318611E-4,1.1835048874841048E-3,4.5168834206903661E-5,7.1970925483060959E-5,{"$f":"SUM(M4036:R4036)","v":1.2654327125925844E-2}]
[2004,6,17,6,5.5182268805015243E-3,6.6423684039566772E-3,0,3.6537592688965907E-3,0,5.8857571850000142E-5,1.5873212125204792E-2,null,5.6388404516875571E-3,6.4290562197665676E-3,0,2.2903637093719094E-3,0,7.1970925483060959E-5,1.4430231306309096E-2]
[2004,6,17,9,6.7972169601815142E-3,9.6508657413005329E-3,0,6.3315835109847953E-3,0,5.8857571850000142E-5,2.2838523784316844E-2,null,6.9457858083727024E-3,9.3409390516914423E-3,0,3.9689612886829682E-3,0,7.1970925483060959E-5,2.0327657074230173E-2]
[2004,6,17,11,7.1594682233041169E-3,1.0221772997556878E-2,0,6.6460070854301011E-3,0,5.8857571850000142E-5,2.4086105878141098E-2,null,7.31595490805006E-3,9.8935122640652646E-3,0,4.166058111785385E-3,0,7.1970925483060959E-5,2.1447496209383767E-2]
[2004,6,17,17,8.0517855835739501E-3,9.1513950645925601E-3,0,6.2281430676680242E-3,0,5.8857571850000142E-5,2.3490181287684535E-2,null,8.2277759215375109E-3,8.857508313527683E-3,0,3.9041195133993926E-3,0,7.1970925483060959E-5,2.1061374673947648E-2]
[2004,6,17,20,8.9345049298760019E-3,8.0379932469335121E-3,0,4.4547862080078354E-3,0,5.8857571850000142E-5,2.148614195666735E-2,null,9.1297891343329277E-3,7.779862141921722E-3,0,2.7924884791090533E-3,0,7.1970925483060959E-5,1.9774110680846762E-2]
[2004,6,17,21,8.5482113183600605E-3,7.3907335484229442E-3,5.4304503019747487E-4,4.55964031119178E-3,5.839520502123456E-5,5.8857571850000142E-5,2.1158882985043495E-2,null,8.735052185306541E-3,7.1533884600291546E-3,2.2975180341146674E-4,2.8582164089033359E-3,4.140476470471797E-5,7.1970925483060959E-5,1.9089784547838273E-2]
[2004,6,17,24,6.1255134729960173E-3,6.2016398390334418E-3,5.9241276000000429E-4,2.1308382867956189E-3,6.3703859999999935E-5,5.8857571850000142E-5,1.5172965790675081E-2,null,6.2594006928087444E-3,6.0024811565917071E-3,2.5063833090318611E-4,1.3357187278763285E-3,4.5168834206903661E-5,7.1970925483060959E-5,1.396537866786993E-2]
[2004,6,18,4,5.1415393511738492E-3,5.6346778755693551E-3,5.9241276000000429E-4,2.3731830199013515E-3,6.3703859999999935E-5,5.8857571850000142E-5,1.3864374438494562E-2,null,5.2539195479232503E-3,5.4537265383732105E-3,2.5063833090318611E-4,1.4876328363365757E-3,4.5168834206903661E-5,7.1970925483060959E-5,1.2563057013226187E-2]
[2004,6,18,7,6.0876067557115538E-3,7.7913409052695771E-3,0,4.1350428601223295E-3,0,5.8857571850000142E-5,1.807284809295346E-2,null,6.2206654368210657E-3,7.5411307625616241E-3,0,2.5920569491655939E-3,0,7.1970925483060959E-5,1.6425824074031346E-2]
[2004,6,18,12,7.6183408708773723E-3,9.8551195194545478E-3,0,6.7872985998439278E-3,0,5.8857571850000142E-5,2.4319616562025848E-2,null,7.7848572753035561E-3,9.5386334496820255E-3,0,4.2546268797965716E-3,0,7.1970925483060959E-5,2.1650088530265215E-2]
[2004,6,18,15,7.3343081912299784E-3,9.4493390186498188E-3,0,6.3799687893524573E-3,0,5.8857571850000142E-5,2.3222473571082255E-2,null,7.4946164065824473E-3,9.1458841328864292E-3,0,3.9992916628224275E-3,0,7.1970925483060959E-5,2.0711763127774362E-2]
[2004,6,18,18,8.253291094105504E-3,8.3631235397669482E-3,0,5.3791514980117408E-3,0,5.8857571850000142E-5,2.2054423703734193E-2,null,8.4336857995887752E-3,8.094551241389648E-3,0,3.3719280531528421E-3,0,7.1970925483060959E-5,1.9972136019614325E-2]
[2004,6,18,21,8.4554645857612184E-3,6.8731205124463735E-3,5.3317148400000396E-4,4.0500002594783865E-3,5.7333473999999944E-5,5.8857571850000142E-5,2.002794788753598E-2,null,8.6402782590317539E-3,6.6523979840424309E-3,2.2557449781286757E-4,2.5387478852862111E-3,4.0651950786213298E-5,7.1970925483060959E-5,1.8169621502442536E-2]
[2004,6,18,22,8.2263741981715467E-3,6.2799216776066036E-3,5.9241276000000429E-4,3.839053900877343E-3,6.3703859999999935E-5,5.8857571850000142E-5,1.9060323968505499E-2,null,8.4061805728351292E-3,6.078249062038469E-3,2.5063833090318611E-4,2.4065158883736478E-3,4.5168834206903661E-5,7.1970925483060959E-5,1.7258723613840395E-2]
[2004,6,19,1,6.3903878067296084E-3,5.4304619826890006E-3,5.9241276000000429E-4,2.6241697520437948E-3,6.3703859999999935E-5,5.8857571850000142E-5,1.5159993733312407E-2,null,6.5300644657950088E-3,5.2560688090133693E-3,2.5063833090318611E-4,1.6449641930371779E-3,4.5168834206903661E-5,7.1970925483060959E-5,1.3798875558438705E-2]
[2004,6,19,5,5.4016542414795305E-3,5.3435778166771621E-3,4.0486277882333208E-4,2.9279815852454767E-3,4.3536067287565335E-5,5.8857571850000142E-5,1.4180470061363066E-2,null,5.5197198488722106E-3,5.171974830190257E-3,1.7128957710010336E-4,1.8354090324567772E-3,3.0868983533064443E-5,7.1970925483060959E-5,1.2801233197635473E-2]
[2004,6,19,9,7.3617470100974759E-3,7.7115200405954484E-3,0,5.7455623365306584E-3,0,5.8857571850000142E-5,2.0877686959073584E-2,null,7.5226549640986821E-3,7.4638732551046954E-3,0,3.6016131597793924E-3,0,7.1970925483060959E-5,1.8660112304465827E-2]
[2004,6,19,12,8.5644920355373994E-3,8.0085001331807286E-3,0,5.4985695269311749E-3,0,5.8857571850000142E-5,2.2130419267499302E-2,null,8.7516887550942828E-3,7.7513161663176492E-3,0,3.4467853985751628E-3,0,7.1970925483060959E-5,2.0021761245470154E-2]
[2004,6,19,16,8.4183131223158052E-3,7.8106810925407969E-3,0,5.269723488819442E-3,0,5.8857571850000142E-5,2.1557575275526042E-2,null,8.6023147646970746E-3,7.5598498614892632E-3,0,3.303332964478994E-3,0,7.1970925483060959E-5,1.9537468516148394E-2]
[2004,6,19,19,8.6164627158630668E-3,6.7426058405648144E-3,0,4.3400506092843485E-3,0,5.8857571850000142E-5,1.975797673756223E-2,null,8.8047953744610219E-3,6.5260746439321305E-3,0,2.7205663210932377E-3,0,7.1970925483060959E-5,1.8123407264969447E-2]
[2004,6,19,20,9.0016028437194407E-3,6.4160703146617986E-3,0,3.9616566350146936E-3,0,5.8857571850000142E-5,1.9438187365245933E-2,null,9.1983536277830125E-3,6.2100254388728288E-3,0,2.48336957036862E-3,0,7.1970925483060959E-5,1.7963719562507519E-2]
[2004,6,20,2,5.6683221585105917E-3,4.7638398082560287E-3,5.9241276000000429E-4,2.5981592270953491E-3,6.3703859999999935E-5,5.8857571850000142E-5,1.3745295385711974E-2,null,5.792216408054161E-3,4.6108544553169215E-3,2.5063833090318611E-4,1.6286594619316654E-3,4.5168834206903661E-5,7.1970925483060959E-5,1.2399508415895899E-2]
[2004,6,20,3,5.4543291419300814E-3,4.6640219578269748E-3,5.9241276000000429E-4,2.5310495625864931E-3,6.3703859999999935E-5,5.8857571850000142E-5,1.3364374854193554E-2,null,5.573546080718297E-3,4.5142421427926162E-3,2.5063833090318611E-4,1.5865916821937776E-3,4.5168834206903661E-5,7.1970925483060959E-5,1.2042157996297841E-2]
[2004,6,20,7,5.6405975479349906E-3,5.529327989741299E-3,0,3.2356995795276258E-3,0,5.8857571850000142E-5,1.4464482689053915E-2,null,5.763885812193126E-3,5.3517598455395049E-3,0,2.0283024539868135E-3,0,7.1970925483060959E-5,1.3215919037202506E-2]
[2004,6,20,10,7.2667325175750849E-3,7.2124376437597455E-3,0,4.5965840336079106E-3,0,5.8857571850000142E-5,1.9134611766792743E-2,null,7.425563710778715E-3,6.9808183276421822E-3,0,2.8813746289402483E-3,0,7.1970925483060959E-5,1.7359727592844206E-2]
[2004,6,20,13,8.1406988182344438E-3,7.4897792203375228E-3,0,4.3141571216163818E-3,0,5.8857571850000142E-5,2.0003492732038351E-2,null,8.318632559938071E-3,7.2492533916827607E-3,0,2.7043349549579175E-3,0,7.1970925483060959E-5,1.8344191832061808E-2]
[2004,6,20,17,9.5996769930206879E-3,6.8309820422171458E-3,0,3.7531492377165083E-3,0,5.8857571850000142E-5,2.0242665844804341E-2,null,9.8095000665249423E-3,6.6116127433506781E-3,0,2.3526664394938885E-3,0,7.1970925483060959E-5,1.8845750174852568E-2]
[2004,6,20,19,9.5044672448318119E-3,6.1824546751982979E-3,0,3.1484065059781746E-3,0,5.8857571850000142E-5,1.8894185997858286E-2,null,9.7122092897757219E-3,5.9839121026969994E-3,0,1.9735826782645407E-3,0,7.1970925483060959E-5,1.774167499622032E-2]
[2004,6,20,22,8.6476265857686439E-3,5.9014081620679896E-3,5.9241276000000429E-4,3.355045310874541E-3,6.3703859999999935E-5,5.8857571850000142E-5,1.8619054250561179E-2,null,8.8366404025941748E-3,5.7118910819707455E-3,2.5063833090318611E-4,2.1031144795825699E-3,4.5168834206903661E-5,7.1970925483060959E-5,1.7019424054740637E-2]
[2004,6,21,1,6.0156735050488517E-3,5.1451329841053113E-3,5.9241276000000429E-4,1.6984524397965024E-3,6.3703859999999935E-5,5.8857571850000142E-5,1.3574233120800671E-2,null,6.1471599191172781E-3,4.9799028300334114E-3,2.5063833090318611E-4,1.0646771021066369E-3,4.5168834206903661E-5,7.1970925483060959E-5,1.2559517941850477E-2]
[2004,6,21,4,5.0130043763279867E-3,5.2322817157853148E-3,5.9241276000000429E-4,2.3344826536190392E-3,6.3703859999999935E-5,5.8857571850000142E-5,1.3294742937582347E-2,null,5.1225751448544842E-3,5.0642528782960687E-3,2.5063833090318611E-4,1.4633734618268873E-3,4.5168834206903661E-5,7.1970925483060959E-5,1.2017979575570591E-2]
[2004,6,21,8,6.7883602995101886E-3,8.9990539950573351E-3,0,5.479171512235907E-3,0,5.8857571850000142E-5,2.1325443378653431E-2,null,6.9367355649626664E-3,8.7100595059550825E-3,0,3.4346257280489429E-3,0,7.1970925483060959E-5,1.9153391724449752E-2]
[2004,6,21,11,7.7145395716103401E-3,1.0338378877200915E-2,0,7.1713146402747497E-3,0,5.8857571850000142E-5,2.5283090660936001E-2,null,7.883158620434828E-3,1.0006373477144065E-2,0,4.4953478299441891E-3,0,7.1970925483060959E-5,2.2456850853006142E-2]
[2004,6,21,14,7.8787757157062245E-3,1.0282191319642028E-2,0,6.3358141037733583E-3,0,5.8857571850000142E-5,2.4555638710971613E-2,null,8.0509845241194724E-3,9.9519903197476337E-3,0,3.9716132412279921E-3,0,7.1970925483060959E-5,2.2046559010578157E-2]
[2004,6,21,16,8.5692055474400498E-3,9.6672287880724406E-3,0,6.7779377951496089E-3,0,5.8857571850000142E-5,2.50732297025121E-2,null,8.7565052916669436E-3,9.3567766176356308E-3,0,4.2487590473028174E-3,0,7.1970925483060959E-5,2.2434011882088451E-2]
[2004,6,21,22,8.6739567527738363E-3,6.9716474813967221E-3,5.9241276000000429E-4,3.8581062153130435E-3,6.3703859999999935E-5,5.8857571850000142E-5,2.0218684641333605E-2,null,8.863546076105568E-3,6.747760870293616E-3,2.5063833090318611E-4,2.4184588562463642E-3,4.5168834206903661E-5,7.1970925483060959E-5,1.8397543893238697E-2]
[2004,6,21,23,7.7738147237822776E-3,6.4986339365158859E-3,5.9241276000000429E-4,2.5064817842683721E-3,6.3703859999999935E-5,5.8857571850000142E-5,1.7493904636416542E-2,null,7.9437293677210793E-3,6.289937622950317E-3,2.5063833090318611E-4,1.5711913386739619E-3,4.5168834206903661E-5,7.1970925483060959E-5,1.6172636419938508E-2]
[2004,6,22,2,5.3329271667543685E-3,5.7955851019766552E-3,5.9241276000000429E-4,1.8729634164559184E-3,6.3703859999999935E-5,5.8857571850000142E-5,1.3716449877036947E-2,null,5.4494905854731721E-3,5.6094664103325895E-3,2.5063833090318611E-4,1.1740695328642549E-3,4.5168834206903661E-5,7.1970925483060959E-5,1.2600804619263167E-2]
[2004,6,22,5,4.9048803149295255E-3,5.8604695090802459E-3,4.0486277882333208E-4,2.7032807445946413E-3,4.3536067287565335E-5,5.8857571850000142E-5,1.397588698656531E-2,null,5.0120877828055029E-3,5.6722671277403625E-3,1.7128957710010336E-4,1.6945550207343647E-3,3.0868983533064443E-5,7.1970925483060959E-5,1.2653039417396457E-2]
[2004,6,22,9,6.7339854057379142E-3,9.6077329823525594E-3,0,6.3387559140061665E-3,0,5.8857571850000142E-5,2.2739331873946642E-2,null,6.8811721825213397E-3,{"$f":"F4163*W$5","v":9.2991914527439067E-3},{"$f":"G4163*X$5","v":0},{"$f":"H4163*Y$5","v":3.9734573187660063E-3},{"$f":"I4163*Z$5","v":0},7.1970925483060959E-5,2.0225791879514312E-2]
[2004,6,22,13,6.9989908124740213E-3,1.0262497207661413E-2,0,6.5435271609670326E-3,0,5.8857571850000142E-5,2.3863872752952466E-2,null,7.1519698934127893E-3,9.9329286620042402E-3,0,4.1018184389838789E-3,0,7.1970925483060959E-5,2.1258687919883969E-2]
[2004,6,22,17,7.9949780747427101E-3,9.0976888367572967E-3,0,6.23663656361312E-3,0,5.8857571850000142E-5,2.3388161046963125E-2,null,8.1697267536265175E-3,8.8055268007439548E-3,0,3.9094436722852677E-3,0,7.1970925483060959E-5,2.0956668152138799E-2]
[2004,6,22,20,9.0776282611264199E-3,7.9578963319078076E-3,0,4.2984429638202341E-3,0,5.8857571850000142E-5,2.1392825128704464E-2,null,9.2760407559700914E-3,7.7023374491595169E-3,0,2.6944845148793874E-3,0,7.1970925483060959E-5,1.9744833645492055E-2]
[2004,6,22,23,7.0312876306402343E-3,6.4571448931061235E-3,5.9241276000000429E-4,2.7581321237611393E-3,6.3703859999999935E-5,5.8857571850000142E-5,1.6961538839357502E-2,null,7.1849726330029179E-3,6.2497809534667612E-3,2.5063833090318611E-4,1.7289386784978618E-3,4.5168834206903661E-5,7.1970925483060959E-5,1.5531470355560691E-2]
[2004,6,22,24,6.0653482561745615E-3,6.1745555848981559E-3,5.9241276000000429E-4,2.1521890064775937E-3,6.3703859999999935E-5,5.8857571850000142E-5,1.5107067039400316E-2,null,6.1979204264579445E-3,5.9762666827900919E-3,2.5063833090318611E-4,1.3491024540415542E-3,4.5168834206903661E-5,7.1970925483060959E-5,1.3891067653882741E-2]
[2004,6,23,3,5.8831837617502984E-3,6.378940242234156E-3,5.9241276000000429E-4,3.0520199198700295E-3,6.3703859999999935E-5,5.8857571850000142E-5,1.602911811570449E-2,null,6.0117743070132526E-3,6.1740877569250582E-3,2.5063833090318611E-4,1.9131626224684144E-3,4.5168834206903661E-5,7.1970925483060959E-5,1.4466802776999877E-2]
[2004,6,23,6,6.2053747064936913E-3,7.3197860897623E-3,0,4.1423540654634862E-3,0,5.8857571850000142E-5,1.7726372433569476E-2,null,6.3410074776909606E-3,7.0847193991400974E-3,0,2.5966399876617805E-3,0,7.1970925483060959E-5,1.6094337789975897E-2]
[2004,6,23,11,9.3294651379685709E-3,1.1290602707795801E-2,0,8.2986947411667188E-3,0,5.8857571850000142E-5,2.8977620158781095E-2,null,9.5333821083856546E-3,1.0928017711307492E-2,0,5.2020474999886213E-3,0,7.1970925483060959E-5,2.5735418245164825E-2]
[2004,6,23,14,1.0191546530290037E-2,1.1552416079700617E-2,0,8.6690144001163576E-3,0,5.8857571850000142E-5,3.0471834581957014E-2,null,1.0414306277133788E-2,1.1181423241488575E-2,0,5.434182855742745E-3,0,7.1970925483060959E-5,2.7101883299848164E-2]
[2004,6,23,18,1.1610008148741099E-2,9.7719551205601041E-3,0,7.2059817642154047E-3,0,5.8857571850000142E-5,2.864680260536661E-2,null,1.1863771644632617E-2,9.4581397818425568E-3,0,4.5170789612909877E-3,0,7.1970925483060959E-5,2.5910961313249221E-2]
[2004,6,23,21,1.0361263382280552E-2,8.6807032979491373E-3,5.2329793780253305E-4,6.7796390121744729E-3,5.6271742978765334E-5,5.8857571850000142E-5,2.6460032945035461E-2,null,1.0587732682220309E-2,8.4019322831272534E-3,2.2139719221426837E-4,4.2498254573886387E-3,3.9899136867708633E-5,7.1970925483060959E-5,2.3572757677301236E-2]
[2004,6,23,24,7.5470665691317234E-3,7.3380360298932173E-3,5.9241276000000429E-4,4.0960221928723999E-3,6.3703859999999935E-5,5.8857571850000142E-5,1.9696098983747346E-2,null,7.7120251093646631E-3,7.1023832629870881E-3,2.5063833090318611E-4,2.5675967935813136E-3,4.5168834206903661E-5,7.1970925483060959E-5,1.7749783256526212E-2]
[2004,6,24,3,5.5189917799392425E-3,5.9984753118625597E-3,5.9241276000000429E-4,2.8267587160303105E-3,6.3703859999999935E-5,5.8857571850000142E-5,1.5059199999682117E-2,null,5.6396220697660232E-3,5.8058410295150674E-3,2.5063833090318611E-4,1.7719573463584402E-3,4.5168834206903661E-5,7.1970925483060959E-5,1.358519853623268E-2]
[2004,6,24,5,5.4680872717411885E-3,6.2864441716385397E-3,4.147363250208031E-4,3.3539078018127336E-3,4.4597798308799959E-5,5.8857571850000142E-5,1.5626630940372064E-2,null,5.5876049261768933E-3,6.0845620935167334E-3,1.7546688269870259E-4,2.1024014305603138E-3,3.1621797451569115E-5,7.1970925483060959E-5,1.4053628055887273E-2]
[2004,6,24,8,7.1786440362615533E-3,9.6276472994091811E-3,0,6.0479357022144601E-3,0,5.8857571850000142E-5,2.2913084609735197E-2,null,7.3355498526110488E-3,9.3184662439251692E-3,0,3.7911562939804489E-3,0,7.1970925483060959E-5,2.0517143315999724E-2]
[2004,6,24,12,8.334033208300921E-3,1.0756979760565437E-2,0,8.0327367822678984E-3,0,5.8857571850000142E-5,2.7182607322984258E-2,null,8.5161927188473242E-3,1.0411531464345043E-2,0,5.0353314104898076E-3,0,7.1970925483060959E-5,2.4035026519165236E-2]
[2004,6,24,15,8.3733805539442756E-3,1.0510035828074298E-2,0,7.4151711616489641E-3,0,5.8857571850000142E-5,2.6357445115517537E-2,null,8.556400091448162E-3,1.0172517858268922E-2,0,4.6482096048300432E-3,0,7.1970925483060959E-5,2.3449098480030187E-2]
[2004,6,24,19,1.0189220889166569E-2,8.7607442874922774E-3,0,5.3254909408940272E-3,0,5.8857571850000142E-5,2.4334313689402875E-2,null,1.0411929803761617E-2,8.4794028463908138E-3,0,3.3382908637262366E-3,0,7.1970925483060959E-5,2.2301594439361725E-2]
[2004,6,24,22,8.6912237303345373E-3,7.4311048649420407E-3,5.9241276000000429E-4,4.8878861514630931E-3,6.3703859999999935E-5,5.8857571850000142E-5,2.1725188938589674E-2,null,8.8811904632712536E-3,7.1924632971629475E-3,2.5063833090318611E-4,3.063977737163132E-3,4.5168834206903661E-5,7.1970925483060959E-5,1.9505409588190484E-2]
[2004,6,24,24,6.8591343670877224E-3,6.5720829477468609E-3,5.9241276000000429E-4,2.7452270435877391E-3,6.3703859999999935E-5,5.8857571850000142E-5,1.6891418550272329E-2,null,7.0090565629623708E-3,6.3610279018648259E-3,2.5063833090318611E-4,1.7208491123495652E-3,4.5168834206903661E-5,7.1970925483060959E-5,1.5458711667769912E-2]
[2004,6,25,3,5.4290197120644207E-3,5.7620673118573117E-3,5.9241276000000429E-4,2.2358860632992581E-3,6.3703859999999935E-5,5.8857571850000142E-5,1.4141947279070994E-2,null,5.547683454910011E-3,5.577025006313018E-3,2.5063833090318611E-4,1.4015680620408108E-3,4.5168834206903661E-5,7.1970925483060959E-5,1.289405461385699E-2]
[2004,6,25,6,5.7915838188793015E-3,6.7771235565108421E-3,0,3.7889325220873096E-3,0,5.8857571850000142E-5,1.6416497469327454E-2,null,5.9181722361998281E-3,6.5594838622860469E-3,0,2.3750972374456565E-3,0,7.1970925483060959E-5,1.4924724261414593E-2]
[2004,6,25,10,7.5242221869823555E-3,1.0083261673682169E-2,0,7.0146709525202855E-3,0,5.8857571850000142E-5,2.4681012385034812E-2,null,7.6886814105738737E-3,9.759449075438997E-3,0,4.3971555322772013E-3,0,7.1970925483060959E-5,2.1917256943773132E-2]
[2004,6,25,13,7.9613558373323543E-3,1.0073829331324001E-2,0,6.7895194362899095E-3,0,5.8857571850000142E-5,2.4883562176796263E-2,null,8.1353696246988048E-3,9.7503196421379733E-3,0,4.2560190139865903E-3,0,7.1970925483060959E-5,2.2213679206306427E-2]
[2004,6,25,16,8.1041583782764486E-3,9.3773174219331078E-3,0,6.7380201381864267E-3,0,5.8857571850000142E-5,2.427835351024598E-2,null,8.2812934444178917E-3,9.0761754286758541E-3,0,4.2237366125600822E-3,0,7.1970925483060959E-5,2.1653176411136885E-2]
[2004,6,25,21,8.7458736621792623E-3,7.0277671737784993E-3,5.2329793780253305E-4,4.3172218951810217E-3,5.6271742978765334E-5,5.8857571850000142E-5,2.0729289983770081E-2,null,8.9370348953762262E-3,6.8020783419267062E-3,2.2139719221426837E-4,2.7062561122190563E-3,3.9899136867708633E-5,7.1970925483060959E-5,1.8778636604087025E-2]
[2004,6,25,24,6.5163561138004084E-3,5.4830145168724307E-3,5.9241276000000429E-4,2.8439979946319367E-3,6.3703859999999935E-5,5.8857571850000142E-5,1.5558342817154781E-2,null,6.658786100646831E-3,5.3069336777182155E-3,2.5063833090318611E-4,1.782763810380587E-3,4.5168834206903661E-5,7.1970925483060959E-5,1.4116261679338783E-2]
[2004,6,26,3,5.6402184924167851E-3,5.4211973666052219E-3,5.9241276000000429E-4,2.6532193826332901E-3,6.3703859999999935E-5,5.8857571850000142E-5,1.4429609433505302E-2,null,5.7634984715426276E-3,5.2471017156462373E-3,2.5063833090318611E-4,1.6631739914328267E-3,4.5168834206903661E-5,7.1970925483060959E-5,1.3041552269214841E-2]
[2004,6,26,4,5.5551319285729274E-3,5.3612318611138132E-3,5.9241276000000429E-4,2.7026192806714885E-3,6.3703859999999935E-5,5.8857571850000142E-5,1.4333957262208236E-2,null,5.676552144672096E-3,5.1890619348624219E-3,2.5063833090318611E-4,1.694140381221153E-3,4.5168834206903661E-5,7.1970925483060959E-5,1.2927532551348821E-2]
[2004,6,26,7,6.2333305611925903E-3,6.6139967916854685E-3,0,4.1046616531458507E-3,0,5.8857571850000142E-5,1.7010846577873912E-2,null,6.3695743720487592E-3,6.4015957298864268E-3,0,2.5730124503946451E-3,0,7.1970925483060959E-5,1.5416153477812892E-2]
[2004,6,26,11,8.3141102899374521E-3,8.3611060617678184E-3,0,6.3957838455641286E-3,0,5.8857571850000142E-5,2.3129857769119397E-2,null,8.4958343391691431E-3,8.0925985524254486E-3,0,4.0092053512028412E-3,0,7.1970925483060959E-5,2.0669609168280489E-2]
[2004,6,26,14,8.8250986825308131E-3,8.3583394240225491E-3,0,6.3658290999254697E-3,0,5.8857571850000142E-5,2.3608124778328833E-2,null,9.0179915612071705E-3,8.0899207621370536E-3,0,3.9904281802714435E-3,0,7.1970925483060959E-5,2.1170311429098726E-2]
[2004,6,26,18,9.3677545861573126E-3,7.3098202711249149E-3,0,5.1100740001699336E-3,0,5.8857571850000142E-5,2.1846506429302161E-2,null,9.5725084607439417E-3,7.075073621550047E-3,0,3.203256476644851E-3,0,7.1970925483060959E-5,1.9922809484421898E-2]
[2004,6,26,22,8.7109311929229882E-3,5.8272087790349003E-3,5.9241276000000429E-4,4.3103690050870815E-3,6.3703859999999935E-5,5.8857571850000142E-5,1.9563483168894974E-2,null,8.9013286778917046E-3,5.6400745285998767E-3,2.5063833090318611E-4,2.7019603692266026E-3,4.5168834206903661E-5,7.1970925483060959E-5,1.7611141666311333E-2]
[2004,6,27,1,6.9508255016875421E-3,5.3983258670287845E-3,5.9241276000000429E-4,3.7163832163226006E-3,6.3703859999999935E-5,5.8857571850000142E-5,1.6780508776888935E-2,null,7.1027518187101015E-3,5.2249647085329774E-3,2.5063833090318611E-4,2.3296196115719092E-3,4.5168834206903661E-5,7.1970925483060959E-5,1.5025114229408137E-2]
[2004,6,27,2,6.4342535735020679E-3,5.3313753752713185E-3,5.9241276000000429E-4,3.8167287532390815E-3,6.3703859999999935E-5,5.8857571850000142E-5,1.6297331893862472E-2,null,6.5748890200363081E-3,5.1601642564542624E-3,2.5063833090318611E-4,2.3925213407874611E-3,4.5168834206903661E-5,7.1970925483060959E-5,1.4495352707871181E-2]
[2004,6,27,5,5.9082261080871772E-3,5.1584505866508609E-3,4.2460987121827401E-4,3.3045974080920084E-3,4.5659529330034568E-5,5.8857571850000142E-5,1.4900401075228355E-2,null,6.0373640115664526E-3,4.9927927527644127E-3,1.7964418829730176E-4,2.0714911466688151E-3,3.237461137007378E-5,7.1970925483060959E-5,1.3385637636150116E-2]
[2004,6,27,11,9.2440578847053784E-3,8.4316160066642033E-3,0,6.7829701643508144E-3,0,5.8857571850000142E-5,2.4517501627570396E-2,null,9.4461080826891541E-3,8.1608441498122897E-3,0,4.2519135944260279E-3,0,7.1970925483060959E-5,2.1930836752410532E-2]
[2004,6,27,13,9.6651738775268541E-3,8.6000864185689658E-3,0,6.7368336891164135E-3,0,5.8857571850000142E-5,2.5060951557062235E-2,null,9.8764285364502883E-3,8.3239043240805177E-3,0,4.2229928854305727E-3,0,7.1970925483060959E-5,2.2495296671444436E-2]
[2004,6,27,16,1.0708413777616527E-2,8.438741004002992E-3,0,6.6925818273134768E-3,0,5.8857571850000142E-5,2.5898594180782997E-2,null,1.0942470849829307E-2,8.1677403358819262E-3,0,4.1952535487949118E-3,0,7.1970925483060959E-5,2.3377435659989204E-2]
[2004,6,27,19,1.1130658345720345E-2,7.2008493097954042E-3,0,5.5765354671490977E-3,0,5.8857571850000142E-5,2.3966900694514848E-2,null,1.1373944546487599E-2,6.9696021399784864E-3,0,3.495658448740867E-3,0,7.1970925483060959E-5,2.191117606069001E-2]
[2004,6,27,23,8.7577171063687939E-3,6.6020540880105134E-3,5.9241276000000429E-4,4.5236949990450411E-3,6.3703859999999935E-5,5.8857571850000142E-5,2.059844038527435E-2,null,8.9491372053445272E-3,6.390036552696471E-3,2.5063833090318611E-4,2.8356840436312807E-3,4.5168834206903661E-5,7.1970925483060959E-5,1.8542635892265426E-2]
[2004,6,28,2,6.7635633332179066E-3,5.9588723689537482E-3,5.9241276000000429E-4,3.0983221766440671E-3,6.3703859999999935E-5,5.8857571850000142E-5,1.6535732070665728E-2,null,6.9113966038006807E-3,5.7675098905379989E-3,2.5063833090318611E-4,1.9421872518357733E-3,4.5168834206903661E-5,7.1970925483060959E-5,1.4988871836767602E-2]
[2004,6,28,4,6.0926146689325878E-3,5.9791868789855155E-3,5.9241276000000429E-4,3.6227935699709667E-3,6.3703859999999935E-5,5.8857571850000142E-5,1.6409569309739074E-2,null,6.2257828095316891E-3,5.7871720229474939E-3,2.5063833090318611E-4,2.2709528210689139E-3,4.5168834206903661E-5,7.1970925483060959E-5,1.4651685744141246E-2]
[2004,6,28,7,7.6638860530219965E-3,8.4190824706203704E-3,0,5.0928969047605603E-3,0,5.8857571850000142E-5,2.123472300025293E-2,null,7.8313979524120055E-3,8.1487131141699011E-3,0,3.1924889922369556E-3,0,7.1970925483060959E-5,1.924457098430192E-2]
[2004,6,28,10,9.1936890860983764E-3,1.0868267566816272E-2,0,8.6117006338727563E-3,0,5.8857571850000142E-5,2.8732514858637405E-2,null,9.3946383578593085E-3,1.0519245387971278E-2,0,5.3982556474646221E-3,0,7.1970925483060959E-5,2.5384110318778266E-2]
[2004,6,28,14,1.0134342486844257E-2,1.1306001277606973E-2,0,8.9644889616981652E-3,0,5.8857571850000142E-5,3.0463690297999398E-2,null,1.0355851907430011E-2,1.0942921773382859E-2,0,5.6194014656961912E-3,0,7.1970925483060959E-5,2.6990146071992124E-2]
[2004,6,28,17,1.1694739126791547E-2,1.0077764811485616E-2,0,8.8126487875272701E-3,0,5.8857571850000142E-5,3.0644010297654435E-2,null,1.1950354613562392E-2,9.7541287387842429E-3,0,5.5242202567133804E-3,0,7.1970925483060959E-5,2.7300674534543073E-2]
[2004,6,28,20,1.2013863912050012E-2,8.9052470852460184E-3,0,6.6958468645173042E-3,0,5.8857571850000142E-5,2.7673815433663332E-2,null,1.2276454606770352E-2,8.6192650994568985E-3,0,4.1973002415765228E-3,0,7.1970925483060959E-5,2.5164990873286833E-2]
[2004,6,28,24,8.1553479878765326E-3,7.139986388767487E-3,5.9241276000000429E-4,3.6426113667399557E-3,6.3703859999999935E-5,5.8857571850000142E-5,1.9652919935233978E-2,null,8.3336019209575181E-3,6.9106937631479258E-3,2.5063833090318611E-4,2.2833756325293711E-3,4.5168834206903661E-5,7.1970925483060959E-5,1.7895449407227964E-2]
[2004,6,29,1,7.4557984304691486E-3,6.7885197226162817E-3,5.9241276000000429E-4,2.9718054451761812E-3,6.3703859999999935E-5,5.8857571850000142E-5,1.7931097790111615E-2,null,7.6187620951056363E-3,6.5705140533453129E-3,2.5063833090318611E-4,1.862880075566904E-3,4.5168834206903661E-5,7.1970925483060959E-5,1.6419934314611001E-2]
[2004,6,29,5,5.8888299354344685E-3,6.7799377593319807E-3,4.3448341682333225E-4,3.8496990921423218E-3,4.6721260287565327E-5,5.8857571850000142E-5,1.7058529035869671E-2,null,6.0175438908409949E-3,6.5622076901514434E-3,1.8382149364526263E-4,2.4131888402454862E-3,3.3127425243409621E-5,7.1970925483060959E-5,1.5281860265609657E-2]
[2004,6,29,8,7.9260624705385484E-3,1.0292752165290301E-2,0,6.4208492919108594E-3,0,5.8857571850000142E-5,2.4698521499589707E-2,null,8.0993048400020452E-3,9.9622120157259204E-3,0,4.0249176585681534E-3,0,7.1970925483060959E-5,2.2158405439779181E-2]
[2004,6,29,11,9.8088708716420458E-3,1.1590571119125429E-2,0,8.6997043680235291E-3,0,5.8857571850000142E-5,3.0158003930641004E-2,null,1.002326635967676E-2,1.1218352974772174E-2,0,5.4534209017012576E-3,0,7.1970925483060959E-5,2.6767011161633252E-2]
[2004,6,29,15,1.1120438986717142E-2,1.1397905897343906E-2,0,8.916071615345687E-3,0,5.8857571850000142E-5,3.1493274071256738E-2,null,1.1363501819831832E-2,1.1031874979711049E-2,0,5.5890509896990969E-3,0,7.1970925483060959E-5,2.8056398714725036E-2]
[2004,6,29,18,1.221194180707807E-2,1.0035486905029912E-2,0,7.5074277425289798E-3,0,5.8857571850000142E-5,2.9813714026486964E-2,null,1.2478861950878651E-2,9.7132085397034686E-3,0,4.7060407615231153E-3,0,7.1970925483060959E-5,2.6970082177588294E-2]
[2004,6,29,22,1.0236710323439778E-2,8.449653803739016E-3,5.9241276000000429E-4,6.2104372073369411E-3,6.3703859999999935E-5,5.8857571850000142E-5,2.5611775526365739E-2,null,1.0460457229111549E-2,8.1783026833386202E-3,2.5063833090318611E-4,3.8930205720184605E-3,4.5168834206903661E-5,7.1970925483060959E-5,2.289955857506178E-2]
[2004,6,30,2,5.8245886166746379E-3,6.1334251946211331E-3,5.9241276000000429E-4,2.4301330251194062E-3,6.3703859999999935E-5,5.8857571850000142E-5,1.5103121028265181E-2,null,5.9518984299461782E-3,5.9364571486976428E-3,2.5063833090318611E-4,1.5233320205467508E-3,4.5168834206903661E-5,7.1970925483060959E-5,1.3779465689783721E-2]
[2004,6,30,5,5.3539950460864743E-3,6.2352707698059891E-3,4.4435696302080326E-4,3.2485221280272153E-3,4.7782991308799951E-5,5.8857571850000142E-5,1.5388785470099283E-2,null,5.4710189518817594E-3,6.0350320678797635E-3,1.8799879924386186E-4,2.0363402850489538E-3,3.38802391619143E-5,7.1970925483060959E-5,1.3836241268699314E-2]
[2004,6,30,6,6.0841267601975044E-3,7.0046212404605169E-3,0,4.2544065915704988E-3,0,5.8857571850000142E-5,1.740201216407852E-2,null,6.2171093779816496E-3,6.7796757142025892E-3,0,2.6668802581480333E-3,0,7.1970925483060959E-5,1.5735636275815333E-2]
[2004,6,30,9,7.411603743711785E-3,1.0191309133213261E-2,0,7.376405646463806E-3,0,5.8857571850000142E-5,2.503817609523885E-2,null,7.5736014315748116E-3,{"$f":"F4355*W$5","v":9.8640267124328381E-3},{"$f":"G4355*X$5","v":0},{"$f":"H4355*Y$5","v":4.6239093916465943E-3},{"$f":"I4355*Z$5","v":0},7.1970925483060959E-5,2.2133508461137302E-2]
[2004,6,30,12,8.1590766430390295E-3,1.0653173699608127E-2,0,7.8977652458063451E-3,0,5.8857571850000142E-5,2.6768873160303502E-2,null,8.3374120744753033E-3,1.0311059018184195E-2,0,4.9507243288078595E-3,0,7.1970925483060959E-5,2.3671166346950417E-2]
[2004,6,30,15,8.2045411136571923E-3,1.0401423145418058E-2,0,7.291448946760746E-3,0,5.8857571850000142E-5,2.5956270777685995E-2,null,8.383870275920793E-3,1.0067393149654344E-2,0,4.5706541748827762E-3,0,7.1970925483060959E-5,2.3093888525940971E-2]
[2004,6,30,20,9.798116618037837E-3,8.468614219084394E-3,0,5.2299530743573144E-3,0,5.8857571850000142E-5,2.3555541483329546E-2,null,1.0012277047065241E-2,8.1966542062883174E-3,0,3.2784028288879194E-3,0,7.1970925483060959E-5,2.1559305007724537E-2]
[2004,6,30,24,6.737031445494937E-3,6.5060133649509451E-3,5.9241276000000429E-4,2.6763035499610755E-3,6.3703859999999935E-5,5.8857571850000142E-5,1.6634322552256962E-2,null,6.8842848005001402E-3,6.2970800693479718E-3,2.5063833090318611E-4,1.6776443314901767E-3,4.5168834206903661E-5,7.1970925483060959E-5,1.5226787291931438E-2]
[2004,7,1,3,5.3413207566112763E-3,6.0257079908265813E-3,5.9241276000000461E-4,2.879527945074328E-3,6.3703860000000016E-5,5.6039767112903422E-5,1.4958713079625093E-2,null,5.4580676365884942E-3,5.8321991616491209E-3,2.5063833090318628E-4,1.8050358056326472E-3,4.5168834206903715E-5,6.8525319278370003E-5,1.3459635088258721E-2]
[2004,7,1,6,6.0010566170720587E-3,7.1005536333920661E-3,0,4.3954096717662714E-3,0,5.6039767112903422E-5,1.7553059689343297E-2,null,6.1322235453533493E-3,6.8725273463231869E-3,0,2.7552682207976861E-3,0,6.8525319278370003E-5,1.5828544431752595E-2]
[2004,7,1,7,6.2812852095517407E-3,8.712255537875602E-3,0,5.3059017611978209E-3,0,5.6039767112903422E-5,2.0355482275738065E-2,null,6.4185771798110696E-3,8.432471258385834E-3,0,3.3260113611726641E-3,0,6.8525319278370003E-5,1.824558511864794E-2]
[2004,7,1,12,7.8754682794099761E-3,1.0854670735259336E-2,0,8.2150480419147902E-3,0,5.6039767112903422E-5,2.7001226823697006E-2,null,8.0476047961774103E-3,1.0506085203354273E-2,0,5.149613458696892E-3,0,6.8525319278370003E-5,2.3771828777506946E-2]
[2004,7,1,15,7.7128412425555978E-3,1.0679086034139423E-2,0,7.733601735793922E-3,0,5.6039767112903422E-5,2.6181568779601844E-2,null,7.8814231704829613E-3,1.0336139207260708E-2,0,4.8478182208613685E-3,0,6.8525319278370003E-5,2.3133905917883408E-2]
[2004,7,1,18,9.2536782288811775E-3,9.1240570649225826E-3,0,6.2759942155151483E-3,0,5.6039767112903422E-5,2.4709769276431807E-2,null,9.4559387016673862E-3,8.8310482429435882E-3,0,3.9341150671332705E-3,0,6.8525319278370003E-5,2.2289627331022615E-2]
[2004,7,1,21,9.5342330950389294E-3,7.8569744854693861E-3,5.3317148400000417E-4,5.36035755096783E-3,5.7333474000000025E-5,5.6039767112903422E-5,2.339810985658905E-2,null,9.7426257412666604E-3,7.6046565942149511E-3,2.2557449781286765E-4,3.3601470432128443E-3,4.0651950786213352E-5,6.8525319278370003E-5,2.1042181146571907E-2]
[2004,7,2,1,6.0904850532181188E-3,5.6113676527971479E-3,5.9241276000000461E-4,1.9045353846008819E-3,6.3703860000000016E-5,5.6039767112903422E-5,1.4318544477729055E-2,null,6.2236066461557821E-3,5.4311648971657554E-3,2.5063833090318628E-4,1.1938604618092008E-3,4.5168834206903715E-5,6.8525319278370003E-5,1.3212964489519198E-2]
[2004,7,2,4,4.7266474601113375E-3,5.3350367389802091E-3,5.9241276000000461E-4,2.75109970854924E-3,6.3703860000000016E-5,5.6039767112903422E-5,1.3524940294753695E-2,null,4.8299592380151865E-3,5.1637080395891223E-3,2.5063833090318628E-4,1.7245303999537109E-3,4.5168834206903715E-5,6.8525319278370003E-5,1.2082530161946478E-2]
[2004,7,2,7,5.5448303966330265E-3,7.5428386149143951E-3,0,4.4866710863539355E-3,0,5.6039767112903422E-5,1.763037986501426E-2,null,5.6660254490006438E-3,7.3006088435300705E-3,0,2.812475556217092E-3,0,6.8525319278370003E-5,1.5847635168026179E-2]
[2004,7,2,9,6.5987168417258098E-3,9.1582473494335858E-3,0,6.2575961442575987E-3,0,5.6039767112903422E-5,2.2070600102529897E-2,null,6.7429470121702761E-3,8.864140544954437E-3,0,3.9225822124404506E-3,0,6.8525319278370003E-5,1.9598195088843536E-2]
[2004,7,2,12,6.8511902555141342E-3,9.5867142090301002E-3,0,7.2302658298941114E-3,0,5.6039767112903422E-5,2.3724210061551246E-2,null,7.0009388145145582E-3,9.2788476736665338E-3,0,4.5323014591769281E-3,0,6.8525319278370003E-5,2.0880613266636389E-2]
[2004,7,2,16,7.0674442841798021E-3,8.8642540408700211E-3,0,6.8949107673328064E-3,0,5.6039767112903422E-5,2.2882648859495529E-2,null,7.2219195735676442E-3,8.5795885005564704E-3,0,4.3220837057570327E-3,0,6.8525319278370003E-5,2.019211709915952E-2]
[2004,7,2,19,7.4767057937247684E-3,7.6458289396084001E-3,0,5.1978345220828163E-3,0,5.6039767112903422E-5,2.0376409022528887E-2,null,7.6401264369888033E-3,7.4002917498794622E-3,0,3.2582692729765331E-3,0,6.8525319278370003E-5,1.836721277912317E-2]
[2004,7,2,22,7.5811956381775392E-3,6.0075560302630081E-3,5.9241276000000461E-4,4.2927717469144096E-3,6.3703860000000016E-5,5.6039767112903422E-5,1.8593679802467865E-2,null,7.7469001479017691E-3,5.8146301308659616E-3,2.5063833090318628E-4,2.6909295052487173E-3,4.5168834206903715E-5,6.8525319278370003E-5,1.6616792268404908E-2]
[2004,7,3,2,5.589012907906912E-3,4.9284484958840753E-3,5.9241276000000461E-4,1.857616067697276E-3,6.3703860000000016E-5,5.6039767112903422E-5,1.3087233858601171E-2,null,{"$f":"E4420*V$5","v":5.711173670924728E-3},4.7701769202365607E-3,2.5063833090318628E-4,1.1644490275038992E-3,4.5168834206903715E-5,6.8525319278370003E-5,{"$f":"SUM(M4420:R4420)","v":1.2010132103053647E-2}]
[2004,7,3,6,5.0518325747371451E-3,5.3658880351233834E-3,0,2.8553043525856399E-3,0,5.6039767112903422E-5,1.3329064729559073E-2,null,5.162252023061387E-3,5.1935685810849822E-3,0,1.7898512154438523E-3,0,6.8525319278370003E-5,1.2214197138868592E-2]
[2004,7,3,9,6.5856753359929921E-3,7.3240766412674668E-3,0,4.9164756042138075E-3,0,5.6039767112903422E-5,1.8882267348587167E-2,null,6.7296204542614353E-3,7.0888721644134138E-3,0,3.0818990724871239E-3,0,6.8525319278370003E-5,1.6968917010440343E-2]
[2004,7,3,10,6.9831979318274555E-3,7.5687140980179382E-3,0,5.0447729752754172E-3,0,5.6039767112903422E-5,1.9652724772233711E-2,null,7.1358318229479455E-3,7.325653364620952E-3,0,3.1623224449815225E-3,0,6.8525319278370003E-5,1.7692332951828791E-2]
[2004,7,3,13,7.6350706310239057E-3,7.5354191415670834E-3,0,4.6348100159470766E-3,0,5.6039767112903422E-5,1.9861339555650968E-2,null,7.8019527029298905E-3,7.2934276382174423E-3,0,2.9053366352634392E-3,0,6.8525319278370003E-5,1.8069242295689143E-2]
[2004,7,3,17,7.7265058186864431E-3,7.1854581380530738E-3,0,4.4153444372960491E-3,0,5.6039767112903422E-5,1.9383348161148468E-2,null,7.8953864174299178E-3,6.9547052383913078E-3,0,2.7677643542766794E-3,0,6.8525319278370003E-5,1.7686381329376277E-2]
[2004,7,3,20,8.2261139767265453E-3,6.0235255781105222E-3,0,3.2746697819838288E-3,0,5.6039767112903422E-5,1.7580349103933798E-2,null,8.4059146636504857E-3,5.8300868346607649E-3,0,2.0527309756500694E-3,0,6.8525319278370003E-5,1.6357257793239693E-2]
[2004,7,3,23,7.5349154371185546E-3,4.8836096115951171E-3,5.9241276000000461E-4,2.559172874762154E-3,6.3703860000000016E-5,5.6039767112903422E-5,1.5689854310588731E-2,null,7.6996083863459415E-3,4.7267779862428354E-3,2.5063833090318628E-4,1.6042208166971907E-3,4.5168834206903715E-5,6.8525319278370003E-5,1.4394939673674426E-2]
[2004,7,4,4,5.2970052560663023E-3,4.6405035660595324E-3,5.9241276000000461E-4,2.6038615515608758E-3,6.3703860000000016E-5,5.6039767112903422E-5,1.3253526760799618E-2,null,5.4127835186061849E-3,4.4914790177028787E-3,2.5063833090318628E-4,1.632233971376249E-3,4.5168834206903715E-5,6.8525319278370003E-5,1.1900828992073771E-2]
[2004,7,4,7,5.5705227593361994E-3,5.5897631108694267E-3,0,3.2920510381405925E-3,0,5.6039767112903422E-5,1.4508376675459121E-2,null,5.6922793775264881E-3,5.4102541607824973E-3,0,2.0636264384857397E-3,0,6.8525319278370003E-5,1.3234685296073094E-2]
[2004,7,4,8,6.0104421293851705E-3,6.2991868871867477E-3,0,4.0304380311149569E-3,0,5.6039767112903422E-5,1.6396106814799777E-2,null,6.1418141996771123E-3,6.0968955910991806E-3,0,2.5264852772103443E-3,0,6.8525319278370003E-5,1.4833720387265005E-2]
[2004,7,4,11,7.9916465046392868E-3,7.4625160425413894E-3,0,4.4390782274195033E-3,0,5.6039767112903422E-5,1.994928054171308E-2,null,8.166322364377282E-3,7.2228657401522574E-3,0,2.7826419112212081E-3,0,6.8525319278370003E-5,1.8240355335029119E-2]
[2004,7,4,14,8.3058867573620257E-3,7.5298576902448292E-3,0,3.8519884344236123E-3,0,5.6039767112903422E-5,1.9743772649143367E-2,null,8.4874310623292704E-3,7.2880447866440533E-3,0,2.4146239174067086E-3,0,6.8525319278370003E-5,1.8258625085658401E-2]
[2004,7,4,20,9.942679715210798E-3,6.1831979540006212E-3,0,3.4544886140558369E-3,0,5.6039767112903422E-5,1.9636406050380157E-2,null,1.0159999904028679E-2,5.9846315119372719E-3,0,2.1654506424177559E-3,0,6.8525319278370003E-5,1.837860737766208E-2]
[2004,7,4,22,8.9094576078908323E-3,5.8924410791930306E-3,5.9241276000000461E-4,3.1614994103606512E-3,6.3703860000000016E-5,5.6039767112903422E-5,1.8675554484557419E-2,null,9.1041943453771708E-3,5.7032119668683559E-3,2.5063833090318628E-4,1.9817899822605037E-3,4.5168834206903715E-5,6.8525319278370003E-5,1.7153528778894492E-2]
[2004,7,5,1,5.8771547499702976E-3,4.6502280643367332E-3,5.9241276000000461E-4,2.4395672223128007E-3,6.3703860000000016E-5,5.6039767112903422E-5,1.3679106423732738E-2,null,6.005613517280432E-3,4.5008912246644658E-3,2.5063833090318628E-4,1.5292458592231926E-3,4.5168834206903715E-5,6.8525319278370003E-5,1.2400083085556549E-2]
[2004,7,5,5,4.9680247819815695E-3,4.4611643236448983E-3,4.6410405482333274E-4,2.3402144198088198E-3,4.9906453287565401E-5,5.6039767112903422E-5,1.233945380065909E-2,null,5.0766124177695805E-3,4.3178990531819068E-3,1.9635341019042207E-4,1.4669664268542857E-3,3.538586695375486E-5,6.8525319278370003E-5,1.1161742494228319E-2]
[2004,7,5,8,5.6993792036005306E-3,6.0562963742361673E-3,0,3.9251749028453783E-3,0,5.6039767112903422E-5,1.5736890247794979E-2,null,5.8239522764690372E-3,5.8618052335578791E-3,0,2.4605009495136782E-3,0,6.8525319278370003E-5,1.4214783778818964E-2]
[2004,7,5,9,6.4223068559641511E-3,6.5871269638981423E-3,0,4.2803684339647943E-3,0,5.6039767112903422E-5,1.734584202093999E-2,null,6.5626811794424885E-3,6.3755887963719803E-3,0,2.6831544725316988E-3,0,6.8525319278370003E-5,1.5689949767624538E-2]
[2004,7,5,12,7.6645045760118683E-3,7.3098688715324883E-3,0,4.6203714106756028E-3,0,5.6039767112903422E-5,1.9650784625332859E-2,null,7.8320299946478752E-3,7.0751206612102392E-3,0,2.8962857769298752E-3,0,6.8525319278370003E-5,1.7871961752066363E-2]
[2004,7,5,17,9.2006861362505903E-3,6.637264355431511E-3,0,3.5937650879916592E-3,0,5.6039767112903422E-5,1.9487755346786661E-2,null,9.4017883446748558E-3,{"$f":"F4483*W$5","v":6.4241160820143221E-3},{"$f":"G4483*X$5","v":0},{"$f":"H4483*Y$5","v":2.2527562797068331E-3},{"$f":"I4483*Z$5","v":0},6.8525319278370003E-5,1.8147186025674382E-2]
[2004,7,5,20,9.4275661445064832E-3,5.9577880381513851E-3,0,3.4055187837003999E-3,0,5.6039767112903422E-5,1.884691273347117E-2,null,9.6336273386011563E-3,5.7664603817987568E-3,0,2.1347538411109574E-3,0,6.8525319278370003E-5,1.7603366880789242E-2]
[2004,7,5,23,7.5104892752961153E-3,5.696453528464704E-3,5.9241276000000461E-4,2.5174046492493457E-3,6.3703860000000016E-5,5.6039767112903422E-5,1.643650384012307E-2,null,7.674648334440406E-3,5.5135183357147132E-3,2.5063833090318628E-4,1.5780383506727425E-3,4.5168834206903715E-5,6.8525319278370003E-5,1.5130537505216321E-2]
[2004,7,6,2,5.3548323247724662E-3,5.4990132838690173E-3,5.9241276000000461E-4,1.9250498096187011E-3,6.3703860000000016E-5,5.6039767112903422E-5,1.3491051805373093E-2,null,5.471874531223846E-3,5.3224186623220104E-3,2.5063833090318628E-4,1.2067199555857663E-3,4.5168834206903715E-5,6.8525319278370003E-5,1.2365345633520082E-2]
[2004,7,6,6,5.3715773626781026E-3,6.3140448253842796E-3,0,3.8029032586248289E-3,0,5.6039767112903422E-5,1.5544565213800115E-2,null,5.4889855705399322E-3,6.1112763833366078E-3,0,2.3838548116600061E-3,0,6.8525319278370003E-5,1.4052642084814916E-2]
[2004,7,6,9,6.6671208739978675E-3,9.338651431968303E-3,0,6.3038517187252062E-3,0,5.6039767112903422E-5,2.2365663791804279E-2,null,6.8128461722785976E-3,9.0387511534536936E-3,0,3.9515775789438247E-3,0,6.8525319278370003E-5,1.9871700223954486E-2]
[2004,7,6,10,6.7630468569878349E-3,9.6619185993676773E-3,0,6.2643857373968484E-3,0,5.6039767112903422E-5,2.2745390960865263E-2,null,6.9108688387918239E-3,9.3516369596636107E-3,0,3.9268382776552323E-3,0,6.8525319278370003E-5,2.0257869395389035E-2]
[2004,7,6,14,7.0756658661616859E-3,9.9318479804055039E-3,0,6.2733521832708354E-3,0,5.6039767112903422E-5,2.3336905796950927E-2,null,7.2303208571792557E-3,9.6128978624803307E-3,0,3.9324589058139202E-3,0,6.8525319278370003E-5,2.0844202944751877E-2]
[2004,7,6,17,8.0596118652550217E-3,8.7179324051587272E-3,0,6.1702450332770855E-3,0,5.6039767112903422E-5,2.3003829070803734E-2,null,8.2357732646488394E-3,8.4379658194664309E-3,0,3.867826055879675E-3,0,6.8525319278370003E-5,2.0610090459273315E-2]
[2004,7,6,21,8.8537019472250331E-3,6.9841419455633665E-3,5.4304503019747519E-4,4.2254749843335824E-3,5.8395205021234642E-5,5.6039767112903422E-5,2.0720798879453595E-2,null,9.0472200161983932E-3,6.7598540888081692E-3,2.2975180341146687E-4,2.6487444428431443E-3,4.1404764704718024E-5,6.8525319278370003E-5,1.8795500435244264E-2]
[2004,7,6,24,6.1582817348140896E-3,5.8786700690186319E-3,5.9241276000000461E-4,2.1097091532079905E-3,6.3703860000000016E-5,5.6039767112903422E-5,1.485881734415362E-2,null,6.2928851805386949E-3,5.6898831971841195E-3,2.5063833090318628E-4,1.3224739032400875E-3,4.5168834206903715E-5,6.8525319278370003E-5,1.3669574765351361E-2]
[2004,7,7,4,4.8251637165972585E-3,5.4325815791353088E-3,5.9241276000000461E-4,2.5272671282547182E-3,6.3703860000000016E-5,5.6039767112903422E-5,1.3497168811100193E-2,null,4.9306287944237024E-3,5.2581203370057669E-3,2.5063833090318628E-4,1.584220658355309E-3,4.5168834206903715E-5,6.8525319278370003E-5,1.2137302274173235E-2]
[2004,7,7,7,6.1093026322074154E-3,7.9859547103957769E-3,0,4.4048487069803764E-3,0,5.6039767112903422E-5,1.855614581669647E-2,null,6.2428355267193205E-3,7.7294947644067705E-3,0,2.7611850921936492E-3,0,6.8525319278370003E-5,1.6802040702598109E-2]
[2004,7,7,11,7.1380934327188823E-3,1.0225858875800365E-2,0,6.8606975072238868E-3,0,5.6039767112903422E-5,2.4280689582856035E-2,null,7.2941129221352988E-3,9.8974669289283047E-3,0,4.3006370795384326E-3,0,6.8525319278370003E-5,2.1560742249880405E-2]
[2004,7,7,12,7.228855707853081E-3,1.0101733984006676E-2,0,7.2278060327115E-3,0,5.6039767112903422E-5,2.4614435491684159E-2,null,7.3868590160522281E-3,9.7773281683111255E-3,0,4.5307595321410045E-3,0,6.8525319278370003E-5,2.176347203578273E-2]
[2004,7,7,15,7.2365911172460719E-3,9.9221108292541979E-3,0,6.6524917603701262E-3,0,5.6039767112903422E-5,2.3867233473983299E-2,null,7.3947635006521061E-3,9.6034734089774469E-3,0,4.1701230386337789E-3,0,6.8525319278370003E-5,2.1236885267541701E-2]
[2004,7,7,18,8.5992671161255613E-3,8.4525921965226021E-3,0,5.417634788407821E-3,0,5.6039767112903422E-5,2.2525533868168884E-2,null,8.7872239252454239E-3,8.181146712945616E-3,0,3.3960513533633184E-3,0,6.8525319278370003E-5,2.0432947310832728E-2]
[2004,7,7,22,8.3640075455487708E-3,6.8077440620702458E-3,5.9241276000000461E-4,3.7887184233427198E-3,6.3703860000000016E-5,5.6039767112903422E-5,1.9672626418074643E-2,null,8.5468222143439548E-3,6.5891210247779409E-3,2.5063833090318628E-4,2.3749630293715216E-3,4.5168834206903715E-5,6.8525319278370003E-5,1.7875238752881877E-2]
[2004,7,7,24,6.2227370197182347E-3,6.0964935548273348E-3,5.9241276000000461E-4,2.2641557799368338E-3,6.3703860000000016E-5,5.6039767112903422E-5,1.5295542741595312E-2,null,6.3587492843012261E-3,5.9007115269430494E-3,2.5063833090318628E-4,1.4192889703699696E-3,4.5168834206903715E-5,6.8525319278370003E-5,1.4043082266002704E-2]
[2004,7,8,6,5.6644517778160859E-3,6.9321315914294742E-3,0,4.1186428608553189E-3,0,5.6039767112903422E-5,1.6771265997213781E-2,null,5.7882614312661047E-3,6.7095139886508845E-3,0,2.5817765884766342E-3,0,6.8525319278370003E-5,1.5148077327671993E-2]
[2004,7,8,9,7.0355213852136642E-3,1.0149894488618373E-2,0,6.8891969879653495E-3,0,5.6039767112903422E-5,2.4130652628910287E-2,null,7.1892989260438087E-3,{"$f":"F4547*W$5","v":9.8239420525299669E-3},{"$f":"G4547*X$5","v":0},{"$f":"H4547*Y$5","v":4.3185020157924031E-3},{"$f":"I4547*Z$5","v":0},6.8525319278370003E-5,2.1400268313644551E-2]
[2004,7,8,12,7.6415289591123762E-3,1.0578965386690058E-2,0,7.5220855218430778E-3,0,5.6039767112903422E-5,2.5798619634758411E-2,null,7.8085521926689249E-3,1.0239233821701549E-2,0,4.7152290093879319E-3,0,6.8525319278370003E-5,2.2831540343036777E-2]
[2004,7,8,13,7.5647830693535258E-3,1.0792573222401201E-2,0,6.9106016348932601E-3,0,5.6039767112903422E-5,2.532399769376089E-2,null,7.7301288445456185E-3,1.044598188222038E-2,0,4.3319195463212843E-3,0,6.8525319278370003E-5,2.2576555592365651E-2]
[2004,7,8,16,8.2414561790801564E-3,1.0134803526310656E-2,0,7.1730478907186968E-3,0,5.6039767112903422E-5,2.5605347363222411E-2,null,8.4215922052092076E-3,9.8093357194893455E-3,0,4.4964343202200706E-3,0,6.8525319278370003E-5,2.2795887564196995E-2]
[2004,7,8,21,9.1248771309738515E-3,7.6623816739722229E-3,5.5291857580253348E-4,4.9003098979933926E-3,5.9456935978765408E-5,5.6039767112903422E-5,2.2355983981833669E-2,null,9.3243223588040797E-3,7.4163129118120777E-3,2.3392910875942778E-4,3.0717655786965527E-3,4.2157578578053865E-5,6.8525319278370003E-5,2.0157012855928566E-2]
[2004,7,8,24,6.4382217402020768E-3,6.4445975118033443E-3,5.9241276000000461E-4,2.4364272181665874E-3,6.3703860000000016E-5,5.6039767112903422E-5,1.6031402857284913E-2,null,6.5789439201684704E-3,6.2376365171903326E-3,2.5063833090318628E-4,1.527277543574982E-3,4.5168834206903715E-5,6.8525319278370003E-5,1.4708190465322244E-2]
[2004,7,9,3,5.7842298832869619E-3,6.0994490318770946E-3,5.9241276000000461E-4,2.8492548798958778E-3,6.3703860000000016E-5,5.6039767112903422E-5,1.5445090182172843E-2,null,5.9106575633900323E-3,5.9035720921742424E-3,2.5063833090318628E-4,1.7860590956872457E-3,4.5168834206903715E-5,6.8525319278370003E-5,1.396462123563998E-2]
[2004,7,9,7,6.7038502008057816E-3,8.4785935620302778E-3,0,5.1909265314470853E-3,0,5.6039767112903422E-5,2.0429410061396047E-2,null,6.8503783032062941E-3,8.2063130738689247E-3,0,3.253938990138404E-3,0,6.8525319278370003E-5,1.8379155686491993E-2]
[2004,7,9,10,8.0812085374133459E-3,1.0772338712222267E-2,0,8.0457150831958809E-3,0,5.6039767112903422E-5,2.6955302099944393E-2,null,8.2578419818700368E-3,1.0426397180558497E-2,0,5.0434668751625352E-3,0,6.8525319278370003E-5,2.3796231356869441E-2]
[2004,7,9,13,8.5878497472403007E-3,1.0748857946724196E-2,0,7.7837688082870284E-3,0,5.6039767112903422E-5,2.7176516269364428E-2,null,8.775557003439521E-3,1.0403670473412846E-2,0,4.8792655149460544E-3,0,6.8525319278370003E-5,2.4127018311076793E-2]
[2004,7,9,14,8.5283162841257934E-3,1.0661757567657328E-2,0,7.4986552800536451E-3,0,5.6039767112903422E-5,2.6744768898949667E-2,null,8.714722299229493E-3,1.0319367224973583E-2,0,4.7005417321080217E-3,0,6.8525319278370003E-5,2.3803156575589467E-2]
[2004,7,9,18,9.2718660290695872E-3,9.0672529378305888E-3,0,6.5349939676146067E-3,0,5.6039767112903422E-5,2.4930152701627684E-2,null,9.4745240381623394E-3,8.7760683164505547E-3,0,4.0964693957270268E-3,0,6.8525319278370003E-5,2.2415587069618291E-2]
[2004,7,9,22,9.2518601633073579E-3,6.8119800982775289E-3,5.9241276000000461E-4,4.7696483520038389E-3,6.3703860000000016E-5,5.6039767112903422E-5,2.1545645000701635E-2,null,9.4540808980787556E-3,6.5932210254507984E-3,2.5063833090318628E-4,2.9898602200998771E-3,4.5168834206903715E-5,6.8525319278370003E-5,1.9401494628017893E-2]
[2004,7,10,1,6.8893866651592479E-3,5.8441564124503964E-3,5.9241276000000461E-4,2.9741295340805691E-3,6.3703860000000016E-5,5.6039767112903422E-5,1.6419828998803121E-2,null,7.0399700947573387E-3,5.6564779078456468E-3,2.5063833090318628E-4,1.8643369336936221E-3,4.5168834206903715E-5,6.8525319278370003E-5,1.4925117420685067E-2]
[2004,7,10,4,5.7273581453517308E-3,5.6051426345930166E-3,5.9241276000000461E-4,3.1914699589316404E-3,6.3703860000000016E-5,5.6039767112903422E-5,1.5236127125989296E-2,null,5.8525427624998936E-3,5.4251397884139451E-3,2.5063833090318628E-4,2.0005770592804112E-3,4.5168834206903715E-5,6.8525319278370003E-5,1.364259209458271E-2]
[2004,7,10,8,7.1461386100508525E-3,7.6279704773456695E-3,0,5.3122395804322872E-3,0,5.6039767112903422E-5,2.0142388434941712E-2,null,7.3023339453666576E-3,7.3830067920295957E-3,0,3.3299842313326525E-3,0,6.8525319278370003E-5,1.8083850288007276E-2]
[2004,7,10,11,8.7525077887917087E-3,8.7467455461240004E-3,0,7.0303439942752061E-3,0,5.6039767112903422E-5,2.4585637096303816E-2,null,8.9438140261212974E-3,8.46585365884364E-3,0,4.4069801987122676E-3,0,6.8525319278370003E-5,2.1885173202955573E-2]
[2004,7,10,15,9.2815769855698841E-3,8.5678651998224668E-3,0,6.8221993282967346E-3,0,5.6039767112903422E-5,2.4727681280801987E-2,null,9.4844472500063351E-3,8.2927178535036616E-3,0,4.276504446433055E-3,0,6.8525319278370003E-5,2.2122194869221422E-2]
[2004,7,10,16,9.4915173006193797E-3,8.5012398431724544E-3,0,6.8737591790320575E-3,0,5.6039767112903422E-5,2.4922556089936793E-2,null,9.6989762946753967E-3,8.2282320951844179E-3,0,4.3088248053549157E-3,0,6.8525319278370003E-5,2.23045585144931E-2]
[2004,7,10,19,9.6342837522922584E-3,7.3215281796519469E-3,0,5.411221568692468E-3,0,5.6039767112903422E-5,2.2423073267749574E-2,null,9.8448632363090389E-3,7.0864055437739534E-3,0,3.3920312183146543E-3,0,6.8525319278370003E-5,2.0391825317676016E-2]
[2004,7,10,23,8.7767089518159952E-3,5.5858700863704695E-3,5.9241276000000461E-4,3.5629810641568623E-3,6.3703860000000016E-5,5.6039767112903422E-5,1.8637716489456235E-2,null,8.9685441613611919E-3,5.40648615638307E-3,2.5063833090318628E-4,2.2334592746688E-3,4.5168834206903715E-5,6.8525319278370003E-5,1.6972822076801522E-2]
[2004,7,11,2,6.1883703765634023E-3,5.1592906883762063E-3,5.9241276000000461E-4,3.464909291902405E-3,6.3703860000000016E-5,5.6039767112903422E-5,1.5524726743954921E-2,null,{"$f":"E4612*V$5","v":6.3236314789252047E-3},4.9936058755685247E-3,2.5063833090318628E-4,2.1719828577637448E-3,4.5168834206903715E-5,6.8525319278370003E-5,{"$f":"SUM(M4612:R4612)","v":1.3853552696645934E-2}]
[2004,7,11,5,5.6292775452204576E-3,4.9900415873402422E-3,5.1347178521827489E-4,2.9499751753609836E-3,5.5215108330034639E-5,5.6039767112903422E-5,1.4194020968582898E-2,null,5.7523183847200971E-3,4.8297920188939978E-3,2.1723993793277979E-4,1.8491957427822689E-3,3.9149936501109389E-5,6.8525319278370003E-5,1.2756221340108623E-2]
[2004,7,11,8,6.6454429206396796E-3,6.9149592510187605E-3,0,5.0289940940107932E-3,0,5.6039767112903422E-5,1.8645436032782136E-2,null,6.7906943972695141E-3,6.6928931186221036E-3,0,3.1524314329133148E-3,0,6.8525319278370003E-5,1.6704544268083304E-2]
[2004,7,11,13,9.3140101226855936E-3,8.3620103381486146E-3,0,6.1408313204057421E-3,0,5.6039767112903422E-5,2.3872891548352853E-2,null,9.5175892881108962E-3,8.0934737889881911E-3,0,3.8493880320361515E-3,0,6.8525319278370003E-5,2.1528976428413608E-2]
[2004,7,11,14,9.5030745704380061E-3,8.3770263329232229E-3,0,6.0880680511265686E-3,0,5.6039767112903422E-5,2.4024208721600701E-2,null,9.710786175272117E-3,8.1080075619936413E-3,0,3.8163133086482224E-3,0,6.8525319278370003E-5,2.1703632365192353E-2]
[2004,7,11,17,1.1132066393524778E-2,7.6347064052428772E-3,0,5.6786966382183302E-3,0,5.6039767112903422E-5,2.4501509204098888E-2,null,1.1375383370423165E-2,7.3895264031848045E-3,0,3.5596983105664021E-3,0,6.8525319278370003E-5,2.2393133403452743E-2]
[2004,7,11,20,1.0942435143918898E-2,6.7385333926696447E-3,0,4.7638225429507113E-3,0,5.6039767112903422E-5,2.2500830846652158E-2,null,1.1181607292647161E-2,6.5221329781168895E-3,0,2.9862083041823175E-3,0,6.8525319278370003E-5,2.0758473894224742E-2]
[2004,7,11,24,7.5815738084986884E-3,6.1204193314292159E-3,5.9241276000000461E-4,3.240191946928781E-3,6.3703860000000016E-5,5.6039767112903422E-5,1.7654341473969593E-2,null,7.7472865840071889E-3,5.9238689541618473E-3,2.5063833090318628E-4,2.0311185002853094E-3,4.5168834206903715E-5,6.8525319278370003E-5,1.6066606522842804E-2]
[2004,7,12,5,5.7263962908403951E-3,6.1654072358324772E-3,5.1347178521827489E-4,3.5939917519207123E-3,5.5215108330034639E-5,5.6039767112903422E-5,1.6110521939254795E-2,null,5.8515598844405808E-3,5.9674121226566514E-3,2.1723993793277979E-4,2.2528983642830522E-3,3.9149936501109389E-5,6.8525319278370003E-5,1.4396785565092544E-2]
[2004,7,12,7,7.119392452408768E-3,8.3993569747947937E-3,0,4.7058840509823525E-3,0,5.6039767112903422E-5,2.0280673245298815E-2,null,7.2750031887839038E-3,8.1296210804383991E-3,0,2.9498894857780227E-3,0,6.8525319278370003E-5,1.8423039074278696E-2]
[2004,7,12,11,8.8675460351663182E-3,1.1080385634594616E-2,0,8.4032918975928423E-3,0,5.6039767112903422E-5,2.8407263334466679E-2,null,9.0613666986002848E-3,1.0724551522777487E-2,0,5.2676143623764209E-3,0,6.8525319278370003E-5,2.5122057903032562E-2]
[2004,7,12,14,9.4087919110819439E-3,1.1232537821512689E-2,0,8.3976265171378569E-3,0,5.6039767112903422E-5,2.9094996016845391E-2,null,9.6144427510196293E-3,1.0871817513485565E-2,0,5.2640630113324855E-3,0,6.8525319278370003E-5,2.5818848595116052E-2]
[2004,7,12,15,9.797919441484405E-3,1.0856184343001698E-2,0,8.813975013876596E-3,0,5.6039767112903422E-5,2.9524118565475599E-2,null,1.0012075560763627E-2,1.0507550203287808E-2,0,5.5250516034106752E-3,0,6.8525319278370003E-5,2.6113202686740479E-2]
[2004,7,12,18,1.1525491940594346E-2,9.2918852068727738E-3,0,7.0706219113934503E-3,0,5.6039767112903422E-5,2.7944038825973471E-2,null,1.177740813989795E-2,8.9934867730338541E-3,0,4.4322284629977728E-3,0,6.8525319278370003E-5,2.5271648695207947E-2]
[2004,7,12,21,1.1485690337971748E-2,8.0335103312882787E-3,5.7266566819747541E-4,5.7151269921945384E-3,6.158039802123464E-5,5.6039767112903422E-5,2.592461349478618E-2,null,1.1736736581484261E-2,7.7755231900661602E-3,2.4228371995662617E-4,3.5825347249347403E-3,4.3663206415063209E-5,6.8525319278370003E-5,2.3449266742135221E-2]
[2004,7,13,2,6.1581450383797563E-3,6.3937102796987593E-3,5.9241276000000461E-4,2.8387031698516654E-3,6.3703860000000016E-5,5.6039767112903422E-5,1.6102714875043087E-2,null,6.2927454962886245E-3,6.1883834712626474E-3,2.5063833090318628E-4,1.7794447426391924E-3,4.5168834206903715E-5,6.8525319278370003E-5,1.4624906194578924E-2]
[2004,7,13,5,5.5540436163503759E-3,6.4756188933122287E-3,5.2334533082333318E-4,3.7419619035916293E-3,5.6276839287565405E-5,5.6039767112903422E-5,1.6407286350478032E-2,null,5.6754400448767294E-3,6.2676616819518421E-3,2.214172432807407E-4,2.3456536446712075E-3,3.9902750374445236E-5,6.8525319278370003E-5,1.4618600684433334E-2]
[2004,7,13,8,7.417437446246249E-3,1.0069299238925838E-2,0,6.5149706751530638E-3,0,5.6039767112903422E-5,2.4057747127438054E-2,null,7.5795626431282336E-3,9.7459350285577975E-3,0,4.0839177690266976E-3,0,6.8525319278370003E-5,2.1477940759991102E-2]
[2004,7,13,12,8.6458151516065531E-3,1.1156144714945977E-2,0,8.6825612290492276E-3,0,5.6039767112903422E-5,2.8540560862714663E-2,null,8.8347893753620652E-3,1.0797877685542951E-2,0,5.4426747029284748E-3,0,6.8525319278370003E-5,2.5143867083111861E-2]
[2004,7,13,15,8.7076857141730676E-3,1.0939911388923237E-2,0,7.9705402576544428E-3,0,5.6039767112903422E-5,2.7674177127863651E-2,null,8.8980122617209941E-3,1.0588588449378452E-2,0,4.9963434388310361E-3,0,6.8525319278370003E-5,2.4551469469208855E-2]
[2004,7,13,16,9.4234508811106357E-3,1.0674056307220604E-2,0,8.1731987736566297E-3,0,5.6039767112903422E-5,2.8326745729100773E-2,null,9.6294221266357248E-3,1.0331271004360085E-2,0,5.1233801909230112E-3,0,6.8525319278370003E-5,2.5152598641197191E-2]
[2004,7,13,19,1.0810041834502146E-2,9.0582759355087722E-3,0,5.6256188826016365E-3,0,5.6039767112903422E-5,2.5549976419725458E-2,null,1.1046320222209759E-2,8.7673796004531773E-3,0,3.5264264510122562E-3,0,6.8525319278370003E-5,2.340865159295356E-2]
[2004,7,13,23,8.192127312637092E-3,7.1464673198263669E-3,5.9241276000000461E-4,3.8616047622095384E-3,6.3703860000000016E-5,5.6039767112903422E-5,1.9912355781785906E-2,null,8.37118514265839E-3,6.9169665664012272E-3,2.5063833090318628E-4,2.4206519248799437E-3,4.5168834206903715E-5,6.8525319278370003E-5,1.8073136118328021E-2]
[2004,7,14,3,5.973504303757279E-3,6.5180783465098712E-3,5.9241276000000461E-4,3.4469422929439032E-3,6.3703860000000016E-5,5.6039767112903422E-5,1.665068133032396E-2,null,6.104069012707017E-3,6.3087575976052994E-3,2.5063833090318628E-4,2.160720221297467E-3,4.5168834206903715E-5,6.8525319278370003E-5,1.4937879315998241E-2]
[2004,7,14,6,6.2807940930932173E-3,7.5111920394699341E-3,0,4.5657256489790047E-3,0,5.6039767112903422E-5,1.8413751548655058E-2,null,6.4180753288700368E-3,7.2699785622324644E-3,0,2.8620310107425368E-3,0,6.8525319278370003E-5,1.661861022112341E-2]
[2004,7,14,10,8.93015313053791E-3,1.1441463881631593E-2,0,8.625727985697473E-3,0,5.6039767112903422E-5,2.905338476497988E-2,null,9.1253422163868805E-3,1.1074034148365176E-2,0,5.4070487110447589E-3,0,6.8525319278370003E-5,2.5674950395075186E-2]
[2004,7,14,13,1.0003359355338023E-2,1.1881209204940006E-2,0,9.2291902012593009E-3,0,5.6039767112903422E-5,3.1169798528650233E-2,null,1.022200583759264E-2,1.149965754562287E-2,0,5.7853297790575889E-3,0,6.8525319278370003E-5,2.7575518481551469E-2]
[2004,7,14,16,1.1417389234077162E-2,1.1140850208804235E-2,0,9.252508089199472E-3,0,5.6039767112903422E-5,3.1866787299193775E-2,null,1.1666942599490412E-2,1.0783074345249413E-2,0,5.7999466271822049E-3,0,6.8525319278370003E-5,2.8318488891200401E-2]
[2004,7,14,18,1.2067378626996951E-2,9.9806782684082919E-3,0,7.6535497580173875E-3,0,5.6039767112903422E-5,2.9757646420535532E-2,null,1.2331139009194905E-2,9.6601600207506123E-3,0,4.7976375353620216E-3,0,6.8525319278370003E-5,2.6857461884585911E-2]
[2004,7,14,21,1.0827581217251322E-2,8.8328740772050732E-3,5.8253921380253349E-4,7.1244032500989863E-3,6.2642128978765386E-5,5.6039767112903422E-5,2.7486079654449588E-2,null,1.1064242968607366E-2,8.5492162691011946E-3,2.46461025304587E-4,4.4659413645184573E-3,4.4416020288399036E-5,6.8525319278370003E-5,2.4438802967098376E-2]
[2004,7,14,24,7.8130656510144135E-3,7.4834212811363508E-3,5.9241276000000461E-4,4.4512137493249613E-3,6.3703860000000016E-5,5.6039767112903422E-5,2.0459857068588633E-2,null,7.9838382144640212E-3,7.243099630542104E-3,2.5063833090318628E-4,2.7902490787768699E-3,4.5168834206903715E-5,6.8525319278370003E-5,1.8381519408171454E-2]
[2004,7,15,4,5.3783397099982496E-3,6.0910524008402842E-3,5.9241276000000461E-4,3.2442786390507257E-3,6.3703860000000016E-5,5.6039767112903422E-5,1.5425827137002168E-2,null,5.4958957245518931E-3,5.8954451094913587E-3,2.5063833090318628E-4,2.0336802485118981E-3,4.5168834206903715E-5,6.8525319278370003E-5,1.3789353566943607E-2]
[2004,7,15,7,6.7277232517050506E-3,8.876229484854151E-3,0,5.5477067928671525E-3,0,5.6039767112903422E-5,2.1207699296539255E-2,null,6.8747731546741917E-3,8.5911793666374262E-3,0,3.4775871570915376E-3,0,6.8525319278370003E-5,1.9012064997681526E-2]
[2004,7,15,9,7.6581447824465871E-3,1.0639265722620328E-2,0,7.9594207606709863E-3,0,5.6039767112903422E-5,2.6312871032850804E-2,null,7.8255311931312126E-3,1.0297597680221591E-2,0,4.9893731678079343E-3,0,6.8525319278370003E-5,2.3181027360439106E-2]
[2004,7,15,15,8.5409045200262688E-3,1.0839682645683241E-2,0,7.8410773631618965E-3,0,5.6039767112903422E-5,2.7277704295984306E-2,null,8.7275856800487564E-3,1.0491578439403298E-2,0,4.9151894564709664E-3,0,6.8525319278370003E-5,2.4202878895201393E-2]
[2004,7,15,18,1.0255664331668675E-2,9.2329554459567916E-3,0,6.199626721714183E-3,0,5.6039767112903422E-5,2.5744286266452553E-2,null,1.0479825520890267E-2,8.93644947505433E-3,0,3.8862440051652949E-3,0,6.8525319278370003E-5,2.3371044320388262E-2]
[2004,7,15,19,1.0607163320952363E-2,8.9576998594472317E-3,0,5.5630353744824451E-3,0,5.6039767112903422E-5,2.5183938321994941E-2,null,1.0839007330993735E-2,8.6700334118590613E-3,0,3.4871958982438836E-3,0,6.8525319278370003E-5,2.3064761960375053E-2]
[2004,7,15,22,9.0347961938677356E-3,7.6110902900230855E-3,5.9241276000000461E-4,5.1256741215173537E-3,6.3703860000000016E-5,5.6039767112903422E-5,2.248371699252108E-2,null,9.2322724951287172E-3,7.3666686929213859E-3,2.5063833090318628E-4,3.2130354328284419E-3,4.5168834206903715E-5,6.8525319278370003E-5,2.0176309105267007E-2]
[2004,7,16,2,6.0124619185116272E-3,6.1515990145104074E-3,5.9241276000000461E-4,2.3189508360849202E-3,6.3703860000000016E-5,5.6039767112903422E-5,1.5195168156219864E-2,null,6.1438781359517127E-3,5.9540473368188641E-3,2.5063833090318628E-4,1.4536373219767446E-3,4.5168834206903715E-5,6.8525319278370003E-5,1.391589527913578E-2]
[2004,7,16,5,5.307597080052082E-3,6.2288836260247036E-3,5.529659688233334E-4,3.3361092645516426E-3,5.9462032287565397E-5,5.6039767112903422E-5,1.554105773885223E-2,null,5.4236068513254703E-3,6.0288500400312089E-3,2.339491598259E-4,2.0912443945262961E-3,4.2161192084790414E-5,6.8525319278370003E-5,1.3888336957072034E-2]
[2004,7,16,10,7.7277840047930927E-3,1.0487707209476522E-2,0,7.4640901137825039E-3,0,5.6039767112903422E-5,2.5735621095165022E-2,null,{"$f":"E4740*V$5","v":7.8966925412408892E-3},1.0150906298122797E-2,0,4.6788745130578362E-3,0,6.8525319278370003E-5,{"$f":"SUM(M4740:R4740)","v":2.2794998671699894E-2}]
[2004,7,16,13,8.1939651687581456E-3,1.0464897939380699E-2,0,7.2319254323274561E-3,0,5.6039767112903422E-5,2.59468283075792E-2,null,8.3730631693622933E-3,1.0128829522060432E-2,0,4.5333417831023917E-3,0,6.8525319278370003E-5,2.3103759793803486E-2]
[2004,7,16,16,8.3599990102586445E-3,9.6929791599629431E-3,0,7.206738105747219E-3,0,5.6039767112903422E-5,2.5315756043081707E-2,null,8.5427260632730644E-3,9.3817000453192446E-3,0,4.5175530749555371E-3,0,6.8525319278370003E-5,2.2510504502826215E-2]
[2004,7,16,19,8.9411220052124044E-3,8.3413327324544893E-3,0,5.2045340842715232E-3,0,5.6039767112903422E-5,2.2543028589051321E-2,null,9.136550841107002E-3,8.0734602213248085E-3,0,3.2624689021738692E-3,0,6.8525319278370003E-5,2.0541005283884049E-2]
[2004,7,16,20,9.1778492125747218E-3,7.9257217181413955E-3,0,4.8895789792675589E-3,0,5.6039767112903422E-5,2.2049189677096577E-2,null,9.3784522673797006E-3,7.6711960868962731E-3,0,3.0650388884553284E-3,0,6.8525319278370003E-5,2.0183212562009674E-2]
[2004,7,16,23,7.6268733929910877E-3,6.0614776367586007E-3,5.9241276000000461E-4,3.5617780040085056E-3,6.3703860000000016E-5,5.6039767112903422E-5,1.79622854208711E-2,null,7.7935762953604782E-3,5.866820105666787E-3,2.5063833090318628E-4,2.2327051348634097E-3,4.5168834206903715E-5,6.8525319278370003E-5,1.6257434020279134E-2]
[2004,7,17,3,4.6342037923357837E-3,4.4611275685153906E-3,5.9241276000000461E-4,2.5874315589881243E-3,6.3703860000000016E-5,5.6039767112903422E-5,1.2394919306952206E-2,null,4.7354950007441401E-3,4.3178634784020089E-3,2.5063833090318628E-4,1.6219348093449079E-3,4.5168834206903715E-5,6.8525319278370003E-5,1.1039625772879515E-2]
[2004,7,17,7,4.8328633196806081E-3,5.5823274365128846E-3,0,3.7876462384260211E-3,0,5.6039767112903422E-5,1.4258876761732417E-2,null,4.9384966900844884E-3,5.4030572747378134E-3,0,2.3742909288738652E-3,0,6.8525319278370003E-5,1.2784370212974535E-2]
[2004,7,17,10,6.1899463620085351E-3,6.9784032789998156E-3,0,5.5490836446780824E-3,0,5.6039767112903422E-5,1.8773473052799333E-2,null,6.3252419111658013E-3,6.7542997130614728E-3,0,3.4784502384247228E-3,0,6.8525319278370003E-5,1.6626517181930367E-2]
[2004,7,17,14,6.3075245172821946E-3,6.9475723796667138E-3,0,5.1005334970904712E-3,0,5.6039767112903422E-5,1.8411670161152281E-2,null,6.4453900081087919E-3,6.7244589133550903E-3,0,3.1972759999866415E-3,0,6.8525319278370003E-5,1.6435650240728895E-2]
[2004,7,17,17,6.4835385213560821E-3,6.6726557857883697E-3,0,5.3039136916366537E-3,0,5.6039767112903422E-5,1.8516147765894008E-2,null,6.6252512040560537E-3,6.4583709564242789E-3,0,3.3247651372045536E-3,0,6.8525319278370003E-5,1.6476912616963258E-2]
[2004,7,17,20,7.0182589367730197E-3,5.5897524684903645E-3,9.8735461974709954E-6,4.1188289517522774E-3,1.0617310212346202E-6,5.6039767112903422E-5,1.6793815401347268E-2,null,7.1716591669925408E-3,5.4102438601714587E-3,4.177305598599214E-6,2.5818932397953637E-3,7.5281391850467335E-7,6.8525319278370003E-5,1.5237251705754837E-2]
[2004,7,17,24,5.9001368254341744E-3,4.2447726165430267E-3,5.9241276000000461E-4,2.8055146394272727E-3,6.3703860000000016E-5,5.6039767112903422E-5,1.3662580468517383E-2,null,6.0290979189905822E-3,4.1084565221683458E-3,2.5063833090318628E-4,1.7586404695447665E-3,4.5168834206903715E-5,6.8525319278370003E-5,1.2260527395092154E-2]
[2004,7,18,1,5.5651194532770265E-3,4.4445629357398615E-3,5.9241276000000461E-4,2.4183792207536901E-3,6.3703860000000016E-5,5.6039767112903422E-5,1.3140217996883485E-2,null,5.6867579697556384E-3,4.3018308001617853E-3,2.5063833090318628E-4,1.5159641331231157E-3,4.5168834206903715E-5,6.8525319278370003E-5,1.1868885387428999E-2]
[2004,7,18,5,4.6927706566258741E-3,4.2403743320733982E-3,5.7271306121827533E-4,2.2298575589877962E-3,6.1585494330034643E-5,5.6039767112903422E-5,1.1853340870348282E-2,null,4.7953419788838722E-3,4.10419948365345E-3,2.423037710230984E-4,1.397789086339181E-3,4.3666819921799765E-5,6.8525319278370003E-5,1.065182645909977E-2]
[2004,7,18,8,5.3712666209563891E-3,5.8020356407524265E-3,0,3.8875941249352387E-3,0,5.6039767112903422E-5,1.5116936153756958E-2,null,5.4886680368414513E-3,5.615709797316743E-3,0,2.4369433904188388E-3,0,6.8525319278370003E-5,1.3609846543855402E-2]
[2004,7,18,11,7.1083751737496623E-3,6.8953176775078326E-3,0,4.3331688397179697E-3,0,5.6039767112903422E-5,1.8392901458088366E-2,null,7.2637451020984879E-3,6.6738823121345846E-3,0,2.7162524749662449E-3,0,6.8525319278370003E-5,1.6722405208477689E-2]
[2004,7,18,15,7.6174441660796276E-3,6.9035029438693288E-3,0,3.7296851815749378E-3,0,5.6039767112903422E-5,1.8306672058636796E-2,null,7.7839409709550321E-3,6.6818047178807752E-3,0,2.3379579656437359E-3,0,6.8525319278370003E-5,1.6872228973757914E-2]
[2004,7,18,17,8.5622936524718998E-3,6.3880603597929221E-3,0,3.713640831322835E-3,0,5.6039767112903422E-5,1.872003461070056E-2,null,8.74944232129834E-3,6.1829149921746509E-3,0,2.3279005439983944E-3,0,6.8525319278370003E-5,1.7328783176749758E-2]
[2004,7,18,20,8.8699338343691553E-3,5.7231829048260564E-3,1.9747091802529235E-5,3.433411393094167E-3,2.1234619787653807E-6,5.6039767112903422E-5,1.8104438453183574E-2,null,9.063806688659963E-3,5.5393893282426306E-3,8.3546109465600981E-6,2.1522383592780404E-3,1.5056277918405126E-6,6.8525319278370003E-5,1.6833819934197407E-2]
[2004,7,18,23,7.1226016176678076E-3,5.4713718360001684E-3,5.9241276000000461E-4,2.4828572645919883E-3,6.3703860000000016E-5,5.6039767112903422E-5,1.5788987105372871E-2,null,7.2782824977486666E-3,5.2956648884363708E-3,2.5063833090318628E-4,1.5563822780500875E-3,4.5168834206903715E-5,6.8525319278370003E-5,1.4494662148623582E-2]
[2004,7,19,2,5.7159017077004614E-3,5.2807325042085124E-3,5.9241276000000461E-4,1.8138733479109914E-3,6.3703860000000016E-5,5.6039767112903422E-5,1.3522663946932875E-2,null,{"$f":"E4804*V$5","v":5.8408359179900242E-3},5.1111477241885675E-3,2.5063833090318628E-4,1.1370288471979355E-3,4.5168834206903715E-5,6.8525319278370003E-5,{"$f":"SUM(M4804:R4804)","v":1.2453344973764985E-2}]
[2004,7,19,6,5.5706512801497838E-3,6.5202652573696888E-3,0,3.5425939966265674E-3,0,5.6039767112903422E-5,1.5689550301258941E-2,null,5.6924107074587688E-3,6.31087427828459E-3,0,2.2206796150975212E-3,0,6.8525319278370003E-5,1.4292489920119248E-2]
[2004,7,19,9,7.3260679017533399E-3,9.9630303113613233E-3,0,6.9234097396011721E-3,0,5.6039767112903422E-5,2.426854771982874E-2,null,7.4861960065806515E-3,9.643078807978463E-3,0,4.3399483232739863E-3,0,6.8525319278370003E-5,2.1537748457111473E-2]
[2004,7,19,14,7.966194589840575E-3,1.0608880437131318E-2,0,6.6005485663437448E-3,0,5.6039767112903422E-5,2.5231663360428539E-2,null,8.1403141392992224E-3,1.0268188183972311E-2,0,4.1375623804755816E-3,0,6.8525319278370003E-5,2.2614590023025488E-2]
[2004,7,19,17,9.3274891020022517E-3,9.3038601285261365E-3,0,6.3891750800877788E-3,0,5.6039767112903422E-5,2.5076564077729069E-2,null,9.5313628815973835E-3,9.0050771335581075E-3,0,4.0050626380417325E-3,0,6.8525319278370003E-5,2.2610027972475594E-2]
[2004,7,19,20,1.0047992563958689E-2,8.2706017836744593E-3,2.9620638000000233E-5,4.8064314043021203E-3,3.1851930000000013E-6,5.6039767112903422E-5,2.3213871350048172E-2,null,1.0267614607893138E-2,8.00500071734527E-3,1.2531916545159314E-5,3.0129177238662251E-3,2.2584417103451864E-6,6.8525319278370003E-5,2.1368848726638509E-2]
[2004,7,19,21,1.0018585046766337E-2,7.4906037511338125E-3,5.9241276000000461E-4,4.3441128944983181E-3,6.3703860000000016E-5,5.6039767112903422E-5,2.2565458079511373E-2,null,1.0237564321611168E-2,7.2500514436006757E-3,2.5063833090318628E-4,2.7231127698180884E-3,4.5168834206903715E-5,6.8525319278370003E-5,2.0575061019418393E-2]
[2004,7,19,24,6.9505989228669041E-3,6.4852403294732054E-3,5.9241276000000461E-4,2.454140974072312E-3,6.3703860000000016E-5,5.6039767112903422E-5,1.6602136613525328E-2,null,7.1025202874869433E-3,6.2769741365210543E-3,2.5063833090318628E-4,1.5383814343070598E-3,4.5168834206903715E-5,6.8525319278370003E-5,1.5282208342703515E-2]
[2004,7,20,3,5.2016983391918242E-3,5.9313082074316055E-3,5.9241276000000461E-4,2.7471160915989935E-3,6.3703860000000016E-5,5.6039767112903422E-5,1.4592279025335331E-2,null,5.3153934493257084E-3,5.7408309210350396E-3,2.5063833090318628E-4,1.7220332645314206E-3,4.5168834206903715E-5,6.8525319278370003E-5,1.3142590119280628E-2]
[2004,7,20,7,6.100244544918477E-3,8.6013461503986754E-3,0,5.0992145436390395E-3,0,5.6039767112903422E-5,1.9856845006069095E-2,null,6.2335794540485387E-3,8.3251236010405561E-3,0,3.1964492123147704E-3,0,6.8525319278370003E-5,1.7823677586682237E-2]
[2004,7,20,11,7.335499574848592E-3,1.0899415691108532E-2,0,7.6916974844469686E-3,0,5.6039767112903422E-5,2.5982652517516996E-2,null,7.4958338306368756E-3,1.0549393225314346E-2,0,4.8215504868673754E-3,0,6.8525319278370003E-5,2.2935302862096964E-2]
[2004,7,20,15,7.482444837822632E-3,1.0567314672067223E-2,0,7.4344144394073641E-3,0,5.6039767112903422E-5,2.5540213716410121E-2,null,7.6459909211272501E-3,1.0227957256663988E-2,0,4.6602722783078481E-3,0,6.8525319278370003E-5,2.2602745775377457E-2]
[2004,7,20,18,8.9807090546580801E-3,9.0206806645329093E-3,0,6.0470389055463638E-3,0,5.6039767112903422E-5,2.4104468391850258E-2,null,9.1770031567894161E-3,8.7309916592849032E-3,0,3.7905941358325986E-3,0,6.8525319278370003E-5,2.176711427118529E-2]
[2004,7,20,21,9.2542968459190071E-3,7.7515645836140675E-3,5.9241276000000461E-4,5.1069221851155503E-3,6.3703860000000016E-5,5.6039767112903422E-5,2.282494000176153E-2,null,9.456570840006848E-3,7.5026318127011408E-3,2.5063833090318628E-4,3.2012807573136232E-3,4.5168834206903715E-5,6.8525319278370003E-5,2.0524815894410072E-2]
[2004,7,20,22,8.3471635468122807E-3,7.3636550414424721E-3,5.9241276000000461E-4,4.6286101985915972E-3,6.3703860000000016E-5,5.6039767112903422E-5,2.1051585173959254E-2,null,8.5296100511798936E-3,7.1271795488189451E-3,2.5063833090318628E-4,2.9014502717592521E-3,4.5168834206903715E-5,6.8525319278370003E-5,1.8922572356146552E-2]
[2004,7,21,1,6.0868157008477988E-3,6.0573869433443945E-3,5.9241276000000461E-4,2.1963935299448541E-3,6.3703860000000016E-5,5.6039767112903422E-5,1.5052752561249954E-2,null,6.2198570916294233E-3,5.862860780266814E-3,2.5063833090318628E-4,1.3768121165804515E-3,4.5168834206903715E-5,6.8525319278370003E-5,1.3823862472865147E-2]
[2004,7,21,4,4.9169540977654098E-3,5.7281139438030782E-3,5.9241276000000461E-4,2.6111371142720666E-3,6.3703860000000016E-5,5.6039767112903422E-5,1.3968361542953464E-2,null,5.0244254660023364E-3,5.5441620124536189E-3,2.5063833090318628E-4,1.6367946672438789E-3,4.5168834206903715E-5,6.8525319278370003E-5,1.2569714630088293E-2]
[2004,7,21,9,6.9187652064585659E-3,1.0042502499186144E-2,0,6.8094660011040978E-3,0,5.6039767112903422E-5,2.3826773473861709E-2,null,7.0699907718113257E-3,9.7199988359506044E-3,0,4.2685225438622316E-3,0,6.8525319278370003E-5,2.112703747090253E-2]
[2004,7,21,12,7.4108216379701842E-3,1.0487770816710746E-2,0,7.5191044525061788E-3,0,5.6039767112903422E-5,2.5473736674300008E-2,null,7.5728022311090208E-3,1.0150967862682296E-2,0,4.7133603222298927E-3,0,6.8525319278370003E-5,2.2505655735299578E-2]
[2004,7,21,16,8.0565770416310724E-3,1.0022549417249718E-2,0,7.1477314585932797E-3,0,5.6039767112903422E-5,2.5282897684586969E-2,null,8.2326721079575612E-3,9.7006865247800181E-3,0,4.4805646820957334E-3,0,6.8525319278370003E-5,2.2482448634111685E-2]
[2004,7,21,19,9.2270405949703305E-3,8.5245553402805811E-3,0,4.9968702851341364E-3,0,5.6039767112903422E-5,2.2804505987497951E-2,null,9.4287188408522255E-3,8.2507988413484321E-3,0,3.1322945818940866E-3,0,6.8525319278370003E-5,2.0880337583373113E-2]
[2004,7,21,22,8.5291087999631639E-3,7.1264620373765273E-3,5.9241276000000461E-4,3.9916800109185335E-3,6.3703860000000016E-5,5.6039767112903422E-5,2.0359407235371132E-2,null,8.7155321373276976E-3,6.8976037310779538E-3,2.5063833090318628E-4,2.5021897622702479E-3,4.5168834206903715E-5,6.8525319278370003E-5,1.847965811506436E-2]
[2004,7,22,1,6.6842027941934092E-3,6.2303319659070197E-3,5.9241276000000461E-4,2.3855239127429594E-3,6.3703860000000016E-5,5.6039767112903422E-5,1.6012215059956293E-2,null,6.8303014572237437E-3,6.030251868108555E-3,2.5063833090318628E-4,1.4953687409283972E-3,4.5168834206903715E-5,6.8525319278370003E-5,1.4720254550649155E-2]
[2004,7,22,3,5.3657876958033259E-3,6.0360792089477954E-3,5.9241276000000461E-4,2.8979900072194928E-3,6.3703860000000016E-5,5.6039767112903422E-5,1.5012013299083521E-2,null,5.4830693571470681E-3,5.8422373197749228E-3,2.5063833090318628E-4,1.8166087730958878E-3,4.5168834206903715E-5,6.8525319278370003E-5,1.3506247934406338E-2]
[2004,7,22,6,6.028744720592602E-3,7.1108734437509633E-3,9.9209392182709971E-6,4.4089582271154585E-3,1.0668273300346203E-6,5.6039767112903422E-5,1.7615603925120231E-2,null,6.1605168362134678E-3,6.8825157475890901E-3,4.1973566650714697E-6,2.7637611501897109E-3,7.564274252412257E-7,6.8525319278370003E-5,1.5880272837360952E-2]
[2004,7,22,10,7.6283652100128099E-3,1.07322720057256E-2,0,7.3591353126572718E-3,0,5.6039767112903422E-5,2.5775812295508582E-2,null,7.7951007194827131E-3,1.0387617171239153E-2,0,4.6130834606292036E-3,0,6.8525319278370003E-5,2.2864326670629442E-2]
[2004,7,22,13,8.0491306947570503E-3,1.103864545078778E-2,0,7.4551019450571797E-3,0,5.6039767112903422E-5,2.6598917857714913E-2,null,8.2250630040044594E-3,1.0684151777988008E-2,0,4.6732402679017749E-3,0,6.8525319278370003E-5,2.3650980369172615E-2]
[2004,7,22,17,8.8118880802729171E-3,9.7806523978155608E-3,0,7.4201036934875607E-3,0,5.6039767112903422E-5,2.6068683938688938E-2,null,9.0044922107788295E-3,9.4665577558292035E-3,0,4.651301568773759E-3,0,6.8525319278370003E-5,2.3190876854660165E-2]
[2004,7,22,18,9.3006006879909568E-3,9.1392650842483068E-3,0,6.3019075350329093E-3,0,5.6039767112903422E-5,2.4797813074385076E-2,null,9.5038867593044852E-3,8.8457678738478509E-3,0,3.9503588648892082E-3,0,6.8525319278370003E-5,2.2368538817319917E-2]
[2004,7,22,24,7.016003844986309E-3,6.5606564590294262E-3,5.9241276000000461E-4,2.5496752050618897E-3,6.3703860000000016E-5,5.6039767112903422E-5,1.6838491896190532E-2,null,7.1693547849755379E-3,6.3499683619701163E-3,2.5063833090318628E-4,1.5982671901979672E-3,4.5168834206903715E-5,6.8525319278370003E-5,1.5481922821532079E-2]
[2004,7,23,1,7.1521398516852094E-3,6.429068400843182E-3,5.9241276000000461E-4,2.4440881160339429E-3,6.3703860000000016E-5,5.6039767112903422E-5,1.6737452755675241E-2,null,7.3084663579732756E-3,6.2226061061480299E-3,2.5063833090318628E-4,1.5320797872821583E-3,4.5168834206903715E-5,6.8525319278370003E-5,1.5427484735791922E-2]
[2004,7,23,4,5.6341382509627058E-3,6.1274719238402844E-3,5.9241276000000461E-4,3.3360138963459767E-3,6.3703860000000016E-5,5.6039767112903422E-5,1.5809780458261872E-2,null,5.757285332393087E-3,5.9306950605065136E-3,2.5063833090318628E-4,2.0911846128435934E-3,4.5168834206903715E-5,6.8525319278370003E-5,1.4143497490131652E-2]
[2004,7,23,8,7.6963231531215395E-3,9.9088878493992956E-3,0,6.9104775477366095E-3,0,5.6039767112903422E-5,2.4571728317370346E-2,null,7.8645440401205486E-3,9.5906750702358969E-3,0,4.331841762127123E-3,0,6.8525319278370003E-5,2.1855586191761939E-2]
[2004,7,23,11,8.2033379102471587E-3,1.0934015167145827E-2,0,8.3866695538908544E-3,0,5.6039767112903422E-5,2.7580062398396742E-2,null,8.3826407737261528E-3,1.0582881578126233E-2,0,5.2571946247916739E-3,0,6.8525319278370003E-5,2.429124229592243E-2]
[2004,7,23,14,8.60437212038981E-3,1.0716446810995789E-2,0,7.6027212927747695E-3,0,5.6039767112903422E-5,2.6979579991273268E-2,null,8.7924405111478639E-3,1.0372300184824171E-2,0,4.7657756463794125E-3,0,6.8525319278370003E-5,2.3999041661629819E-2]
[2004,7,23,19,9.4394047402586341E-3,8.6230750288981591E-3,0,5.7001829023408035E-3,0,5.6039767112903422E-5,2.3818702438610499E-2,null,9.6457246941582982E-3,8.346154681066538E-3,0,3.5731670029389441E-3,0,6.8525319278370003E-5,2.163357169744215E-2]
[2004,7,23,22,9.3243390649163163E-3,6.8516460405080859E-3,5.9241276000000461E-4,4.8466665232134547E-3,6.3703860000000016E-5,5.6039767112903422E-5,2.1734808015750763E-2,null,9.5281439931882723E-3,6.6316131405973104E-3,2.5063833090318628E-4,3.0381391600405394E-3,4.5168834206903715E-5,6.8525319278370003E-5,1.9562228778214584E-2]
[2004,7,24,1,6.9254599785102712E-3,5.8687608248940894E-3,5.9241276000000461E-4,3.0143529273582333E-3,6.3703860000000016E-5,5.6039767112903422E-5,1.6520730117875498E-2,null,7.076831873541552E-3,5.680292177280115E-3,2.5063833090318628E-4,1.8895510196393493E-3,4.5168834206903715E-5,6.8525319278370003E-5,1.5011007554849475E-2]
[2004,7,24,2,6.6210144315179253E-3,5.7463504807727514E-3,5.9241276000000461E-4,2.9974131418388271E-3,6.3703860000000016E-5,5.6039767112903422E-5,1.6076934441242408E-2,null,6.7657319671961718E-3,5.5618129035668014E-3,2.5063833090318628E-4,1.8789322932420002E-3,4.5168834206903715E-5,6.8525319278370003E-5,1.4570809648393431E-2]
[2004,7,24,5,5.6296285470347511E-3,5.6916385955889087E-3,5.9241276000000461E-4,3.0531193365439251E-3,6.3703860000000016E-5,5.6039767112903422E-5,1.5086542866280491E-2,null,5.7526770584883048E-3,5.5088580289882078E-3,2.5063833090318628E-4,1.9138517932281863E-3,4.5168834206903715E-5,6.8525319278370003E-5,1.3539719365093156E-2]
[2004,7,24,9,8.0306719815779401E-3,8.2882336218856843E-3,0,6.5685361380853902E-3,0,5.6039767112903422E-5,2.2943481508661916E-2,null,8.2062008330907824E-3,{"$f":"F4931*W$5","v":8.0220663289199412E-3},{"$f":"G4931*X$5","v":0},{"$f":"H4931*Y$5","v":4.1174953485405659E-3},{"$f":"I4931*Z$5","v":0},6.8525319278370003E-5,2.041428782982966E-2]
[2004,7,24,12,9.6467015011481635E-3,8.7479889447137672E-3,0,6.9765016853569591E-3,0,5.6039767112903422E-5,2.5427231898331789E-2,null,9.8575524036963024E-3,8.4670571270873511E-3,0,4.3732290779351212E-3,0,6.8525319278370003E-5,2.2766363927997146E-2]
[2004,7,24,16,9.5516385523358241E-3,8.5356048314181622E-3,0,6.9324228197863618E-3,0,5.6039767112903422E-5,2.5075705970653249E-2,null,9.7604116349624508E-3,8.2614934905161901E-3,0,4.3455981842107881E-3,0,6.8525319278370003E-5,2.2436028628967798E-2]
[2004,7,24,20,1.010439495461873E-2,6.9319918873316146E-3,6.9114822197471445E-5,4.7780977652384414E-3,7.4321170212346215E-6,5.6039767112903422E-5,2.1947071313520392E-2,null,1.0325249802841269E-2,6.7093787709928679E-3,2.9241138688917836E-5,2.9951567456818332E-3,5.2696973391950449E-6,6.8525319278370003E-5,2.0132821474822454E-2]
[2004,7,24,23,8.820874171819473E-3,5.6110636529352505E-3,5.9241276000000461E-4,3.6081527123521849E-3,6.3703860000000016E-5,5.6039767112903422E-5,1.8752246924219815E-2,null,9.0136747140742868E-3,5.4308706599172198E-3,2.5063833090318628E-4,2.2617751805906277E-3,4.5168834206903715E-5,6.8525319278370003E-5,1.7070653038970596E-2]
[2004,7,25,2,5.8163267710370954E-3,4.8730386143106281E-3,5.9241276000000461E-4,2.8014559024983937E-3,6.3703860000000016E-5,5.6039767112903422E-5,1.4202977674959025E-2,null,5.9434560026238826E-3,4.7165464646367027E-3,2.5063833090318628E-4,1.7560962450670003E-3,4.5168834206903715E-5,6.8525319278370003E-5,1.2780431196716045E-2]
[2004,7,25,3,5.5580808872188539E-3,4.766843737180137E-3,5.9241276000000461E-4,2.6673593889051609E-3,6.3703860000000016E-5,5.6039767112903422E-5,1.3704440400417059E-2,null,5.6795655596082887E-3,4.6137619164450597E-3,2.5063833090318628E-4,1.6720376725984345E-3,4.5168834206903715E-5,6.8525319278370003E-5,1.2329697633040241E-2]
[2004,7,25,9,7.0349582018939061E-3,7.0910907233897591E-3,0,4.6207891648631779E-3,0,5.6039767112903422E-5,1.8802877857259745E-2,null,7.1887234330541335E-3,6.8633683270235071E-3,0,2.896547646681067E-3,0,6.8525319278370003E-5,1.7017164726037079E-2]
[2004,7,25,11,8.3830794948833078E-3,7.782635799000787E-3,0,5.1450286359089594E-3,0,5.6039767112903422E-5,2.1366783696905957E-2,null,8.5663110251031002E-3,7.5327052109815948E-3,0,3.2251678351332158E-3,0,6.8525319278370003E-5,1.9392709390496282E-2]
[2004,7,25,14,8.8747521242669158E-3,7.9442262005332085E-3,0,5.103809621730653E-3,0,5.6039767112903422E-5,2.1978827713643678E-2,null,9.0687302933923908E-3,7.689106318665981E-3,0,3.1993296429420294E-3,0,6.8525319278370003E-5,2.0025691574278772E-2]
[2004,7,25,17,1.0401952849755024E-2,7.2287198429324987E-3,0,4.7287792860661584E-3,0,5.6039767112903422E-5,2.2415491745866583E-2,null,1.0629311511819253E-2,6.9965776423168563E-3,0,2.9642413934145989E-3,0,6.8525319278370003E-5,2.0658655866829079E-2]
[2004,7,25,21,9.768913830756544E-3,6.263353267649192E-3,5.9241276000000461E-4,4.3187864740505989E-3,6.3703860000000016E-5,5.6039767112903422E-5,2.1063209959569243E-2,null,9.9824359655385567E-3,6.0622127279163071E-3,2.5063833090318628E-4,2.7072368705010359E-3,4.5168834206903715E-5,6.8525319278370003E-5,1.9116218048344364E-2]
[2004,7,25,24,7.1286790016530776E-3,5.8067023916792077E-3,5.9241276000000461E-4,2.5037435407198991E-3,6.3703860000000016E-5,5.6039767112903422E-5,1.6151281321165091E-2,null,7.2844927169728284E-3,5.620226680790724E-3,2.5063833090318628E-4,1.5694748671745305E-3,4.5168834206903715E-5,6.8525319278370003E-5,1.4838526749326541E-2]
[2004,7,26,2,6.3201527527360453E-3,5.7340745534934312E-3,5.9241276000000461E-4,2.6289244077841649E-3,6.3703860000000016E-5,5.6039767112903422E-5,1.539530810112655E-2,null,6.4582942627638912E-3,5.5499312038734348E-3,2.5063833090318628E-4,1.6479446551193415E-3,4.5168834206903715E-5,6.8525319278370003E-5,1.4020502606145126E-2]
[2004,7,26,5,5.5600903105591558E-3,6.0735339179190124E-3,5.9241276000000461E-4,3.3592504201894685E-3,6.3703860000000016E-5,5.6039767112903422E-5,1.5705031035780543E-2,null,5.6816189035285786E-3,5.8784892129291047E-3,2.5063833090318628E-4,2.1057504577792836E-3,4.5168834206903715E-5,6.8525319278370003E-5,1.4030191058625425E-2]
[2004,7,26,8,7.3536683190357386E-3,9.4461382651972702E-3,0,5.725159863829008E-3,0,5.6039767112903422E-5,2.258100621517492E-2,null,7.5143996946177233E-3,9.1427861680280238E-3,0,3.5888238434565842E-3,0,6.8525319278370003E-5,2.0314535025380703E-2]
[2004,7,26,12,8.9177658961913341E-3,1.0764119770151065E-2,0,8.2374768540437824E-3,0,5.6039767112903422E-5,2.7975402287499083E-2,null,9.1126842304739032E-3,1.041844218056011E-2,0,5.1636729885027721E-3,0,6.8525319278370003E-5,2.476332471881516E-2]
[2004,7,26,15,9.5020603078578431E-3,1.0724852821897658E-2,0,8.4980650606931024E-3,0,5.6039767112903422E-5,2.8781017957561505E-2,null,9.7097497436448021E-3,1.0380436246148306E-2,0,5.3270230418794836E-3,0,6.8525319278370003E-5,2.5485734350950962E-2]
[2004,7,26,18,1.1193235799142625E-2,9.1777302102127103E-3,0,6.8137017309058629E-3,0,5.6039767112903422E-5,2.7240707507374097E-2,null,1.1437889774431739E-2,8.8829977355908783E-3,0,4.2711777165506054E-3,0,6.8525319278370003E-5,2.4660590545851593E-2]
[2004,7,26,22,1.0057314290954463E-2,7.6690546167467576E-3,5.9241276000000461E-4,5.0987997090883161E-3,6.3703860000000016E-5,5.6039767112903422E-5,2.3537325003902442E-2,null,1.027714008272439E-2,7.4227715605409278E-3,2.5063833090318628E-4,3.1961891727417041E-3,4.5168834206903715E-5,6.8525319278370003E-5,2.1260433300395485E-2]
[2004,7,26,23,9.0427385411460913E-3,7.1795631853418321E-3,5.9241276000000461E-4,3.8292058801559122E-3,6.3703860000000016E-5,5.6039767112903422E-5,2.0763663993756742E-2,null,9.2403884407185576E-3,6.9489995954506271E-3,2.5063833090318628E-4,2.4003426438850149E-3,4.5168834206903715E-5,6.8525319278370003E-5,1.8954063164442661E-2]
[2004,7,27,3,5.0562010047540407E-3,5.8302719939910376E-3,5.9241276000000461E-4,2.5311926992125713E-3,6.3703860000000016E-5,5.6039767112903422E-5,1.4129822085070557E-2,null,5.1667159351880656E-3,5.6430393718558619E-3,2.5063833090318628E-4,1.586681407572415E-3,4.5168834206903715E-5,6.8525319278370003E-5,1.27607691990048E-2]
[2004,7,27,6,5.5594985346198592E-3,6.8746643515934505E-3,5.9288669020800468E-5,4.0245447106421568E-3,6.3754823088000031E-6,5.6039767112903422E-5,1.6580411515297967E-2,null,5.6810141929617419E-3,6.6538922445331505E-3,2.5083884156790886E-5,2.5227910416723044E-3,4.5204969274269255E-6,6.8525319278370003E-5,1.4955827179529785E-2]
[2004,7,27,9,6.9297763118015658E-3,1.0056675057617398E-2,0,6.8135581742320801E-3,0,5.6039767112903422E-5,2.3856049310763947E-2,null,7.0812425502485791E-3,9.7337162586214384E-3,0,4.2710877278645228E-3,0,6.8525319278370003E-5,2.115457185601291E-2]
[2004,7,27,13,7.2456287113963026E-3,1.0724388297269846E-2,0,7.0097571751218989E-3,0,5.6039767112903422E-5,2.5035813950900949E-2,null,7.4039986322593856E-3,1.0379986639206015E-2,0,4.3940753245785159E-3,0,6.8525319278370003E-5,2.2246585915322286E-2]
[2004,7,27,16,8.0700915944920317E-3,1.0037343502637141E-2,0,7.1504869000818053E-3,0,5.6039767112903422E-5,2.5313961764323878E-2,null,8.2464820525301775E-3,9.7150055147684541E-3,0,4.4822919341460637E-3,0,6.8525319278370003E-5,2.2512304820723066E-2]
[2004,7,27,20,9.6754371198007581E-3,8.2238820430683597E-3,9.8735460197471678E-5,4.3787036345829707E-3,1.0617310021234623E-5,5.6039767112903422E-5,2.2443415334783699E-2,null,9.8869161055468117E-3,7.9597813286178074E-3,4.1773055234077147E-5,2.7447960198462521E-3,7.5281390495402313E-6,6.8525319278370003E-5,2.0709319967572859E-2]
[2004,7,27,24,6.3406865172340073E-3,6.4059524287484477E-3,5.9241276000000461E-4,2.3901725514886797E-3,6.3703860000000016E-5,5.6039767112903422E-5,1.584896788458404E-2,null,6.4792768400271901E-3,6.2002324774762026E-3,2.5063833090318628E-4,1.4982827461207514E-3,4.5168834206903715E-5,6.8525319278370003E-5,1.4542124548012604E-2]
[2004,7,28,3,5.4246016502927904E-3,6.1018396796855712E-3,5.9241276000000461E-4,3.0465777228855825E-3,6.3703860000000016E-5,5.6039767112903422E-5,1.5285175439976853E-2,null,5.5431688262121675E-3,5.9058859670194259E-3,2.5063833090318628E-4,1.90975117427079E-3,4.5168834206903715E-5,6.8525319278370003E-5,1.3723138451890842E-2]
[2004,7,28,4,5.2495864177934384E-3,6.0245837772632763E-3,5.9241276000000461E-4,3.1427516358120762E-3,6.3703860000000016E-5,5.6039767112903422E-5,1.5129078217981698E-2,null,5.3643282322949496E-3,5.8311110509389101E-3,2.5063833090318628E-4,1.9700379156087481E-3,4.5168834206903715E-5,6.8525319278370003E-5,1.3529809683231066E-2]
[2004,7,28,7,6.5522994393459565E-3,8.7866343195364405E-3,0,5.4047496763075719E-3,0,5.6039767112903422E-5,2.0799723202302871E-2,null,6.6955150504423838E-3,8.5044614491994654E-3,0,3.3879743042274264E-3,0,6.8525319278370003E-5,1.8656476123147647E-2]
[2004,7,28,10,7.6451522332862763E-3,1.0856405471859946E-2,0,7.6872386467141457E-3,0,5.6039767112903422E-5,2.6244836118973269E-2,null,7.8122546618536433E-3,1.0507764230841692E-2,0,4.8187554586847118E-3,0,6.8525319278370003E-5,2.3207299670658418E-2]
[2004,7,28,13,8.3356380124851286E-3,1.1118853437837022E-2,0,7.5723859914977026E-3,0,5.6039767112903422E-5,2.7082917208932758E-2,null,8.5178325997269828E-3,1.0761783975820746E-2,0,4.7467599236553368E-3,0,6.8525319278370003E-5,2.4094901818481434E-2]
[2004,7,28,18,9.9786166810568368E-3,9.140154933403595E-3,0,6.0742283956437132E-3,0,5.6039767112903422E-5,2.5249039777217049E-2,null,1.0196722355118829E-2,8.8466291464991929E-3,0,3.8076379027620227E-3,0,6.8525319278370003E-5,2.2919514723658416E-2]
[2004,7,28,22,8.821270302044739E-3,7.5307383290095509E-3,5.9241276000000461E-4,4.9870293902080252E-3,6.3703860000000016E-5,5.6039767112903422E-5,2.2051194408375222E-2,null,9.0140795026389369E-3,7.2888971446861527E-3,2.5063833090318628E-4,3.1261258042194389E-3,4.5168834206903715E-5,6.8525319278370003E-5,1.9793434935932989E-2]
[2004,7,29,1,7.4384718059887674E-3,6.7926668624648211E-3,5.9241276000000461E-4,3.3525704874432798E-3,6.3703860000000016E-5,5.6039767112903422E-5,1.8295865543009774E-2,null,7.6010567572993206E-3,6.5745280124659194E-3,2.5063833090318628E-4,2.1015631333233032E-3,4.5168834206903715E-5,6.8525319278370003E-5,1.6641480387477002E-2]
[2004,7,29,4,5.842711038200935E-3,6.5404246604488644E-3,5.9241276000000461E-4,4.257977742217145E-3,6.3703860000000016E-5,5.6039767112903422E-5,1.7353269827979849E-2,null,5.9704169587776225E-3,6.3303862848266773E-3,2.5063833090318628E-4,2.6691188385360204E-3,4.5168834206903715E-5,6.8525319278370003E-5,1.5334254566528777E-2]
[2004,7,29,5,5.73785396370677E-3,6.7706812886606463E-3,5.9241276000000461E-4,4.3946772870315743E-3,6.3703860000000016E-5,5.6039767112903422E-5,1.7615368926511898E-2,null,5.8632679911640303E-3,6.5532484806160047E-3,2.5063833090318628E-4,2.7548091244823025E-3,4.5168834206903715E-5,6.8525319278370003E-5,1.5535658080650794E-2]
[2004,7,29,10,8.9053702424842264E-3,1.1440446599233274E-2,0,8.7933820078706874E-3,0,5.6039767112903422E-5,2.9195238616701091E-2,null,9.1000176411758574E-3,1.1073049534845955E-2,0,5.5121428510403929E-3,0,6.8525319278370003E-5,2.5753735346340574E-2]
[2004,7,29,12,9.7565105619944418E-3,1.1426740049188503E-2,0,8.8997457057361836E-3,0,5.6039767112903422E-5,3.0139036084032032E-2,null,9.9697615947409324E-3,1.1059783155226845E-2,0,5.5788170722074872E-3,0,6.8525319278370003E-5,2.6676887141453637E-2]
[2004,7,29,16,1.10340300896792E-2,1.0887986073926456E-2,0,8.2631753743112133E-3,0,5.6039767112903422E-5,3.0241231305029773E-2,null,1.1275204257126515E-2,1.0538330657422115E-2,0,5.1797821390716483E-3,0,6.8525319278370003E-5,2.7061842372898649E-2]
[2004,7,29,19,1.1555263914519189E-2,9.4969700102026412E-3,0,5.8855695882589123E-3,0,5.6039767112903422E-5,2.6993843280093646E-2,null,1.1807830848954584E-2,9.1919855087622265E-3,0,3.6893768860700219E-3,0,6.8525319278370003E-5,2.4757718563065204E-2]
[2004,7,29,23,8.7851393261322991E-3,7.6763378721109469E-3,5.9241276000000461E-4,4.2914722818536508E-3,6.3703860000000016E-5,5.6039767112903422E-5,2.1465105867209802E-2,null,8.9771588009450801E-3,7.4298209223576245E-3,2.5063833090318628E-4,2.6901149338996702E-3,4.5168834206903715E-5,6.8525319278370003E-5,1.9461427141590836E-2]
[2004,7,30,2,6.1712591709763122E-3,6.2725533430901138E-3,5.9241276000000461E-4,2.5389970315355978E-3,6.3703860000000016E-5,5.6039767112903422E-5,1.5694965932714931E-2,null,6.3061462684887585E-3,6.0711173532906762E-3,2.5063833090318628E-4,1.5915735633530929E-3,4.5168834206903715E-5,6.8525319278370003E-5,1.4333169669520985E-2]
[2004,7,30,3,5.7181692596328156E-3,6.0469180417563745E-3,5.9241276000000461E-4,2.7540142582745692E-3,6.3703860000000016E-5,5.6039767112903422E-5,1.5231257946776667E-2,null,5.8431530324978822E-3,5.8527280756687835E-3,2.5063833090318628E-4,1.7263573892074583E-3,4.5168834206903715E-5,6.8525319278370003E-5,1.3786570981762581E-2]
[2004,7,30,7,6.6177736215315315E-3,8.4099436708470719E-3,0,5.0628158797791263E-3,0,5.6039767112903422E-5,2.0146572939270632E-2,null,6.7624203218355789E-3,8.1398677966640666E-3,0,3.1736326629366969E-3,0,6.8525319278370003E-5,1.8144446100714712E-2]
[2004,7,30,10,7.9730712850935668E-3,1.0685249874388056E-2,0,7.8677547318217727E-3,0,5.6039767112903422E-5,2.6582115658416297E-2,null,8.1473411405817396E-3,1.0342105102718196E-2,0,4.9319121994169102E-3,0,6.8525319278370003E-5,2.3489883761995217E-2]
[2004,7,30,14,8.4083839197874946E-3,1.0575517628236129E-2,0,7.3345572979607518E-3,0,5.6039767112903422E-5,2.6374498613097277E-2,null,8.5921685365549384E-3,1.0235896784129337E-2,0,4.5976767004223887E-3,0,6.8525319278370003E-5,2.3494267340385035E-2]
[2004,7,30,17,9.2620016534801213E-3,9.4228387614163182E-3,0,6.9449051123932634E-3,0,5.6039767112903422E-5,2.5685785294402602E-2,null,9.4644440539012591E-3,9.1202349015834863E-3,0,4.3534227254278246E-3,0,6.8525319278370003E-5,2.3006627000190943E-2]
[2004,7,30,20,9.430578055144816E-3,8.0626232461452549E-3,1.3822964380253019E-4,5.07209544459283E-3,1.4864233978765388E-5,5.6039767112903422E-5,2.2774430390777096E-2,null,9.6367050814906898E-3,7.8037011764339869E-3,5.8482277127197363E-5,3.1794495701065253E-3,1.0539394633221258E-5,6.8525319278370003E-5,2.0757402819069994E-2]
[2004,7,30,24,6.9155962069899872E-3,5.7978592877804304E-3,5.9241276000000461E-4,3.3311435548579967E-3,6.3703860000000016E-5,5.6039767112903422E-5,1.6756755436741322E-2,null,7.06675250655298E-3,5.611667563219255E-3,2.5063833090318628E-4,2.0881316330013588E-3,4.5168834206903715E-5,6.8525319278370003E-5,1.5130884187162052E-2]
[2004,7,31,4,5.6555744331943025E-3,5.5521513723194808E-3,5.9241276000000461E-4,3.2535532198631418E-3,6.3703860000000016E-5,5.6039767112903422E-5,1.5173435412489831E-2,null,5.7791900518101855E-3,5.3738502808777441E-3,2.5063833090318628E-4,2.0394940314540921E-3,4.5168834206903715E-5,6.8525319278370003E-5,1.3556866848530479E-2]
[2004,7,31,7,6.3318276370947519E-3,6.8608605156758283E-3,0,4.6255720502915631E-3,0,5.6039767112903422E-5,1.7874299970175044E-2,null,6.4702243286376354E-3,6.6405317032674832E-3,0,2.8995458045795661E-3,0,6.8525319278370003E-5,1.6078827155763056E-2]
[2004,7,31,8,7.0095302440985547E-3,7.5344341418086998E-3,0,5.265987892202016E-3,0,5.6039767112903422E-5,1.9865992045222172E-2,null,7.162739688614978E-3,7.2924742706175164E-3,0,3.300991300922164E-3,0,6.8525319278370003E-5,1.782473057943303E-2]
[2004,7,31,11,8.5658413501434518E-3,8.6276160027638493E-3,0,6.9064434113609531E-3,0,5.6039767112903422E-5,2.4155940531381159E-2,null,8.753067562082004E-3,8.3505498266681615E-3,0,4.3293129585378681E-3,0,6.8525319278370003E-5,2.1501455666566405E-2]
[2004,7,31,15,8.8050339045417699E-3,8.2435805525287818E-3,0,5.7614887998405822E-3,0,5.6039767112903422E-5,2.2866143024024035E-2,null,8.9974882212342285E-3,7.9788472426208946E-3,0,3.6115966838430095E-3,0,6.8525319278370003E-5,2.0656457466976502E-2]
[2004,7,31,18,9.5305737238167692E-3,7.4159395455894363E-3,0,5.0680762396393885E-3,0,5.6039767112903422E-5,2.2070629276158497E-2,null,9.7388863860494671E-3,7.1777849949702342E-3,0,3.1769301262985399E-3,0,6.8525319278370003E-5,2.0162126826596613E-2]
[2004,7,31,21,9.564856867123871E-3,6.427458090807657E-3,5.9241276000000461E-4,4.9601573945277271E-3,6.3703860000000016E-5,5.6039767112903422E-5,2.1664628739572159E-2,null,9.7739188664960706E-3,6.2210475094066206E-3,2.5063833090318628E-4,3.1092810590747648E-3,4.5168834206903715E-5,6.8525319278370003E-5,1.9468579919365916E-2]
[2004,8,1,2,5.7282403845658365E-3,4.8563527995355172E-3,5.9213924000000174E-4,2.66024285119126E-3,6.3703860000000395E-5,5.6039767112903422E-5,1.3956718902405518E-2,null,5.8534442850860973E-3,4.7003964960204026E-3,2.5052260990441954E-4,1.6675766617554248E-3,4.5168834206903986E-5,6.8525319278370003E-5,1.2585634206251618E-2]
[2004,8,1,5,5.2546631693188746E-3,4.6956595291610921E-3,5.9213924000000174E-4,2.3524028696525826E-3,6.3703860000000395E-5,5.6039767112903422E-5,1.3014608435245453E-2,null,5.3695159479298302E-3,4.5448637091367464E-3,2.5052260990441954E-4,1.4746067723563265E-3,4.5168834206903986E-5,6.8525319278370003E-5,1.1753203192812594E-2]
[2004,8,1,6,5.3814556438864436E-3,4.984580877442411E-3,1.1847521913920034E-4,2.6905755504992297E-3,1.2745868308800078E-5,5.6039767112903422E-5,1.3243872926388987E-2,null,5.4990797643592474E-3,4.8245066735475876E-3,5.0124563789676257E-5,1.686590753431816E-3,9.0373803481173492E-6,6.8525319278370003E-5,1.2137864454754814E-2]
[2004,8,1,9,6.82481181658935E-3,6.9730757941150866E-3,0,4.4409930856188756E-3,0,5.6039767112903422E-5,1.8294920463436212E-2,null,6.9739838139894761E-3,{"$f":"F5123*W$5","v":6.7491433143568366E-3},{"$f":"G5123*X$5","v":0},{"$f":"H5123*Y$5","v":2.7838422425527686E-3},{"$f":"I5123*Z$5","v":0},6.8525319278370003E-5,1.6575494690177453E-2]
[2004,8,1,12,8.1367739396206867E-3,7.7319416328405378E-3,0,4.8012236372799617E-3,0,5.6039767112903422E-5,2.0725978976854086E-2,null,8.3146218940530897E-3,7.4836390309027711E-3,0,3.009653228392768E-3,0,6.8525319278370003E-5,1.8876439472626998E-2]
[2004,8,1,18,9.5820032247026683E-3,6.5019339057353761E-3,0,3.530109229306E-3,0,5.6039767112903422E-5,1.9670086126856948E-2,null,9.791439997252049E-3,6.2931316173729934E-3,0,2.2128535226030328E-3,0,6.8525319278370003E-5,1.8365950456506446E-2]
[2004,8,1,20,9.9239033987884688E-3,6.2547268259583559E-3,1.5790379753071354E-4,3.4685609080824836E-3,1.6987696021234725E-5,5.6039767112903422E-5,1.9878122393494155E-2,null,1.0140813187920645E-2,6.0538633146898606E-3,6.6806029391352738E-5,2.1742718780751276E-3,1.2045022470230675E-5,6.8525319278370003E-5,1.8516324751825589E-2]
[2004,8,1,23,7.9403304264840605E-3,5.9744883106813643E-3,5.9213924000000174E-4,2.709127188182333E-3,6.3703860000000395E-5,5.6039767112903422E-5,1.7335828792460661E-2,null,8.1138846550206575E-3,5.7826243438754022E-3,2.5052260990441954E-4,1.6982198714365247E-3,4.5168834206903986E-5,6.8525319278370003E-5,1.5958945633722278E-2]
[2004,8,2,3,4.9870883953325113E-3,5.2792871495460523E-3,5.9213924000000174E-4,2.1821305614412221E-3,6.3703860000000395E-5,5.6039767112903422E-5,1.3160388973432691E-2,null,5.0960927103429893E-3,5.1097487854641025E-3,2.5052260990441954E-4,1.3678713563812994E-3,4.5168834206903986E-5,6.8525319278370003E-5,1.1937929615578083E-2]
[2004,8,2,6,5.3350828100237249E-3,6.5173835586844059E-3,1.2834420666991346E-4,3.3680308157739455E-3,1.3807599330034706E-5,5.6039767112903422E-5,1.5418688757594928E-2,null,5.451693345296188E-3,6.3080851221087482E-3,5.4299940704924123E-5,2.1112544600740729E-3,9.790194266622028E-6,6.8525319278370003E-5,1.4003648381728925E-2]
[2004,8,2,7,6.1883701152690871E-3,8.1540019249244471E-3,0,4.6238229354794306E-3,0,5.6039767112903422E-5,1.9022234742785867E-2,null,6.3236312119197002E-3,7.8921453318062593E-3,0,2.8984493697040295E-3,0,6.8525319278370003E-5,1.7182751232708359E-2]
[2004,8,2,11,7.3858862280496733E-3,1.0713967188904373E-2,0,7.3747490136542105E-3,0,5.6039767112903422E-5,2.5530642197721158E-2,null,7.5473218003141189E-3,1.0369900193004988E-2,0,4.622870929233607E-3,0,6.8525319278370003E-5,2.2608618241831087E-2]
[2004,8,2,14,7.5571516510390792E-3,1.0638169400824621E-2,0,6.5447054319370855E-3,0,5.6039767112903422E-5,2.4796066250913688E-2,null,7.7223306239890656E-3,1.0296536565566259E-2,0,4.1025570396608819E-3,0,6.8525319278370003E-5,2.2189949548494577E-2]
[2004,8,2,18,9.2260560775680074E-3,8.7142285065173724E-3,0,5.3650135116880696E-3,0,5.6039767112903422E-5,2.3361337862886349E-2,null,9.4277128045521918E-3,8.4343808673605827E-3,0,3.3630656381943682E-3,0,6.8525319278370003E-5,2.1293684629385513E-2]
[2004,8,2,21,9.5409307423366136E-3,7.5203221934766031E-3,5.9213924000000174E-4,4.4027546505023647E-3,6.3703860000000395E-5,5.6039767112903422E-5,2.2175890453428486E-2,null,9.7494697810879966E-3,7.2788155116207329E-3,2.5052260990441954E-4,2.7598724301900407E-3,4.5168834206903986E-5,6.8525319278370003E-5,2.0152374486288462E-2]
[2004,8,2,24,6.7248911180001264E-3,6.4594624627697193E-3,5.9213924000000174E-4,2.4192826240077296E-3,6.3703860000000395E-5,5.6039767112903422E-5,1.6315519071890477E-2,null,6.8718791181574361E-3,6.2520240969894253E-3,2.5052260990441954E-4,1.5165304326178839E-3,4.5168834206903986E-5,6.8525319278370003E-5,1.5004650411154438E-2]
[2004,8,3,4,5.0787543411079444E-3,5.7349686882955438E-3,5.9213924000000174E-4,2.7589644925977968E-3,6.3703860000000395E-5,5.6039767112903422E-5,1.4284570389114189E-2,null,5.1897622267065013E-3,5.5507966245428768E-3,2.5052260990441954E-4,1.7294604499764924E-3,4.5168834206903986E-5,6.8525319278370003E-5,1.2834236064615562E-2]
[2004,8,3,7,6.3983691126429636E-3,8.4024873606651541E-3,0,4.7817833205979245E-3,0,5.6039767112903422E-5,1.9638679561018946E-2,null,6.538220221550638E-3,8.1326509374903093E-3,0,2.9974670408115917E-3,0,6.8525319278370003E-5,1.773686351913091E-2]
[2004,8,3,8,6.7267318414735025E-3,9.5779854603145198E-3,0,5.5979524948077033E-3,0,5.6039767112903422E-5,2.1958709563708628E-2,null,6.8737600748862582E-3,9.2703992388902794E-3,0,3.5090837401467504E-3,0,6.8525319278370003E-5,1.9721768373201658E-2]
[2004,8,3,12,7.5935007595188926E-3,1.0679580602375052E-2,0,7.7212778978853142E-3,0,5.6039767112903422E-5,2.605039902689216E-2,null,7.7594742260404768E-3,1.0336617892994169E-2,0,4.840093007176291E-3,0,6.8525319278370003E-5,2.3004710445489306E-2]
[2004,8,3,15,7.6185988123864427E-3,1.0489227187063171E-2,0,7.0957392167247538E-3,0,5.6039767112903422E-5,2.5259604983287269E-2,null,7.7851208547190121E-3,1.0152377463340242E-2,0,4.4479732782344381E-3,0,6.8525319278370003E-5,2.2453996915572063E-2]
[2004,8,3,19,9.3833786615559051E-3,8.7034216124510684E-3,0,5.1779020239115028E-3,0,5.6039767112903422E-5,2.3320742065031378E-2,null,9.5884740363329224E-3,8.42392102453224E-3,0,3.2457745607941172E-3,0,6.8525319278370003E-5,2.1326694940937647E-2]
[2004,8,3,22,8.693352339002312E-3,7.1922104325594398E-3,5.9213924000000174E-4,4.2228470479802648E-3,6.3703860000000395E-5,5.6039767112903422E-5,2.0820292686654918E-2,null,8.8833655975891403E-3,6.9612406905604452E-3,2.5052260990441954E-4,2.6470971175512415E-3,4.5168834206903986E-5,6.8525319278370003E-5,1.8855920169090518E-2]
[2004,8,4,2,5.6537599543678395E-3,5.8531384986080888E-3,5.9213924000000174E-4,2.2228302363339514E-3,6.3703860000000395E-5,5.6039767112903422E-5,1.4441611556422785E-2,null,{"$f":"E5188*V$5","v":5.7773359133655444E-3},5.6651715444172336E-3,2.5052260990441954E-4,1.3933840000716138E-3,4.5168834206903986E-5,6.8525319278370003E-5,{"$f":"SUM(M5188:R5188)","v":1.3200108221244084E-2}]
[2004,8,4,5,5.0464570655497226E-3,5.9118669759340922E-3,5.9213924000000174E-4,3.0445570344867995E-3,6.3703860000000395E-5,5.6039767112903422E-5,1.4714763943083518E-2,null,5.1567590197270077E-3,5.7220140228026921E-3,2.5052260990441954E-4,1.908484503142257E-3,4.5168834206903986E-5,6.8525319278370003E-5,1.3151474309061649E-2]
[2004,8,4,9,7.0343919870361387E-3,9.9792437032327347E-3,0,6.8718389094176539E-3,0,5.6039767112903422E-5,2.3941514366799428E-2,null,7.1881448422651956E-3,9.6587715250208237E-3,0,4.3076210818708653E-3,0,6.8525319278370003E-5,2.1223062768435254E-2]
[2004,8,4,10,7.1287968686101237E-3,1.0321757978751227E-2,0,6.8414024069855996E-3,0,5.6039767112903422E-5,2.4347997021459851E-2,null,7.2846131601839725E-3,9.9902863401384722E-3,0,4.2885419210722834E-3,0,6.8525319278370003E-5,2.1631966740673102E-2]
[2004,8,4,13,7.3459726546965774E-3,1.0674686849568913E-2,0,7.0488072947364347E-3,0,5.6039767112903422E-5,2.5125506566114827E-2,null,7.5065358237914612E-3,1.0331881297550659E-2,0,4.4185539424155297E-3,0,6.8525319278370003E-5,2.232549638303602E-2]
[2004,8,4,16,8.163999849401601E-3,9.9991006955094802E-3,0,7.1855112465638816E-3,0,5.6039767112903422E-5,2.5404651558587867E-2,null,8.3424428888637745E-3,9.6779908323429871E-3,0,4.5042469909036048E-3,0,6.8525319278370003E-5,2.259320603138874E-2]
[2004,8,4,20,9.7240787596559915E-3,8.1480299813717922E-3,1.9737974646928753E-4,4.377057671957665E-3,2.1234619978765514E-5,5.6039767112903422E-5,2.2523820546546405E-2,null,9.9366209205882655E-3,7.8863651704983717E-3,8.3507536551298981E-5,2.7437642460520465E-3,1.5056278053911719E-5,6.8525319278370003E-5,2.0733839471022267E-2]
[2004,8,4,22,8.6382191586616506E-3,7.0294063936338063E-3,5.9213924000000174E-4,4.077942908246787E-3,6.3703860000000395E-5,5.6039767112903422E-5,2.0457451327655148E-2,null,8.8270273544781841E-3,6.8036649200815778E-3,2.5052260990441954E-4,2.5562637706998109E-3,4.5168834206903986E-5,6.8525319278370003E-5,1.8551172808649267E-2]
[2004,8,5,4,5.1878854266813983E-3,5.994166846295155E-3,5.9213924000000174E-4,2.9403594847695045E-3,6.3703860000000395E-5,5.6039767112903422E-5,1.4834294624858961E-2,null,5.3012786237655943E-3,5.8016709254694572E-3,2.5052260990441954E-4,1.8431681347351949E-3,4.5168834206903986E-5,6.8525319278370003E-5,1.3310334447359937E-2]
[2004,8,5,7,6.2925745577219775E-3,8.7909236023485902E-3,0,5.2549107850512903E-3,0,5.6039767112903422E-5,2.039444871223476E-2,null,6.4301132827140608E-3,8.5086129865224111E-3,0,3.2940476020203728E-3,0,6.8525319278370003E-5,1.8301299190535216E-2]
[2004,8,5,10,7.5872208088245963E-3,1.0845627915998357E-2,0,7.2445767722430308E-3,0,5.6039767112903422E-5,2.5733465264178884E-2,null,7.7530570125448287E-3,1.0497332784054646E-2,0,4.5412722918428622E-3,0,6.8525319278370003E-5,2.2860187407720705E-2]
[2004,8,5,11,7.5733111644920893E-3,1.1169783327445143E-2,0,7.8869737667535498E-3,0,5.6039767112903422E-5,2.6686108025803686E-2,null,7.73884334086564E-3,1.0811078309354259E-2,0,4.9439596762475843E-3,0,6.8525319278370003E-5,2.3562406645745854E-2]
[2004,8,5,14,7.8650277748651652E-3,1.1143340627971586E-2,0,7.3382801184459388E-3,0,5.6039767112903422E-5,2.6402688288395593E-2,null,8.036936090334356E-3,1.0785484787408589E-2,0,4.6000103552442488E-3,0,6.8525319278370003E-5,2.3490956552265567E-2]
[2004,8,5,19,9.6273610662760689E-3,8.980094229254082E-3,0,5.5547183095485215E-3,0,5.6039767112903422E-5,2.4218213372191575E-2,null,9.8377892390291606E-3,8.6917086116881943E-3,0,3.4819823353648763E-3,0,6.8525319278370003E-5,2.2080005505360604E-2]
[2004,8,5,22,8.5657260600832917E-3,7.5386985276747077E-3,5.9213924000000174E-4,4.8052277717620887E-3,6.3703860000000395E-5,5.6039767112903422E-5,2.1621535226632994E-2,null,8.7529497520917685E-3,7.2966017105317209E-3,2.5052260990441954E-4,3.0121632252563756E-3,4.5168834206903986E-5,6.8525319278370003E-5,1.9425931451269557E-2]
[2004,8,6,1,7.496351652135691E-3,6.6766457314739666E-3,5.9213924000000174E-4,2.7231658084018312E-3,6.3703860000000395E-5,5.6039767112903422E-5,1.7608046059124392E-2,null,7.660201700930392E-3,6.4622327694955376E-3,2.5052260990441954E-4,1.7070199986244617E-3,4.5168834206903986E-5,6.8525319278370003E-5,1.6193671232440088E-2]
[2004,8,6,5,5.8667111123103044E-3,6.7033623723272619E-3,5.9213924000000174E-4,3.9926541826626038E-3,6.3703860000000395E-5,5.6039767112903422E-5,1.7274610534413072E-2,null,5.9949416098407388E-3,6.4880914355019024E-3,2.5052260990441954E-4,2.5028004230842507E-3,4.5168834206903986E-5,6.8525319278370003E-5,1.5350050231816584E-2]
[2004,8,6,8,8.062426572842063E-3,1.0319277311593543E-2,0,7.4120746374208872E-3,0,5.6039767112903422E-5,2.5849818288969397E-2,null,8.2386494941597294E-3,9.9878853368141479E-3,0,4.6462685446245853E-3,0,6.8525319278370003E-5,2.294132869487683E-2]
[2004,8,6,11,8.6430803456313283E-3,1.1391976773377343E-2,0,8.9235353922064199E-3,0,5.6039767112903422E-5,2.9014632278327995E-2,null,8.8319947938969388E-3,1.1026136262886446E-2,0,5.5937296678490768E-3,0,6.8525319278370003E-5,2.5520386043910832E-2]
[2004,8,6,12,9.0267530393448783E-3,1.123955855368667E-2,0,8.8521924828079655E-3,0,5.6039767112903422E-5,2.9174543842952417E-2,null,9.2240535389196271E-3,1.0878612782748794E-2,0,5.5490082730932106E-3,0,6.8525319278370003E-5,2.5720199914039999E-2]
[2004,8,6,16,9.3002432281828595E-3,1.0415893130484891E-2,0,8.3674662891137074E-3,0,5.6039767112903422E-5,2.8139642414894361E-2,null,9.5035214863881303E-3,1.0081398447439157E-2,0,5.245157033502766E-3,0,6.8525319278370003E-5,2.4898602286608423E-2]
[2004,8,6,20,1.0046606351562272E-2,8.5335234547916604E-3,2.1711772153071375E-4,5.6320553303291204E-3,2.3358082021234767E-5,5.6039767112903422E-5,2.45087007073479E-2,null,1.0266198096628773E-2,8.2594789549571088E-3,9.1858290381794714E-5,3.530461146570278E-3,1.6561905890921074E-5,6.8525319278370003E-5,2.2233083713707247E-2]
[2004,8,6,23,8.3749141895421864E-3,6.5863158404095542E-3,5.9213924000000174E-4,4.2928027975129134E-3,6.3703860000000395E-5,5.6039767112903422E-5,1.9965915694577556E-2,null,8.5579672481879837E-3,6.3748037212011718E-3,2.5052260990441954E-4,2.6909489693564305E-3,4.5168834206903986E-5,6.8525319278370003E-5,1.798793670213528E-2]
[2004,8,7,2,6.8049513574840684E-3,5.9036387719362451E-3,5.9213924000000174E-4,3.0686650899957894E-3,6.3703860000000395E-5,5.6039767112903422E-5,1.6489138086529007E-2,null,6.9536892587605745E-3,5.7140500583140082E-3,2.5052260990441954E-4,1.9235966688263386E-3,4.5168834206903986E-5,6.8525319278370003E-5,1.4955552749290614E-2]
[2004,8,7,6,6.0920955335502401E-3,6.2180559342070729E-3,1.7768914313920052E-4,3.4920548326836985E-3,1.9116254308800118E-5,5.6039767112903422E-5,1.6055051465001913E-2,null,6.2252523272486524E-3,6.0183700673479132E-3,7.5176824780118212E-5,2.1889990750077249E-3,1.3554263768807747E-5,6.8525319278370003E-5,1.4589877877431587E-2]
[2004,8,7,9,8.2154453417215747E-3,8.5586315475744135E-3,0,6.7016229580678793E-3,0,5.6039767112903422E-5,2.3531739614476771E-2,null,8.3950128410300914E-3,8.2837807296035262E-3,0,4.2009209932671971E-3,0,6.8525319278370003E-5,2.0948239883179186E-2]
[2004,8,7,13,9.8871825770058056E-3,9.0181383645081478E-3,0,7.2731362634097744E-3,0,5.6039767112903422E-5,2.6234496972036628E-2,null,1.0103289747915134E-2,8.7285310023636504E-3,0,4.5591748457093056E-3,0,6.8525319278370003E-5,2.3459520915266461E-2]
[2004,8,7,14,9.5638477253018727E-3,9.0523216721735203E-3,0,7.2233514174670534E-3,0,5.6039767112903422E-5,2.589556058205535E-2,null,9.7728876675528941E-3,8.7616165515824115E-3,0,4.527967150830624E-3,0,6.8525319278370003E-5,2.3130996689244301E-2]
[2004,8,7,17,9.9831940260161726E-3,8.4932017343482928E-3,0,6.6312462806731578E-3,0,5.6039767112903422E-5,2.5163681808150526E-2,null,1.0201399748505684E-2,8.2204521211769015E-3,0,4.1568052822888654E-3,0,6.8525319278370003E-5,2.2647182471249822E-2]
[2004,8,7,21,9.9338798135043659E-3,6.7078964644123017E-3,5.9213924000000174E-4,4.8881618541532293E-3,6.3703860000000395E-5,5.6039767112903422E-5,2.2241820999182798E-2,null,1.0151007660181578E-2,6.4924799203235142E-3,2.5052260990441954E-4,3.0641505617499732E-3,4.5168834206903986E-5,6.8525319278370003E-5,2.0071854905644761E-2]
[2004,8,7,24,7.8836316743652775E-3,5.5176194843488732E-3,5.9213924000000174E-4,3.4941390897064023E-3,6.3703860000000395E-5,5.6039767112903422E-5,1.7607273115533457E-2,null,8.0559466209508199E-3,5.3404273456178642E-3,2.5052260990441954E-4,2.1903055942101369E-3,4.5168834206903986E-5,6.8525319278370003E-5,1.5950896324168514E-2]
[2004,8,8,3,6.6538520120291355E-3,5.6433466503470822E-3,5.9213924000000174E-4,4.3245253628270627E-3,6.3703860000000395E-5,5.6039767112903422E-5,1.7333606892316184E-2,null,6.7992872887391188E-3,5.4621169252071144E-3,2.5052260990441954E-4,2.7108343003310813E-3,4.5168834206903986E-5,6.8525319278370003E-5,1.5336455277667006E-2]
[2004,8,8,6,6.4750520463835257E-3,5.9010371022653989E-3,1.8755813066991363E-4,4.1442548442827904E-3,2.0177985330034744E-5,5.6039767112903422E-5,1.6784119876044567E-2,null,6.6165792376067269E-3,5.7115319383360249E-3,7.9352201695366079E-5,2.5978314933157889E-3,1.4307077687312426E-5,6.8525319278370003E-5,1.5088127267919591E-2]
[2004,8,8,11,1.0088578006877274E-2,9.1518578672154533E-3,0,7.7285910790464976E-3,0,5.6039767112903422E-5,2.7025066720252129E-2,null,1.0309087139239687E-2,8.8579562537653041E-3,0,4.8446772842178094E-3,0,6.8525319278370003E-5,2.408024599650117E-2]
[2004,8,8,12,1.0257407235679439E-2,9.2592823377246492E-3,0,7.8593861926460964E-3,0,5.6039767112903422E-5,2.7432115533163087E-2,null,1.0481606520086591E-2,8.9619309083284089E-3,0,4.9266663698430821E-3,0,6.8525319278370003E-5,2.4438729117536456E-2]
[2004,8,8,15,1.118757094707548E-2,9.2169882485323203E-3,0,7.558725652005726E-3,0,5.6039767112903422E-5,2.8019324614726428E-2,null,1.1432101103961896E-2,8.9209950462013788E-3,0,4.7381969222292548E-3,0,6.8525319278370003E-5,2.5159818391670901E-2]
[2004,8,8,18,1.2265452185714192E-2,7.9969872038442927E-3,0,6.9070155054808072E-3,0,5.6039767112903422E-5,2.722549466215219E-2,null,1.2533541922212317E-2,7.7401729617471143E-3,0,4.3296715764746356E-3,0,6.8525319278370003E-5,2.4671911779712438E-2]
[2004,8,8,22,1.0872965387845223E-2,7.1481264573615561E-3,5.9213924000000174E-4,5.981547032015813E-3,6.3703860000000395E-5,5.6039767112903422E-5,2.4714521744335496E-2,null,1.1110619114886427E-2,6.9185724226021126E-3,2.5052260990441954E-4,3.7495404704556657E-3,4.5168834206903986E-5,6.8525319278370003E-5,2.2142948771333899E-2]
[2004,8,9,3,5.3803391027804036E-3,5.4665486979259105E-3,5.9213924000000174E-4,2.4517489023589056E-3,6.3703860000000395E-5,5.6039767112903422E-5,1.4010519570178124E-2,null,5.4979388186730607E-3,5.2909966400121146E-3,2.5052260990441954E-4,1.5368819610688418E-3,4.5168834206903986E-5,6.8525319278370003E-5,1.269003418314371E-2]
[2004,8,9,5,5.2908885179650932E-3,5.8821064376513698E-3,5.9213924000000174E-4,3.0202072202892283E-3,6.3703860000000395E-5,5.6039767112903422E-5,1.4905085043018596E-2,null,5.4065330850911458E-3,5.6932092107064274E-3,2.5052260990441954E-4,1.8932207907124811E-3,4.5168834206903986E-5,6.8525319278370003E-5,1.3357179849899746E-2]
[2004,8,9,9,7.6889036323778501E-3,1.0319434623286291E-2,0,7.3258250355092936E-3,0,5.6039767112903422E-5,2.5390203058286338E-2,null,7.8569623486447072E-3,{"$f":"F5315*W$5","v":9.9880375966189643E-3},{"$f":"G5315*X$5","v":0},{"$f":"H5315*Y$5","v":4.5922028704441014E-3},{"$f":"I5315*Z$5","v":0},6.8525319278370003E-5,2.2505728134986146E-2]
[2004,8,9,12,8.3471466921364278E-3,1.0781851325233488E-2,0,7.6137574122845065E-3,0,5.6039767112903422E-5,2.6798795196767325E-2,null,8.5295928281062406E-3,1.043560430671091E-2,0,4.7726936521255946E-3,0,6.8525319278370003E-5,2.3806416106221116E-2]
[2004,8,9,13,8.0757824482418309E-3,1.1068590705282825E-2,0,7.3602149673419499E-3,0,5.6039767112903422E-5,2.6560627887979509E-2,null,8.2522972930093967E-3,1.0713135374343367E-2,0,4.6137602435605508E-3,0,6.8525319278370003E-5,2.3647718230191687E-2]
[2004,8,9,16,9.1139109478752325E-3,1.0323621603426524E-2,0,7.4606848060051424E-3,0,5.6039767112903422E-5,2.69542571244198E-2,null,9.3131164844904302E-3,9.9920901166051443E-3,0,4.6767398914863215E-3,0,6.8525319278370003E-5,2.4050471811860267E-2]
[2004,8,9,20,1.0391756131725124E-2,8.5287332546520826E-3,2.5659367046928762E-4,5.0260542687215384E-3,2.7605005978765549E-5,5.6039767112903422E-5,2.4286782098659698E-2,null,1.0618891921007461E-2,8.2548425867028374E-3,1.085597975417409E-4,3.1505885996397269E-3,1.9573161474602116E-5,6.8525319278370003E-5,2.2220981385644743E-2]
[2004,8,9,24,7.2701642055373154E-3,6.6742070248877548E-3,5.9213924000000174E-4,2.7132094144940904E-3,6.3703860000000395E-5,5.6039767112903422E-5,1.7369463512032064E-2,null,7.4290704061933908E-3,6.4598723792261671E-3,2.5052260990441954E-4,1.7007788202642387E-3,4.5168834206903986E-5,6.8525319278370003E-5,1.5953938369073491E-2]
[2004,8,10,3,5.1532018311541642E-3,5.6066780434029535E-3,5.9213924000000174E-4,2.5567946803986847E-3,6.3703860000000395E-5,5.6039767112903422E-5,1.4028557422068707E-2,null,5.2658369382923139E-3,5.4266258892983112E-3,2.5052260990441954E-4,1.6027300424936765E-3,4.5168834206903986E-5,6.8525319278370003E-5,1.2659409633473994E-2]
[2004,8,10,6,5.5996163132125748E-3,6.6428041308753934E-3,2.0729610513920061E-4,3.9335255509129977E-3,2.2301447308800137E-5,5.6039767112903422E-5,1.6461583314561868E-2,null,5.7220088381003432E-3,6.4294779538057734E-3,8.7702955275339187E-5,2.4657355640233494E-3,1.5812705479152947E-5,6.8525319278370003E-5,1.4789263335962328E-2]
[2004,8,10,10,7.0942312518695455E-3,1.0190807330125336E-2,0,6.746128171822097E-3,0,5.6039767112903422E-5,2.4087206520929882E-2,null,7.2492920321957401E-3,9.863541024186219E-3,0,4.2288191439002259E-3,0,6.8525319278370003E-5,2.1410177519560557E-2]
[2004,8,10,13,7.3009787743272807E-3,1.054029193910508E-2,0,6.9590785144821839E-3,0,5.6039767112903422E-5,2.4856388995027446E-2,null,7.4605584984297098E-3,1.0201802328352293E-2,0,4.3623073408044152E-3,0,6.8525319278370003E-5,2.2093193486864789E-2]
[2004,8,10,14,7.4466416940608083E-3,1.0473323062831916E-2,0,6.7376137851834035E-3,0,5.6039767112903422E-5,2.4713618309189032E-2,null,7.6094052171115055E-3,1.0136984082155907E-2,0,4.2234818896561294E-3,0,6.8525319278370003E-5,2.2038396508201909E-2]
[2004,8,10,17,8.4213990956160702E-3,9.2430102157714609E-3,0,6.6404426348664579E-3,0,5.6039767112903422E-5,2.4360891713366892E-2,null,8.6054681890587754E-3,8.9461813472547363E-3,0,4.1625700287739901E-3,0,6.8525319278370003E-5,2.1782744884365872E-2]
[2004,8,10,21,9.1768078903447896E-3,7.3974890081830317E-3,5.9213924000000174E-4,4.6569998437885583E-3,6.3703860000000395E-5,5.6039767112903422E-5,2.1943179609429282E-2,null,9.3773881846515826E-3,7.1599269758034524E-3,2.5052260990441954E-4,2.9192463574605142E-3,4.5168834206903986E-5,6.8525319278370003E-5,1.982077828130524E-2]
[2004,8,11,1,6.1833974715915507E-3,5.7931964315062314E-3,5.9213924000000174E-4,2.1859173259957025E-3,6.3703860000000395E-5,5.6039767112903422E-5,1.4874394096206387E-2,null,6.3185498796497642E-3,5.6071544493254731E-3,2.5052260990441954E-4,1.370245094625455E-3,4.5168834206903986E-5,6.8525319278370003E-5,1.3660166186990385E-2]
[2004,8,11,4,4.9985921494751402E-3,5.4797601086200099E-3,5.9213924000000174E-4,2.6126171400793368E-3,6.3703860000000395E-5,5.6039767112903422E-5,1.380285226528739E-2,null,5.1078479055552293E-3,5.3037837811234379E-3,2.5052260990441954E-4,1.6377224233297169E-3,4.5168834206903986E-5,6.8525319278370003E-5,1.2413570873398075E-2]
[2004,8,11,8,6.6257845942634484E-3,9.1979229317404303E-3,0,5.3384495833664501E-3,0,5.6039767112903422E-5,2.1218196876483231E-2,null,6.770606392846489E-3,8.9025419905970401E-3,0,3.3464140054707465E-3,0,6.8525319278370003E-5,1.9088087708192647E-2]
[2004,8,11,11,7.3729798021882819E-3,1.0355339482076828E-2,0,7.0462388922116577E-3,0,5.6039767112903422E-5,2.4830597943589671E-2,null,7.5341332747587315E-3,1.0022789411286401E-2,0,4.4169439359808185E-3,0,6.8525319278370003E-5,2.2042391941304324E-2]
[2004,8,11,14,7.4212241338717268E-3,1.0399326523668078E-2,0,6.6902955501149447E-3,0,5.6039767112903422E-5,2.4566885974767652E-2,null,7.5834320975422765E-3,1.0065363858551763E-2,0,4.1938203929847689E-3,0,6.8525319278370003E-5,2.1911141668357181E-2]
[2004,8,11,16,8.0980849464447127E-3,9.7904279857922751E-3,0,7.0387716436442083E-3,0,5.6039767112903422E-5,2.49833243429941E-2,null,8.2750872637306922E-3,9.4760194118021137E-3,0,4.4122630815870067E-3,0,6.8525319278370003E-5,2.2231895076398184E-2]
[2004,8,11,19,9.2388028126936458E-3,8.3181006053241573E-3,0,4.9213562919216318E-3,0,5.6039767112903422E-5,2.2534299477052336E-2,null,9.4407381489626154E-3,8.0509741678056017E-3,0,3.0849585378706097E-3,0,6.8525319278370003E-5,2.0645196173917194E-2]
[2004,8,11,22,8.5866661643444076E-3,6.8771741322474576E-3,5.9213924000000174E-4,3.9424482434842452E-3,6.3703860000000395E-5,5.6039767112903422E-5,2.0118171407189012E-2,null,8.7743475506105936E-3,6.6563214264066337E-3,2.5052260990441954E-4,2.4713287653677935E-3,4.5168834206903986E-5,6.8525319278370003E-5,1.8266214505774713E-2]
[2004,8,12,2,5.6753313870452253E-3,5.9203882458027414E-3,5.9213924000000174E-4,2.263743510830662E-3,6.3703860000000395E-5,5.6039767112903422E-5,1.4571346010791532E-2,null,{"$f":"E5380*V$5","v":5.7993788394387546E-3},5.7302616416816327E-3,2.5052260990441954E-4,1.4190305389491288E-3,4.5168834206903986E-5,6.8525319278370003E-5,{"$f":"SUM(M5380:R5380)","v":1.3312887783459208E-2}]
[2004,8,12,5,5.0704101715264892E-3,5.9819737931841388E-3,5.9213924000000174E-4,3.0826854739222707E-3,6.3703860000000395E-5,5.6039767112903422E-5,1.4846952305745804E-2,null,5.1812356760606946E-3,5.7898694385337696E-3,2.5052260990441954E-4,1.9323853645704814E-3,4.5168834206903986E-5,6.8525319278370003E-5,1.3267707242554638E-2]
[2004,8,12,7,6.3733836850239983E-3,8.3158129802750752E-3,0,4.7245411960933322E-3,0,5.6039767112903422E-5,1.9469777628505307E-2,null,6.5126886798051618E-3,8.0487600072598631E-3,0,2.9615847412499514E-3,0,6.8525319278370003E-5,1.7591558747593345E-2]
[2004,8,12,13,7.3837098782763193E-3,1.0787405555070084E-2,0,7.1240646521024348E-3,0,5.6039767112903422E-5,2.5351219852561738E-2,null,7.5450978813987202E-3,1.0440980168708522E-2,0,4.465729113927684E-3,0,6.8525319278370003E-5,2.2520332483313296E-2]
[2004,8,12,16,8.1997043742968265E-3,1.0112131935863817E-2,0,7.2649966653724708E-3,0,5.6039767112903422E-5,2.5632872742646019E-2,null,8.3789278184702182E-3,9.7873922016490176E-3,0,4.554072528183295E-3,0,6.8525319278370003E-5,2.2788917867580902E-2]
[2004,8,12,17,8.5021236530099867E-3,9.4816606039749979E-3,0,6.8060351779003847E-3,0,5.6039767112903422E-5,2.484585920199827E-2,null,8.6879571677714491E-3,9.1771677468822713E-3,0,4.2663719279128045E-3,0,6.8525319278370003E-5,2.2200022161844895E-2]
[2004,8,12,20,9.7354277026963903E-3,8.2277741877173766E-3,3.0593860753071395E-4,4.3680677436724784E-3,3.2913661021234821E-5,5.6039767112903422E-5,2.2726161669751097E-2,null,9.9482179209447064E-3,7.9635484814226856E-3,1.2943668186745762E-4,2.7381288979136166E-3,2.3337231021956668E-5,6.8525319278370003E-5,2.0871194532448796E-2]
[2004,8,12,23,7.5468657557924588E-3,6.6243778687276357E-3,5.9213924000000174E-4,3.1355641940332911E-3,6.3703860000000395E-5,5.6039767112903422E-5,1.8018690685666288E-2,null,7.7118199067868773E-3,6.4116434303250333E-3,2.5052260990441954E-4,1.965532458461232E-3,4.5168834206903986E-5,6.8525319278370003E-5,1.6453212558962836E-2]
[2004,8,13,4,5.263930060206542E-3,5.8161022184387559E-3,5.9213924000000174E-4,2.6141341265340286E-3,6.3703860000000395E-5,5.6039767112903422E-5,1.4406049272292231E-2,null,5.378985388083405E-3,5.629324642694976E-3,2.5052260990441954E-4,1.6386733482450532E-3,4.5168834206903986E-5,6.8525319278370003E-5,1.3011200142413125E-2]
[2004,8,13,7,6.2257613467660506E-3,8.1436491960595343E-3,0,4.353496060090209E-3,0,5.6039767112903422E-5,1.8778946370028696E-2,null,6.3618397149894992E-3,7.8821250691751051E-3,0,2.7289946192693209E-3,0,6.8525319278370003E-5,1.7041484722712295E-2]
[2004,8,13,11,7.4789071112809254E-3,1.0479438460554541E-2,0,7.1168784895822785E-3,0,5.6039767112903422E-5,2.5131263828530648E-2,null,7.6423758694154631E-3,1.0142903090764578E-2,0,4.4612244586850888E-3,0,6.8525319278370003E-5,2.2315028738143502E-2]
[2004,8,13,14,7.8300645104934074E-3,1.0270374396694685E-2,0,6.4276167602778569E-3,0,5.6039767112903422E-5,2.4584095434578852E-2,null,8.0012086232091554E-3,9.9405528839788104E-3,0,4.0291598548409177E-3,0,6.8525319278370003E-5,2.2039446681307254E-2]
[2004,8,13,17,8.5914418151301613E-3,9.1403311380228516E-3,0,6.1543234617254614E-3,0,5.6039767112903422E-5,2.3942136181991376E-2,null,8.7792275842549141E-3,8.8467996925054495E-3,0,3.8578455982210564E-3,0,6.8525319278370003E-5,2.1552398194259793E-2]
[2004,8,13,18,8.4955393769350646E-3,8.7183905049326473E-3,0,5.6461108064848184E-3,0,5.6039767112903422E-5,2.2916080455465435E-2,null,8.6812289771623346E-3,8.4384092078817786E-3,0,3.5392718399235579E-3,0,6.8525319278370003E-5,2.072743534424604E-2]
[2004,8,13,21,8.7570137122612458E-3,7.1154219142224046E-3,5.9213924000000174E-4,4.2261106157024976E-3,6.3703860000000395E-5,5.6039767112903422E-5,2.0810429109299051E-2,null,8.9484184369370261E-3,6.8869181490514098E-3,2.5052260990441954E-4,2.64914288918642E-3,4.5168834206903986E-5,6.8525319278370003E-5,1.8848696238564548E-2]
[2004,8,14,1,6.9922028793025096E-3,5.8967187210995538E-3,5.9213924000000174E-4,3.1887560308929354E-3,6.3703860000000395E-5,5.6039767112903422E-5,1.67895604984079E-2,null,7.1450335943116922E-3,5.7073522371202563E-3,2.5052260990441954E-4,1.9988758299896337E-3,4.5168834206903986E-5,6.8525319278370003E-5,1.5215478424811274E-2]
[2004,8,14,5,5.766087942206735E-3,5.797040442164246E-3,5.9213924000000174E-4,3.4297373003096226E-3,6.3703860000000395E-5,5.6039767112903422E-5,1.5704748551793508E-2,null,5.8921190883598033E-3,5.6108750139082864E-3,2.5052260990441954E-4,2.1499352494781638E-3,4.5168834206903986E-5,6.8525319278370003E-5,1.4017146115135945E-2]
[2004,8,14,8,7.1568671005011976E-3,7.774377223723406E-3,0,5.3275491380489594E-3,0,5.6039767112903422E-5,2.0314833229386466E-2,null,7.3132969317111869E-3,7.5247118505528312E-3,0,3.3395810472669311E-3,0,6.8525319278370003E-5,1.8246115148809319E-2]
[2004,8,14,12,9.3705089502153401E-3,8.7336214979894713E-3,0,6.3490776810609852E-3,0,5.6039767112903422E-5,2.4509247896378698E-2,null,9.5753230277788627E-3,8.4531510747416286E-3,0,3.979927531754638E-3,0,6.8525319278370003E-5,2.20769269535535E-2]
[2004,8,14,15,8.9519263275395205E-3,8.5391595915841976E-3,0,5.8356423920782798E-3,0,5.6039767112903422E-5,2.3382768078314901E-2,null,9.1475913168088049E-3,8.264934093560973E-3,0,3.6580799587611393E-3,0,6.8525319278370003E-5,2.1139130688409287E-2]
[2004,8,14,18,9.6748459656899027E-3,7.7006294395195983E-3,0,5.1377660473554279E-3,0,5.6039767112903422E-5,2.2569281219677828E-2,null,{"$f":"E5444*V$5","v":9.8863120303999113E-3},7.4533323934231925E-3,0,3.2206152721330453E-3,0,6.8525319278370003E-5,{"$f":"SUM(M5444:R5444)","v":2.0628785015234519E-2}]
[2004,8,14,22,9.2655399880273246E-3,6.172793684687373E-3,5.9213924000000174E-4,4.8655039274772289E-3,6.3703860000000395E-5,5.6039767112903422E-5,2.1015720467304828E-2,null,9.4680597269079046E-3,5.9745613640212634E-3,2.5052260990441954E-4,3.0499474111948485E-3,4.5168834206903986E-5,6.8525319278370003E-5,1.8856785265513709E-2]
[2004,8,14,23,8.8848155377339692E-3,5.7319132563980833E-3,5.9213924000000174E-4,3.8840492417699002E-3,6.3703860000000395E-5,5.6039767112903422E-5,1.9212660903014857E-2,null,9.0790136659627697E-3,5.5478393144014005E-3,2.5052260990441954E-4,2.4347212758353822E-3,4.5168834206903986E-5,6.8525319278370003E-5,1.7425791019589246E-2]
[2004,8,15,3,5.0534159123296349E-3,4.4152966702565629E-3,5.9213924000000174E-4,2.5410500629882231E-3,6.3703860000000395E-5,5.6039767112903422E-5,1.2721645512687327E-2,null,5.1638699681474717E-3,4.2735043878503777E-3,2.5052260990441954E-4,1.5928605087666347E-3,4.5168834206903986E-5,6.8525319278370003E-5,1.1394451628154176E-2]
[2004,8,15,6,4.9037121752905826E-3,4.6103149377199754E-3,2.6651002913920079E-4,2.5507142561405523E-3,2.8671833308800178E-5,5.6039767112903422E-5,1.2415962998712013E-2,null,5.0108941107815117E-3,4.462259863180067E-3,1.1275521626578115E-4,1.5989185207065234E-3,2.0329588899843347E-5,6.8525319278370003E-5,1.1273682619112095E-2]
[2004,8,15,9,6.1694817914499343E-3,6.5203529467396121E-3,0,4.4053806523496391E-3,0,5.6039767112903422E-5,1.7151255157652086E-2,null,6.3043300402349407E-3,6.3109591516091077E-3,0,2.7615185428343358E-3,0,6.8525319278370003E-5,1.5445333053956754E-2]
[2004,8,15,13,7.3207130880824688E-3,7.230013184019328E-3,0,4.4347041177405701E-3,0,5.6039767112903422E-5,1.9041470156955266E-2,null,7.4807241511110536E-3,6.9978294492105547E-3,0,2.7798999949283851E-3,0,6.8525319278370003E-5,1.7326978914528366E-2]
[2004,8,15,15,7.7653474907738319E-3,7.117789864604619E-3,0,3.9044765912982483E-3,0,5.6039767112903422E-5,1.8843653713789599E-2,null,7.9350770638133526E-3,6.8892100553726264E-3,0,2.4475261862290853E-3,0,6.8525319278370003E-5,1.7340338624693436E-2]
[2004,8,15,18,8.5306324342244218E-3,6.1211077133071197E-3,0,3.7326767801050707E-3,0,5.6039767112903422E-5,1.8440456694749516E-2,null,8.7170890741285964E-3,5.9245352294306315E-3,0,2.3398332530401322E-3,0,6.8525319278370003E-5,1.7049982875877733E-2]
[2004,8,15,21,8.5948031076937964E-3,5.801998185178096E-3,5.9213924000000174E-4,4.0346811410760788E-3,6.3703860000000395E-5,5.6039767112903422E-5,1.9143365301060873E-2,null,8.7826623456172554E-3,5.6156735445860202E-3,2.5052260990441954E-4,2.5291450761611282E-3,4.5168834206903986E-5,6.8525319278370003E-5,1.7291697729754099E-2]
[2004,8,15,24,6.3617713895880203E-3,5.4251606972189779E-3,5.9213924000000174E-4,2.2619074479733503E-3,6.3703860000000395E-5,5.6039767112903422E-5,1.4760722401893253E-2,null,6.5008225708793567E-3,5.250937768358728E-3,2.5052260990441954E-4,1.4178796005793488E-3,4.5168834206903986E-5,6.8525319278370003E-5,1.3533856703207127E-2]
[2004,8,16,4,4.7263464251578544E-3,5.2847172837081546E-3,5.9213924000000174E-4,2.6576162548323633E-3,6.3703860000000395E-5,5.6039767112903422E-5,1.3380562830811276E-2,null,4.8296516232487346E-3,5.1150045369801186E-3,2.5052260990441954E-4,1.6659301764407528E-3,4.5168834206903986E-5,6.8525319278370003E-5,1.1974803100059299E-2]
[2004,8,16,7,5.8643919668044534E-3,8.0752773098977729E-3,0,4.9636821331619646E-3,0,5.6039767112903422E-5,1.8959391176977092E-2,null,5.9925717740628827E-3,7.8159488691733701E-3,0,3.1114905460329235E-3,0,6.8525319278370003E-5,1.6988536508547546E-2]
[2004,8,16,12,7.1874728949831044E-3,1.0340279057680452E-2,0,7.5057439943981554E-3,0,5.6039767112903422E-5,2.5089535714174615E-2,null,7.3445716863955986E-3,1.0008212635466474E-2,0,4.7049853018360501E-3,0,6.8525319278370003E-5,2.2126294942976493E-2]
[2004,8,16,15,7.2463723691661309E-3,1.0099873394400005E-2,0,6.9619635261278477E-3,0,5.6039767112903422E-5,2.4364249056806887E-2,null,7.4047585443843354E-3,9.7755273294452653E-3,0,4.3641158140748336E-3,0,6.8525319278370003E-5,2.1612927007182807E-2]
[2004,8,16,18,8.6014864349332493E-3,8.6683897958960039E-3,0,5.9582427803404475E-3,0,5.6039767112903422E-5,2.3284158778282604E-2,null,8.7894917523824705E-3,8.3900142153316391E-3,0,3.7349321702412276E-3,0,6.8525319278370003E-5,2.0982963457233706E-2]
[2004,8,16,19,9.3262571353964728E-3,8.3080638764052896E-3,0,4.7043408748660091E-3,0,5.6039767112903422E-5,2.2394701653780671E-2,null,9.530103987521037E-3,8.0412597571379359E-3,0,2.9489221438395072E-3,0,6.8525319278370003E-5,2.058881120777685E-2]
[2004,8,16,22,8.0969494250501244E-3,7.1248527386169273E-3,5.9213924000000174E-4,4.415512920458233E-3,6.3703860000000395E-5,5.6039767112903422E-5,2.0349197951238188E-2,null,8.2739269228979898E-3,6.8960461131364822E-3,2.5052260990441954E-4,2.76786996816416E-3,4.5168834206903986E-5,6.8525319278370003E-5,1.8302059767588325E-2]
[2004,8,17,1,6.2562664599478176E-3,6.0129595162555383E-3,5.9213924000000174E-4,2.3270412680161411E-3,6.3703860000000395E-5,5.6039767112903422E-5,1.5308150111332401E-2,null,6.3930115877518278E-3,5.819860089988374E-3,2.5052260990441954E-4,1.4587088196657558E-3,4.5168834206903986E-5,6.8525319278370003E-5,1.403579726079565E-2]
[2004,8,17,5,5.0787013873033237E-3,6.0062413377166037E-3,5.9213924000000174E-4,3.0958831815004798E-3,6.3703860000000395E-5,5.6039767112903422E-5,1.4892708773633311E-2,null,5.1897081154743917E-3,5.8133576581907778E-3,2.5052260990441954E-4,1.9406583645848368E-3,4.5168834206903986E-5,6.8525319278370003E-5,1.3307940901639699E-2]
[2004,8,17,9,7.0763354628799327E-3,1.0121961247394852E-2,0,6.9767032141386954E-3,0,5.6039767112903422E-5,2.4231039691526381E-2,null,7.231005089477589E-3,{"$f":"F5507*W$5","v":9.7969058559047775E-3},{"$f":"G5507*X$5","v":0},{"$f":"H5507*Y$5","v":4.3733554065118318E-3},{"$f":"I5507*Z$5","v":0},6.8525319278370003E-5,2.1469791671172567E-2]
[2004,8,17,12,7.5714902476119407E-3,1.0608430636321862E-2,0,7.6699867253044391E-3,0,5.6039767112903422E-5,2.5905947376351143E-2,null,7.7369826236488061E-3,1.0267752828009524E-2,0,4.8079410695020157E-3,0,6.8525319278370003E-5,2.2881201840438715E-2]
[2004,8,17,16,8.2120630206871017E-3,1.0151258051841782E-2,0,7.2925089059080114E-3,0,5.6039767112903422E-5,2.5711869745549797E-2,null,8.3915565915711997E-3,9.8252618264553764E-3,0,4.5713186116410984E-3,0,6.8525319278370003E-5,2.2856662348946042E-2]
[2004,8,17,19,9.3596060862762478E-3,8.640063498557126E-3,0,5.1357182914390362E-3,0,5.6039767112903422E-5,2.3191427643385311E-2,null,9.564181856610959E-3,8.3625975851457871E-3,0,3.2193316336961947E-3,0,6.8525319278370003E-5,2.1214636394731312E-2]
[2004,8,17,20,9.7327718815337135E-3,8.2501018128159648E-3,3.7502151846928802E-4,4.3419192317055719E-3,4.0345777978765632E-5,5.6039767112903422E-5,2.2796199989616205E-2,null,9.9455040506873128E-3,7.9851590799747303E-3,1.5866431952262484E-4,2.7217376694676425E-3,2.8606928315982916E-5,6.8525319278370003E-5,2.0908197367246667E-2]
[2004,8,17,23,7.5549827289694525E-3,6.65075270469639E-3,5.9213924000000174E-4,3.1566032122622859E-3,6.3703860000000395E-5,5.6039767112903422E-5,1.8074221513041031E-2,null,7.7201142951269838E-3,6.4371712681259652E-3,2.5052260990441954E-4,1.9787207941687063E-3,4.5168834206903986E-5,6.8525319278370003E-5,1.6500223120811352E-2]
[2004,8,18,2,5.6847341372172309E-3,5.9497023823700109E-3,5.9213924000000174E-4,2.281576994913602E-3,6.3703860000000395E-5,5.6039767112903422E-5,1.4627896381613749E-2,null,5.8089871083945605E-3,5.7586343877510356E-3,2.5052260990441954E-4,1.4302094814434882E-3,4.5168834206903986E-5,6.8525319278370003E-5,1.3362047740978777E-2]
[2004,8,18,7,6.3845614194620124E-3,8.3545884497994855E-3,0,4.7501494817331494E-3,0,5.6039767112903422E-5,1.954533911810755E-2,null,6.524110729400478E-3,8.0862902462288111E-3,0,2.9776373281261469E-3,0,6.8525319278370003E-5,1.7656563623033805E-2]
[2004,8,18,10,7.1704246401016573E-3,1.0479462371833099E-2,0,6.956141320569321E-3,0,5.6039767112903422E-5,2.4662068099616977E-2,null,7.3271508025976049E-3,1.0142926234159341E-2,0,4.3604661570125118E-3,0,6.8525319278370003E-5,2.1899068513047827E-2]
[2004,8,18,14,7.5488110630102592E-3,1.0770760932032285E-2,0,6.9278175384949745E-3,0,5.6039767112903422E-5,2.530342930065042E-2,null,7.7138077331789841E-3,1.0424870069003261E-2,0,4.3427113576945935E-3,0,6.8525319278370003E-5,2.2549914479155209E-2]
[2004,8,18,17,8.5181740412752296E-3,9.5291115942603664E-3,0,6.8389595545829893E-3,0,5.6039767112903422E-5,2.4942284957231487E-2,null,8.7043583742776806E-3,9.2230949020286977E-3,0,4.287010615893554E-3,0,6.8525319278370003E-5,2.22829892114783E-2]
[2004,8,18,20,9.7317019632898825E-3,8.255584726535075E-3,3.9475949353071424E-4,4.3338052213598771E-3,4.2469240021234885E-5,5.6039767112903422E-5,2.2814360411849689E-2,null,9.9444107469134797E-3,7.9904659160916925E-3,1.6701507335312055E-4,2.7166513916191131E-3,3.011255615299227E-5,6.8525319278370003E-5,2.0917181003408773E-2]
[2004,8,18,23,7.5570873180142422E-3,6.6575907757127992E-3,5.9213924000000174E-4,3.1620581899793705E-3,6.3703860000000395E-5,5.6039767112903422E-5,1.8088619150819316E-2,null,7.7222648848176458E-3,6.443789742189082E-3,2.5052260990441954E-4,1.9821402539850659E-3,4.5168834206903986E-5,6.8525319278370003E-5,1.6512411644381487E-2]
[2004,8,19,1,6.0988224902280798E-3,5.5381299857889229E-3,5.9213924000000174E-4,2.0221225402777035E-3,6.3703860000000395E-5,5.6039767112903422E-5,1.4370957883407611E-2,null,6.2321263170742221E-3,5.3602791753921859E-3,2.5052260990441954E-4,1.2675701219784076E-3,4.5168834206903986E-5,6.8525319278370003E-5,1.3224192377834508E-2]
[2004,8,19,4,4.9208510720880764E-3,5.23225935706803E-3,5.9213924000000174E-4,2.4706902367277461E-3,6.3703860000000395E-5,5.6039767112903422E-5,1.3335683532996757E-2,null,5.0284076176836104E-3,5.0642312376038209E-3,2.5052260990441954E-4,1.5487553609435337E-3,4.5168834206903986E-5,6.8525319278370003E-5,1.2005610979620659E-2]
[2004,8,19,8,6.5278861097335357E-3,8.829338798839452E-3,0,5.086784640544538E-3,0,5.6039767112903422E-5,2.0500049316230427E-2,null,6.6705681112244029E-3,8.5457945222207343E-3,0,3.1886575115311405E-3,0,6.8525319278370003E-5,1.847354546425465E-2]
[2004,8,19,11,7.2573297471964834E-3,9.9384376151267495E-3,0,6.7383789199539097E-3,0,5.6039767112903422E-5,2.3990186049390044E-2,null,7.4159554211746517E-3,9.6192758785002466E-3,0,4.2239615153736917E-3,0,6.8525319278370003E-5,2.1327718134326958E-2]
[2004,8,19,15,7.3108528933209533E-3,9.644218332100574E-3,0,6.5705647802132708E-3,0,5.6039767112903422E-5,2.3581675772747699E-2,null,7.4706484390595585E-3,9.334505116555163E-3,0,4.1187670054744401E-3,0,6.8525319278370003E-5,2.0992445880367531E-2]
[2004,8,19,16,7.9657970386964889E-3,9.3716334460935344E-3,0,6.7442736056463823E-3,0,5.6039767112903422E-5,2.4137743857549306E-2,null,8.139907898758297E-3,9.0706739873220969E-3,0,4.2276566067014441E-3,0,6.8525319278370003E-5,2.1506763812060205E-2]
[2004,8,19,22,8.4832021814353863E-3,6.571652613876872E-3,5.9213924000000174E-4,3.6705183853371079E-3,6.3703860000000395E-5,5.6039767112903422E-5,1.943725604776227E-2,null,8.6686221238106223E-3,6.3606113876826589E-3,2.5052260990441954E-4,2.3008691831241774E-3,4.5168834206903986E-5,6.8525319278370003E-5,1.7694319458007153E-2]
[2004,8,19,23,7.39323825780684E-3,6.125206589927849E-3,5.9213924000000174E-4,2.7373575090181347E-3,6.3703860000000395E-5,5.6039767112903422E-5,1.6967685223865728E-2,null,7.5548345256323196E-3,5.9285024752426616E-3,2.5052260990441954E-4,1.715916084456539E-3,4.5168834206903986E-5,6.8525319278370003E-5,1.5563469848721213E-2]
[2004,8,20,2,5.4579328306098721E-3,5.6365382707204946E-3,5.9213924000000174E-4,2.3636462940824564E-3,6.3703860000000395E-5,5.6039767112903422E-5,1.4170000262525727E-2,null,{"$f":"E5572*V$5","v":5.577228536322777E-3},5.4555271890282583E-3,2.5052260990441954E-4,1.4816547274590242E-3,4.5168834206903986E-5,6.8525319278370003E-5,{"$f":"SUM(M5572:R5572)","v":1.2878627216199751E-2}]
[2004,8,20,6,5.1975057607994181E-3,6.4112071447383779E-3,3.2572395313920091E-4,3.9375567100949013E-3,3.5042219308800213E-5,5.6039767112903422E-5,1.59630755551936E-2,null,5.3111092324662126E-3,6.2053184441771833E-3,1.3780747725622308E-4,2.4682625013548619E-3,2.484647232053374E-5,6.8525319278370003E-5,1.4215869446853383E-2]
[2004,8,20,9,6.7442049107287703E-3,9.3615705199777601E-3,0,6.6081897585145476E-3,0,5.6039767112903422E-5,2.2770004956333977E-2,null,6.8916150583556556E-3,9.0609342207510161E-3,0,4.1423522716414621E-3,0,6.8525319278370003E-5,2.0163426870026504E-2]
[2004,8,20,13,7.0729532022267665E-3,9.839848957619364E-3,0,7.2274386497075205E-3,0,5.6039767112903422E-5,2.4196280576666552E-2,null,7.2275489017197755E-3,9.5238532847505934E-3,0,4.5305292376312048E-3,0,6.8525319278370003E-5,2.1350456743379945E-2]
[2004,8,20,17,7.6208423961471074E-3,8.670344588758587E-3,0,6.8428569951070762E-3,0,5.6039767112903422E-5,2.3190083747125674E-2,null,7.7874134771755282E-3,8.3919062322218886E-3,0,4.289453731511979E-3,0,6.8525319278370003E-5,2.0537298760187766E-2]
[2004,8,20,20,7.7782960522466242E-3,7.3502024826814305E-3,4.2436645553071435E-4,4.907045452128082E-3,4.5654433021234904E-5,5.6039767112903422E-5,2.0561604642720988E-2,null,7.948308645951075E-3,7.1141590038393968E-3,1.7954120384834155E-4,3.0759877694916406E-3,3.2370997863337468E-5,6.8525319278370003E-5,1.8418892940272161E-2]
[2004,8,20,23,6.6825260929140656E-3,5.6472208547228564E-3,5.9213924000000174E-4,3.7087996847819209E-3,6.3703860000000395E-5,5.6039767112903422E-5,1.6750429499531747E-2,null,6.8285881077721714E-3,5.4658667138704296E-3,2.5052260990441954E-4,2.3248658650463763E-3,4.5168834206903986E-5,6.8525319278370003E-5,1.4983537450078669E-2]
[2004,8,20,24,5.9628867359693633E-3,5.2638370175369948E-3,5.9213924000000174E-4,3.1900160852598052E-3,6.3703860000000395E-5,5.6039767112903422E-5,1.5128622705879068E-2,null,6.0932193734954459E-3,5.0947948170527941E-3,2.5052260990441954E-4,1.9996656966943952E-3,4.5168834206903986E-5,6.8525319278370003E-5,1.3551896650632328E-2]
[2004,8,21,3,4.8433447679262012E-3,4.8029956804499143E-3,5.9213924000000174E-4,2.6934509751171294E-3,6.3703860000000395E-5,5.6039767112903422E-5,1.3051674290606149E-2,null,4.9492072345473041E-3,4.6487528807518212E-3,2.5052260990441954E-4,1.6883932170615179E-3,4.5168834206903986E-5,6.8525319278370003E-5,1.1650570095750335E-2]
[2004,8,21,7,5.0844566990445759E-3,5.9931622515404237E-3,0,3.8807371836245964E-3,0,5.6039767112903422E-5,1.5014395901322501E-2,null,5.1955892228230799E-3,5.8006985921444341E-3,0,2.4326451079159711E-3,0,6.8525319278370003E-5,1.3497458242161855E-2]
[2004,8,21,10,6.6032937517958197E-3,7.4833368056836935E-3,0,5.6255306518659572E-3,0,5.6039767112903422E-5,1.9768200976458372E-2,null,6.7476239611622977E-3,7.2430178679235178E-3,0,3.5263711434618183E-3,0,6.8525319278370003E-5,1.7585538291826006E-2]
[2004,8,21,14,6.8271891160910881E-3,7.4390204365404784E-3,0,5.0649784335367347E-3,0,5.6039767112903422E-5,1.9387227753281205E-2,null,6.9764130748528781E-3,7.2001246690898092E-3,0,3.1749882625483504E-3,0,6.8525319278370003E-5,1.742005132576941E-2]
[2004,8,21,18,7.2101052878854295E-3,6.6757739206561957E-3,0,4.597390283736404E-3,0,5.6039767112903422E-5,1.8539309259390929E-2,null,7.3676987624255929E-3,6.4613889559008092E-3,0,2.881880027872985E-3,0,6.8525319278370003E-5,1.6779493065477758E-2]
[2004,8,21,21,7.4438186237480225E-3,5.7050817202014869E-3,5.9213924000000174E-4,4.3374840749567378E-3,6.3703860000000395E-5,5.6039767112903422E-5,1.819826728601915E-2,null,7.6065204420882196E-3,5.5218694427863506E-3,2.5052260990441954E-4,2.7189574857403296E-3,4.5168834206903986E-5,6.8525319278370003E-5,1.6211564134004593E-2]
[2004,8,21,24,6.2261899958250648E-3,4.5851007152283418E-3,5.9213924000000174E-4,2.8633301019459121E-3,6.3703860000000395E-5,5.6039767112903422E-5,1.4386503680112224E-2,null,6.3622777331619829E-3,4.4378553670609035E-3,2.5052260990441954E-4,1.7948821667798536E-3,4.5168834206903986E-5,6.8525319278370003E-5,1.2959232030392431E-2]
[2004,8,22,1,5.8123160873622117E-3,4.6311159752002312E-3,5.9213924000000174E-4,2.5269729355875668E-3,6.3703860000000395E-5,5.6039767112903422E-5,1.3682287865262915E-2,null,5.9393576562103327E-3,4.4823928987567114E-3,2.5052260990441954E-4,1.5840362433025322E-3,4.5168834206903986E-5,6.8525319278370003E-5,1.237000356165927E-2]
[2004,8,22,7,5.2259016388984851E-3,5.3569372883324412E-3,0,3.289418688669775E-3,0,5.6039767112903422E-5,1.3928297383013604E-2,null,5.3401257679500987E-3,5.1849052774516598E-3,0,2.0619763468254413E-3,0,6.8525319278370003E-5,1.265553271150557E-2]
[2004,8,22,9,6.2832927501447556E-3,6.5989771366307048E-3,0,4.4115653246530866E-3,0,5.6039767112903422E-5,1.734987497854145E-2,null,6.42062859983229E-3,6.3870584141465991E-3,0,2.7653954126431262E-3,0,6.8525319278370003E-5,1.5641607745900385E-2]
[2004,8,22,12,7.4717780897854387E-3,7.3263539243156916E-3,0,4.8011827662161203E-3,0,5.6039767112903422E-5,1.9655354547430153E-2,null,7.6350910267186647E-3,7.0910763150800098E-3,0,3.0096276083136941E-3,0,6.8525319278370003E-5,1.7804320269390741E-2]
[2004,8,22,15,7.9215575545445518E-3,7.2000670827610819E-3,0,3.8842087117581365E-3,0,5.6039767112903422E-5,1.9061873116176672E-2,null,8.0947014586825565E-3,6.9688450332848432E-3,0,2.4348212398031506E-3,0,6.8525319278370003E-5,1.7566893051048922E-2]
[2004,8,22,19,8.9977504350481057E-3,5.9700558863377828E-3,0,3.1699490476282889E-3,0,5.6039767112903422E-5,1.8193795136127081E-2,null,9.1944170158381293E-3,5.7783342618501756E-3,0,1.9870866482778566E-3,0,6.8525319278370003E-5,1.7028363245244534E-2]
[2004,8,22,22,8.3302687185919638E-3,5.650341659572687E-3,5.9213924000000174E-4,3.2363685961107817E-3,6.3703860000000395E-5,5.6039767112903422E-5,1.7928861841388335E-2,null,8.5123459475364462E-3,5.4688872975854983E-3,2.5052260990441954E-4,2.0287218278946875E-3,4.5168834206903986E-5,6.8525319278370003E-5,1.6374171836406326E-2]
[2004,8,22,24,6.4649950424061006E-3,5.4881043579261858E-3,5.9213924000000174E-4,2.2666763594384656E-3,6.3703860000000395E-5,5.6039767112903422E-5,1.4931658626883657E-2,null,6.6063024146201495E-3,5.3118600642560014E-3,2.5052260990441954E-4,1.4208689988809524E-3,4.5168834206903986E-5,6.8525319278370003E-5,1.3703248241146795E-2]
[2004,8,23,3,5.0107715266489508E-3,5.2862421789742374E-3,5.9213924000000174E-4,2.1562561762854611E-3,6.3703860000000395E-5,5.6039767112903422E-5,1.3165152749021554E-2,null,5.1202934910977004E-3,5.1164804619512573E-3,2.5052260990441954E-4,1.3516519646803889E-3,4.5168834206903986E-5,6.8525319278370003E-5,1.1952642681119037E-2]
[2004,8,23,6,5.3175993957388628E-3,6.4869740198480966E-3,3.5533091513920107E-4,3.1700977417493158E-3,3.8227412308800239E-5,5.6039767112903422E-5,1.5424269251897179E-2,null,5.4338277906827229E-3,6.278652151381116E-3,1.5033360775144409E-4,1.9871798573793693E-3,2.7104914030878946E-5,6.8525319278370003E-5,1.3945623640503899E-2]
[2004,8,23,10,7.2178683543716975E-3,1.0374166407844965E-2,0,6.5632938728794471E-3,0,5.6039767112903422E-5,2.4211368402209013E-2,null,7.3756315086282876E-3,1.0041011731526366E-2,0,4.114209227836116E-3,0,6.8525319278370003E-5,2.1599377787269142E-2]
[2004,8,23,13,7.3475749359234723E-3,1.0739170986982273E-2,0,6.8152278771669858E-3,0,5.6039767112903422E-5,2.4958013567185633E-2,null,7.5081731265687571E-3,1.0394294599478732E-2,0,4.2721343833024153E-3,0,6.8525319278370003E-5,2.2243127428628277E-2]
[2004,8,23,16,8.3019061610265475E-3,1.0012499005527028E-2,0,6.9574459054166093E-3,0,5.6039767112903422E-5,2.5327890839083086E-2,null,8.4833634608832975E-3,9.6909588707163718E-3,0,4.3612839377063471E-3,0,6.8525319278370003E-5,2.2604131588584389E-2]
[2004,8,23,21,9.6010567223806555E-3,7.524114053674473E-3,5.9213924000000174E-4,4.3468635000965695E-3,6.3703860000000395E-5,5.6039767112903422E-5,2.2183917143264599E-2,null,9.810909953051148E-3,7.2824856004967253E-3,2.5052260990441954E-4,2.7248369904843651E-3,4.5168834206903986E-5,6.8525319278370003E-5,2.018244930742193E-2]
[2004,8,23,24,6.7601696408606735E-3,6.4652855145762352E-3,5.9213924000000174E-4,2.3840875640787937E-3,6.3703860000000395E-5,5.6039767112903422E-5,1.6321425586628604E-2,null,6.907928734472552E-3,6.2576601480419996E-3,2.5052260990441954E-4,1.4944683639160376E-3,4.5168834206903986E-5,6.8525319278370003E-5,1.5024274009820282E-2]
[2004,8,24,1,6.373883331268709E-3,6.2413334735280162E-3,5.9213924000000174E-4,2.3486117988889368E-3,6.3703860000000395E-5,5.6039767112903422E-5,1.5675711470798565E-2,null,6.5131992469705255E-3,6.0409000746963508E-3,2.5052260990441954E-4,1.4722303347594026E-3,4.5168834206903986E-5,6.8525319278370003E-5,1.4390546419815971E-2]
[2004,8,24,4,5.1288293609551448E-3,5.9260307233614737E-3,5.9213924000000174E-4,2.779701059816171E-3,6.3703860000000395E-5,5.6039767112903422E-5,1.4546444011245696E-2,null,5.2409317515644191E-3,5.7357229174251241E-3,2.5052260990441954E-4,1.7424591938779367E-3,4.5168834206903986E-5,6.8525319278370003E-5,1.3083330626257172E-2]
[2004,8,24,7,6.4131947536483075E-3,8.6304320929506302E-3,0,4.8990408166502452E-3,0,5.6039767112903422E-5,1.9998707430362084E-2,null,6.5533699111218532E-3,8.353275481288577E-3,0,3.070970053420071E-3,0,6.8525319278370003E-5,1.8046140765108871E-2]
[2004,8,24,11,7.6904410966580038E-3,1.0987545786950985E-2,0,7.4342521104699411E-3,0,5.6039767112903422E-5,2.6168278761191831E-2,null,7.8585334177514506E-3,1.0634693122334065E-2,0,4.6601705222040959E-3,0,6.8525319278370003E-5,2.3221922381567981E-2]
[2004,8,24,14,7.7165635440112562E-3,1.101354817142383E-2,0,7.1042086149586811E-3,0,5.6039767112903422E-5,2.5890360097506671E-2,null,7.8852268314189965E-3,1.0659860469499622E-2,0,4.4532823314389928E-3,0,6.8525319278370003E-5,2.3066894951635983E-2]
[2004,8,24,18,9.2446489783003672E-3,9.1162380140068465E-3,0,5.8597501648982985E-3,0,5.6039767112903422E-5,2.4276676924318417E-2,null,9.4467120959974733E-3,8.823480292046354E-3,0,3.6731919472412747E-3,0,6.8525319278370003E-5,2.2011909654563473E-2]
[2004,8,24,22,8.6056869995845189E-3,7.4230842527266538E-3,5.9213924000000174E-4,4.4613288686045595E-3,6.3703860000000395E-5,5.6039767112903422E-5,2.1201982988028636E-2,null,8.7937841300589313E-3,7.1847002578803096E-3,2.5052260990441954E-4,2.7965897543411242E-3,4.5168834206903986E-5,6.8525319278370003E-5,1.9139290905670056E-2]
[2004,8,25,1,6.2669391153577269E-3,6.1298816069569589E-3,5.9213924000000174E-4,2.330096918597876E-3,6.3703860000000395E-5,5.6039767112903422E-5,1.5438800508025466E-2,null,6.40391751865238E-3,5.9330273593623997E-3,2.5052260990441954E-4,1.4606242581732959E-3,4.5168834206903986E-5,6.8525319278370003E-5,1.4161785899577768E-2]
[2004,8,25,2,5.6906213194585107E-3,6.0664489518952322E-3,5.9213924000000174E-4,2.2720456524152467E-3,6.3703860000000395E-5,5.6039767112903422E-5,1.4740998790881895E-2,null,5.8150029685770923E-3,5.871631772613857E-3,2.5052260990441954E-4,1.4242347471073588E-3,4.5168834206903986E-5,6.8525319278370003E-5,1.3475086251688001E-2]
[2004,8,25,5,5.0899436296150714E-3,6.1266905055601742E-3,5.9213924000000174E-4,3.0912957577597763E-3,6.3703860000000395E-5,5.6039767112903422E-5,1.5019812760047926E-2,null,5.2011960829117503E-3,5.9299387365948511E-3,2.5052260990441954E-4,1.9377827320973162E-3,4.5168834206903986E-5,6.8525319278370003E-5,1.343313431499361E-2]
[2004,8,25,8,6.7359053812167573E-3,9.6094977624922844E-3,0,5.6218739392248085E-3,0,5.6039767112903422E-5,2.2023316850046753E-2,null,6.8831341234909301E-3,9.3008995589560009E-3,0,3.5240789284272417E-3,0,6.8525319278370003E-5,1.9776637930152545E-2]
[2004,8,25,11,7.5048360007211332E-3,1.081283407782992E-2,0,7.3990804871006711E-3,0,5.6039767112903422E-5,2.5772790332764625E-2,null,7.6688714945155117E-3,1.0465592083084006E-2,0,4.6381231447398981E-3,0,6.8525319278370003E-5,2.2841112041617786E-2]
[2004,8,25,16,8.2575031902730398E-3,1.020996397479303E-2,0,7.4078052092983356E-3,0,5.6039767112903422E-5,2.5931312141477307E-2,null,8.4379899608293778E-3,9.8820824747744354E-3,0,4.6435922481003712E-3,0,6.8525319278370003E-5,2.3032190002982556E-2]
[2004,8,25,20,9.7476416099502531E-3,8.2824891670425487E-3,5.0331835400000151E-4,4.3471207169411647E-3,5.4148281000000338E-5,5.6039767112903422E-5,2.2990757896046873E-2,null,9.9606987913017416E-3,8.0165063507777416E-3,2.1294421841875662E-4,2.7249982271950906E-3,3.8393509075868391E-5,6.8525319278370003E-5,2.102206641604757E-2]
[2004,8,25,23,7.5689771837863743E-3,6.7624987597787838E-3,5.9213924000000174E-4,3.1851206056947284E-3,6.3703860000000395E-5,5.6039767112903422E-5,1.8228479416372789E-2,null,7.7344146310192631E-3,6.54532872443837E-3,2.5052260990441954E-4,1.9965969590161159E-3,4.5168834206903986E-5,6.8525319278370003E-5,1.6640557077863442E-2]
[2004,8,26,2,5.6794794757490568E-3,5.9333209238647796E-3,5.9213924000000174E-4,2.2716108117157006E-3,6.3703860000000395E-5,5.6039767112903422E-5,1.4596294078442441E-2,null,5.8036175941849578E-3,5.7427790013456128E-3,2.5052260990441954E-4,1.4239621666541043E-3,4.5168834206903986E-5,6.8525319278370003E-5,1.3334575525574367E-2]
[2004,8,26,3,5.2039371326629428E-3,5.7647392727798886E-3,5.9213924000000174E-4,2.6517699836192286E-3,6.3703860000000395E-5,5.6039767112903422E-5,1.4332329256174966E-2,null,5.3176811767898556E-3,5.5796111602183073E-3,2.5052260990441954E-4,1.6622654337918061E-3,4.5168834206903986E-5,6.8525319278370003E-5,1.2923774534189662E-2]
[2004,8,26,8,6.7060680992537198E-3,9.5001874347747164E-3,0,5.5448328952947268E-3,0,5.6039767112903422E-5,2.1807128196436064E-2,null,6.8526446789383541E-3,9.1950996093659223E-3,0,3.4757856506922604E-3,0,6.8525319278370003E-5,1.9592055258274906E-2]
[2004,8,26,10,7.1633625914445404E-3,1.0452708804313201E-2,0,6.9366763591191859E-3,0,5.6039767112903422E-5,2.460878752198983E-2,null,7.319934396584969E-3,1.0117031827344705E-2,0,4.3482645208266727E-3,0,6.8525319278370003E-5,2.185375606403472E-2]
[2004,8,26,14,7.5393414787926112E-3,1.0743193399320327E-2,0,6.9101889078509041E-3,0,5.6039767112903422E-5,2.5248763553076745E-2,null,7.7041311693653771E-3,1.039818783657245E-2,0,4.331660827842556E-3,0,6.8525319278370003E-5,2.2502505153058752E-2]
[2004,8,26,17,8.5092041502726652E-3,9.5025948651194722E-3,0,6.8205596243326293E-3,0,5.6039767112903422E-5,2.4888398406837667E-2,null,8.6951924256264551E-3,9.1974297277951245E-3,0,4.2754765958886937E-3,0,6.8525319278370003E-5,2.2236624068588642E-2]
[2004,8,26,21,9.2411723765043318E-3,7.6135942438550807E-3,5.9213924000000174E-4,4.8516834365849668E-3,6.3703860000000395E-5,5.6039767112903422E-5,2.2418332924057281E-2,null,9.4431595050536027E-3,7.3690922350946883E-3,2.5052260990441954E-4,3.0412840186569757E-3,4.5168834206903986E-5,6.8525319278370003E-5,2.0217752522194959E-2]
[2004,8,26,24,6.4899445951561614E-3,6.353430306491591E-3,5.9213924000000174E-4,2.5208549499233235E-3,6.3703860000000395E-5,5.6039767112903422E-5,1.6076112718683977E-2,null,6.6317972973687486E-3,6.1493970440531414E-3,2.5052260990441954E-4,1.5802011760995219E-3,4.5168834206903986E-5,6.8525319278370003E-5,1.4725612280911104E-2]
[2004,8,27,1,6.6888580516453744E-3,6.0541083608355965E-3,5.9213924000000174E-4,1.7009990510219956E-3,6.3703860000000395E-5,5.6039767112903422E-5,1.5155848330615871E-2,null,6.8350584660603897E-3,5.8596874857446898E-3,2.5052260990441954E-4,1.0662734486372911E-3,4.5168834206903986E-5,6.8525319278370003E-5,1.4125236163832064E-2]
[2004,8,27,5,5.1334740987301073E-3,6.0829260331120355E-3,5.9213924000000174E-4,2.9405656230470619E-3,6.3703860000000395E-5,5.6039767112903422E-5,1.4868848622002108E-2,null,5.2456780107922674E-3,5.8875797109151093E-3,2.5052260990441954E-4,1.843297352780305E-3,4.5168834206903986E-5,6.8525319278370003E-5,1.3340771837877375E-2]
[2004,8,27,8,7.0468472265513039E-3,9.4245451638317462E-3,0,5.7223930186028381E-3,0,5.6039767112903422E-5,2.2249825176098789E-2,null,7.2008723197565143E-3,9.1218865048061856E-3,0,3.5870894429586055E-3,0,6.8525319278370003E-5,1.9978373586799675E-2]
[2004,8,27,12,7.7154458092095002E-3,1.0267855031039575E-2,0,7.0721883536972487E-3,0,5.6039767112903422E-5,2.5111528961059226E-2,null,7.8840846659461224E-3,9.9381144249157446E-3,0,4.4332103893758969E-3,0,6.8525319278370003E-5,2.2323934799516134E-2]
[2004,8,27,15,7.4192817162170039E-3,9.8571931653984937E-3,0,6.6461443686521562E-3,0,5.6039767112903422E-5,2.3978659017380555E-2,null,7.5814472238713111E-3,9.5406405028207186E-3,0,4.1661441679501617E-3,0,6.8525319278370003E-5,2.1356757213920562E-2]
[2004,8,27,18,8.3977014451125948E-3,8.6670083840345337E-3,0,5.6518253766684873E-3,0,5.6039767112903422E-5,2.2772574972928519E-2,null,8.5812525717667218E-3,8.388677165957089E-3,0,3.5428540256123506E-3,0,6.8525319278370003E-5,2.0581309082614532E-2]
[2004,8,27,22,8.4886313458522097E-3,6.4836770094531251E-3,5.9213924000000174E-4,3.9967890732491547E-3,6.3703860000000395E-5,5.6039767112903422E-5,1.9680980295667391E-2,null,8.6741699551331469E-3,6.2754610207636395E-3,2.5052260990441954E-4,2.5053923845805319E-3,4.5168834206903986E-5,6.8525319278370003E-5,1.781924012386701E-2]
[2004,8,28,2,5.9203459397384976E-3,5.1732456232428036E-3,5.9213924000000174E-4,2.1034793516616192E-3,6.3703860000000395E-5,5.6039767112903422E-5,1.3908953781755823E-2,null,{"$f":"E5764*V$5","v":6.0497487500817525E-3},5.0071126634105081E-3,2.5052260990441954E-4,1.3185687441071743E-3,4.5168834206903986E-5,6.8525319278370003E-5,{"$f":"SUM(M5764:R5764)","v":1.2739646920989127E-2}]
[2004,8,28,5,5.1071731023736369E-3,5.2349552154491987E-3,5.9213924000000174E-4,2.5764004503192528E-3,6.3703860000000395E-5,5.6039767112903422E-5,1.3630411635254995E-2,null,5.2188021455213795E-3,5.0668405215277207E-3,2.5052260990441954E-4,1.6150199446507841E-3,4.5168834206903986E-5,6.8525319278370003E-5,1.2264879375089577E-2]
[2004,8,28,6,5.2821694687867765E-3,5.5728900042630114E-3,4.0467585160848811E-4,2.8066574146880822E-3,4.3536067287565654E-5,5.6039767112903422E-5,1.4165968573746829E-2,null,5.3976234609905728E-3,5.3939229150012273E-3,1.7121049182663815E-4,1.7593568196906579E-3,3.0868983533064667E-5,6.8525319278370003E-5,1.2821507990320528E-2]
[2004,8,28,9,6.9798606469903641E-3,7.7178693019319062E-3,0,5.3140742666692772E-3,0,5.6039767112903422E-5,2.0067843982704447E-2,null,7.1324215940563622E-3,7.470018617060494E-3,0,3.3311343067662087E-3,0,6.8525319278370003E-5,1.8002099837161434E-2]
[2004,8,28,13,8.0779662267089526E-3,7.945928427390312E-3,0,5.0284552704596107E-3,0,5.6039767112903422E-5,2.1108389691671777E-2,null,8.2545288029897915E-3,7.6907538804237112E-3,0,3.1520936706754222E-3,0,6.8525319278370003E-5,1.9165901673367298E-2]
[2004,8,28,16,7.9558501507321633E-3,7.8102936571241635E-3,0,4.8991752503882722E-3,0,5.6039767112903422E-5,2.07213588253575E-2,null,8.1297435986241676E-3,7.5594748681249106E-3,0,3.0710543233821107E-3,0,6.8525319278370003E-5,1.8828798109409559E-2]
[2004,8,28,19,8.2083886934725438E-3,6.7120711498857765E-3,0,4.0150679491403451E-3,0,5.6039767112903422E-5,1.8991567559611566E-2,null,8.3878019534639123E-3,6.4965205404723192E-3,0,2.5168505215042427E-3,0,6.8525319278370003E-5,1.7469698334718845E-2]
[2004,8,28,24,6.881420677203735E-3,4.9337576918998989E-3,5.9213924000000174E-4,2.6734239614165925E-3,6.3703860000000395E-5,5.6039767112903422E-5,1.520048519763313E-2,null,7.0318299917688362E-3,4.775315617398729E-3,2.5052260990441954E-4,1.6758392576977266E-3,4.5168834206903986E-5,6.8525319278370003E-5,1.3847201630254984E-2]
[2004,8,29,3,5.4002937144929687E-3,4.6811401391895976E-3,5.9213924000000174E-4,2.5889049787042161E-3,6.3703860000000395E-5,5.6039767112903422E-5,1.3382221699499687E-2,null,5.5183295844315541E-3,4.5308105930301707E-3,2.5052260990441954E-4,1.622858424393972E-3,4.5168834206903986E-5,6.8525319278370003E-5,1.2036215365245389E-2]
[2004,8,29,6,5.2186487569565515E-3,4.8560137818721384E-3,4.2441382666991433E-4,2.4598898303656697E-3,4.5659529330034907E-5,5.6039767112903422E-5,1.3060665492307213E-2,null,5.3327143575512253E-3,4.7000683655276619E-3,1.7956124565713389E-4,1.5419851122879238E-3,3.2374611370074024E-5,6.8525319278370003E-5,1.1855229011672389E-2]
[2004,8,29,7,5.5193122280297385E-3,5.5930434297582982E-3,0,3.3154038846637431E-3,0,5.6039767112903422E-5,1.4483799309564683E-2,null,5.6399495219883562E-3,5.4134291359228034E-3,0,2.078265200443177E-3,0,6.8525319278370003E-5,1.3200169177632705E-2]
[2004,8,29,10,7.1504943861845031E-3,7.3298719122938073E-3,0,4.6237582513945202E-3,0,5.6039767112903422E-5,1.916016431698573E-2,null,7.3067849270302991E-3,7.0944813268342954E-3,0,2.8984088224019906E-3,0,6.8525319278370003E-5,1.7368200395544958E-2]
[2004,8,29,16,8.9329782318225415E-3,7.4839811504542886E-3,0,4.1525861700592581E-3,0,5.6039767112903422E-5,2.062558531944899E-2,null,9.1282290667735848E-3,7.2436415202871236E-3,0,2.6030539956223351E-3,0,6.8525319278370003E-5,1.9043449901961416E-2]
[2004,8,29,18,9.3493467404893206E-3,6.4176614349737583E-3,0,3.5749355667474966E-3,0,5.6039767112903422E-5,1.939798350932348E-2,null,9.5536982691681177E-3,6.2115654621470433E-3,0,2.2409529700335331E-3,0,6.8525319278370003E-5,1.8074742020627067E-2]
[2004,8,29,21,9.2639628510465082E-3,6.1098177390981169E-3,5.9213924000000174E-4,4.0517275216756261E-3,6.3703860000000395E-5,5.6039767112903422E-5,2.0137390978933155E-2,null,9.466448117962158E-3,5.9136078200345858E-3,2.5052260990441954E-4,2.5398306218219224E-3,4.5168834206903986E-5,6.8525319278370003E-5,1.8284103323208359E-2]
[2004,8,30,1,6.9303763188056644E-3,5.7933003279801304E-3,5.9213924000000174E-4,2.6955226683276711E-3,6.3703860000000395E-5,5.6039767112903422E-5,1.6131082182226367E-2,null,7.0818556717891163E-3,5.6072550092810657E-3,2.5052260990441954E-4,1.6896918606220746E-3,4.5168834206903986E-5,6.8525319278370003E-5,1.4743019305081951E-2]
[2004,8,30,4,5.5923790938621487E-3,5.8617162207297915E-3,5.9213924000000174E-4,3.2074183327536554E-3,6.3703860000000395E-5,5.6039767112903422E-5,1.5373396514458499E-2,null,5.7146134326350262E-3,5.6734738026486672E-3,2.5052260990441954E-4,2.010574317976787E-3,4.5168834206903986E-5,6.8525319278370003E-5,1.3762878316650172E-2]
[2004,8,30,5,5.6122929765831447E-3,6.1585098213370213E-3,5.9213924000000174E-4,3.3205671264988205E-3,6.3703860000000395E-5,5.6039767112903422E-5,1.5803252791531889E-2,null,5.7349625791759369E-3,5.9607362108635171E-3,2.5052260990441954E-4,2.0815017852456952E-3,4.5168834206903986E-5,6.8525319278370003E-5,1.4141417338674843E-2]
[2004,8,30,9,7.8541984447258687E-3,1.0265917744778403E-2,0,6.7137595708933037E-3,0,5.6039767112903422E-5,2.4889915527510478E-2,null,8.0258700602169799E-3,9.9362393524221083E-3,0,4.2085288446674467E-3,0,6.8525319278370003E-5,2.2239163576584904E-2]
[2004,8,30,12,8.921358424119296E-3,1.0982283846502692E-2,0,8.1906827807274891E-3,0,5.6039767112903422E-5,2.8150364818462378E-2,null,9.1163552813825904E-3,1.062960016318007E-2,0,5.1343400633016845E-3,0,6.8525319278370003E-5,2.4948820827142715E-2]
[2004,8,30,16,9.924364351046485E-3,1.0631498257854626E-2,0,8.5124716328947095E-3,0,5.6039767112903422E-5,2.9124374008908722E-2,null,1.0141284215353022E-2,1.0290079658843251E-2,0,5.3360538202418938E-3,0,6.8525319278370003E-5,2.5835943013716538E-2]
[2004,8,30,19,1.1941311079188874E-2,8.934449484826034E-3,0,5.573843710054799E-3,0,5.6039767112903422E-5,2.6505644041182608E-2,null,1.2202315964470686E-2,8.6475296968466162E-3,0,3.4939711173351809E-3,0,6.8525319278370003E-5,2.4412342097930854E-2]
[2004,8,30,22,1.0055415108380268E-2,7.7821280245173926E-3,5.9213924000000174E-4,5.1351052596483992E-3,6.3703860000000395E-5,5.6039767112903422E-5,2.3684531259658963E-2,null,1.0275199389136319E-2,7.5322137431041488E-3,2.5052260990441954E-4,3.2189473539277055E-3,4.5168834206903986E-5,6.8525319278370003E-5,2.1390577249557868E-2]
[2004,8,31,2,5.5419412203394289E-3,6.162025050575658E-3,5.9213924000000174E-4,2.4465678762193885E-3,6.3703860000000395E-5,5.6039767112903422E-5,1.486241701424738E-2,null,5.6630731230979236E-3,5.9641385524721365E-3,2.5052260990441954E-4,1.5336342281521516E-3,4.5168834206903986E-5,6.8525319278370003E-5,1.3525062667111903E-2]
[2004,8,31,6,5.4215844594995687E-3,7.0353591525680178E-3,4.4415180113920131E-4,4.1197506865277306E-3,4.7782991308800296E-5,5.6039767112903422E-5,1.7124668858156219E-2,null,5.5400856877577858E-3,6.8094265128634483E-3,1.8791199923710701E-4,2.5824710304279694E-3,3.3880239161914544E-5,6.8525319278370003E-5,1.5222300788726596E-2]
[2004,8,31,7,6.0651227017031548E-3,8.6144312456281485E-3,0,5.1231023219654222E-3,0,5.6039767112903422E-5,1.9858696036409627E-2,null,6.1976899419735314E-3,8.3377884831662107E-3,0,3.2114232969628785E-3,0,6.8525319278370003E-5,1.7815427041380991E-2]
[2004,8,31,10,6.9281265018660051E-3,1.0712272453004202E-2,0,7.3610192078090572E-3,0,5.6039767112903422E-5,2.5057457929792165E-2,null,7.0795566799131083E-3,1.0368259881640541E-2,0,4.614264382734456E-3,0,6.8525319278370003E-5,2.2130606263566475E-2]
[2004,8,31,13,7.2768891020999127E-3,1.1038818294820516E-2,0,7.4858766461772582E-3,0,5.6039767112903422E-5,2.5857623810210589E-2,null,7.4359422908751496E-3,1.0684319071329199E-2,0,4.6925314289840651E-3,0,6.8525319278370003E-5,2.2881318110466783E-2]
[2004,8,31,17,8.1621148639742305E-3,9.7646341704042683E-3,0,7.3593787726507921E-3,0,5.6039767112903422E-5,2.5342167574142191E-2,null,8.340516702733905E-3,9.4510539357600155E-3,0,4.6132360738400935E-3,0,6.8525319278370003E-5,2.2473332031612385E-2]
[2004,8,31,20,9.0262841081744476E-3,8.4965130356286118E-3,5.9213924000000174E-4,4.9454480226437105E-3,6.3703860000000395E-5,5.6039767112903422E-5,2.3180128033559674E-2,null,9.223574358177309E-3,8.2236570837440296E-3,2.5052260990441954E-4,3.1000604703409645E-3,4.5168834206903986E-5,6.8525319278370003E-5,2.0911508675651998E-2]
[2004,8,31,23,7.2123287191552827E-3,6.9054096572723281E-3,5.9213924000000174E-4,3.5490018400113526E-3,6.3703860000000395E-5,5.6039767112903422E-5,1.8378623083551867E-2,null,7.369970791912147E-3,6.6836501993291636E-3,2.5052260990441954E-4,2.2246963799864359E-3,4.5168834206903986E-5,6.8525319278370003E-5,1.6642534134617439E-2]
[2004,9,1,3,5.3771039973890111E-3,5.7643017890197795E-3,5.9196040000000154E-4,2.6529146228320248E-3,6.3703859999999989E-5,5.7907759350000129E-5,1.4507892428590817E-2,null,5.4946330025945449E-3,5.5791877257566928E-3,2.5044694617445739E-4,1.6629829523584039E-3,4.5168834206903701E-5,7.080949658764891E-5,1.3103228957678653E-2]
[2004,9,1,7,8.04484223222981E-3,8.485219288430771E-3,0,5.5430950702005655E-3,0,5.7907759350000129E-5,2.2131064350211147E-2,null,8.2206808072412939E-3,8.2127260225244355E-3,0,3.4746962927909926E-3,0,7.080949658764891E-5,1.9978912619144369E-2]
[2004,9,1,8,8.3858163697372503E-3,9.4424984567074467E-3,0,5.9354053355781724E-3,0,5.7907759350000129E-5,2.3821627921372868E-2,null,8.5691077206670584E-3,9.1392632478906333E-3,0,3.7206164885422261E-3,0,7.080949658764891E-5,2.1499796953687568E-2]
[2004,9,1,11,7.5194128770740805E-3,1.080116904632829E-2,0,7.6855848369620705E-3,0,5.7907759350000129E-5,2.6064074519714441E-2,null,7.6837669821093052E-3,1.0454301660938095E-2,0,4.8177187659089711E-3,0,7.080949658764891E-5,2.3026596905544018E-2]
[2004,9,1,14,7.2801469356931804E-3,1.0478712229766231E-2,0,6.6177147064057969E-3,0,5.7907759350000129E-5,2.443448163121521E-2,null,7.4392713319327937E-3,1.0142200182060541E-2,0,4.1483229975098814E-3,0,7.080949658764891E-5,2.1800604008090866E-2]
[2004,9,1,18,9.4427072671403704E-3,9.3683671480941644E-3,0,6.9584964202126544E-3,0,5.7907759350000129E-5,2.5827478594797188E-2,null,9.6490994053792748E-3,9.0675125828062093E-3,0,4.3619424542609272E-3,0,7.080949658764891E-5,2.3149363939034062E-2]
[2004,9,1,20,1.0144168021649278E-2,8.667096285485695E-3,5.9196040000000154E-4,5.6460116654035867E-3,6.3703859999999989E-5,5.7907759350000129E-5,2.5170847991888557E-2,null,1.0365892201951752E-2,8.3887622445520931E-3,2.5044694617445739E-4,3.5392096932089418E-3,4.5168834206903701E-5,7.080949658764891E-5,2.2660289416681793E-2]
[2004,9,2,2,5.5130511890998622E-3,5.8826687551406225E-3,5.9196040000000154E-4,2.3315620986711603E-3,6.3703859999999989E-5,5.7907759350000129E-5,1.4440854062261647E-2,null,5.6335516336173423E-3,5.6937534700024963E-3,2.5044694617445739E-4,1.4615427081916407E-3,4.5168834206903701E-5,7.080949658764891E-5,1.3155273088780488E-2]
[2004,9,2,5,5.5460069940751668E-3,6.0607894814385397E-3,5.9196040000000154E-4,3.0867397041502405E-3,6.3703859999999989E-5,5.7907759350000129E-5,1.5407108199013949E-2,null,5.6672277636926217E-3,5.866154049680195E-3,2.5044694617445739E-4,1.9349267640169712E-3,4.5168834206903701E-5,7.080949658764891E-5,1.3834733854358797E-2]
[2004,9,2,8,7.9468242233355652E-3,9.5021413752548571E-3,0,5.5576208269551937E-3,0,5.7907759350000129E-5,2.3064494184895618E-2,null,8.1205203887743192E-3,9.1969908012470326E-3,0,3.4838017821441571E-3,0,7.080949658764891E-5,2.0872122468753158E-2]
[2004,9,2,9,7.8418545204937979E-3,1.0071708941454045E-2,0,6.0729036693751084E-3,0,5.7907759350000129E-5,2.4044374890672949E-2,null,8.0132563310609146E-3,{"$f":"F5891*W$5","v":9.748267346201836E-3},{"$f":"G5891*X$5","v":0},{"$f":"H5891*Y$5","v":3.8068074963922621E-3},{"$f":"I5891*Z$5","v":0},7.080949658764891E-5,2.1639140670242661E-2]
[2004,9,2,12,7.0032552296771366E-3,1.0604600961289285E-2,0,6.8438258262531982E-3,0,5.7907759350000129E-5,2.4509589776569619E-2,null,7.1563275192858327E-3,1.0264046138679674E-2,0,4.2900610445652703E-3,0,7.080949658764891E-5,2.1781244199118425E-2]
[2004,9,2,17,7.8475537240755618E-3,9.7463999980335388E-3,0,6.9944664798655054E-3,0,5.7907759350000129E-5,2.4646327961324606E-2,null,8.0190801038769275E-3,9.4334053333093425E-3,0,4.3844903325391017E-3,0,7.080949658764891E-5,2.1907785266313019E-2]
[2004,9,2,20,9.5108279229579214E-3,8.7173603736954153E-3,5.9196040000000154E-4,5.4290733690329791E-3,6.3703859999999989E-5,5.7907759350000129E-5,2.4370833685036317E-2,null,9.7187089951873296E-3,8.4374121581496445E-3,2.5044694617445739E-4,3.4032216423786916E-3,4.5168834206903701E-5,7.080949658764891E-5,2.1925768072684673E-2]
[2004,9,2,23,7.3213198127545934E-3,6.8526468647766847E-3,5.9196040000000154E-4,3.3638422690816321E-3,6.3703859999999989E-5,5.7907759350000129E-5,1.8251380965962908E-2,null,7.4813441371497395E-3,6.63258182452112E-3,2.5044694617445739E-4,2.1086288641787034E-3,4.5168834206903701E-5,7.080949658764891E-5,1.6588980102818573E-2]
[2004,9,3,3,5.1002754904712925E-3,5.7639879676836866E-3,5.9196040000000154E-4,2.2658046278260608E-3,6.3703859999999989E-5,5.7907759350000129E-5,1.3843640105331042E-2,null,5.2117537704079141E-3,5.5788839824395496E-3,2.5044694617445739E-4,1.4203225527955848E-3,4.5168834206903701E-5,7.080949658764891E-5,1.2577385582612059E-2]
[2004,9,3,6,6.0825540300636655E-3,6.9478527234625208E-3,4.7361567683200124E-4,3.884214213277224E-3,5.0968184308799997E-5,5.7907759350000129E-5,1.7497112587294212E-2,null,6.215502272204681E-3,6.7247302542254687E-3,2.0037759269525985E-4,2.4348246884374853E-3,3.6138680872259518E-5,7.080949658764891E-5,1.5682382985022801E-2]
[2004,9,3,9,7.795120454475747E-3,1.0181934102681377E-2,0,6.0283406917003395E-3,0,5.7907759350000129E-5,2.4063303008207464E-2,null,7.9655007842809183E-3,9.8549527504533125E-3,0,3.7788731363711477E-3,0,7.080949658764891E-5,2.1670136167693026E-2]
[2004,9,3,10,7.0930398326729495E-3,1.0692401976745373E-2,0,6.6720444362531033E-3,0,5.7907759350000129E-5,2.4515394005021427E-2,null,7.2480745717856902E-3,1.0349027523359202E-2,0,4.1823796587249556E-3,0,7.080949658764891E-5,2.1850291250457496E-2]
[2004,9,3,14,6.5681479251254119E-3,1.0735469287935128E-2,0,6.2685447238294625E-3,0,5.7907759350000129E-5,2.3630069696240003E-2,null,6.7117099414184984E-3,1.0390711776329602E-2,0,3.9294453436636905E-3,0,7.080949658764891E-5,2.1102676557999439E-2]
[2004,9,3,18,7.7583184123957575E-3,9.0990455371175137E-3,0,5.7898250034868247E-3,0,5.7907759350000129E-5,2.2705096712350093E-2,null,7.9278943487212251E-3,8.8068399321992973E-3,0,3.6293592696392887E-3,0,7.080949658764891E-5,2.043490304714746E-2]
[2004,9,3,21,8.0813032490951748E-3,7.3792388545123764E-3,5.9196040000000154E-4,3.7932978885004331E-3,6.3703859999999989E-5,5.7907759350000129E-5,1.9967412011457984E-2,null,8.2579387636940362E-3,7.1422629052743129E-3,2.5044694617445739E-4,2.3778336730110321E-3,4.5168834206903701E-5,7.080949658764891E-5,1.8144460618948387E-2]
[2004,9,3,24,6.2931954264172588E-3,5.5994155558770388E-3,5.9196040000000154E-4,2.2630007790296826E-3,6.3703859999999989E-5,5.7907759350000129E-5,1.4869183780673981E-2,null,6.4307477219261392E-3,5.4195966283841403E-3,2.5044694617445739E-4,1.4185649565619035E-3,4.5168834206903701E-5,7.080949658764891E-5,1.3635334583841193E-2]
[2004,9,4,4,5.1997117810980041E-3,5.1393982635423354E-3,5.9196040000000154E-4,2.290817987979954E-3,6.3703859999999989E-5,5.7907759350000129E-5,1.3343500051970294E-2,null,5.3133634704245801E-3,4.974352273565923E-3,2.5044694617445739E-4,1.4360022098637495E-3,4.5168834206903701E-5,7.080949658764891E-5,1.2090143230823264E-2]
[2004,9,4,7,6.0167190178003907E-3,6.6555117339578106E-3,0,3.5186709056130474E-3,0,5.7907759350000129E-5,1.6248809416721247E-2,null,6.1482282839605143E-3,6.4417774665197439E-3,0,2.2056833946459439E-3,0,7.080949658764891E-5,1.4866498641713853E-2]
[2004,9,4,11,7.7162309006559189E-3,8.2182567999982293E-3,0,4.9159223128787304E-3,0,5.7907759350000129E-5,2.0908317772882878E-2,null,7.884886917376193E-3,7.9543367338967171E-3,0,3.0815522411002405E-3,0,7.080949658764891E-5,1.8991585388960799E-2]
[2004,9,4,12,7.1789707434694351E-3,8.1640519173545416E-3,0,4.9286770690967858E-3,0,5.7907759350000129E-5,2.0329607489270762E-2,null,7.3358837007582089E-3,7.9018725800424176E-3,0,3.0895475764832806E-3,0,7.080949658764891E-5,1.8398113353871554E-2]
[2004,9,4,15,7.4295387554160833E-3,7.6209983500394145E-3,0,3.6043925920440545E-3,0,5.7907759350000129E-5,1.8712837456849551E-2,null,7.5919284543105089E-3,7.3762585667434787E-3,0,2.2594181443266552E-3,0,7.080949658764891E-5,1.7298414661968291E-2]
[2004,9,4,19,8.7995248441499439E-3,6.9184433477171171E-3,7.8928053136013412E-5,3.9708146501531531E-3,8.4938479787653799E-6,5.7907759350000129E-5,1.9834112502484992E-2,null,8.9918587476259613E-3,6.6962653274769291E-3,3.3392926073112002E-5,2.4891102839677787E-3,6.0225112125308829E-6,7.080949658764891E-5,1.828745929294396E-2]
[2004,9,4,22,7.8894604683337408E-3,5.5815890964452577E-3,5.9196040000000154E-4,2.9030409413125496E-3,6.3703859999999989E-5,5.7907759350000129E-5,1.7087662525441548E-2,null,8.0619028166502137E-3,5.4023426456303323E-3,2.5044694617445739E-4,1.8197749576454956E-3,4.5168834206903701E-5,7.080949658764891E-5,1.5650445696895051E-2]
[2004,9,5,1,5.7199652854341082E-3,4.8938626917836743E-3,5.9196040000000154E-4,2.0756263546032488E-3,6.3703859999999989E-5,5.7907759350000129E-5,1.3403026351171032E-2,null,5.8449883145839428E-3,{"$f":"F5955*W$5","v":4.7367018003027037E-3},{"$f":"G5955*X$5","v":2.5044694617445739E-4},{"$f":"H5955*Y$5","v":1.3011090569836163E-3},{"$f":"I5955*Z$5","v":4.5168834206903701E-5},7.080949658764891E-5,1.2249224448839273E-2]
[2004,9,5,4,5.0975743262825744E-3,4.6606715808846068E-3,5.9196040000000154E-4,2.012524689650296E-3,6.3703859999999989E-5,5.7907759350000129E-5,1.2484342616167479E-2,null,5.2089935660481019E-3,4.510999359434339E-3,2.5044694617445739E-4,1.2615536969358171E-3,4.5168834206903701E-5,7.080949658764891E-5,1.1347971899387268E-2]
[2004,9,5,9,6.6761124366939142E-3,6.9186136279601965E-3,0,3.91064134123934E-3,0,5.7907759350000129E-5,1.7563275165243451E-2,null,6.8220342663081321E-3,6.6964301393616817E-3,0,2.4513905676793427E-3,0,7.080949658764891E-5,1.6040664469936804E-2]
[2004,9,5,12,7.4577090137343755E-3,7.4480083268133627E-3,0,4.0130398588922069E-3,0,5.7907759350000129E-5,1.8976664958789944E-2,null,7.6207144385731273E-3,7.2088239233839618E-3,0,2.5155792105168964E-3,0,7.080949658764891E-5,1.7415927069061633E-2]
[2004,9,5,13,7.6430041433952246E-3,7.383679983841848E-3,0,3.6599043448169561E-3,0,5.7907759350000129E-5,1.8744496231404027E-2,null,7.8100596205054303E-3,7.1465614127346061E-3,0,2.2942157581369036E-3,0,7.080949658764891E-5,1.7321646287964586E-2]
[2004,9,5,16,7.9228167378212946E-3,7.3439663417695245E-3,0,3.8865398174012483E-3,0,5.7907759350000129E-5,1.9211230656342067E-2,null,8.0959881643129592E-3,7.1081231295730511E-3,0,2.4362824963815866E-3,0,7.080949658764891E-5,1.7711203286855246E-2]
[2004,9,5,20,9.3408526975523806E-3,6.4818049837384031E-3,5.9196040000000154E-4,3.7455340751968947E-3,6.3703859999999989E-5,5.7907759350000129E-5,2.028176377583768E-2,null,9.5450185693390956E-3,6.2736491130474656E-3,2.5044694617445739E-4,2.3478928650484221E-3,4.5168834206903701E-5,7.080949658764891E-5,1.8532985824403991E-2]
[2004,9,6,1,5.7192034345057525E-3,4.8689266942853688E-3,5.9196040000000154E-4,2.0509488143480347E-3,6.3703859999999989E-5,5.7907759350000129E-5,1.3352650962489157E-2,null,5.8442098116470399E-3,4.7125665942943963E-3,2.5044694617445739E-4,1.2856399090519915E-3,4.5168834206903701E-5,7.080949658764891E-5,1.2208841591962439E-2]
[2004,9,6,3,5.1755553709097154E-3,4.6771055919260507E-3,5.9196040000000154E-4,1.988228763045702E-3,6.3703859999999989E-5,5.7907759350000129E-5,1.2554461745231468E-2,null,5.2886790661970939E-3,4.5269056107104305E-3,2.5044694617445739E-4,1.2463237640131892E-3,4.5168834206903701E-5,7.080949658764891E-5,1.1428333717889724E-2]
[2004,9,6,7,5.8227857231017283E-3,5.4985154054264093E-3,0,2.3767164423191974E-3,0,5.7907759350000129E-5,1.3755925330197337E-2,null,5.9500561299775179E-3,5.3219367726851409E-3,0,1.4898477667356876E-3,0,7.080949658764891E-5,1.2832650165985995E-2]
[2004,9,6,10,6.9760825035282284E-3,7.153975843323522E-3,0,3.802542039883778E-3,0,5.7907759350000129E-5,1.7990508146085528E-2,null,7.1285608705580501E-3,6.9242339621183773E-3,0,2.383628381226373E-3,0,7.080949658764891E-5,1.6507232710490448E-2]
[2004,9,6,11,7.2483789440448794E-3,7.460600245868739E-3,0,4.0476867265523183E-3,0,5.7907759350000129E-5,1.8814573675815936E-2,null,7.4068089775833779E-3,7.2210114671331978E-3,0,2.5372976441881147E-3,0,7.080949658764891E-5,1.7235927585492337E-2]
[2004,9,6,14,7.3836756482214116E-3,7.4163644755157613E-3,0,3.5887811205150234E-3,0,5.7907759350000129E-5,1.8446729003602197E-2,null,7.545062903167042E-3,7.1781962787503054E-3,0,2.2496320732670848E-3,0,7.080949658764891E-5,1.7043700751772081E-2]
[2004,9,6,18,9.4618917542262405E-3,6.6647935116291388E-3,0,3.1272052424430158E-3,0,5.7907759350000129E-5,1.9311798267648395E-2,null,9.668703213661773E-3,6.4507611703493589E-3,0,1.9602926388776762E-3,0,7.080949658764891E-5,1.8150566519476455E-2]
[2004,9,6,22,8.5968327090023156E-3,5.6567810316383183E-3,5.9196040000000154E-4,1.8461418563825635E-3,6.3703859999999989E-5,5.7907759350000129E-5,1.6813327616373198E-2,null,8.7847363085417803E-3,5.4751198764658388E-3,2.5044694617445739E-4,1.1572564033448319E-3,4.5168834206903701E-5,7.080949658764891E-5,1.5783537865321457E-2]
[2004,9,7,1,5.7335040381695903E-3,6.0371071344357506E-3,5.9196040000000154E-4,2.0200276399499752E-3,6.3703859999999989E-5,5.7907759350000129E-5,1.4504210831905317E-2,null,5.8588229879751345E-3,5.8432322345929356E-3,2.5044694617445739E-4,1.2662569310065161E-3,4.5168834206903701E-5,7.080949658764891E-5,1.3334737430543598E-2]
[2004,9,7,4,5.0370789210901455E-3,5.8321201271147064E-3,5.9196040000000154E-4,2.3921350338942191E-3,6.3703859999999989E-5,5.7907759350000129E-5,1.3974906101449074E-2,null,5.1471758942982053E-3,5.644828154264649E-3,2.5044694617445739E-4,1.4995129307473611E-3,4.5168834206903701E-5,7.080949658764891E-5,1.2657942256279225E-2]
[2004,9,7,8,7.5782990672995801E-3,9.6512540401602412E-3,0,5.3035825305849061E-3,0,5.7907759350000129E-5,2.2591043397394726E-2,null,7.7439402657889962E-3,9.3413148807703662E-3,0,3.3245575484722209E-3,0,7.080949658764891E-5,2.0480622191619231E-2]
[2004,9,7,11,6.8639917266331363E-3,1.1011216958521893E-2,0,6.7845329298142727E-3,0,5.7907759350000129E-5,2.4717649374319303E-2,null,7.0140200912996798E-3,1.0657604120875859E-2,0,4.2528932159720438E-3,0,7.080949658764891E-5,2.1995326924735228E-2]
[2004,9,7,12,6.7305208244887145E-3,1.0773177283746844E-2,0,6.4448672018471457E-3,0,5.7907759350000129E-5,2.4006473069432703E-2,null,6.8776318748610702E-3,1.0427208822302516E-2,0,4.0399733163837392E-3,0,7.080949658764891E-5,2.1415623510134974E-2]
[2004,9,7,15,6.3755802835647911E-3,1.0559421098091082E-2,0,5.9855996684596065E-3,0,5.7907759350000129E-5,2.2978508809465479E-2,null,6.5149332900714969E-3,1.0220317175930546E-2,0,3.7520808708364894E-3,0,7.080949658764891E-5,2.0558140833426181E-2]
[2004,9,7,19,8.9900503331535129E-3,9.4087006472900296E-3,1.381240931360136E-4,6.4509875262510332E-3,1.4864233978765383E-5,5.7907759350000129E-5,2.5060634593159357E-2,null,9.1865486104634308E-3,9.1065508170775373E-3,5.8437620690557751E-5,4.0438098496287118E-3,1.0539394633221255E-5,7.080949658764891E-5,2.2476695789081111E-2]
[2004,9,7,23,7.1408828806446903E-3,6.9304885860512538E-3,5.9196040000000154E-4,3.0917873262290255E-3,6.3703859999999989E-5,5.7907759350000129E-5,1.787673081227497E-2,null,7.2969633398768203E-3,6.7079237465409074E-3,2.5044694617445739E-4,1.9380908724261616E-3,4.5168834206903701E-5,7.080949658764891E-5,1.6309403235812897E-2]
[2004,9,8,2,5.4376137004579165E-3,6.0509043154063817E-3,5.9196040000000154E-4,2.403329078512084E-3,6.3703859999999989E-5,5.7907759350000129E-5,1.4605419113726386E-2,null,5.5564652847339734E-3,5.8565863346277426E-3,2.5044694617445739E-4,1.5065299320512237E-3,4.5168834206903701E-5,7.080949658764891E-5,1.3286006828381949E-2]
[2004,9,8,6,5.7570743280194372E-3,7.1440160475841636E-3,5.3281171683200142E-4,3.9748023048170938E-3,5.7338570308800001E-5,5.7907759350000129E-5,1.7523950726911496E-2,null,5.8829084608528351E-3,6.9145940140077633E-3,2.2542228731270561E-4,2.4916099504361049E-3,4.0655564292949888E-5,7.080949658764891E-5,1.5625999773490006E-2]
[2004,9,8,9,7.4008195908826773E-3,1.0526286242405812E-2,0,6.333365604689758E-3,0,5.7907759350000129E-5,2.4318379197328245E-2,null,7.5625815662218989E-3,1.0188246408836754E-2,0,3.9700783964200029E-3,0,7.080949658764891E-5,2.1791715868066303E-2]
[2004,9,8,12,6.7034896514138612E-3,1.1179541619735625E-2,0,6.8479566012348966E-3,0,5.7907759350000129E-5,2.4788895631734382E-2,null,6.850009873176138E-3,1.0820523225072433E-2,0,4.2926504261893428E-3,0,7.080949658764891E-5,2.2033993021025561E-2]
[2004,9,8,14,6.6023936673441121E-3,1.1215375856460168E-2,0,6.0517945408313989E-3,0,5.7907759350000129E-5,2.3927471823985681E-2,null,6.7467042032896812E-3,1.0855206685622029E-2,0,3.7935752119435989E-3,0,7.080949658764891E-5,2.1466295597442956E-2]
[2004,9,8,17,7.3333954800850736E-3,1.0423226088661385E-2,0,7.1126632479690021E-3,0,5.7907759350000129E-5,2.492719257606546E-2,null,7.4936837460311424E-3,1.008849591591829E-2,0,4.4585821290440888E-3,0,7.080949658764891E-5,2.2111571287581167E-2]
[2004,9,8,20,8.6692442132832587E-3,9.3024874558062347E-3,5.9196040000000154E-4,5.9632551204723411E-3,6.3703859999999989E-5,5.7907759350000129E-5,2.4648558808911834E-2,null,8.8587305331992872E-3,9.0037485426774314E-3,2.5044694617445739E-4,3.7380741621165121E-3,4.5168834206903701E-5,7.080949658764891E-5,2.1966978514962238E-2]
[2004,9,8,24,6.2857863469797425E-3,6.5912101149899309E-3,5.9196040000000154E-4,2.5815397381710875E-3,6.3703859999999989E-5,5.7907759350000129E-5,1.617210821949076E-2,null,6.4231766999752922E-3,6.3795408216627287E-3,2.5044694617445739E-4,1.6182415138680174E-3,4.5168834206903701E-5,7.080949658764891E-5,1.4787384312475048E-2]
[2004,9,9,3,5.0365987961619495E-3,5.811732130062159E-3,5.9196040000000154E-4,2.2687715902148888E-3,6.3703859999999989E-5,5.7907759350000129E-5,1.3830674535788998E-2,null,5.1466852751327376E-3,5.6250948947873239E-3,2.5044694617445739E-4,1.4221823969950344E-3,4.5168834206903701E-5,7.080949658764891E-5,1.2560387843884108E-2]
[2004,9,9,5,5.2861906524962069E-3,6.2248623470317864E-3,5.9196040000000154E-4,2.9454467942398128E-3,6.3703859999999989E-5,5.7907759350000129E-5,1.5170071813117808E-2,null,5.4017325369411333E-3,6.0249578998865239E-3,2.5044694617445739E-4,1.8463571212369403E-3,4.5168834206903701E-5,7.080949658764891E-5,1.3639472835033608E-2]
[2004,9,9,11,6.7920092518533818E-3,1.1130054192773277E-2,0,6.8674494739360704E-3,0,5.7907759350000129E-5,2.4847420677912724E-2,null,6.9404642735722711E-3,1.0772625031120557E-2,0,4.3048695585788874E-3,0,7.080949658764891E-5,2.2088768359859363E-2]
[2004,9,9,14,6.5583590626358381E-3,1.1011713361593943E-2,0,5.6659175783326876E-3,0,5.7907759350000129E-5,2.3293897761912468E-2,null,6.701707120770211E-3,1.0658084582522036E-2,0,3.5516877403979942E-3,0,7.080949658764891E-5,2.0982288940277889E-2]
[2004,9,9,15,6.2827067818477062E-3,1.0852021354237906E-2,0,5.9065138414157977E-3,0,5.7907759350000129E-5,2.3099149736851409E-2,null,6.4200298238471119E-3,1.0503520904222021E-2,0,3.7025058181698409E-3,0,7.080949658764891E-5,2.0696866042826622E-2]
[2004,9,9,18,8.3335713814963464E-3,9.7982468331312411E-3,0,6.4321435690743852E-3,0,5.7907759350000129E-5,2.4621869543051973E-2,null,8.5157207977531579E-3,9.4835871656602164E-3,0,4.0319974907725171E-3,0,7.080949658764891E-5,2.2102114950773539E-2]
[2004,9,9,21,8.7077100504727948E-3,8.1100927593961668E-3,5.9196040000000154E-4,4.395800236538603E-3,6.3703859999999989E-5,5.7907759350000129E-5,2.1927175065757566E-2,null,8.8980371299466603E-3,7.8496462597017688E-3,2.5044694617445739E-4,2.7555130468288704E-3,4.5168834206903701E-5,7.080949658764891E-5,1.9869621713446309E-2]
[2004,9,10,2,6.1904037405828378E-3,6.2998362025382315E-3,5.9196040000000154E-4,2.3888118298689351E-3,6.3703859999999989E-5,5.7907759350000129E-5,1.5592623792340006E-2,null,6.3257092868033681E-3,6.0975240544190647E-3,2.5044694617445739E-4,1.4974297760187113E-3,4.5168834206903701E-5,7.080949658764891E-5,1.4287088394210154E-2]
[2004,9,10,5,6.0718974602447934E-3,6.5325350228500273E-3,5.9196040000000154E-4,3.52714780571872E-3,6.3703859999999989E-5,5.7907759350000129E-5,1.6845152308163538E-2,null,6.2046127784828441E-3,6.3227500140582123E-3,2.5044694617445739E-4,2.2109971504084757E-3,4.5168834206903701E-5,7.080949658764891E-5,1.5104785219918542E-2]
[2004,9,10,9,8.8888168820735226E-3,1.0772681329553883E-2,0,6.7047491978218365E-3,0,5.7907759350000129E-5,2.642415516879924E-2,null,9.0831024689082829E-3,{"$f":"F6083*W$5","v":1.0426728795120183E-2},{"$f":"G6083*X$5","v":0},{"$f":"H6083*Y$5","v":4.2028806806883728E-3},{"$f":"I6083*Z$5","v":0},7.080949658764891E-5,2.3783521441304484E-2]
[2004,9,10,12,8.3785162866057174E-3,1.1352333730130849E-2,0,6.8992828014111341E-3,0,5.7907759350000129E-5,2.6688040577497699E-2,null,8.561648077387761E-3,1.0987766311348899E-2,0,4.3248243209569395E-3,0,7.080949658764891E-5,2.3945048206281249E-2]
[2004,9,10,15,8.4516007948197067E-3,1.0827884550597494E-2,0,6.1915660904026705E-3,0,5.7907759350000129E-5,2.552895919516987E-2,null,8.6363300160309363E-3,1.0480159226860488E-2,0,3.8811911880331767E-3,0,7.080949658764891E-5,2.3068489927512249E-2]
[2004,9,10,16,8.9101705410945965E-3,1.0423229598403411E-2,0,6.354813138272469E-3,0,5.7907759350000129E-5,2.5746121037120474E-2,null,9.1049228613798282E-3,1.0088499312948902E-2,0,3.9835228105037507E-3,0,7.080949658764891E-5,2.3247754481420128E-2]
[2004,9,10,19,1.0159380216251793E-2,9.1967051483778199E-3,1.8745412686398729E-4,5.0657725426803291E-3,2.0172889021234619E-5,5.7907759350000129E-5,2.4687392682545162E-2,null,1.0381436894140233E-2,8.9013633149762992E-3,7.9308199705393817E-5,3.1754860508890473E-3,1.4303464180575784E-5,7.080949658764891E-5,2.2622707420479199E-2]
[2004,9,10,24,7.3196284155470515E-3,5.9411602867437165E-3,5.9196040000000154E-4,2.3536394722214432E-3,6.3703859999999989E-5,5.7907759350000129E-5,1.632800019386221E-2,null,7.4796157705565754E-3,5.7503666119102141E-3,2.5044694617445739E-4,1.4753819382712636E-3,4.5168834206903701E-5,7.080949658764891E-5,1.5071789597707063E-2]
[2004,9,11,3,5.2520108669039276E-3,5.3154534025292828E-3,5.9196040000000154E-4,2.4001334701859345E-3,6.3703859999999989E-5,5.7907759350000129E-5,1.3681169758969146E-2,null,5.3668056733305099E-3,5.1447535999439784E-3,2.5044694617445739E-4,1.504526760851116E-3,4.5168834206903701E-5,7.080949658764891E-5,1.2382511311094614E-2]
[2004,9,11,6,5.4321092673343743E-3,5.878036405162098E-3,5.6240973683200149E-4,2.6133980738185215E-3,6.0523763308800007E-5,5.7907759350000129E-5,1.4604385005805796E-2,null,5.5508405395336058E-3,5.6892698827290429E-3,2.3794463462142848E-4,1.638211952651169E-3,4.2914006003295079E-5,7.080949658764891E-5,1.3229990512126191E-2]
[2004,9,11,10,7.3981893508865927E-3,8.2310260976353605E-3,0,5.2348619973155933E-3,0,5.7907759350000129E-5,2.0921985205187548E-2,null,7.5598938362664708E-3,7.9666959599142238E-3,0,3.2814799935745628E-3,0,7.080949658764891E-5,1.8878879286342905E-2]
[2004,9,11,13,7.4276783776950593E-3,8.0387291653091757E-3,0,4.4262897859337494E-3,0,5.7907759350000129E-5,1.9950605088287984E-2,null,7.5900274137451424E-3,7.780574427107151E-3,0,2.7746254601846727E-3,0,7.080949658764891E-5,1.8216036797624614E-2]
[2004,9,11,16,7.4434657171868202E-3,7.7874607527047409E-3,0,4.1140628680542916E-3,0,5.7907759350000129E-5,1.9402897097295851E-2,null,7.6061598219404674E-3,7.5373752167286435E-3,0,2.578905614083232E-3,0,7.080949658764891E-5,1.7793250149339992E-2]
[2004,9,11,20,8.2711510381532852E-3,6.6559099374463079E-3,5.9196040000000154E-4,3.9723978708874098E-3,6.3703859999999989E-5,5.7907759350000129E-5,1.9613030865837003E-2,null,8.451936113891249E-3,6.442162882151453E-3,2.5044694617445739E-4,2.4901027279266717E-3,4.5168834206903701E-5,7.080949658764891E-5,1.7750627000938383E-2]
[2004,9,11,21,8.0203831076905187E-3,6.213977733084429E-3,5.9196040000000154E-4,3.719716380437874E-3,6.3703859999999989E-5,5.7907759350000129E-5,1.8667649240562821E-2,null,8.1956870721427311E-3,6.0144228330636217E-3,2.5044694617445739E-4,2.3317090097958126E-3,4.5168834206903701E-5,7.080949658764891E-5,1.6908244191971174E-2]
[2004,9,12,1,6.1020929929444228E-3,5.2317906938335393E-3,5.9196040000000154E-4,2.3348669443188168E-3,6.3703859999999989E-5,5.7907759350000129E-5,1.4382322650446781E-2,null,6.235468304167836E-3,5.0637776249615471E-3,2.5044694617445739E-4,1.4636143549476006E-3,4.5168834206903701E-5,7.080949658764891E-5,1.3129285561045995E-2]
[2004,9,12,4,5.3556715377488578E-3,5.0187057041944207E-3,5.9196040000000154E-4,2.3085660704285928E-3,6.3703859999999989E-5,5.7907759350000129E-5,1.3396515331721873E-2,null,5.4727320871347093E-3,4.8575356199016895E-3,2.5044694617445739E-4,1.4471276182335183E-3,4.5168834206903701E-5,7.080949658764891E-5,1.2143820602238927E-2]
[2004,9,12,7,5.9958794210604764E-3,6.0007229793732292E-3,0,2.762184840882218E-3,0,5.7907759350000129E-5,1.4816695000665925E-2,null,6.1269331897864958E-3,5.8080165157137599E-3,0,1.7314791294513457E-3,0,7.080949658764891E-5,1.3737238331539251E-2]
[2004,9,12,11,7.8382931534118731E-3,8.1070108844672698E-3,0,4.2622228888641129E-3,0,5.7907759350000129E-5,2.0265434686093257E-2,null,8.0096171220903987E-3,7.8466633557170446E-3,0,2.6717799141859535E-3,0,7.080949658764891E-5,1.8598869888581043E-2]
[2004,9,12,13,8.3750949519875665E-3,7.9475373178238811E-3,0,3.7335286501293894E-3,0,5.7907759350000129E-5,2.0114068679290834E-2,null,8.5581519616133705E-3,7.6923111031520835E-3,0,2.3403672488633955E-3,0,7.080949658764891E-5,1.8661639810216495E-2]
[2004,9,12,18,1.0280344211643536E-2,7.2227482623080444E-3,0,3.2400023535588411E-3,0,5.7907759350000129E-5,2.080100258686042E-2,null,1.0505044836543413E-2,6.9907978322821382E-3,0,2.0309996534368744E-3,0,7.080949658764891E-5,1.9597651818850075E-2]
[2004,9,12,19,9.9129584571064251E-3,7.1328874084913467E-3,2.269181531360138E-4,4.0084928098876463E-3,2.441981297876538E-5,5.7907759350000129E-5,2.1363584400950195E-2,null,1.0129629019303702E-2,6.9038227586322573E-3,9.6004662616726351E-5,2.5127288869847917E-3,1.7314719764256809E-5,7.080949658764891E-5,1.9730309543889379E-2]
[2004,9,12,22,9.2469663506392699E-3,6.1160342411325933E-3,5.9196040000000154E-4,2.0332920411734109E-3,6.3703859999999989E-5,5.7907759350000129E-5,1.8109864652295273E-2,null,9.4490801198517296E-3,5.9196246861039437E-3,2.5044694617445739E-4,1.2745717380183859E-3,4.5168834206903701E-5,7.080949658764891E-5,1.7009701820943069E-2]
[2004,9,13,2,5.2935814381884693E-3,5.9062336062842453E-3,5.9196040000000154E-4,2.8098560804558806E-3,6.3703859999999989E-5,5.7907759350000129E-5,1.4723243144278598E-2,null,{"$f":"E6148*V$5","v":5.4092848652947468E-3},5.7165615624778449E-3,2.5044694617445739E-4,1.7613619074520056E-3,4.5168834206903701E-5,7.080949658764891E-5,{"$f":"SUM(M6148:R6148)","v":1.3253633612193607E-2}]
[2004,9,13,5,5.3537026294049198E-3,6.2110379917676558E-3,5.9196040000000154E-4,3.2902239938943584E-3,6.3703859999999989E-5,5.7907759350000129E-5,1.5568536634416935E-2,null,5.4707201437594393E-3,6.0115774982300637E-3,2.5044694617445739E-4,2.0624811534439439E-3,4.5168834206903701E-5,7.080949658764891E-5,1.3911204072402457E-2]
[2004,9,13,10,7.1945332534084066E-3,1.099713172123646E-2,0,7.1221205360298074E-3,0,5.7907759350000129E-5,2.5371693270024673E-2,null,7.3517863652325056E-3,1.0643971215130544E-2,0,4.4645104422605438E-3,0,7.080949658764891E-5,2.2531077519211243E-2]
[2004,9,13,13,6.9627431557744536E-3,1.1037444802099875E-2,0,6.6379778454524413E-3,0,5.7907759350000129E-5,2.4696073562676769E-2,null,7.1149299606041855E-3,1.0682989686781184E-2,0,4.1610249723513723E-3,0,7.080949658764891E-5,2.202975411632439E-2]
[2004,9,13,16,7.1204734366171482E-3,1.0570047639965909E-2,0,6.5121460695459314E-3,0,5.7907759350000129E-5,2.4260574905478987E-2,null,7.2761078003944534E-3,1.0230602458375024E-2,0,4.0821471613594288E-3,0,7.080949658764891E-5,2.1659666916716554E-2]
[2004,9,13,17,7.9757078972977312E-3,1.0161953603623956E-2,0,7.0064471468158362E-3,0,5.7907759350000129E-5,2.5202016407087521E-2,null,8.1500353820245456E-3,9.8356139026317072E-3,0,4.3920004290664508E-3,0,7.080949658764891E-5,2.2448459210310353E-2]
[2004,9,13,20,8.9057077473543664E-3,9.2596303731542935E-3,5.9196040000000154E-4,6.0171768560006262E-3,6.3703859999999989E-5,5.7907759350000129E-5,2.4896086995859289E-2,null,9.1003625229930784E-3,8.9622677669920024E-3,2.5044694617445739E-4,3.7718750715665839E-3,4.5168834206903701E-5,7.080949658764891E-5,2.2200930638520671E-2]
[2004,9,13,23,7.3124873356592368E-3,7.2145050796765479E-3,5.9196040000000154E-4,3.2947315179719687E-3,6.3703859999999989E-5,5.7907759350000129E-5,1.8535295952657755E-2,null,7.4723186059034823E-3,6.9828193701817632E-3,2.5044694617445739E-4,2.0653067007246205E-3,4.5168834206903701E-5,7.080949658764891E-5,1.6886869953778874E-2]
[2004,9,14,3,5.1258739953717967E-3,5.7791961961482534E-3,5.9196040000000154E-4,2.2786743790386759E-3,6.3703859999999989E-5,5.7907759350000129E-5,1.3897316589908728E-2,null,5.237911789652416E-3,5.5936038157663962E-3,2.5044694617445739E-4,1.4283899729392552E-3,4.5168834206903701E-5,7.080949658764891E-5,1.2626330855327078E-2]
[2004,9,14,7,7.3906975720545703E-3,8.5459794124598462E-3,4.735683200000013E-8,5.2050230283380988E-3,5.0963088000000006E-9,5.7907759350000129E-5,2.1199660225343316E-2,null,7.5522383073351809E-3,8.2715349035660558E-3,2.0035755693956593E-8,3.2627753973925142E-3,3.613506736552297E-9,7.080949658764891E-5,1.9157381754143828E-2]
[2004,9,14,10,7.2257229793069849E-3,1.0720763136556496E-2,0,6.4984937074681328E-3,0,5.7907759350000129E-5,2.4502887582681616E-2,null,7.3836578145010006E-3,1.0376477896448248E-2,0,4.0735891605857113E-3,0,7.080949658764891E-5,2.1904534368122605E-2]
[2004,9,14,14,6.7974114799473342E-3,1.064487045947502E-2,0,5.9059471716859536E-3,0,5.7907759350000129E-5,2.3406136870458307E-2,null,6.9459845798164853E-3,1.0303022427261268E-2,0,3.7021506005189457E-3,0,7.080949658764891E-5,2.1021967104184344E-2]
[2004,9,14,17,7.6552235124027375E-3,9.8342820045596163E-3,0,6.8366631914694997E-3,0,5.7907759350000129E-5,2.4384076467781853E-2,null,7.822546071995333E-3,9.5184651081218173E-3,0,4.2855711377146142E-3,0,7.080949658764891E-5,2.1697391814419414E-2]
[2004,9,14,18,8.7093878243099682E-3,9.5022179532166327E-3,0,6.4709946328596309E-3,0,5.7907759350000129E-5,2.474050816973623E-2,null,8.8997515753992864E-3,9.1970649199937665E-3,0,4.0563513302062501E-3,0,7.080949658764891E-5,2.2223977322186953E-2]
[2004,9,14,21,9.0846764680210957E-3,7.9337221597716411E-3,5.9196040000000154E-4,4.3008587895336974E-3,6.3703859999999989E-5,5.7907759350000129E-5,2.2032829436676435E-2,null,9.2832430176766536E-3,7.6789396033494061E-3,2.5044694617445739E-4,2.6959988783431727E-3,4.5168834206903701E-5,7.080949658764891E-5,2.0024606776338241E-2]
[2004,9,14,24,6.3324683074656666E-3,6.4055145739584183E-3,5.9196040000000154E-4,2.3681931600207165E-3,6.3703859999999989E-5,5.7907759350000129E-5,1.5819748060794801E-2,null,6.4708790023366236E-3,6.1998086838998762E-3,2.5044694617445739E-4,1.4845049362357822E-3,4.5168834206903701E-5,7.080949658764891E-5,1.4521617899441293E-2]
[2004,9,15,5,5.4523627870033909E-3,6.1121200091557963E-3,5.9196040000000154E-4,2.9870575936666323E-3,6.3703859999999989E-5,5.7907759350000129E-5,1.5265112409175823E-2,null,5.5715367465710959E-3,5.9158361552809555E-3,2.5044694617445739E-4,1.8724409045163795E-3,4.5168834206903701E-5,7.080949658764891E-5,1.3726239083337441E-2]
[2004,9,15,8,7.7798794088657728E-3,9.5755353435860203E-3,0,5.4386031512535498E-3,0,5.7907759350000129E-5,2.2851925663055345E-2,null,7.9499266104796906E-3,9.2680278049024969E-3,0,3.4091953986526793E-3,0,7.080949658764891E-5,2.0697959310622516E-2]
[2004,9,15,12,6.8822110291922216E-3,1.0674175805148269E-2,0,6.6694054372238871E-3,0,5.7907759350000129E-5,2.4283700030914377E-2,null,7.032637618722251E-3,1.0331386664746317E-2,0,4.1807253987803999E-3,0,7.080949658764891E-5,2.1615559178836615E-2]
[2004,9,15,15,6.5149321525948493E-3,1.0459953468591954E-2,0,6.211071915693667E-3,0,5.7907759350000129E-5,2.324386529623047E-2,null,6.657331015486068E-3,1.0124043837385233E-2,0,3.8934184397703552E-3,0,7.080949658764891E-5,2.0745602789229305E-2]
[2004,9,15,18,8.7404090961330436E-3,9.4865777763346419E-3,0,6.4912296849602147E-3,0,5.7907759350000129E-5,2.4776124316777899E-2,null,{"$f":"E6212*V$5","v":8.9314508886400752E-3},9.18192700978669E-3,0,4.0690356987093841E-3,0,7.080949658764891E-5,{"$f":"SUM(M6212:R6212)","v":2.2253223093723795E-2}]
[2004,9,15,21,9.116277263325135E-3,7.9211031388061945E-3,5.9196040000000154E-4,4.3135953392525522E-3,6.3703859999999989E-5,5.7907759350000129E-5,2.2064547760733882E-2,null,9.3155345212202201E-3,7.6667258280374347E-3,2.5044694617445739E-4,2.703982800958711E-3,4.5168834206903701E-5,7.080949658764891E-5,2.0052668427185373E-2]
[2004,9,15,23,7.2396470720558622E-3,6.8904619967450672E-3,5.9196040000000154E-4,3.2394893700497516E-3,6.3703859999999989E-5,5.7907759350000129E-5,1.8083170458200681E-2,null,7.3978862504000126E-3,6.6691825660936295E-3,2.5044694617445739E-4,2.0306780890626897E-3,4.5168834206903701E-5,7.080949658764891E-5,1.6464172182525341E-2]
[2004,9,16,2,5.5755494853142419E-3,6.1267743575033149E-3,5.9196040000000154E-4,2.5032906094369332E-3,6.3703859999999989E-5,5.7907759350000129E-5,1.4919186471604491E-2,null,5.6974159741902987E-3,5.9300198957272275E-3,2.5044694617445739E-4,1.5691909466157309E-3,4.5168834206903701E-5,7.080949658764891E-5,1.3563052093502266E-2]
[2004,9,16,6,5.8878165691103835E-3,7.2276724887908247E-3,5.9196040000000154E-4,4.0713542151008695E-3,6.3703859999999989E-5,5.7907759350000129E-5,1.7900415292352079E-2,null,6.0165083750595002E-3,6.9955639227744686E-3,2.5044694617445739E-4,2.5521336399049175E-3,4.5168834206903701E-5,7.080949658764891E-5,1.5930631214707894E-2]
[2004,9,16,9,7.6181098730691097E-3,1.0650045263424376E-2,0,6.5147465551806021E-3,0,5.7907759350000129E-5,2.4840809451024085E-2,null,7.7846212285056105E-3,1.0308031048206904E-2,0,4.0837772791329488E-3,0,7.080949658764891E-5,2.2247239052433112E-2]
[2004,9,16,13,6.8534739472200356E-3,1.1317323909689578E-2,0,6.4088020369591882E-3,0,5.7907759350000129E-5,2.4637507653218801E-2,null,7.003272421567926E-3,1.0953880791881658E-2,0,4.0173658212662965E-3,0,7.080949658764891E-5,2.2045328531303528E-2]
[2004,9,16,14,6.9097270142675984E-3,1.1326333410291886E-2,0,6.1475351550786452E-3,0,5.7907759350000129E-5,2.4441503338988129E-2,null,7.0607550290917509E-3,1.0962600962513832E-2,0,3.8535903394457151E-3,0,7.080949658764891E-5,2.1947755827638946E-2]
[2004,9,16,20,9.0101999149369127E-3,9.3990339215677433E-3,5.9196040000000154E-4,6.0552753472139301E-3,6.3703859999999989E-5,5.7907759350000129E-5,2.5178081203068584E-2,null,9.2071386078131767E-3,9.0971945273702962E-3,2.5044694617445739E-4,3.7957571599131234E-3,4.5168834206903701E-5,7.080949658764891E-5,2.2466515572065606E-2]
[2004,9,16,21,8.9992221787910786E-3,8.383010871500441E-3,5.9196040000000154E-4,4.9116427448374989E-3,6.3703859999999989E-5,5.7907759350000129E-5,2.3007447814479016E-2,null,9.1959209279338285E-3,8.113799913851057E-3,2.5044694617445739E-4,3.0788695883549257E-3,4.5168834206903701E-5,7.080949658764891E-5,2.0755015707108818E-2]
[2004,9,16,24,6.4861053831873306E-3,6.6632376705608185E-3,5.9196040000000154E-4,2.6566166512921436E-3,6.3703859999999989E-5,5.7907759350000129E-5,1.6519531724390291E-2,null,6.6278741705707292E-3,6.4492552933655871E-3,2.5044694617445739E-4,1.6653035736725384E-3,4.5168834206903701E-5,7.080949658764891E-5,1.5108858314577865E-2]
[2004,9,17,3,5.5615444501356144E-3,6.0838841992356864E-3,5.9196040000000154E-4,2.6476718257882345E-3,6.3703859999999989E-5,5.7907759350000129E-5,1.5006672494509538E-2,null,5.6831048266781162E-3,5.8885071066122757E-3,2.5044694617445739E-4,1.6596964982707142E-3,4.5168834206903701E-5,7.080949658764891E-5,1.3597733708530116E-2]
[2004,9,17,7,7.5904333610724E-3,9.1069211755921697E-3,3.9511383695986904E-5,5.7447896025759199E-3,4.2520203300346199E-6,5.7907759350000129E-5,2.2543815302616513E-2,null,7.756339782528804E-3,8.8144626534096965E-3,1.671649891747343E-5,3.601128770503394E-3,3.0148691355864107E-6,7.080949658764891E-5,2.0262472071082598E-2]
[2004,9,17,11,8.1044023024282163E-3,1.1422730675448561E-2,0,7.1188825140861616E-3,0,5.7907759350000129E-5,2.6703923251312937E-2,null,8.2815427000943846E-3,1.1055902538011336E-2,0,4.4624806840296155E-3,0,7.080949658764891E-5,2.3870735418722984E-2]
[2004,9,17,15,8.0334085213345369E-3,1.0794639855316899E-2,0,6.3152534779923625E-3,0,5.7907759350000129E-5,2.5201209613993799E-2,null,8.2089971862330715E-3,1.0447982147546333E-2,0,3.9587247864434514E-3,0,7.080949658764891E-5,2.2686513616810504E-2]
[2004,9,17,18,9.2779956264645927E-3,9.4937006782362457E-3,0,5.7829940320745302E-3,0,5.7907759350000129E-5,2.4612598096125368E-2,null,9.4807876120406882E-3,9.1888211677117488E-3,0,3.6250772664006897E-3,0,7.080949658764891E-5,2.2365495542740775E-2]
[2004,9,17,21,9.3015211128985292E-3,7.7285005810760685E-3,5.9196040000000154E-4,3.9013222526069914E-3,6.3703859999999989E-5,5.7907759350000129E-5,2.1644915965931589E-2,null,9.5048273022205268E-3,7.4803084846422349E-3,2.5044694617445739E-4,2.445548884952829E-3,4.5168834206903701E-5,7.080949658764891E-5,1.9797109948784596E-2]
[2004,9,17,22,9.3158181235240296E-3,6.9600512959049734E-3,5.9196040000000154E-4,2.8267470739974671E-3,6.3703859999999989E-5,5.7907759350000129E-5,1.9816188512776469E-2,null,9.5194368069761465E-3,6.7365370832454773E-3,2.5044694617445739E-4,1.7719500485351394E-3,4.5168834206903701E-5,7.080949658764891E-5,1.8394349215725771E-2]
[2004,9,18,1,5.8985786791285813E-3,5.3592833759827669E-3,5.9196040000000154E-4,2.2817314536450794E-3,6.3703859999999989E-5,5.7907759350000129E-5,1.425316552810643E-2,null,6.0275057158050496E-3,5.1871760231380114E-3,2.5044694617445739E-4,1.4303063040984952E-3,4.5168834206903701E-5,7.080949658764891E-5,1.3011413320010566E-2]
[2004,9,18,5,5.5317096676705865E-3,5.2020573222315994E-3,5.9196040000000154E-4,2.5800842095546361E-3,6.3703859999999989E-5,5.7907759350000129E-5,1.4027423218806824E-2,null,5.6526179362558415E-3,5.0349991071186925E-3,2.5044694617445739E-4,1.6173291138778343E-3,4.5168834206903701E-5,7.080949658764891E-5,1.2671371434221378E-2]
[2004,9,18,8,6.8512885950820944E-3,7.0896056348749639E-3,0,4.1034392998921506E-3,0,5.7907759350000129E-5,1.8102241289199208E-2,null,7.0010393035205062E-3,6.8619309304546478E-3,0,2.5722462166812912E-3,0,7.080949658764891E-5,1.6506025947244093E-2]
[2004,9,18,12,7.500463886832464E-3,7.8910479616054584E-3,0,5.0765807048846279E-3,0,5.7907759350000129E-5,2.052600031267255E-2,null,7.6644038179975484E-3,7.6376358390203422E-3,0,3.1822611613043558E-3,0,7.080949658764891E-5,1.8555110314909893E-2]
[2004,9,18,16,7.8716382303531604E-3,7.3308882439817669E-3,0,4.055808480316358E-3,0,5.7907759350000129E-5,1.9316242714001283E-2,null,8.0436910325679747E-3,7.0954650201741484E-3,0,2.5423887760084194E-3,0,7.080949658764891E-5,1.7752354325338192E-2]
[2004,9,18,19,9.4883409215867753E-3,6.5604838704998499E-3,3.3544422686398773E-4,3.5474437616139559E-3,3.6098854021234623E-5,5.7907759350000129E-5,2.0025719393935801E-2,null,9.69573048855564E-3,6.3498013159268901E-3,1.4191993624900818E-4,2.2237196965338257E-3,2.5595672732301714E-5,7.080949658764891E-5,1.8507576606585315E-2]
[2004,9,18,22,8.3107250576169075E-3,5.3752051458491219E-3,5.9196040000000154E-4,2.8532343996691052E-3,6.3703859999999989E-5,5.7907759350000129E-5,1.7252736622485134E-2,null,8.4923751147913101E-3,5.2025864832877383E-3,2.5044694617445739E-4,1.7885536627888382E-3,4.5168834206903701E-5,7.080949658764891E-5,1.5849940537836896E-2]
[2004,9,18,23,7.3121705372425566E-3,5.0568463538315563E-3,5.9196040000000154E-4,2.6336571859696071E-3,6.3703859999999989E-5,5.7907759350000129E-5,1.5716246096393719E-2,null,7.4719948831270021E-3,4.8944514255094456E-3,2.5044694617445739E-4,1.6509114032279867E-3,4.5168834206903701E-5,7.080949658764891E-5,1.4383782988833445E-2]
[2004,9,19,5,5.7673891586863032E-3,4.7901191091632832E-3,5.9196040000000154E-4,3.0109788650922553E-3,6.3703859999999989E-5,5.7907759350000129E-5,1.4282059152291844E-2,null,5.8934487459255912E-3,4.6362898260573137E-3,2.5044694617445739E-4,1.8874359843569371E-3,4.5168834206903701E-5,7.080949658764891E-5,1.2783599833308854E-2]
[2004,9,19,7,6.8490924534554522E-3,5.4763434707836558E-3,5.9243396832000157E-5,3.0621738950855257E-3,6.3754823087999997E-6,5.7907759350000129E-5,1.5511136457815435E-2,null,6.9987951601552341E-3,5.3004768647651971E-3,2.5064730373139697E-5,1.9195276549261926E-3,4.520496927426923E-6,7.080949658764891E-5,1.4319194403734839E-2]
[2004,9,19,10,7.9023689429329313E-3,7.2091666009831872E-3,0,5.1165942787969685E-3,0,5.7907759350000129E-5,2.0286037582063089E-2,null,8.0750934357232875E-3,6.9776523307222837E-3,0,3.2073437217103595E-3,0,7.080949658764891E-5,1.833089898474358E-2]
[2004,9,19,13,8.3891574310604386E-3,7.4111261788898392E-3,0,5.1986003579716908E-3,0,5.7907759350000129E-5,2.1056791727271967E-2,null,8.5725218085885482E-3,7.173126204123941E-3,0,3.2587493381910494E-3,0,7.080949658764891E-5,1.9075206847491186E-2]
[2004,9,19,17,9.5393022603248688E-3,7.0905403420268532E-3,0,5.3830952723292955E-3,0,5.7907759350000129E-5,2.2070845634031017E-2,null,9.7478057048472899E-3,6.8628356205385236E-3,0,3.3744002131694509E-3,0,7.080949658764891E-5,2.0055851035142912E-2]
[2004,9,19,20,1.0921211175521202E-2,6.429323381609179E-3,5.9196040000000154E-4,4.7195870607258626E-3,6.3703859999999989E-5,5.7907759350000129E-5,2.2783693637206243E-2,null,1.1159919425486579E-2,6.22285289849375E-3,2.5044694617445739E-4,2.9584792351063038E-3,4.5168834206903701E-5,7.080949658764891E-5,2.0707676836055639E-2]
[2004,9,19,22,9.5300874433935073E-3,5.704860670179784E-3,5.9196040000000154E-4,3.0101331546485881E-3,6.3703859999999989E-5,5.7907759350000129E-5,1.8958653287571878E-2,null,9.7383894768463958E-3,5.5216554915372661E-3,2.5044694617445739E-4,1.886905849674748E-3,4.5168834206903701E-5,7.080949658764891E-5,1.7513376095027417E-2]
[2004,9,20,1,5.8562156794816607E-3,5.2367412358959482E-3,5.9196040000000154E-4,1.8087400587622553E-3,6.3703859999999989E-5,5.7907759350000129E-5,1.3615268993489865E-2,null,5.984216775129567E-3,5.0685691859382893E-3,2.5044694617445739E-4,1.133811038275475E-3,4.5168834206903701E-5,7.080949658764891E-5,1.2553022276312342E-2]
[2004,9,20,4,5.169961823521343E-3,5.1963776007686356E-3,5.9196040000000154E-4,2.2323043796152221E-3,6.3703859999999989E-5,5.7907759350000129E-5,1.3312215823255202E-2,null,5.2829632589341778E-3,5.0295017835170295E-3,2.5044694617445739E-4,1.399322879004753E-3,4.5168834206903701E-5,7.080949658764891E-5,1.207821319842497E-2]
[2004,9,20,8,8.0124163540562093E-3,8.5776802842508632E-3,0,3.9651874758954778E-3,0,5.7907759350000129E-5,2.0613191873552549E-2,null,8.1875461867397577E-3,8.3022177375441687E-3,0,2.4855828825278954E-3,0,7.080949658764891E-5,1.9046156303399467E-2]
[2004,9,20,11,6.9159955433000485E-3,1.0168925233983196E-2,0,6.267840461687507E-3,0,5.7907759350000129E-5,2.3410668998320752E-2,null,7.0671605712787989E-3,9.8423616469297034E-3,0,3.9290038760318325E-3,0,7.080949658764891E-5,2.0909335590827981E-2]
[2004,9,20,14,6.4510450062495641E-3,9.9933657263564114E-3,0,5.4640352185228282E-3,0,5.7907759350000129E-5,2.1966353710478802E-2,null,6.5920474682604896E-3,9.6724400352685962E-3,0,3.4251375228160626E-3,0,7.080949658764891E-5,1.9760434522932798E-2]
[2004,9,20,19,1.0143186051758686E-2,8.4544635962494705E-3,3.6504224686398779E-4,4.5814798662500451E-3,3.9284047021234622E-5,5.7907759350000129E-5,2.3641363567493422E-2,null,1.036488876884519E-2,8.1829580147768314E-3,1.5444228355773106E-4,2.8719065621545616E-3,2.7854114442646899E-5,7.080949658764891E-5,2.1672859240364609E-2]
[2004,9,20,22,8.6261381910869798E-3,7.0443860610819127E-3,5.9196040000000154E-4,3.4035715201666456E-3,6.3703859999999989E-5,5.7907759350000129E-5,1.9787667791685538E-2,null,8.8146823295035329E-3,6.8181635323717234E-3,2.5044694617445739E-4,2.1335331964537517E-3,4.5168834206903701E-5,7.080949658764891E-5,1.8132804335298017E-2]
[2004,9,20,23,7.2471755183847013E-3,6.5172598489949864E-3,5.9196040000000154E-4,2.4595595897538938E-3,6.3703859999999989E-5,5.7907759350000129E-5,1.6937566976483583E-2,null,7.4055792482808028E-3,6.3079653852167487E-3,2.5044694617445739E-4,1.5417781005345741E-3,4.5168834206903701E-5,7.080949658764891E-5,1.5621748011001135E-2]
[2004,9,21,2,5.6274517475806123E-3,5.9159180422800797E-3,5.9196040000000154E-4,2.5575849735176887E-3,6.3703859999999989E-5,5.7907759350000129E-5,1.4814526782728382E-2,null,{"$f":"E6340*V$5","v":5.7504526800633109E-3},5.7259349937131354E-3,2.5044694617445739E-4,1.6032254387544375E-3,4.5168834206903701E-5,7.080949658764891E-5,{"$f":"SUM(M6340:R6340)","v":1.3446038389499893E-2}]
[2004,9,21,5,5.7389035915842981E-3,6.0717238229607701E-3,5.9196040000000154E-4,3.2815850898251205E-3,6.3703859999999989E-5,5.7907759350000129E-5,1.5805784523720189E-2,null,5.8643405610788223E-3,5.8767372471328792E-3,2.5044694617445739E-4,2.0570658452879406E-3,4.5168834206903701E-5,7.080949658764891E-5,1.4164568930468652E-2]
[2004,9,21,9,8.1859804386125549E-3,1.0036386368580109E-2,0,6.3862739418740714E-3,0,5.7907759350000129E-5,2.4666548508416732E-2,null,8.3649039145299378E-3,9.7140791179942485E-3,0,4.0032440558113395E-3,0,7.080949658764891E-5,2.215303658492317E-2]
[2004,9,21,12,7.2775063777754398E-3,1.0533355494850819E-2,0,7.2750303596328158E-3,0,5.7907759350000129E-5,2.5143799991609074E-2,null,7.436573058533744E-3,1.0195088640197122E-2,0,4.5603621623692293E-3,0,7.080949658764891E-5,2.226283335768774E-2]
[2004,9,21,16,7.5308553486132168E-3,1.0133498402936807E-2,0,7.1301145070324732E-3,0,5.7907759350000129E-5,2.4852376017932495E-2,null,7.6954595552454607E-3,9.8080725086835113E-3,0,4.4695214732921006E-3,0,7.080949658764891E-5,2.204386303380872E-2]
[2004,9,21,20,1.0041119718546227E-2,8.6598292437296987E-3,5.9196040000000154E-4,5.5869337261655067E-3,6.3703859999999989E-5,5.7907759350000129E-5,2.5001454707791432E-2,null,1.0260591540598293E-2,8.3817285756618131E-3,2.5044694617445739E-4,3.5021766108142608E-3,4.5168834206903701E-5,7.080949658764891E-5,2.2510922004043372E-2]
[2004,9,21,23,7.4879285162046672E-3,6.9149051251241912E-3,5.9196040000000154E-4,3.6072494767434471E-3,6.3703859999999989E-5,5.7907759350000129E-5,1.8723655137422305E-2,null,7.6515944579433831E-3,6.6928407309197104E-3,2.5044694617445739E-4,2.2612089861845331E-3,4.5168834206903701E-5,7.080949658764891E-5,1.6972069452016635E-2]
[2004,9,21,24,6.5517968358814894E-3,6.4118554887691937E-3,5.9196040000000154E-4,2.7264211728013701E-3,6.3703859999999989E-5,5.7907759350000129E-5,1.6403645516802054E-2,null,6.6950014614204087E-3,6.2059459673692698E-3,2.5044694617445739E-4,1.7090606279962311E-3,4.5168834206903701E-5,7.080949658764891E-5,1.497643333375492E-2]
[2004,9,22,3,5.5492078080155317E-3,5.8713382080008789E-3,5.9196040000000154E-4,2.9476765678292664E-3,6.3703859999999989E-5,5.7907759350000129E-5,1.5081794603195678E-2,null,5.670498538801385E-3,5.6827867906297088E-3,2.5044694617445739E-4,1.8477548576868686E-3,4.5168834206903701E-5,7.080949658764891E-5,1.3567465464086973E-2]
[2004,9,22,6,7.0400748365149731E-3,6.8103765323912482E-3,5.9196040000000154E-4,4.0391491413208159E-3,6.3703859999999989E-5,5.7907759350000129E-5,1.8603172529577036E-2,null,7.1939519035216538E-3,6.5916689562778722E-3,2.5044694617445739E-4,2.531945847876201E-3,4.5168834206903701E-5,7.080949658764891E-5,1.6683991984644736E-2]
[2004,9,22,9,8.6546065700245107E-3,1.0168181652546335E-2,0,6.9353443854139893E-3,0,5.7907759350000129E-5,2.5816040367334831E-2,null,8.8437729504988651E-3,9.841641944773662E-3,0,4.3474295713919388E-3,0,7.080949658764891E-5,2.3103653963252115E-2]
[2004,9,22,14,7.6148731423157289E-3,1.0535131748920481E-2,0,7.193145916756038E-3,0,5.7907759350000129E-5,2.5401058567342247E-2,null,7.7813137515390729E-3,1.019680785186681E-2,0,4.5090327937587606E-3,0,7.080949658764891E-5,2.2557963893752291E-2]
[2004,9,22,18,9.9303313399128242E-3,9.4556928157773466E-3,0,7.4052253870139223E-3,0,5.7907759350000129E-5,2.6849157302054092E-2,null,1.0147381626518404E-2,9.152033884971475E-3,0,4.6419750831746057E-3,0,7.080949658764891E-5,2.4012200091252132E-2]
[2004,9,22,21,1.0314549011773701E-2,7.973401741375917E-3,5.9196040000000154E-4,4.909179706105867E-3,6.3703859999999989E-5,5.7907759350000129E-5,2.3910702478605484E-2,null,1.053999726144232E-2,7.7173449198565044E-3,2.5044694617445739E-4,3.0773256293498185E-3,4.5168834206903701E-5,7.080949658764891E-5,2.170109308761765E-2]
[2004,9,22,24,6.7640337386448051E-3,6.5491849339475083E-3,5.9196040000000154E-4,3.141286044911614E-3,6.3703859999999989E-5,5.7907759350000129E-5,1.7168076736853926E-2,null,6.9118772910227418E-3,6.3388652320030738E-3,2.5044694617445739E-4,1.969119208062857E-3,4.5168834206903701E-5,7.080949658764891E-5,1.5586287008057684E-2]
[2004,9,23,1,5.9824921977786258E-3,5.9842160933490061E-3,5.9196040000000154E-4,2.4508290842176683E-3,6.3703859999999989E-5,5.7907759350000129E-5,1.5131109394695303E-2,null,6.1132533578745077E-3,5.7920397297529279E-3,2.5044694617445739E-4,1.5363053718808661E-3,4.5168834206903701E-5,7.080949658764891E-5,1.3808023736477312E-2]
[2004,9,23,6,6.5451065997459614E-3,6.7617227006516014E-3,5.9196040000000154E-4,3.6839453859792595E-3,6.3703859999999989E-5,5.7907759350000129E-5,1.7704346705726823E-2,null,6.6881649947492646E-3,6.5445775875764721E-3,2.5044694617445739E-4,2.3092859157913472E-3,4.5168834206903701E-5,7.080949658764891E-5,1.5908453775086092E-2]
[2004,9,23,8,8.2719422928831613E-3,9.4234088937834703E-3,0,5.8142123126985962E-3,0,5.7907759350000129E-5,2.3567471258715226E-2,null,8.4527446633175466E-3,9.1207867247914461E-3,0,3.6446464858670671E-3,0,7.080949658764891E-5,2.1288987370563707E-2]
[2004,9,23,12,7.2449679575556977E-3,1.0524704594325919E-2,0,7.2164995201013616E-3,0,5.7907759350000129E-5,2.5044079831332978E-2,null,7.4033234361201728E-3,1.0186715553604536E-2,0,4.5236720301311531E-3,0,7.080949658764891E-5,2.2184520516443509E-2]
[2004,9,23,15,6.8496217149202976E-3,1.0300460248648282E-2,0,6.7636945268775362E-3,0,5.7907759350000129E-5,2.3971684249796114E-2,null,6.9993359898496482E-3,9.9696725626636038E-3,0,4.2398306362192231E-3,0,7.080949658764891E-5,2.1279648685320122E-2]
[2004,9,23,19,9.8705473635546867E-3,9.138959750259865E-3,4.2423828686398798E-4,6.6064950867341828E-3,4.5654433021234626E-5,5.7907759350000129E-5,2.6143802679783956E-2,null,1.0086290933520228E-2,8.845472345316744E-3,1.7948697817517679E-4,4.141289964450596E-3,3.2370997863337272E-5,7.080949658764891E-5,2.3355720715913728E-2]
[2004,9,23,22,8.7495413752197489E-3,7.2599070344896398E-3,5.9196040000000154E-4,3.6262295664384421E-3,6.3703859999999989E-5,5.7907759350000129E-5,2.034924999549783E-2,null,8.9407827747414181E-3,7.02676329232357E-3,2.5044694617445739E-4,2.2731066798854014E-3,4.5168834206903701E-5,7.080949658764891E-5,1.8607078023919397E-2]
[2004,9,23,23,7.465033717623944E-3,6.9076285384416149E-3,5.9196040000000154E-4,3.5631620157705953E-3,6.3703859999999989E-5,5.7907759350000129E-5,1.8649396291186154E-2,null,7.6281992407538921E-3,6.6857978236274226E-3,2.5044694617445739E-4,2.2335727044212124E-3,4.5168834206903701E-5,7.080949658764891E-5,1.6913995045771537E-2]
[2004,9,24,3,5.4003251119754013E-3,5.6618574955744497E-3,5.9196040000000154E-4,2.5706011504670616E-3,6.3703859999999989E-5,5.7907759350000129E-5,1.4346355777366914E-2,null,5.5183616681783549E-3,5.4800333154770755E-3,2.5044694617445739E-4,1.6113846460600162E-3,4.5168834206903701E-5,7.080949658764891E-5,1.2976204906684457E-2]
[2004,9,24,6,6.8346019235727331E-3,6.7335430522461274E-3,5.9196040000000154E-4,3.8507840659512001E-3,6.3703859999999989E-5,5.7907759350000129E-5,1.8132501061120059E-2,null,6.9839879063328539E-3,6.5173028968586056E-3,2.5044694617445739E-4,2.4138689574766973E-3,4.5168834206903701E-5,7.080949658764891E-5,1.6281585037637165E-2]
[2004,9,24,9,8.5537134780704592E-3,9.9256841599423655E-3,0,6.3998307136403755E-3,0,5.7907759350000129E-5,2.4937136111003198E-2,null,8.7406746074030778E-3,9.6069319861729497E-3,0,4.0117421356750298E-3,0,7.080949658764891E-5,2.2430158225838704E-2]
[2004,9,24,13,7.3521865795394443E-3,1.0505264572843363E-2,0,6.7902789171506942E-3,0,5.7907759350000129E-5,2.4705637828883503E-2,null,7.5128855682884688E-3,1.0167899826528878E-2,0,4.256495095543553E-3,0,7.080949658764891E-5,2.2008089986948549E-2]
[2004,9,24,16,7.7624124755193884E-3,9.6545760727106307E-3,0,6.8223629398181046E-3,0,5.7907759350000129E-5,2.4297259247398121E-2,null,7.9320778970336115E-3,9.3445302299849063E-3,0,4.2766070065262084E-3,0,7.080949658764891E-5,2.1624024630132375E-2]
[2004,9,24,20,9.5903288171317429E-3,7.9001562796078284E-3,5.9196040000000154E-4,4.5408636343881089E-3,6.3703859999999989E-5,5.7907759350000129E-5,2.2744920750477678E-2,null,9.7999475646989784E-3,7.6464516536430107E-3,2.5044694617445739E-4,2.8464462248357029E-3,4.5168834206903701E-5,7.080949658764891E-5,2.0659270720146696E-2]
[2004,9,24,24,6.5843917776127374E-3,5.5012672960120992E-3,5.9196040000000154E-4,2.6099106188940653E-3,6.3703859999999989E-5,5.7907759350000129E-5,1.5409141711868904E-2,null,6.7283088407534336E-3,5.3246002894023871E-3,2.5044694617445739E-4,1.6360258370345655E-3,4.5168834206903701E-5,7.080949658764891E-5,1.4055360244159397E-2]
[2004,9,25,3,5.5925262152702465E-3,5.149922399090622E-3,5.9196040000000154E-4,2.7122217588925876E-3,6.3703859999999989E-5,5.7907759350000129E-5,1.4168242392603459E-2,null,5.7147637697206989E-3,4.9845384383477619E-3,2.5044694617445739E-4,1.7001597070768165E-3,4.5168834206903701E-5,7.080949658764891E-5,1.2765887192114288E-2]
[2004,9,25,4,5.5565285090716891E-3,5.0364038168668156E-3,5.9196040000000154E-4,2.7081303097402868E-3,6.3703859999999989E-5,5.7907759350000129E-5,1.4014634655028793E-2,null,5.6779792506575855E-3,4.8746653776078133E-3,2.5044694617445739E-4,1.6975949768996148E-3,4.5168834206903701E-5,7.080949658764891E-5,1.2616664882134023E-2]
[2004,9,25,7,6.8895583276727896E-3,6.3589744353900503E-3,1.2830544369598715E-4,3.6175189796853065E-3,1.380759933003462E-5,5.7907759350000129E-5,1.7066072545124166E-2,null,7.0401455093508951E-3,6.1547631294928762E-3,5.4283540843642043E-5,2.2676464373465595E-3,9.790194266621967E-6,7.080949658764891E-5,1.5597438307888246E-2]
[2004,9,25,11,8.3701030171330574E-3,7.9489967538208077E-3,0,5.5829306452736451E-3,0,5.7907759350000129E-5,2.1959938175577513E-2,null,8.553050916513311E-3,7.6937236710048094E-3,0,3.4996672743950693E-3,0,7.080949658764891E-5,1.9817251358500838E-2]
[2004,9,25,14,7.9088299237307751E-3,7.4749283612173239E-3,0,4.4807425596754807E-3,0,5.7907759350000129E-5,1.9922408603973579E-2,null,8.0816956361527761E-3,7.2348794511860664E-3,0,2.8087592516236378E-3,0,7.080949658764891E-5,1.8196143835550131E-2]
[2004,9,25,17,8.3809952420982013E-3,7.3602118204840142E-3,0,5.3526092855768446E-3,0,5.7907759350000129E-5,2.1151724107509061E-2,null,8.5641812161679626E-3,7.1238469030256444E-3,0,3.3552900330608166E-3,0,7.080949658764891E-5,1.9114127648842068E-2]
[2004,9,25,22,8.5678513777088013E-3,5.5027598959289693E-3,5.9196040000000154E-4,3.1629335943989946E-3,6.3703859999999989E-5,5.7907759350000129E-5,1.7947116887386764E-2,null,8.7551215234340733E-3,5.3260449561530988E-3,2.5044694617445739E-4,1.9826890023743752E-3,4.5168834206903701E-5,7.080949658764891E-5,1.6430280758930556E-2]
[2004,9,26,1,5.7143012120702222E-3,4.7670669898772439E-3,5.9196040000000154E-4,1.9380743093779078E-3,6.3703859999999989E-5,5.7907759350000129E-5,1.3133014530675377E-2,null,5.8392004398377158E-3,4.6139779996331072E-3,2.5044694617445739E-4,1.2148843800554219E-3,4.5168834206903701E-5,7.080949658764891E-5,1.2034488096495256E-2]
[2004,9,26,4,5.1069001833251729E-3,4.5388790855654454E-3,5.9196040000000154E-4,1.8734862608964043E-3,6.3703859999999989E-5,5.7907759350000129E-5,1.2232837549137024E-2,null,5.2185232611978742E-3,4.393118093004412E-3,2.5044694617445739E-4,1.1743972785760014E-3,4.5168834206903701E-5,7.080949658764891E-5,1.1152463909747298E-2]
[2004,9,26,5,5.1654466930659785E-3,4.6387113166163948E-3,5.9196040000000154E-4,1.9398565847632964E-3,6.3703859999999989E-5,5.7907759350000129E-5,1.2457586613795672E-2,null,5.2783494398927176E-3,4.4897443243331293E-3,2.5044694617445739E-4,1.2160016016790659E-3,4.5168834206903701E-5,7.080949658764891E-5,1.1350520642873924E-2]
[2004,9,26,8,6.3739109292520954E-3,6.1448958115117251E-3,0,3.1166508291498138E-3,0,5.7907759350000129E-5,1.5693365329263635E-2,null,6.5132274481714677E-3,5.9475593996389025E-3,0,1.9536765912945078E-3,0,7.080949658764891E-5,1.4485272935692527E-2]
[2004,9,26,14,7.4074384502284775E-3,7.2553041951345038E-3,0,3.4226494454133753E-3,0,5.7907759350000129E-5,1.8143299850126356E-2,null,7.5693450959990098E-3,7.022308267973054E-3,0,2.1454922184963878E-3,0,7.080949658764891E-5,1.6807955079056098E-2]
[2004,9,26,16,7.9670825353284364E-3,7.1321754206858205E-3,0,3.6670428646895345E-3,0,5.7907759350000129E-5,1.8824208580053792E-2,null,8.1412214928829503E-3,6.9031336355136431E-3,0,2.2986905485244272E-3,0,7.080949658764891E-5,1.7413855173508668E-2]
[2004,9,26,19,9.2391918132959799E-3,6.3364495432131672E-3,4.7356832000000127E-4,3.3497738044845644E-3,5.0963088000000001E-5,5.7907759350000129E-5,1.9507854328343711E-2,null,9.4411356520699864E-3,6.132961598872699E-3,2.0035755693956591E-4,2.0998100290042015E-3,3.6135067365522962E-5,7.080949658764891E-5,1.7981209400839623E-2]
[2004,9,26,23,7.0670460142978246E-3,5.5068998640706883E-3,5.9196040000000154E-4,1.612173298671438E-3,6.3703859999999989E-5,5.7907759350000129E-5,1.4899691196389953E-2,null,7.2215125985791535E-3,5.3300519738781775E-3,2.5044694617445739E-4,1.0105929112320963E-3,4.5168834206903701E-5,7.080949658764891E-5,1.3928582760658437E-2]
[2004,9,27,2,5.2188841706511026E-3,5.3573567334363349E-3,5.9196040000000154E-4,2.2809366562870107E-3,6.3703859999999989E-5,5.7907759350000129E-5,1.3570749579724451E-2,null,5.3329549167548361E-3,5.1853112525481982E-3,2.5044694617445739E-4,1.429808084349668E-3,4.5168834206903701E-5,7.080949658764891E-5,1.2314499530621713E-2]
[2004,9,27,3,5.1082932046377641E-3,5.2139124086217747E-3,5.9196040000000154E-4,2.2667312109749039E-3,6.3703859999999989E-5,5.7907759350000129E-5,1.3302508843584443E-2,null,5.2199467302029741E-3,5.046473480754341E-3,2.5044694617445739E-4,1.4209033826373019E-3,4.5168834206903701E-5,7.080949658764891E-5,1.2053748870563628E-2]
[2004,9,27,7,7.1364437999160944E-3,7.5960859332223222E-3,1.480374568320004E-4,3.6972572685321685E-3,1.5931061308800004E-5,5.7907759350000129E-5,1.8651663279161384E-2,null,7.2924272328042461E-3,7.3521461841493515E-3,6.2631772299308303E-5,2.3176304865358262E-3,1.1295822058462481E-5,7.080949658764891E-5,1.7106940994434841E-2]
[2004,9,27,10,7.2416761786065157E-3,1.0050456373576447E-2,0,6.0356281626949889E-3,0,5.7907759350000129E-5,2.338566847422795E-2,null,7.3999597077525981E-3,9.7276972806182877E-3,0,3.7834412969616196E-3,0,7.080949658764891E-5,2.0981907781920155E-2]
[2004,9,27,14,6.4536005935191898E-3,1.00781014620408E-2,0,5.5671772511248305E-3,0,5.7907759350000129E-5,2.2156787066034817E-2,null,6.5946589137820038E-3,9.7544545781858057E-3,0,3.4897922389582731E-3,0,7.080949658764891E-5,1.9909715227513728E-2]
[2004,9,27,17,8.1044679527571255E-3,9.21429873207779E-3,0,5.8525991703861366E-3,0,5.7907759350000129E-5,2.3229273614571052E-2,null,8.2816097853625932E-3,8.9183919005402824E-3,0,3.6687093371098418E-3,0,7.080949658764891E-5,2.0939520519600366E-2]
[2004,9,27,20,9.3410005571049181E-3,8.3079978749142653E-3,5.9196040000000154E-4,4.5847198391775982E-3,6.3703859999999989E-5,5.7907759350000129E-5,2.294729029054678E-2,null,9.5451696607030557E-3,8.0411958752105005E-3,2.5044694617445739E-4,2.8739375433622688E-3,4.5168834206903701E-5,7.080949658764891E-5,2.0826728356244831E-2]
[2004,9,27,24,6.4103226635069807E-3,6.1526817835074578E-3,5.9196040000000154E-4,1.7600110289780469E-3,6.3703859999999989E-5,5.7907759350000129E-5,1.5036587495342486E-2,null,6.5504350448286541E-3,5.9550953339084127E-3,2.5044694617445739E-4,1.1032651831172728E-3,4.5168834206903701E-5,7.080949658764891E-5,1.3975220838823349E-2]
[2004,9,28,4,5.2941003506872175E-3,5.7051014234971286E-3,5.9196040000000154E-4,2.7414969770901336E-3,6.3703859999999989E-5,5.7907759350000129E-5,1.4454270770624481E-2,null,5.4098151198225487E-3,5.5218885133328328E-3,2.5044694617445739E-4,1.718510915355476E-3,4.5168834206903701E-5,7.080949658764891E-5,1.3016639825479868E-2]
[2004,9,28,5,5.6705079254479301E-3,6.0240387210981575E-3,5.9196040000000154E-4,3.2003658285459933E-3,6.3703859999999989E-5,5.7907759350000129E-5,1.5608484494442082E-2,null,5.7944499499673749E-3,5.830583498638982E-3,2.5044694617445739E-4,2.006153446619737E-3,4.5168834206903701E-5,7.080949658764891E-5,1.3997612172195103E-2]
[2004,9,28,8,8.1722777175946455E-3,9.4471292522547504E-3,0,5.6886422435152894E-3,0,5.7907759350000129E-5,2.3365956972714683E-2,null,8.3509016889514644E-3,9.1437453306516762E-3,0,3.565932726072044E-3,0,7.080949658764891E-5,2.1131389242262832E-2]
[2004,9,28,11,7.3377128855566997E-3,1.0800279730389701E-2,0,7.3696086620531351E-3,0,5.7907759350000129E-5,2.5565509037349533E-2,null,7.4980955183534736E-3,1.04534409043798E-2,0,4.61964869320379E-3,0,7.080949658764891E-5,2.264199461252471E-2]
[2004,9,28,15,6.7698063568665985E-3,1.0349479754939E-2,0,6.589518525291522E-3,0,5.7907759350000129E-5,2.3766712396447117E-2,null,6.9177760831250048E-3,1.0017117862689497E-2,0,4.1306481850183303E-3,0,7.080949658764891E-5,2.1136351627420481E-2]
[2004,9,28,18,9.1993373729906593E-3,9.356754466377834E-3,0,6.719437838537904E-3,0,5.7907759350000129E-5,2.5333437437256398E-2,null,9.400410101084198E-3,9.0562728292911728E-3,0,4.2120882740628108E-3,0,7.080949658764891E-5,2.2739580701025826E-2]
[2004,9,28,21,9.5931912923309173E-3,7.7998372852838482E-3,5.9196040000000154E-4,4.4542676298719615E-3,6.3703859999999989E-5,5.7907759350000129E-5,2.2560868226836728E-2,null,9.8028726058932963E-3,7.5493542908958416E-3,2.5044694617445739E-4,2.7921634077358545E-3,4.5168834206903701E-5,7.080949658764891E-5,2.0510815581494E-2]
[2004,9,29,1,6.285064357047559E-3,6.1852738060908519E-3,5.9196040000000154E-4,3.0668450655782459E-3,6.3703859999999989E-5,5.7907759350000129E-5,1.6250755248066656E-2,null,6.4224389292885349E-3,{"$f":"F6531*W$5","v":5.986640700374345E-3},{"$f":"G6531*X$5","v":2.5044694617445739E-4},{"$f":"H6531*Y$5","v":1.9224557841732094E-3},{"$f":"I6531*Z$5","v":4.5168834206903701E-5},7.080949658764891E-5,1.46979606908051E-2]
[2004,9,29,5,6.1482301767154376E-3,6.2149349839089743E-3,5.9196040000000154E-4,3.8312907789173978E-3,6.3703859999999989E-5,5.7907759350000129E-5,1.6908027958891809E-2,null,6.282613922463127E-3,6.0153493428554833E-3,2.5044694617445739E-4,2.4016495653622098E-3,4.5168834206903701E-5,7.080949658764891E-5,1.5066038107649829E-2]
[2004,9,29,6,7.2620836833026782E-3,6.8519435085916715E-3,5.9196040000000154E-4,4.1868030889517767E-3,6.3703859999999989E-5,5.7907759350000129E-5,1.9014402300196125E-2,null,7.4208132655150267E-3,6.6319010558282421E-3,2.5044694617445739E-4,2.6245029153541526E-3,4.5168834206903701E-5,7.080949658764891E-5,1.704364251366643E-2]
[2004,9,29,9,8.8859429422859931E-3,1.0239321952190059E-2,0,7.2035396355920565E-3,0,5.7907759350000129E-5,2.6386712289418107E-2,null,9.0801657125405989E-3,9.9104976537747001E-3,0,4.5155481098142223E-3,0,7.080949658764891E-5,2.3577020972717168E-2]
[2004,9,29,12,7.8348509376024496E-3,1.0749700011857804E-2,0,8.2547883077271345E-3,0,5.7907759350000129E-5,2.6897247016537385E-2,null,8.0060996687181564E-3,1.0404485496572575E-2,0,5.1745246955679719E-3,0,7.080949658764891E-5,2.3655919357446351E-2]
[2004,9,29,16,8.1639425741249303E-3,1.0275453749963595E-2,0,8.0881965621457663E-3,0,5.7907759350000129E-5,2.6585500645584289E-2,null,8.34238436170388E-3,9.9454691195351563E-3,0,5.0700964450237831E-3,0,7.080949658764891E-5,2.3428759422850467E-2]
[2004,9,29,18,1.0210022018219789E-2,9.5219502914550211E-3,0,7.6527876215612247E-3,0,5.7907759350000129E-5,2.7442667690586033E-2,null,1.0433185589448958E-2,9.2161635764016949E-3,0,4.7971597891416718E-3,0,7.080949658764891E-5,2.4517318451579971E-2]
[2004,9,29,24,6.871923127564703E-3,6.6064086775369773E-3,5.9196040000000154E-4,3.3556781986704715E-3,6.3703859999999989E-5,5.7907759350000129E-5,1.7547582023122153E-2,null,7.0221248512850843E-3,6.3942512994821154E-3,2.5044694617445739E-4,2.1035112061135821E-3,4.5168834206903701E-5,7.080949658764891E-5,1.5886312633849792E-2]
[2004,9,30,3,5.6245728343204378E-3,5.9056825086742093E-3,5.9196040000000154E-4,3.0808643245552438E-3,6.3703859999999989E-5,5.7907759350000129E-5,1.5324691686899891E-2,null,5.7475108415162707E-3,5.7160281627472026E-3,2.5044694617445739E-4,1.931243774741318E-3,4.5168834206903701E-5,7.080949658764891E-5,1.3761208055973801E-2]
[2004,9,30,6,7.2021523138212787E-3,6.8392372203610764E-3,5.9196040000000154E-4,4.1478219796644167E-3,6.3703859999999989E-5,5.7907759350000129E-5,1.8902783533196774E-2,null,7.3595719577770535E-3,6.6196028157411079E-3,2.5044694617445739E-4,2.6000675567297207E-3,4.5168834206903701E-5,7.080949658764891E-5,1.6945667607216889E-2]
[2004,9,30,7,8.629057259223959E-3,8.582546259781075E-3,1.776354768320005E-4,5.9107874195933E-3,1.9116254308800002E-5,5.7907759350000129E-5,2.3377050429089129E-2,null,8.8176652006047903E-3,8.3069274477477022E-3,7.5154119608031181E-5,3.7051847161613527E-3,1.3554263768807666E-5,7.080949658764891E-5,2.0989295244478332E-2]
[2004,9,30,10,8.3099184884011211E-3,1.075825949290686E-2,0,7.8934628130258155E-3,0,5.7907759350000129E-5,2.7019548553683794E-2,null,8.4915509161457032E-3,1.0412770099522876E-2,0,4.9480273432712307E-3,0,7.080949658764891E-5,2.3923157855527458E-2]
[2004,9,30,15,7.3622677323293799E-3,1.0423400363040947E-2,0,7.7507908717697228E-3,0,5.7907759350000129E-5,2.5594366726490049E-2,null,7.5231870679155306E-3,1.0088664593672329E-2,0,4.8585932529138552E-3,0,7.080949658764891E-5,2.2541254411089361E-2]
[2004,9,30,18,1.0134606573734441E-2,9.5017940150534021E-3,0,7.5872645896049576E-3,0,5.7907759350000129E-5,2.7281572937742801E-2,null,1.0356121766548054E-2,9.1966545961274342E-3,0,4.7560865920653981E-3,0,7.080949658764891E-5,2.4379672451328532E-2]
[2004,9,30,21,1.0523496972347481E-2,8.0085017020543898E-3,5.9196040000000154E-4,5.050222198471334E-3,6.3703859999999989E-5,5.7907759350000129E-5,2.4295792892223202E-2,null,1.0753512261440647E-2,7.7513176848086982E-3,2.5044694617445739E-4,3.1657382975688675E-3,4.5168834206903701E-5,7.080949658764891E-5,2.2036993520787217E-2]
[2004,10,1,1,4.6648763044614674E-3,6.2967251984212373E-3,5.9158168000000041E-4,3.0139471703551726E-3,6.3703860000000097E-5,5.6039767112903422E-5,1.4686873980350781E-2,null,4.766837931340257E-3,6.0945129566973297E-3,2.5028671709924311E-4,1.8892966703387413E-3,4.5168834206903776E-5,6.8525319278370003E-5,1.3114628428960844E-2]
[2004,10,1,4,4.3443866159325563E-3,5.9055735750833463E-3,5.9158168000000041E-4,3.2419270501679587E-3,6.3703860000000097E-5,5.6039767112903422E-5,1.4203212548296765E-2,null,4.43934320175398E-3,5.7159227274359873E-3,2.5028671709924311E-4,2.0322061519882704E-3,4.5168834206903776E-5,6.8525319278370003E-5,1.2551452951762755E-2]
[2004,10,1,7,6.6452464612131064E-3,8.6037200224423453E-3,1.8738152539826071E-4,5.5215660884187952E-3,2.0177985330034649E-5,5.6039767112903422E-5,2.1034131849915445E-2,null,6.7904936437692201E-3,8.3274212388557371E-3,7.9277483435557164E-5,3.4612008227986341E-3,1.4307077687312358E-5,6.8525319278370003E-5,1.874122558582483E-2]
[2004,10,1,8,7.1037974286099898E-3,9.5518298601376134E-3,0,5.8023042475441097E-3,0,5.6039767112903422E-5,2.2513971303404615E-2,null,7.2590672997844309E-3,9.245083596370527E-3,0,3.6371818998690662E-3,0,6.8525319278370003E-5,2.0209858115302393E-2]
[2004,10,1,12,6.3830848218285495E-3,1.0771446633691339E-2,0,7.3705768047478016E-3,0,5.6039767112903422E-5,2.4581148027380595E-2,null,6.5226018573213227E-3,1.0425533750125407E-2,0,4.6202555747003994E-3,0,6.8525319278370003E-5,2.1636916501425497E-2]
[2004,10,1,15,6.3600832267504777E-3,1.0301299593531529E-2,0,6.7961469721141976E-3,0,5.6039767112903422E-5,2.3513569559509107E-2,null,6.4990975093508051E-3,9.9704849529307499E-3,0,4.2601734933645089E-3,0,6.8525319278370003E-5,2.0798281274924436E-2]
[2004,10,1,19,7.9099372077963311E-3,8.714442716657991E-3,5.6200259600000036E-4,5.4355003861585073E-3,6.0518667000000078E-5,5.6039767112903422E-5,2.273844134072573E-2,null,8.0828271224645167E-3,8.4345881983836635E-3,2.3777238124428094E-4,3.4072504263517162E-3,4.2910392496558577E-5,6.8525319278370003E-5,2.0273873840219107E-2]
[2004,10,1,22,7.1655563959559208E-3,6.8490219353202087E-3,5.9158168000000041E-4,3.7632620512340759E-3,6.3703860000000097E-5,5.6039767112903422E-5,1.8489165689623107E-2,null,7.3221761517519371E-3,6.6290733055936702E-3,2.5028671709924311E-4,2.3590056696882406E-3,4.5168834206903776E-5,6.8525319278370003E-5,1.6674235997618365E-2]
[2004,10,2,2,4.4781719201036066E-3,5.4104196946789425E-3,5.9158168000000041E-4,2.5246400668495089E-3,6.3703860000000097E-5,5.6039767112903422E-5,1.3124556988744962E-2,null,4.5760526922003896E-3,5.2366701565217874E-3,2.5028671709924311E-4,1.5825738815257561E-3,4.5168834206903776E-5,6.8525319278370003E-5,1.1759277600832448E-2]
[2004,10,2,5,4.4753715773521831E-3,5.414423419674793E-3,5.9158168000000041E-4,2.7483625800120148E-3,6.3703860000000097E-5,5.6039767112903422E-5,1.3349482884151893E-2,null,4.57319114150172E-3,5.2405453063962626E-3,2.5028671709924311E-4,1.7228146274005181E-3,4.5168834206903776E-5,6.8525319278370003E-5,1.1900531945883017E-2]
[2004,10,2,9,6.6436187664664992E-3,7.6576630279650967E-3,0,4.4300030953699134E-3,0,5.6039767112903422E-5,1.8787324656914413E-2,null,6.7888303720011461E-3,7.4117457998098399E-3,0,2.7769531529931884E-3,0,6.8525319278370003E-5,1.7046054644082546E-2]
[2004,10,2,10,7.5080271076858234E-3,7.858360945299854E-3,0,4.399483050370019E-3,0,5.6039767112903422E-5,1.9821910870468598E-2,null,7.6721323504802671E-3,7.6059985294486578E-3,0,2.7578216234282246E-3,0,6.8525319278370003E-5,1.8104477822635519E-2]
[2004,10,2,13,7.5112446840568184E-3,7.6988637575564987E-3,0,3.6354569326568983E-3,0,5.6039767112903422E-5,1.8901605141383115E-2,null,7.6754202544012298E-3,7.4516234143487663E-3,0,2.2788908662984869E-3,0,6.8525319278370003E-5,1.7474459854326854E-2]
[2004,10,2,17,7.4688685589255665E-3,7.4884537820267966E-3,0,4.3372912268660078E-3,0,5.6039767112903422E-5,1.9350653334931273E-2,null,7.6321179013536938E-3,7.2479705183313798E-3,0,2.7188365986659702E-3,0,6.8525319278370003E-5,1.7667450337629415E-2]
[2004,10,2,20,7.9613394191871099E-3,6.4696283924215846E-3,5.9158168000000041E-4,3.4394881050626731E-3,6.3703860000000097E-5,5.6039767112903422E-5,1.8581781223784267E-2,null,8.1353528476971436E-3,6.2618635592539855E-3,2.5028671709924311E-4,2.1560475540116537E-3,4.5168834206903776E-5,6.8525319278370003E-5,1.6917244831547301E-2]
[2004,10,2,23,5.9304461109562379E-3,5.3513789388356589E-3,5.9158168000000041E-4,2.9635360519232757E-3,6.3703860000000097E-5,5.6039767112903422E-5,1.4956686408828076E-2,null,6.060069683828208E-3,5.1795254280921094E-3,2.5028671709924311E-4,1.8576963957426173E-3,4.5168834206903776E-5,6.8525319278370003E-5,1.3461272378247452E-2]
[2004,10,3,2,4.7193868157136519E-3,5.2231370163274438E-3,5.9158168000000041E-4,2.4990084228811976E-3,6.3703860000000097E-5,5.6039767112903422E-5,1.3152857562035197E-2,null,4.8225398954941934E-3,5.0554018505673901E-3,2.5028671709924311E-4,1.5665066524512225E-3,4.5168834206903776E-5,6.8525319278370003E-5,1.1808429269097321E-2]
[2004,10,3,7,5.2158579938595875E-3,6.0167234899770102E-3,2.1696060939826073E-4,2.5964282925517823E-3,2.3363178330034655E-5,5.6039767112903422E-5,1.412537333122958E-2,null,5.3298625958924503E-3,5.8235031879307671E-3,9.1791819290519327E-5,1.6275744233809233E-3,1.6565519397657548E-5,6.8525319278370003E-5,1.2957822865170688E-2]
[2004,10,3,10,6.5883174149570494E-3,7.8212009978941965E-3,0,4.0081269208006613E-3,0,5.6039767112903422E-5,1.847368510076481E-2,null,6.7323202819527753E-3,7.5700319319241607E-3,0,2.5124995289387869E-3,0,6.8525319278370003E-5,1.6883377062094095E-2]
[2004,10,3,11,6.740461364668061E-3,8.1860440669279354E-3,0,4.3373374156543019E-3,0,5.6039767112903422E-5,1.9319882614363199E-2,null,6.8877896884647453E-3,7.9231584764881263E-3,0,2.7188655521674745E-3,0,6.8525319278370003E-5,1.7598339036398718E-2]
[2004,10,3,14,6.4077365812609645E-3,8.2520558175705368E-3,0,4.2263277575181942E-3,0,5.6039767112903422E-5,1.8942159923462598E-2,null,6.5477924377927328E-3,7.9870503340661696E-3,0,2.6492790048136023E-3,0,6.8525319278370003E-5,1.7252647095950875E-2]
[2004,10,3,18,9.0995195237781462E-3,7.3368256816511252E-3,9.859694863860568E-6,3.3271568573655882E-3,1.0617310212346215E-6,5.6039767112903422E-5,1.9830463255792859E-2,null,9.2984105026391248E-3,7.1012117837163406E-3,4.1714453684162911E-6,2.0856325665372421E-3,7.528139185046742E-7,6.8525319278370003E-5,1.8558704431458E-2]
[2004,10,3,23,6.1445699265496173E-3,6.2437905671056098E-3,5.9158168000000041E-4,2.4560462967036546E-3,6.3703860000000097E-5,5.6039767112903422E-5,1.5555732097471785E-2,null,6.2788736690909336E-3,6.0432782614795715E-3,2.5028671709924311E-4,1.5395757882555041E-3,4.5168834206903776E-5,6.8525319278370003E-5,1.4225708589410526E-2]
[2004,10,4,1,4.695184825052252E-3,5.989531091365987E-3,5.9158168000000041E-4,2.8369433943670817E-3,6.3703860000000097E-5,5.6039767112903422E-5,1.4232984617898225E-2,null,4.797808914527267E-3,5.7971840425915175E-3,2.5028671709924311E-4,1.7783416251073824E-3,4.5168834206903776E-5,6.8525319278370003E-5,1.2737315452810682E-2]
[2004,10,4,5,4.9497891584225403E-3,6.1854529998571477E-3,5.9158168000000041E-4,3.0254230691712639E-3,6.3703860000000097E-5,5.6039767112903422E-5,1.4871990534563855E-2,null,5.0579782126139823E-3,5.9868141395345489E-3,2.5028671709924311E-4,1.8964903523102242E-3,4.5168834206903776E-5,6.8525319278370003E-5,1.3305263575043269E-2]
[2004,10,4,8,6.8011433693725585E-3,9.6027400695261472E-3,0,5.0884759201906271E-3,0,5.6039767112903422E-5,2.1548399126202235E-2,null,6.9497980382892668E-3,9.2943588816925514E-3,0,3.1897176923582622E-3,0,6.8525319278370003E-5,1.9502399931618453E-2]
[2004,10,4,9,6.4571288496592435E-3,1.046584129358571E-2,0,6.3994711716183154E-3,0,5.6039767112903422E-5,2.3378481081976168E-2,null,6.5982642880946744E-3,{"$f":"F6659*W$5","v":1.0129742581507051E-2},{"$f":"G6659*X$5","v":0},{"$f":"H6659*Y$5","v":4.011516756294858E-3},{"$f":"I6659*Z$5","v":0},6.8525319278370003E-5,2.0808048945174958E-2]
[2004,10,4,12,6.6525055128002063E-3,1.0893940150971759E-2,0,6.3143124891192354E-3,0,5.6039767112903422E-5,2.3916797920004104E-2,null,6.7979113586650796E-3,1.0544093525985423E-2,0,3.9581349263548907E-3,0,6.8525319278370003E-5,2.1368665130283765E-2]
[2004,10,4,16,6.7371001770140685E-3,1.0520610575757457E-2,0,5.8613886777004864E-3,0,5.6039767112903422E-5,2.3175139197584911E-2,null,6.8843550343050883E-3,1.0182753009833893E-2,0,3.6742190511042517E-3,0,6.8525319278370003E-5,2.0809852414521605E-2]
[2004,10,4,20,8.9244918726287745E-3,9.0938745503839711E-3,5.9158168000000041E-4,5.0525269304089477E-3,6.3703860000000097E-5,5.6039767112903422E-5,2.3782218660534593E-2,null,9.1195572186336584E-3,8.801835005883888E-3,2.5028671709924311E-4,3.1671830217560016E-3,4.5168834206903776E-5,6.8525319278370003E-5,2.1452556116858063E-2]
[2004,10,4,23,6.1599393061950941E-3,7.3134554467394596E-3,5.9158168000000041E-4,3.5212928295910652E-3,6.3703860000000097E-5,5.6039767112903422E-5,1.7706012889638523E-2,null,6.2945789819638942E-3,7.0785920575917325E-3,2.5028671709924311E-4,2.2073269510726368E-3,4.5168834206903776E-5,6.8525319278370003E-5,1.594447886121278E-2]
[2004,10,5,2,4.8742184462914999E-3,6.0872055077735125E-3,5.9158168000000041E-4,2.1427628799566556E-3,6.3703860000000097E-5,5.6039767112903422E-5,1.3815512141134571E-2,null,4.9807557283350077E-3,5.8917217550651015E-3,2.5028671709924311E-4,1.343193674476549E-3,4.5168834206903776E-5,6.8525319278370003E-5,1.2579652028461175E-2]
[2004,10,5,6,5.8798303249499879E-3,7.0061086739388436E-3,5.9158168000000041E-4,2.9789349949203027E-3,6.3703860000000097E-5,5.6039767112903422E-5,1.6576199300922037E-2,null,6.0083475731200556E-3,6.781115380429116E-3,2.5028671709924311E-4,1.8673492430178371E-3,4.5168834206903776E-5,6.8525319278370003E-5,1.5020793067151525E-2]
[2004,10,5,9,6.8482476570109101E-3,1.0399318600074644E-2,0,5.699558362271772E-3,0,5.6039767112903422E-5,2.3003164386470227E-2,null,6.9979318987366508E-3,1.0065356189415613E-2,0,3.5727755091913031E-3,0,6.8525319278370003E-5,2.0704588916621938E-2]
[2004,10,5,13,6.2218274903017975E-3,1.092139794878398E-2,0,5.615636985431197E-3,0,5.6039767112903422E-5,2.2814902191629877E-2,null,6.3578198750223998E-3,1.0570669547529275E-2,0,3.5201692858989231E-3,0,6.8525319278370003E-5,2.0517184027728969E-2]
[2004,10,5,14,5.7260738797979202E-3,1.0999640431848669E-2,0,5.8516436494258891E-3,0,5.6039767112903422E-5,2.263339772818538E-2,null,5.8512304263614286E-3,1.0646399361325418E-2,0,3.6681103675637291E-3,0,6.8525319278370003E-5,2.0234265474528945E-2]
[2004,10,5,17,8.1189684588065143E-3,9.8316987538192256E-3,0,5.572343865844741E-3,0,5.6039767112903422E-5,2.3579050845583382E-2,null,8.2964272334037654E-3,9.5159648155710708E-3,0,3.4930309380579987E-3,0,6.8525319278370003E-5,2.1373948306311206E-2]
[2004,10,5,21,8.0345428548840182E-3,8.2080136303434893E-3,5.9158168000000041E-4,4.3515477720206851E-3,6.3703860000000097E-5,5.6039767112903422E-5,2.1305429564361097E-2,null,8.2101563132575724E-3,7.9444225121050281E-3,2.5028671709924311E-4,2.7277733323805469E-3,4.5168834206903776E-5,6.8525319278370003E-5,1.9246333028327664E-2]
[2004,10,5,24,5.1882812064411553E-3,6.6897211169072122E-3,5.9158168000000041E-4,2.7081417757080454E-3,6.3703860000000097E-5,5.6039767112903422E-5,1.5297469406169316E-2,null,5.3016830542045026E-3,6.4748882536441402E-3,2.5028671709924311E-4,1.69760216435629E-3,4.5168834206903776E-5,6.8525319278370003E-5,1.3838154342789448E-2]
[2004,10,6,3,4.833282729225348E-3,5.8924288400395534E-3,5.9158168000000041E-4,2.6503171710339298E-3,6.3703860000000097E-5,5.6039767112903422E-5,1.4087354047411734E-2,null,4.9389252667918103E-3,5.7032001207615148E-3,2.5028671709924311E-4,1.6613547363492534E-3,4.5168834206903776E-5,6.8525319278370003E-5,1.2667460994487094E-2]
[2004,10,6,7,7.2557702543756333E-3,8.5974236122904907E-3,2.4653969339826078E-4,5.3072333634041615E-3,2.654837133003466E-5,5.6039767112903422E-5,2.148955506191148E-2,null,7.414361842042666E-3,8.3213270308282409E-3,1.0430615514548149E-4,3.3268460777328614E-3,1.8823961108002736E-5,6.8525319278370003E-5,1.9254190386135621E-2]
[2004,10,6,10,6.776548389047567E-3,1.0796505861801895E-2,0,7.2088575951158845E-3,0,5.6039767112903422E-5,2.4837951613078252E-2,null,6.9246654779635819E-3,1.0449788229333568E-2,0,4.5188816795994485E-3,0,6.8525319278370003E-5,2.1961860706174969E-2]
[2004,10,6,12,6.4225392620385407E-3,1.0757841132802901E-2,0,7.3439624395302871E-3,0,5.6039767112903422E-5,2.4580382601484631E-2,null,6.5629186652874649E-3,1.041236517458272E-2,0,4.6035723255435463E-3,0,6.8525319278370003E-5,2.1647381484692103E-2]
[2004,10,6,15,5.9822231765619162E-3,1.0550614288939487E-2,0,6.9389654214284512E-3,0,5.6039767112903422E-5,2.3527842654042758E-2,null,6.112978456578857E-3,1.0211793187541309E-2,0,4.3496994224870708E-3,0,6.8525319278370003E-5,2.0742996385885608E-2]
[2004,10,6,18,9.9358747402072053E-3,9.2741892493912997E-3,5.9158168000000059E-5,5.7471892390218255E-3,6.3703860000000102E-6,5.6039767112903422E-5,2.5078821549733236E-2,null,1.015304619060697E-2,8.9763591013071204E-3,2.5028671709924317E-5,3.6026329857039344E-3,4.5168834206903779E-6,6.8525319278370003E-5,2.283010915202701E-2]
[2004,10,6,22,7.4369627223382891E-3,7.5718828947093078E-3,5.9158168000000041E-4,4.2523076137486104E-3,6.3703860000000097E-5,5.6039767112903422E-5,1.9972478537909108E-2,null,7.5995146891463484E-3,7.3287203989735915E-3,2.5028671709924311E-4,2.6655645111936695E-3,4.5168834206903776E-5,6.8525319278370003E-5,1.7957780469898127E-2]
[2004,10,7,1,4.3082195032512777E-3,6.3497801560990549E-3,5.9158168000000041E-4,2.7674198356489443E-3,6.3703860000000097E-5,5.6039767112903422E-5,1.413674480211218E-2,null,4.4023855734388858E-3,{"$f":"F6723*W$5","v":6.1458641141316035E-3},{"$f":"G6723*X$5","v":2.5028671709924311E-4},{"$f":"H6723*Y$5","v":1.7347606926715964E-3},{"$f":"I6723*Z$5","v":4.5168834206903776E-5},6.8525319278370003E-5,1.2646991250826601E-2]
[2004,10,7,3,3.9953567151602906E-3,6.0598968829548242E-3,5.9158168000000041E-4,2.6432894870620448E-3,6.3703860000000097E-5,5.6039767112903422E-5,1.3409868392290063E-2,null,4.0826844477840326E-3,5.8652901159920142E-3,2.5028671709924311E-4,1.6569494235890068E-3,4.5168834206903776E-5,6.8525319278370003E-5,1.196890485794957E-2]
[2004,10,7,9,6.2524687145818058E-3,1.0519599325652447E-2,0,6.12603934426585E-3,0,5.6039767112903422E-5,2.2954147151613008E-2,null,6.3891308339048365E-3,1.0181774234887675E-2,0,3.8401156627180339E-3,0,6.8525319278370003E-5,2.0479546050788916E-2]
[2004,10,7,12,5.8315388714221357E-3,1.102700890644558E-2,0,6.4836798963312835E-3,0,5.6039767112903422E-5,2.3398267441311901E-2,null,5.95900059853555E-3,1.0672888928168471E-2,0,4.0643031039715935E-3,0,6.8525319278370003E-5,2.0764717949953986E-2]
[2004,10,7,13,5.6186987754205516E-3,1.1044357091131059E-2,0,6.0471904222656305E-3,0,5.6039767112903422E-5,2.2766286055930143E-2,null,5.741508391516016E-3,1.0689679995431075E-2,0,3.790689114283458E-3,0,6.8525319278370003E-5,2.029040282050892E-2]
[2004,10,7,16,6.4134059384437711E-3,1.0538319799387031E-2,0,6.1193095429270304E-3,0,5.6039767112903422E-5,2.3127075047870736E-2,null,6.553585711847925E-3,1.0199893521681314E-2,0,3.8358970780704555E-3,0,6.8525319278370003E-5,2.0657901630878064E-2]
[2004,10,7,19,8.5488436037475385E-3,9.4216571568078271E-3,5.9158168000000041E-4,5.7438949370080122E-3,6.3703860000000097E-5,5.6039767112903422E-5,2.4425721004676281E-2,null,8.7356982907489458E-3,9.1190912428769019E-3,2.5028671709924311E-4,3.6005679482384455E-3,4.5168834206903776E-5,6.8525319278370003E-5,2.181933835244881E-2]
[2004,10,7,24,4.7513748328030098E-3,6.7776625649763013E-3,5.9158168000000041E-4,3.0245093507640895E-3,6.3703860000000097E-5,5.6039767112903422E-5,1.5264872055656305E-2,null,4.855227084447967E-3,6.5600055611013831E-3,2.5028671709924311E-4,1.8959175867484116E-3,4.5168834206903776E-5,6.8525319278370003E-5,1.3675131102882277E-2]
[2004,10,8,3,4.0009662998193585E-3,5.944112478445499E-3,5.9158168000000041E-4,2.9791862052810226E-3,6.3703860000000097E-5,5.6039767112903422E-5,1.3635590290658785E-2,null,4.088416642849169E-3,5.7532239972986829E-3,2.5028671709924311E-4,1.8675067145563998E-3,4.5168834206903776E-5,6.8525319278370003E-5,1.2073128225288767E-2]
[2004,10,8,7,6.19355668318419E-3,8.6924047396291296E-3,2.7611877739826078E-4,5.2362498644744366E-3,2.9733564330034666E-5,5.6039767112903422E-5,2.0484103396128953E-2,null,6.3289311442346341E-3,8.413257946179635E-3,1.1682049100044364E-4,3.2823499798927923E-3,2.1082402818347925E-5,6.8525319278370003E-5,1.8230967283404221E-2]
[2004,10,8,10,6.2468935497598452E-3,1.0820873697756259E-2,0,7.0231572701929933E-3,0,5.6039767112903422E-5,2.4146964284821999E-2,null,6.383433811001705E-3,1.0473373519666356E-2,0,4.4024751914537733E-3,0,6.8525319278370003E-5,2.1327807841400204E-2]
[2004,10,8,13,5.9310248484221329E-3,1.0940377147803977E-2,0,6.5541967459017665E-3,0,5.6039767112903422E-5,2.3481638509240777E-2,null,6.0606610709357453E-3,1.0589039250937026E-2,0,4.1085066820590599E-3,0,6.8525319278370003E-5,2.0826732323210202E-2]
[2004,10,8,14,5.9541476670383706E-3,1.084267741931623E-2,0,6.4220804849983524E-3,0,5.6039767112903422E-5,2.3274945338465851E-2,null,6.0842892920643455E-3,1.0494477039252183E-2,0,4.0256894335427189E-3,0,6.8525319278370003E-5,2.0672981084137617E-2]
[2004,10,8,17,6.732735272519887E-3,9.5218317966392421E-3,0,6.3656893161552278E-3,0,5.6039767112903422E-5,2.2676296152427257E-2,null,6.8798947247595502E-3,9.2160488869135384E-3,0,3.9903405566348105E-3,0,6.8525319278370003E-5,2.0154809487586269E-2]
[2004,10,8,22,6.822347551157547E-3,6.8868954773687058E-3,5.9158168000000041E-4,3.5851175856739127E-3,6.3703860000000097E-5,5.6039767112903422E-5,1.8005685921313068E-2,null,6.9714656863551E-3,6.6657305814723225E-3,2.5028671709924311E-4,2.2473355817276648E-3,4.5168834206903776E-5,6.8525319278370003E-5,1.6248512720139604E-2]
[2004,10,9,1,4.8742507810131605E-3,5.8072535899587078E-3,5.9158168000000041E-4,3.5889890803445751E-3,6.3703860000000097E-5,5.6039767112903422E-5,1.4981818758429348E-2,null,4.9807887698065604E-3,5.6207601779579442E-3,2.5028671709924311E-4,2.2497624331544118E-3,4.5168834206903776E-5,6.8525319278370003E-5,1.3215292251503433E-2]
[2004,10,9,4,4.4830774820985011E-3,5.3737752035127049E-3,5.9158168000000041E-4,3.5929641103090958E-3,6.3703860000000097E-5,5.6039767112903422E-5,1.4161142103033205E-2,null,4.581065476562847E-3,5.2012024619398148E-3,2.5028671709924311E-4,2.2522541858136266E-3,4.5168834206903776E-5,6.8525319278370003E-5,1.2398502994900805E-2]
[2004,10,9,8,6.0840907183366977E-3,7.4739120506981524E-3,0,5.4136262517996379E-3,0,5.6039767112903422E-5,1.9027668787947389E-2,null,6.2170725483428778E-3,7.2338957783351903E-3,0,3.3935385970213158E-3,0,6.8525319278370003E-5,1.6913032242977754E-2]
[2004,10,9,11,8.3437671725795221E-3,8.1486416557986392E-3,0,5.6410574715136889E-3,0,5.6039767112903422E-5,2.2189506067004754E-2,null,8.526139441357666E-3,7.8869572016895418E-3,0,3.5361041503804342E-3,0,6.8525319278370003E-5,2.0017726112706014E-2]
[2004,10,9,14,6.97185141533251E-3,7.8699585158209951E-3,0,5.2328261844801372E-3,0,5.6039767112903422E-5,2.0130675882746543E-2,null,7.1242373021747031E-3,7.6172236570475286E-3,0,3.2802038416733978E-3,0,6.8525319278370003E-5,1.8090190120173998E-2]
[2004,10,9,18,8.3146812136286347E-3,7.320052306317151E-3,1.0845664113613952E-4,5.4120706363851179E-3,1.1679040978765397E-5,5.6039767112903422E-5,2.1222979605558714E-2,null,{"$f":"E6788*V$5","v":8.4964177417139065E-3},7.0849770664499611E-3,4.588589805143233E-5,3.3925634574926973E-3,8.2809529228760804E-6,6.8525319278370003E-5,{"$f":"SUM(M6788:R6788)","v":1.9096650435909242E-2}]
[2004,10,9,19,8.5962507769096128E-3,7.0086971228587626E-3,5.9158168000000041E-4,4.7332051324730905E-3,6.3703860000000097E-5,5.6039767112903422E-5,2.1049478339354367E-2,null,8.784141656981501E-3,6.7836207042257061E-3,2.5028671709924311E-4,2.9670157409420845E-3,4.5168834206903776E-5,6.8525319278370003E-5,1.8898758972733808E-2]
[2004,10,9,23,6.0356058860605811E-3,5.6201686145958751E-3,5.9158168000000041E-4,4.1525958734226574E-3,6.3703860000000097E-5,5.6039767112903422E-5,1.6519695681192013E-2,null,6.1675279682717144E-3,5.4396832259832797E-3,2.5028671709924311E-4,2.603060078188195E-3,4.5168834206903776E-5,6.8525319278370003E-5,1.4574252143027704E-2]
[2004,10,10,2,4.8881310543424251E-3,4.9409251823218023E-3,5.9158168000000041E-4,3.1578311772270055E-3,6.3703860000000097E-5,5.6039767112903422E-5,1.3698212721004136E-2,null,4.9949724285115139E-3,4.7822529319339491E-3,2.5028671709924311E-4,1.9794905455903489E-3,4.5168834206903776E-5,6.8525319278370003E-5,1.2120696776620327E-2]
[2004,10,10,5,4.9724307671199716E-3,4.8746013700648426E-3,5.9158168000000041E-4,2.9870143143399066E-3,6.3703860000000097E-5,5.6039767112903422E-5,1.3545371758637624E-2,null,5.0811147058715325E-3,4.7180590342490144E-3,2.5028671709924311E-4,1.872413774814611E-3,4.5168834206903776E-5,6.8525319278370003E-5,1.2035568385519673E-2]
[2004,10,10,9,7.0110566530732239E-3,6.9369652776637451E-3,0,4.708102732633228E-3,0,5.6039767112903422E-5,1.8712164430483097E-2,null,7.1642994607770457E-3,6.7141924464928695E-3,0,2.9512802692319498E-3,0,6.8525319278370003E-5,1.6898297495780236E-2]
[2004,10,10,11,7.0192088189512079E-3,7.6130856073675732E-3,0,5.432606391228674E-3,0,5.6039767112903422E-5,2.0120940584660359E-2,null,7.1726298110357627E-3,7.3685999328954206E-3,0,3.4054363218980316E-3,0,6.8525319278370003E-5,1.8015191385107585E-2]
[2004,10,10,16,7.7203390676749565E-3,7.4368377546275176E-3,0,5.2547033450416683E-3,0,5.6039767112903422E-5,2.0467919934457044E-2,null,7.8890848778571387E-3,7.1980120815495069E-3,0,3.2939175679828395E-3,0,6.8525319278370003E-5,1.8449539846667855E-2]
[2004,10,10,17,8.6857095065932793E-3,7.132555462456701E-3,0,5.0580984148770542E-3,0,5.6039767112903422E-5,2.0932403151039936E-2,null,8.8755557134566482E-3,6.9035014726708524E-3,0,3.1706755139794792E-3,0,6.8525319278370003E-5,1.9018258019385351E-2]
[2004,10,10,20,9.1288635326459387E-3,6.6361144455086606E-3,5.9158168000000041E-4,5.1321765776652416E-3,6.3703860000000097E-5,5.6039767112903422E-5,2.1608479862932743E-2,null,9.3283958924756782E-3,6.423003100154227E-3,2.5028671709924311E-4,3.2171115058499144E-3,4.5168834206903776E-5,6.8525319278370003E-5,1.9332491369064338E-2]
[2004,10,10,24,5.353155298610488E-3,5.9389983967052806E-3,5.9158168000000041E-4,3.3461820576400282E-3,6.3703860000000097E-5,5.6039767112903422E-5,1.5349661060068701E-2,null,5.4701608497885806E-3,5.7482741485367916E-3,2.5028671709924311E-4,2.0975585378630074E-3,4.5168834206903776E-5,6.8525319278370003E-5,1.3679974406772896E-2]
[2004,10,11,3,4.1049969842125141E-3,5.4036059710105442E-3,5.9158168000000041E-4,2.5501765815465404E-3,6.3703860000000097E-5,5.6039767112903422E-5,1.2770104843882501E-2,null,4.1947211577007867E-3,5.2300752479190081E-3,2.5028671709924311E-4,1.598581478693915E-3,4.5168834206903776E-5,6.8525319278370003E-5,1.1387358754898224E-2]
[2004,10,11,8,6.699892766484407E-3,8.7043584092763009E-3,0,4.4994515476469892E-3,0,5.6039767112903422E-5,1.9959742490520599E-2,null,6.8463343700336451E-3,8.424827737181952E-3,0,2.8204870048595425E-3,0,6.8525319278370003E-5,1.816017443135351E-2]
[2004,10,11,11,6.2989928748022747E-3,1.0093014340639925E-2,0,6.2204913885589635E-3,0,5.6039767112903422E-5,2.2668538371114065E-2,null,6.4366718869120904E-3,9.7688885464756719E-3,0,3.8993230484827414E-3,0,6.8525319278370003E-5,2.0173408801148877E-2]
[2004,10,11,14,6.0988916391339987E-3,9.831142048413944E-3,0,5.2839350770765153E-3,0,5.6039767112903422E-5,2.1270008531737359E-2,null,6.2321969773889083E-3,9.5154259881332134E-3,0,3.3122415169043336E-3,0,6.8525319278370003E-5,1.9128389801704827E-2]
[2004,10,11,15,5.8687089010519946E-3,9.6462551747021688E-3,0,5.4860889852763753E-3,0,5.6039767112903422E-5,2.1057092828143439E-2,null,5.99698306486144E-3,9.3364765482494162E-3,0,3.4389619549447096E-3,0,6.8525319278370003E-5,1.8840946887333936E-2]
[2004,10,11,18,9.4761113542222303E-3,8.6367952626144329E-3,1.478954200000001E-4,4.9476850386653759E-3,1.5925965000000024E-5,5.6039767112903422E-5,2.328045280761494E-2,null,9.6832336158000978E-3,8.3594343049214447E-3,6.2571679274810778E-5,3.101462746718864E-3,1.1292208551725944E-5,6.8525319278370003E-5,2.1286519874545315E-2]
[2004,10,11,21,8.2430202792742394E-3,7.7437034396607447E-3,5.9158168000000041E-4,4.0191911069855681E-3,6.3703860000000097E-5,5.6039767112903422E-5,2.0717240133033454E-2,null,8.423190492419191E-3,7.4950231205368392E-3,2.5028671709924311E-4,2.5194351283164924E-3,4.5168834206903776E-5,6.8525319278370003E-5,1.8801629611857041E-2]
[2004,10,12,1,4.8788158676495927E-3,6.1688584150087506E-3,5.9158168000000041E-4,2.7822620064524546E-3,6.3703860000000097E-5,5.6039767112903422E-5,1.45412615962237E-2,null,4.9854536369366032E-3,5.9707524710985614E-3,2.5028671709924311E-4,1.744064526579331E-3,4.5168834206903776E-5,6.8525319278370003E-5,1.306425150519901E-2]
[2004,10,12,5,5.3506124462112722E-3,6.1134058337816537E-3,5.9158168000000041E-4,2.9540496837656316E-3,6.3703860000000097E-5,5.6039767112903422E-5,1.512939327087146E-2,null,5.4675624174874305E-3,5.917080687096365E-3,2.5028671709924311E-4,1.851749853629959E-3,4.5168834206903776E-5,6.8525319278370003E-5,1.360037382879827E-2]
[2004,10,12,8,7.3224981787412937E-3,9.6351824810787193E-3,0,5.6350329837961469E-3,0,5.6039767112903422E-5,2.2648753410729063E-2,null,7.4825482590418959E-3,9.325759441717504E-3,0,3.5323276924858829E-3,0,6.8525319278370003E-5,2.0409160712523654E-2]
[2004,10,12,12,6.39978329380529E-3,1.0757749823943943E-2,0,6.8542271767072331E-3,0,5.6039767112903422E-5,2.4067800061569368E-2,null,6.5396653129027749E-3,1.0412276798004985E-2,0,4.2965811445103263E-3,0,6.8525319278370003E-5,2.1317048574696459E-2]
[2004,10,12,15,5.9330327880291302E-3,1.057969904810694E-2,0,6.4684370484827686E-3,0,5.6039767112903422E-5,2.3037208651731741E-2,null,6.062712898692319E-3,1.0239943922407888E-2,0,4.0547481051415096E-3,0,6.8525319278370003E-5,2.0425930245520089E-2]
[2004,10,12,16,6.5323262543324169E-3,1.0362231058894084E-2,0,6.8382496088739489E-3,0,5.6039767112903422E-5,2.3788846689213352E-2,null,6.6751053054206E-3,1.0029459672871801E-2,0,4.2865655855103399E-3,0,6.8525319278370003E-5,2.1059655883081112E-2]
[2004,10,12,22,7.475667006225933E-3,7.4438137188390496E-3,5.9158168000000041E-4,3.9251788947739516E-3,6.3703860000000097E-5,5.6039767112903422E-5,1.9555984926951837E-2,null,7.6390649443941732E-3,7.2047640205230067E-3,2.5028671709924311E-4,2.460503451859252E-3,4.5168834206903776E-5,6.8525319278370003E-5,1.7668313287360949E-2]
[2004,10,12,23,6.7565586123707151E-3,6.9703641262114473E-3,5.9158168000000041E-4,3.4841491459317183E-3,6.3703860000000097E-5,5.6039767112903422E-5,1.7922397191626784E-2,null,6.9042387786294309E-3,6.7465187286154839E-3,2.5028671709924311E-4,2.1840433850725568E-3,4.5168834206903776E-5,6.8525319278370003E-5,1.619878176290199E-2]
[2004,10,13,3,4.7750436055129988E-3,5.9734348022606968E-3,5.9158168000000041E-4,2.9334778730352234E-3,6.3703860000000097E-5,5.6039767112903422E-5,1.4393281587921821E-2,null,4.8794131927557783E-3,5.7816046676917631E-3,2.5028671709924311E-4,1.8388543875454558E-3,4.5168834206903776E-5,6.8525319278370003E-5,1.2863853118577512E-2]
[2004,10,13,6,5.7184040780381236E-3,7.0611814155405218E-3,5.9158168000000041E-4,4.2629925689213061E-3,6.3703860000000097E-5,5.6039767112903422E-5,1.7753903369612856E-2,null,5.8433929834008306E-3,6.8344195229278907E-3,2.5028671709924311E-4,2.6722623891223371E-3,4.5168834206903776E-5,6.8525319278370003E-5,1.5714055766035576E-2]
[2004,10,13,9,6.8119892140354656E-3,1.0452321519087262E-2,0,7.3171394681413445E-3,0,5.6039767112903422E-5,2.4637489968376974E-2,null,6.9608809438932422E-3,1.0116656979347841E-2,0,4.586758311339127E-3,0,6.8525319278370003E-5,2.1732821553858583E-2]
[2004,10,13,13,6.3170986976522556E-3,1.076553548973861E-2,0,7.2971790507139192E-3,0,5.6039767112903422E-5,2.4435853005217688E-2,null,6.4551734542648773E-3,1.0419812435906733E-2,0,4.574246097935014E-3,0,6.8525319278370003E-5,2.1517757307384998E-2]
[2004,10,13,16,6.5709563658049117E-3,1.0410994155366688E-2,0,7.7851088648103871E-3,0,5.6039767112903422E-5,2.4823099153094892E-2,null,6.7145797670441331E-3,1.0076656797392254E-2,0,4.8801055311057766E-3,0,6.8525319278370003E-5,2.1739867414820535E-2]
[2004,10,13,19,9.239778344947611E-3,9.3771533606673077E-3,5.9158168000000041E-4,6.8887246654396658E-3,6.3703860000000097E-5,5.6039767112903422E-5,2.6216981678167488E-2,null,9.4417350037231586E-3,9.0760166360529266E-3,2.5028671709924311E-4,4.3182059398080997E-3,4.5168834206903776E-5,6.8525319278370003E-5,2.3199938450168701E-2]
[2004,10,13,21,7.9386890103789777E-3,8.3550329082936279E-3,5.9158168000000041E-4,5.8140877910340567E-3,6.3703860000000097E-5,5.6039767112903422E-5,2.2819135016819567E-2,null,8.1122073619821836E-3,8.0867204314387271E-3,2.5028671709924311E-4,3.6445684293010751E-3,4.5168834206903776E-5,6.8525319278370003E-5,2.0207477093306503E-2]
[2004,10,13,24,5.1759094422130433E-3,6.79230469116982E-3,5.9158168000000041E-4,3.7047825770657864E-3,6.3703860000000097E-5,5.6039767112903422E-5,1.6384322017561553E-2,null,5.2890408765450952E-3,6.574177471894373E-3,2.5028671709924311E-4,2.3223477358943014E-3,4.5168834206903776E-5,6.8525319278370003E-5,1.4549546954918285E-2]
[2004,10,14,4,4.8452196714649431E-3,6.0252139340908686E-3,5.9158168000000041E-4,3.3957996411067772E-3,6.3703860000000097E-5,5.6039767112903422E-5,1.4977558553775493E-2,null,4.9511231184256252E-3,5.8317209709893318E-3,2.5028671709924311E-4,2.1286613840429342E-3,4.5168834206903776E-5,6.8525319278370003E-5,1.3275486344042407E-2]
[2004,10,14,7,7.1812231300268422E-3,8.773594593475818E-3,3.4513663967053975E-4,6.1004577580517109E-3,3.716568128756544E-5,5.6039767112903422E-5,2.2493617569625379E-2,null,7.3381853184168854E-3,8.4918404792628747E-3,1.4602060782849754E-4,3.8240798124112548E-3,2.6352100112374145E-5,6.8525319278370003E-5,1.9895003637310255E-2]
[2004,10,14,11,6.6169334218963783E-3,1.1179262361744817E-2,0,8.6388233570969131E-3,0,5.6039767112903422E-5,2.6491058907851008E-2,null,6.7615617577002525E-3,1.0820252935137647E-2,0,5.4152575614934868E-3,0,6.8525319278370003E-5,2.3065597573609757E-2]
[2004,10,14,12,6.4899577452332347E-3,1.0928476394303053E-2,0,8.2543850856064138E-3,0,5.6039767112903422E-5,2.5728858992255604E-2,null,6.6318107348710747E-3,1.0577520676738485E-2,0,5.1742719352616271E-3,0,6.8525319278370003E-5,2.2452128666149557E-2]
[2004,10,14,18,9.8133294820571936E-3,9.4567385236849488E-3,1.9719389313613961E-4,6.7060503869318189E-3,2.1234619978765412E-5,5.6039767112903422E-5,2.6250586672901768E-2,null,1.0027822423302213E-2,9.1530460111467447E-3,8.3428905616318808E-5,4.2036963327598993E-3,1.5056278053911646E-5,6.8525319278370003E-5,2.3551575270157461E-2]
[2004,10,14,19,9.2971950655521534E-3,9.4867595230171149E-3,5.9158168000000041E-4,7.3633713013288608E-3,6.3703860000000097E-5,5.6039767112903422E-5,2.6858651197011033E-2,null,9.500406699135348E-3,9.182102919879042E-3,2.5028671709924311E-4,4.615738795590461E-3,4.5168834206903776E-5,6.8525319278370003E-5,2.3662229285189369E-2]
[2004,10,14,22,7.4266798917963228E-3,7.7794669297012869E-3,5.9158168000000041E-4,4.988185482793628E-3,6.3703860000000097E-5,5.6039767112903422E-5,2.090565761140414E-2,null,7.5890071036349999E-3,7.5296381063525526E-3,2.5028671709924311E-4,3.1268505023475503E-3,4.5168834206903776E-5,6.8525319278370003E-5,1.8609476582919619E-2]
[2004,10,15,1,4.8115488166999504E-3,6.5044958812219165E-3,5.9158168000000041E-4,3.4862017146269288E-3,6.3703860000000097E-5,5.6039767112903422E-5,1.5513571719661699E-2,null,4.9167163094988994E-3,{"$f":"F6915*W$5","v":6.2956113179007183E-3},{"$f":"G6915*X$5","v":2.5028671709924311E-4},{"$f":"H6915*Y$5","v":2.1853300404060163E-3},{"$f":"I6915*Z$5","v":4.5168834206903776E-5},6.8525319278370003E-5,1.376163853839015E-2]
[2004,10,15,5,5.1276990138371644E-3,6.4153378152413424E-3,5.9158168000000041E-4,4.134274844952328E-3,6.3703860000000097E-5,5.6039767112903422E-5,1.6388636981143737E-2,null,5.23977669810407E-3,6.2093164628467092E-3,2.5028671709924311E-4,2.591575517865893E-3,4.5168834206903776E-5,6.8525319278370003E-5,1.4404649549401188E-2]
[2004,10,15,9,7.5796288297589661E-3,1.0458662730292341E-2,0,7.613708880121587E-3,0,5.6039767112903422E-5,2.5708040207285798E-2,null,7.7452990932728059E-3,1.012279454969317E-2,0,4.7726632296766847E-3,0,6.8525319278370003E-5,2.2709282191921032E-2]
[2004,10,15,13,6.5568086042025126E-3,1.0906995558807619E-2,0,7.9495430778545248E-3,0,5.6039767112903422E-5,2.5469387007977559E-2,null,6.7001227734931196E-3,1.0556729674094692E-2,0,4.983181329596781E-3,0,6.8525319278370003E-5,2.2308559096462961E-2]
[2004,10,15,16,7.1311248853185606E-3,9.9494989977919491E-3,0,7.9117197295137786E-3,0,5.6039767112903422E-5,2.5048383379737194E-2,null,7.2869920610650011E-3,9.6299820373125997E-3,0,4.9594717149147117E-3,0,6.8525319278370003E-5,2.1944971132570681E-2]
[2004,10,15,19,8.1707416859183903E-3,8.8823367774753838E-3,5.9158168000000041E-4,6.2539445820807126E-3,6.3703860000000097E-5,5.6039767112903422E-5,2.4018348352587392E-2,null,8.3493320837614814E-3,8.5970905304309127E-3,2.5028671709924311E-4,3.9202932259810386E-3,4.5168834206903776E-5,6.8525319278370003E-5,2.1230696710757949E-2]
[2004,10,15,20,8.4477714338778744E-3,8.4030269343344909E-3,5.9158168000000041E-4,5.8859326220930186E-3,6.3703860000000097E-5,5.6039767112903422E-5,2.3448056297418286E-2,null,8.6324169555768229E-3,8.1331731833586361E-3,2.5028671709924311E-4,3.6896044542970774E-3,4.5168834206903776E-5,6.8525319278370003E-5,2.0819175463817053E-2]
[2004,10,15,23,6.5268416578578934E-3,6.3196522821074765E-3,5.9158168000000041E-4,3.6046393328729065E-3,6.3703860000000097E-5,5.6039767112903422E-5,1.7162458579951179E-2,null,6.6695008304449516E-3,6.1167037628992744E-3,2.5028671709924311E-4,2.2595728141334031E-3,4.5168834206903776E-5,6.8525319278370003E-5,1.5409758278062145E-2]
[2004,10,16,2,4.8588886513854851E-3,5.6905620713713417E-3,5.9158168000000041E-4,3.7852401775697489E-3,6.3703860000000097E-5,5.6039767112903422E-5,1.5046016207439479E-2,null,4.9650908654172553E-3,5.5078160761340787E-3,2.5028671709924311E-4,2.3727826865234023E-3,4.5168834206903776E-5,6.8525319278370003E-5,1.3209670498659253E-2]
[2004,10,16,7,5.8990872591985219E-3,6.8130460169635856E-3,3.6485602939826089E-4,4.7263343851401121E-3,3.9289143330034686E-5,5.6039767112903422E-5,1.7898652601143414E-2,null,6.02802541206499E-3,6.5942527133581227E-3,1.5436349856533013E-4,2.9627088041163123E-3,2.7857727949383496E-5,6.8525319278370003E-5,1.5835733475332511E-2]
[2004,10,16,10,8.1765569503646131E-3,8.1665097026476247E-3,0,6.3247690456654845E-3,0,5.6039767112903422E-5,2.2723875465790626E-2,null,8.3552744542197323E-3,7.9042514363274648E-3,0,3.9646896323100415E-3,0,6.8525319278370003E-5,2.0292740842135608E-2]
[2004,10,16,14,7.4491728512005393E-3,7.957523239268665E-3,0,5.4316006451654809E-3,0,5.6039767112903422E-5,2.0894336502747586E-2,null,7.61199169852631E-3,7.7019763379705024E-3,0,3.4048058686813707E-3,0,6.8525319278370003E-5,1.8787299224456554E-2]
[2004,10,16,17,8.0616133567068451E-3,7.8040246338241031E-3,0,6.2619475202186992E-3,0,5.6039767112903422E-5,2.2183625277862547E-2,null,8.2378185033109407E-3,7.5534071674512914E-3,0,3.9253098780729339E-3,0,6.8525319278370003E-5,1.9785060868113536E-2]
[2004,10,16,20,8.5347718274803083E-3,6.8586516524376268E-3,5.9158168000000041E-4,5.1974392086533549E-3,6.3703860000000097E-5,5.6039767112903422E-5,2.1302187995684195E-2,null,8.7213189433677923E-3,6.6383937751857292E-3,2.5028671709924311E-4,3.2580214702435033E-3,4.5168834206903776E-5,6.8525319278370003E-5,1.8981715059381541E-2]
[2004,10,16,21,8.2480611871699333E-3,6.4622206478451233E-3,5.9158168000000041E-4,4.8537798007794019E-3,6.3703860000000097E-5,5.6039767112903422E-5,2.0275386942907359E-2,null,8.4283415809791595E-3,6.2546937060559346E-3,2.5028671709924311E-4,3.0425981272556002E-3,4.5168834206903776E-5,6.8525319278370003E-5,1.8089614284875211E-2]
[2004,10,17,3,4.7816921121135378E-3,5.1089681073255072E-3,5.9158168000000041E-4,3.7483884440232362E-3,6.3703860000000097E-5,5.6039767112903422E-5,1.4350373970575186E-2,null,4.8862070177967346E-3,4.9448993475617389E-3,2.5028671709924311E-4,2.3496821298280334E-3,4.5168834206903776E-5,6.8525319278370003E-5,1.2544769365771024E-2]
[2004,10,17,5,5.2212843067677706E-3,5.0815246827737044E-3,5.9158168000000041E-4,3.4636511095823106E-3,6.3703860000000097E-5,5.6039767112903422E-5,1.4477785406236688E-2,null,5.3354075133800393E-3,4.9183372376972265E-3,2.5028671709924311E-4,2.1711941645539187E-3,4.5168834206903776E-5,6.8525319278370003E-5,1.2788919786215699E-2]
[2004,10,17,8,6.4738970873242938E-3,6.6570252051726189E-3,0,5.0513373910370963E-3,0,5.6039767112903422E-5,1.8238299450646908E-2,null,6.615399034254405E-3,6.4432423343101551E-3,0,3.1664373574667995E-3,0,6.8525319278370003E-5,1.6293604045309731E-2]
[2004,10,17,11,7.3660140301078673E-3,7.8451675216710051E-3,0,6.2387734125241472E-3,0,5.6039767112903422E-5,2.1505994731415921E-2,null,7.5270152496693552E-3,7.5932287977682313E-3,0,3.9107831587806945E-3,0,6.8525319278370003E-5,1.9099552525496652E-2]
[2004,10,17,15,7.2068940837175313E-3,7.8464233336649394E-3,0,6.1044968656425742E-3,0,5.6039767112903422E-5,2.1213854050137947E-2,null,7.3644173699869177E-3,7.594444280773608E-3,0,3.8266117322131731E-3,0,6.8525319278370003E-5,1.8853998702252069E-2]
[2004,10,17,18,9.7398456499286495E-3,7.1507358109768127E-3,2.4649236686386075E-4,4.854690571278319E-3,2.6543275021234661E-5,5.6039767112903422E-5,2.2074347441181776E-2,null,{"$f":"E6980*V$5","v":9.9527324325996581E-3},6.9210979797632811E-3,1.0428613220811354E-4,3.0431690449173204E-3,1.8820347601266184E-5,6.8525319278370003E-5,{"$f":"SUM(M6980:R6980)","v":2.0108631256368012E-2}]
[2004,10,17,20,9.5237217230903122E-3,6.9280627912932831E-3,5.9158168000000041E-4,5.9328209859629373E-3,6.3703860000000097E-5,5.6039767112903422E-5,2.3095930807459437E-2,null,9.7318846190492993E-3,6.7055758534509489E-3,2.5028671709924311E-4,3.7189964856532971E-3,4.5168834206903776E-5,6.8525319278370003E-5,2.0520437828738063E-2]
[2004,10,17,23,6.6341519616742849E-3,6.1365968301891199E-3,5.9158168000000041E-4,3.8338429801608436E-3,6.3703860000000097E-5,5.6039767112903422E-5,1.7315917079137148E-2,null,6.7791566483637235E-3,5.9395269307595732E-3,2.5028671709924311E-4,2.403249416002826E-3,4.5168834206903776E-5,6.8525319278370003E-5,1.5485913865710637E-2]
[2004,10,18,2,4.7248919361321425E-3,5.701501099825982E-3,5.9158168000000041E-4,3.431723516680672E-3,6.3703860000000097E-5,5.6039767112903422E-5,1.4569441859751699E-2,null,4.828165343011925E-3,5.5184038100036144E-3,2.5028671709924311E-4,2.1511803117716592E-3,4.5168834206903776E-5,6.8525319278370003E-5,1.2861730335371715E-2]
[2004,10,18,6,6.2215952889718897E-3,6.4462571478973718E-3,5.9158168000000041E-4,4.1290814698559395E-3,6.3703860000000097E-5,5.6039767112903422E-5,1.7508259213838102E-2,null,6.3575825983970685E-3,6.2392428559394E-3,2.5028671709924311E-4,2.5883200439896638E-3,4.5168834206903776E-5,6.8525319278370003E-5,1.5549126368910648E-2]
[2004,10,18,9,7.0633627700733923E-3,9.8028956581395765E-3,0,7.2954871704827432E-3,0,5.6039767112903422E-5,2.4217785365808611E-2,null,7.2177488485601826E-3,9.4880866988864433E-3,0,4.573185540630356E-3,0,6.8525319278370003E-5,2.1347546407355353E-2]
[2004,10,18,12,7.257290635979588E-3,1.006938767942739E-2,0,7.3927102258642954E-3,0,5.6039767112903422E-5,2.4775428308384174E-2,null,7.4159154550919367E-3,9.7460206288921963E-3,0,4.6341299382691775E-3,0,6.8525319278370003E-5,2.1864591341531684E-2]
[2004,10,18,17,8.8916188018868247E-3,9.2092018886233782E-3,0,6.7818913507503315E-3,0,5.6039767112903422E-5,2.4938751808373433E-2,null,9.0859656311391545E-3,8.9134587364760546E-3,0,4.2512373387293941E-3,0,6.8525319278370003E-5,2.2319187025622973E-2]
[2004,10,18,20,9.6697143295415185E-3,8.5153330047683991E-3,5.9158168000000041E-4,5.7396444316922084E-3,6.3703860000000097E-5,5.6039767112903422E-5,2.4636017073115028E-2,null,9.8810682305121075E-3,8.2418726707599328E-3,2.5028671709924311E-4,3.5979035135000428E-3,4.5168834206903776E-5,6.8525319278370003E-5,2.2084825285356602E-2]
[2004,10,18,21,9.0417572565641095E-3,8.0021146453443086E-3,5.9158168000000041E-4,5.4139528806653537E-3,6.3703860000000097E-5,5.6039767112903422E-5,2.3169150089686674E-2,null,9.2393857078996063E-3,7.7451357412351551E-3,2.5028671709924311E-4,3.3937433447469904E-3,4.5168834206903776E-5,6.8525319278370003E-5,2.0742245664466266E-2]
[2004,10,18,24,5.4056684632071764E-3,6.6739091542175541E-3,5.9158168000000041E-4,3.3522517794150998E-3,6.3703860000000097E-5,5.6039767112903422E-5,1.6143154703952733E-2,null,5.5238218106708229E-3,6.4595840743372369E-3,2.5028671709924311E-4,2.1013633507848523E-3,4.5168834206903776E-5,6.8525319278370003E-5,1.4448750106377427E-2]
[2004,10,19,3,5.2573693963650107E-3,6.1666995115198372E-3,5.9158168000000041E-4,3.4584211183249611E-3,6.3703860000000097E-5,5.6039767112903422E-5,1.5593815333322712E-2,null,5.3722813258074821E-3,5.9686628983649861E-3,2.5028671709924311E-4,2.1679157377899731E-3,4.5168834206903776E-5,6.8525319278370003E-5,1.3872840832546956E-2]
[2004,10,19,7,7.9545447053102399E-3,8.7315572003115877E-3,4.0429480767053974E-4,6.5976132872182626E-3,4.3536067287565444E-5,5.6039767112903422E-5,2.3787585834911099E-2,null,8.1284096196827388E-3,8.4511530696599561E-3,1.7104927953842184E-4,4.1357223969706166E-3,3.0868983533064518E-5,6.8525319278370003E-5,2.0985728668663169E-2]
[2004,10,19,10,7.450824275159397E-3,1.1136648136824431E-2,0,8.850538839314458E-3,0,5.6039767112903422E-5,2.7494051018411188E-2,null,7.6136792181632782E-3,1.0779007218081102E-2,0,5.5479716845368687E-3,0,6.8525319278370003E-5,2.4009183440059621E-2]
[2004,10,19,14,6.4284840553429888E-3,1.1056915310274099E-2,0,8.7219767177084684E-3,0,5.6039767112903422E-5,2.6263415850438458E-2,null,6.5689933957557775E-3,1.0701834921502725E-2,0,5.4673823528223189E-3,0,6.8525319278370003E-5,2.2806735989359193E-2]
[2004,10,19,18,1.0763375838948068E-2,9.6007090821902449E-3,2.7607145086386075E-4,7.0347538286545264E-3,2.9728468021234663E-5,5.6039767112903422E-5,2.7760678435790834E-2,null,1.0998634233730669E-2,9.2923931172287245E-3,1.1680046806307569E-4,4.4097445090795964E-3,2.1078789311611372E-5,6.8525319278370003E-5,2.4907176436692043E-2]
[2004,10,19,21,8.6302319619258432E-3,8.6678279537601988E-3,5.9158168000000041E-4,6.7130768126851268E-3,6.3703860000000097E-5,5.6039767112903422E-5,2.4722462035484071E-2,null,8.8188655791425954E-3,8.3894704161235779E-3,2.5028671709924311E-4,4.2081008568042085E-3,4.5168834206903776E-5,6.8525319278370003E-5,2.1780417722654901E-2]
[2004,10,19,22,7.978517270621651E-3,8.0515730398253212E-3,5.9158168000000041E-4,5.3668601758234628E-3,6.3703860000000097E-5,5.6039767112903422E-5,2.2108275793383335E-2,null,8.1529061606796932E-3,7.7930058350511519E-3,2.5028671709924311E-4,3.364223221988984E-3,4.5168834206903776E-5,6.8525319278370003E-5,1.9674116088304345E-2]
[2004,10,20,1,5.464942729430434E-3,6.8758259531909918E-3,5.9158168000000041E-4,5.0056281020976947E-3,6.3703860000000097E-5,5.6039767112903422E-5,1.8057722091832023E-2,null,5.5843916526439434E-3,6.655016542602964E-3,2.5028671709924311E-4,3.1377844307512374E-3,4.5168834206903776E-5,6.8525319278370003E-5,1.5741173496582661E-2]
[2004,10,20,4,5.4154734896973249E-3,6.3097975872889699E-3,5.9158168000000041E-4,4.3854513194032428E-3,6.3703860000000097E-5,5.6039767112903422E-5,1.682204770350244E-2,null,5.5338411486211851E-3,6.1071655405117477E-3,2.5028671709924311E-4,2.7490258147772405E-3,4.5168834206903776E-5,6.8525319278370003E-5,1.475401337449469E-2]
[2004,10,20,7,7.5265465557853668E-3,8.3237446908920425E-3,4.1415450253440034E-4,5.2545927506411618E-3,4.4597798308800067E-5,5.6039767112903422E-5,2.1619676065274675E-2,null,7.6910565838160926E-3,8.0564369999188406E-3,1.7522072490683814E-4,3.2938482417402661E-3,3.1621797451569196E-5,6.8525319278370003E-5,1.9316709667111978E-2]
[2004,10,20,12,7.092866846867542E-3,1.1181281891893869E-2,0,9.4736399654385579E-3,0,5.6039767112903422E-5,2.780382847131287E-2,null,7.2478978049766727E-3,1.0822207610349284E-2,0,5.938563428960794E-3,0,6.8525319278370003E-5,2.4077194163565123E-2]
[2004,10,20,15,6.4845772826625401E-3,1.0772228230956433E-2,0,8.5877688873747995E-3,0,5.6039767112903422E-5,2.5900614168106677E-2,null,6.6263126698858123E-3,1.042629024727415E-2,0,5.3832540013114636E-3,0,6.8525319278370003E-5,2.2504382237749799E-2]
[2004,10,20,19,1.0156305618060083E-2,9.8276005257636086E-3,5.9158168000000041E-4,8.454660811661659E-3,6.3703860000000097E-5,5.6039767112903422E-5,2.9149892262598252E-2,null,1.0378295093516312E-2,9.5119981974962145E-3,2.5028671709924311E-4,5.2998150324026633E-3,4.5168834206903776E-5,6.8525319278370003E-5,2.5554089193999707E-2]
[2004,10,20,22,8.3966543003742219E-3,8.6242450196323574E-3,5.9158168000000041E-4,7.4309132815316425E-3,6.3703860000000097E-5,5.6039767112903422E-5,2.5163137908651125E-2,null,8.5801825392658147E-3,8.3472870988653292E-3,2.5028671709924311E-4,4.6580775729785735E-3,4.5168834206903776E-5,6.8525319278370003E-5,2.1949528081694238E-2]
[2004,10,20,23,7.5672666766012798E-3,7.9503157400658345E-3,5.9158168000000041E-4,6.5478410846126402E-3,6.3703860000000097E-5,5.6039767112903422E-5,2.2776748808392658E-2,null,7.7326667367559271E-3,7.6950002994913176E-3,2.5028671709924311E-4,4.1045226275840995E-3,4.5168834206903776E-5,6.8525319278370003E-5,1.989617053441586E-2]
[2004,10,21,4,5.4377047323096441E-3,6.3191206850711501E-3,5.9158168000000041E-4,4.4193203085530373E-3,6.3703860000000097E-5,5.6039767112903422E-5,1.6887471033046733E-2,null,5.556558306296702E-3,6.1161892375033678E-3,2.5028671709924311E-4,2.7702566343011624E-3,4.5168834206903776E-5,6.8525319278370003E-5,1.4806985048685748E-2]
[2004,10,21,6,6.2413456732474185E-3,6.9843754135399559E-3,5.9158168000000041E-4,4.6452044776269415E-3,6.3703860000000097E-5,5.6039767112903422E-5,1.858225087152722E-2,null,6.3777646728570263E-3,6.7600800592234984E-3,2.5028671709924311E-4,2.9118524169715232E-3,4.5168834206903776E-5,6.8525319278370003E-5,1.6413678019636564E-2]
[2004,10,21,10,7.4053335780102873E-3,1.111167132608111E-2,0,8.913047316839574E-3,0,5.6039767112903422E-5,2.7486091988043873E-2,null,7.5671942169455398E-3,1.07548325094992E-2,0,5.5871552042805897E-3,0,6.8525319278370003E-5,2.3977707250003699E-2]
[2004,10,21,13,7.0300988337180905E-3,1.1111198059489055E-2,0,9.0972851390239418E-3,0,5.6039767112903422E-5,2.7294621799343988E-2,null,7.1837578521831737E-3,1.0754374441331009E-2,0,5.7026449206986681E-3,0,6.8525319278370003E-5,2.3709302533491221E-2]
[2004,10,21,17,8.9949902335718767E-3,1.0384340736970346E-2,0,9.396217867080725E-3,0,5.6039767112903422E-5,2.883158860473585E-2,null,9.1915964837947731E-3,1.0050859323524806E-2,0,5.8900312867663923E-3,0,6.8525319278370003E-5,2.5201012413364341E-2]
[2004,10,21,20,9.7604683707915446E-3,9.5670500168106454E-3,5.9158168000000041E-4,8.2502532033331185E-3,6.3703860000000097E-5,5.6039767112903422E-5,2.8289096898048212E-2,null,9.9738059105743404E-3,9.2598149748448506E-3,2.5028671709924311E-4,5.1716818595303896E-3,4.5168834206903776E-5,6.8525319278370003E-5,2.4769283615534095E-2]
[2004,10,21,21,8.9451351363625704E-3,9.1450723664268391E-3,5.9158168000000041E-4,8.306842482744067E-3,6.3703860000000097E-5,5.6039767112903422E-5,2.7108375292646383E-2,null,9.1406516884910503E-3,8.8513886616962932E-3,2.5028671709924311E-4,5.2071549223032107E-3,4.5168834206903776E-5,6.8525319278370003E-5,2.3563176143075074E-2]
[2004,10,22,1,5.3389233436483205E-3,6.8944367588886406E-3,5.9158168000000041E-4,4.9617539510717372E-3,6.3703860000000097E-5,5.6039767112903422E-5,1.7906439360721598E-2,null,5.4556178226378062E-3,6.6730296832252251E-3,2.5028671709924311E-4,3.1102818626031988E-3,4.5168834206903776E-5,6.8525319278370003E-5,1.5602910239050746E-2]
[2004,10,22,4,4.9318648653305939E-3,6.3734878914393752E-3,5.9158168000000041E-4,4.7744524289257163E-3,6.3703860000000097E-5,5.6039767112903422E-5,1.6791130492808587E-2,null,5.0396621427706229E-3,6.1688105022385132E-3,2.5028671709924311E-4,2.9928716619133993E-3,4.5168834206903776E-5,6.8525319278370003E-5,1.4565325177507053E-2]
[2004,10,22,7,7.0503901026161908E-3,8.6040986383955163E-3,4.437335865344004E-4,5.3769067243397096E-3,4.7782991308800073E-5,5.6039767112903422E-5,2.1578951810307518E-2,null,7.2044926335461832E-3,8.3277876959837668E-3,1.8773506076180029E-4,3.3705209138818067E-3,3.3880239161914381E-5,6.8525319278370003E-5,1.9192941862613843E-2]
[2004,10,22,11,7.3463711866882568E-3,1.1064370186061247E-2,0,8.4318486713800492E-3,0,5.6039767112903422E-5,2.6898629811242455E-2,null,7.5069430666186657E-3,1.0709050392345685E-2,0,5.2855152128499974E-3,0,6.8525319278370003E-5,2.3570033991092722E-2]
[2004,10,22,14,6.6830373345866181E-3,1.067225041128984E-2,0,7.4087191296264253E-3,0,5.6039767112903422E-5,2.4820046642615785E-2,null,6.8291105238101864E-3,1.0329523102744298E-2,0,4.6441651402365702E-3,0,6.8525319278370003E-5,2.1871324086069427E-2]
[2004,10,22,18,9.3473022281949422E-3,9.5194960069646534E-3,3.2536992400000031E-4,8.3003811836770466E-3,3.5037123000000054E-5,5.6039767112903422E-5,2.7583626232949549E-2,null,9.551609069343759E-3,9.213788108495026E-3,1.3765769440458373E-4,5.2031046486509533E-3,2.4842858813797076E-5,6.8525319278370003E-5,2.4199527698986492E-2]
[2004,10,22,22,8.1859253051092852E-3,7.6485189435861658E-3,5.9158168000000041E-4,6.5892371429655261E-3,6.3703860000000097E-5,5.6039767112903422E-5,2.3135006698773879E-2,null,8.3648475759568394E-3,7.4028953674075337E-3,2.5028671709924311E-4,4.1304718001444266E-3,4.5168834206903776E-5,6.8525319278370003E-5,2.0262195614093318E-2]
[2004,10,23,1,5.4675184774106173E-3,6.1338632933713947E-3,5.9158168000000041E-4,4.3607520737408397E-3,6.3703860000000097E-5,5.6039767112903422E-5,1.6673459151635754E-2,null,5.5870236995348268E-3,{"$f":"F7107*W$5","v":5.9368811783996932E-3},{"$f":"G7107*X$5","v":2.5028671709924311E-4},{"$f":"H7107*Y$5","v":2.7335430607831291E-3},{"$f":"I7107*Z$5","v":4.5168834206903776E-5},6.8525319278370003E-5,1.4621428809302164E-2]
[2004,10,23,2,5.1610636659585535E-3,5.9218014381491966E-3,5.9158168000000041E-4,4.3387103836276036E-3,6.3703860000000097E-5,5.6039767112903422E-5,1.6132900794848255E-2,null,{"$f":"E7108*V$5","v":5.273870611622441E-3},5.7316294509466674E-3,2.5028671709924311E-4,2.7197261989120344E-3,4.5168834206903776E-5,6.8525319278370003E-5,{"$f":"SUM(M7108:R7108)","v":1.4089207132065658E-2}]
[2004,10,23,5,5.2272147080126121E-3,5.8626704108306529E-3,5.9158168000000041E-4,4.6081735939702672E-3,6.3703860000000097E-5,5.6039767112903422E-5,1.6409384019926435E-2,null,5.3414675372171006E-3,5.6743973500085407E-3,2.5028671709924311E-4,2.8886395597985783E-3,4.5168834206903776E-5,6.8525319278370003E-5,1.4268485317608734E-2]
[2004,10,23,9,7.7378613366716354E-3,8.2193964818451648E-3,0,7.0803629246552775E-3,0,5.6039767112903422E-5,2.3093660510284976E-2,null,7.9069901364417303E-3,7.9554398161440429E-3,0,4.4383346297223632E-3,0,6.8525319278370003E-5,2.0369289901586506E-2]
[2004,10,23,11,9.6893428016222322E-3,8.4307524039046663E-3,0,6.518854268682258E-3,0,5.6039767112903422E-5,2.4694989241322057E-2,null,9.9011257281051545E-3,8.1600082806832456E-3,0,4.0863522046385176E-3,0,6.8525319278370003E-5,2.2216011532705287E-2]
[2004,10,23,16,7.5614223638333592E-3,8.0908514346208563E-3,0,6.8879721982697817E-3,0,5.6039767112903422E-5,2.2596285763836897E-2,null,7.7266946830579341E-3,7.8310228484122692E-3,0,4.3177342547923219E-3,0,6.8525319278370003E-5,1.9943977105540897E-2]
[2004,10,23,20,9.0378569188662716E-3,7.1615683831045742E-3,5.9158168000000041E-4,5.930253604849018E-3,6.3703860000000097E-5,5.6039767112903422E-5,2.2841004213932769E-2,null,9.2354001193288415E-3,6.9315826760310423E-3,2.5028671709924311E-4,3.7173871194912996E-3,4.5168834206903776E-5,6.8525319278370003E-5,2.0248350785435704E-2]
[2004,10,23,23,6.7334714107912998E-3,5.9927814905562198E-3,5.9158168000000041E-4,4.9474054224180209E-3,6.3703860000000097E-5,5.6039767112903422E-5,1.838498363087844E-2,null,6.8806469530301112E-3,5.8003300588706274E-3,2.5028671709924311E-4,3.1012874689136335E-3,4.5168834206903776E-5,6.8525319278370003E-5,1.6146245351398889E-2]
[2004,10,24,2,5.5996769797279624E-3,5.8434486380783673E-3,5.9158168000000041E-4,5.4098928229820934E-3,6.3703860000000097E-5,5.6039767112903422E-5,1.7564343747901324E-2,null,5.7220708306222959E-3,5.6557928628508565E-3,2.5028671709924311E-4,3.3911982923526367E-3,4.5168834206903776E-5,6.8525319278370003E-5,1.5133042856410305E-2]
[2004,10,24,3,5.1934842012716365E-3,5.7004523535101508E-3,5.9158168000000041E-4,5.1906700296477214E-3,6.3703860000000097E-5,5.6039767112903422E-5,1.6795931891542409E-2,null,5.3069997724829246E-3,5.5173887429951765E-3,2.5028671709924311E-4,3.2537782016547035E-3,4.5168834206903776E-5,6.8525319278370003E-5,1.4442147587717322E-2]
[2004,10,24,6,5.4175049677626635E-3,5.8939412811115496E-3,5.9158168000000041E-4,4.9986444123009842E-3,6.3703860000000097E-5,5.6039767112903422E-5,1.7021415968288097E-2,null,5.5359170293233766E-3,5.7046639914909913E-3,2.5028671709924311E-4,3.1334066957964309E-3,4.5168834206903776E-5,6.8525319278370003E-5,1.4737968587195314E-2]
[2004,10,24,12,7.8123421058133762E-3,8.704170767026901E-3,0,7.9002140783104319E-3,0,5.6039767112903422E-5,2.4472766718263608E-2,null,7.9830988545144237E-3,8.4246461208521695E-3,0,4.9522593826209103E-3,0,6.8525319278370003E-5,2.1428529677265877E-2]
[2004,10,24,14,7.3521960559835252E-3,8.6194434295485782E-3,0,7.2038874217805332E-3,0,5.6039767112903422E-5,2.3231566674425538E-2,null,7.5128952518620836E-3,8.342639706442093E-3,0,4.5157661200349525E-3,0,6.8525319278370003E-5,2.0439826397617499E-2]
[2004,10,24,17,9.6277862034769863E-3,8.3430852381558111E-3,0,7.4979411976747942E-3,0,5.6039767112903422E-5,2.5524852406420495E-2,null,9.8382236685837926E-3,8.0751564472782734E-3,0,4.7000941086480022E-3,0,6.8525319278370003E-5,2.2681999543788439E-2]
[2004,10,24,21,9.1543478796841157E-3,7.3946106437979241E-3,5.9158168000000041E-4,6.7750242014659005E-3,6.3703860000000097E-5,5.6039767112903422E-5,2.4035308032060842E-2,null,9.3544372586745715E-3,7.1571410468504893E-3,2.5028671709924311E-4,4.2469326573449928E-3,4.5168834206903776E-5,6.8525319278370003E-5,2.1122491833454573E-2]
[2004,10,24,24,6.106946621304528E-3,6.879774773827169E-3,5.9158168000000041E-4,5.7034153238706411E-3,6.3703860000000097E-5,5.6039767112903422E-5,1.940146202611524E-2,null,6.2404280197661793E-3,6.6588385513094723E-3,2.5028671709924311E-4,3.5751932505432554E-3,4.5168834206903776E-5,6.8525319278370003E-5,1.6838440692203426E-2]
[2004,10,25,3,4.5982504478452252E-3,6.0218107209804852E-3,5.9158168000000041E-4,4.4653590505623871E-3,6.3703860000000097E-5,5.6039767112903422E-5,1.5796745526501E-2,null,4.6987558130164343E-3,5.828427048237099E-3,2.5028671709924311E-4,2.7991160790984643E-3,4.5168834206903776E-5,6.8525319278370003E-5,1.3690279810936514E-2]
[2004,10,25,5,5.4199081793243307E-3,6.301753160065024E-3,5.9158168000000041E-4,4.6075068128048659E-3,6.3703860000000097E-5,5.6039767112903422E-5,1.7040493459307124E-2,null,5.5383727686145207E-3,6.099379451012743E-3,2.5028671709924311E-4,2.8882215871652065E-3,4.5168834206903776E-5,6.8525319278370003E-5,1.4889954677376986E-2]
[2004,10,25,8,7.5010084412741422E-3,9.588266124240059E-3,0,7.5450839521199959E-3,0,5.6039767112903422E-5,2.4690398284747096E-2,null,7.6649602749320625E-3,9.2803497508664665E-3,0,4.7296456050643842E-3,0,6.8525319278370003E-5,2.1743480950141284E-2]
[2004,10,25,12,7.4165454648189959E-3,1.0777009422336028E-2,0,9.1545398056283173E-3,0,5.6039767112903422E-5,2.7404134459896243E-2,null,7.5786511653903529E-3,1.0430917896074626E-2,0,5.7385350822917302E-3,0,6.8525319278370003E-5,2.3816629463035078E-2]
[2004,10,25,15,6.6780432331167488E-3,1.0577202264358434E-2,0,8.7365452845754379E-3,0,5.6039767112903422E-5,2.6047830549163521E-2,null,6.8240072647383935E-3,1.0237527320058915E-2,0,5.4765146777496099E-3,0,6.8525319278370003E-5,2.260657458182529E-2]
[2004,10,25,18,1.0395529534301543E-2,9.6096018635916883E-3,3.6480870286386086E-4,8.3328841717454291E-3,3.9284047021234683E-5,5.6039767112903422E-5,2.8798148086636659E-2,null,{"$f":"E7172*V$5","v":1.0622747799997069E-2},9.301000316965782E-3,1.5434347562796216E-4,5.223479188635481E-3,2.7854114442646943E-5,6.8525319278370003E-5,{"$f":"SUM(M7172:R7172)","v":2.5397950214947312E-2}]
[2004,10,25,22,8.0507980750547971E-3,8.3539350203594744E-3,5.9158168000000041E-4,6.5855293348460516E-3,6.3703860000000097E-5,5.6039767112903422E-5,2.3701587737373228E-2,null,8.226766828742892E-3,8.0856578009397204E-3,2.5028671709924311E-4,4.1281475558433717E-3,4.5168834206903776E-5,6.8525319278370003E-5,2.0804553056110498E-2]
[2004,10,26,2,5.1803371702715826E-3,6.4108538812179001E-3,5.9158168000000041E-4,3.7716592827666318E-3,6.3703860000000097E-5,5.6039767112903422E-5,1.6074175641369016E-2,null,5.2935653828088351E-3,6.2049765253170078E-3,2.5028671709924311E-4,2.3642694851029786E-3,4.5168834206903776E-5,6.8525319278370003E-5,1.4226792263813338E-2]
[2004,10,26,3,5.1653928480990454E-3,6.1922424773721268E-3,5.9158168000000041E-4,3.5665730101200346E-3,6.3703860000000097E-5,5.6039767112903422E-5,1.5635533642704109E-2,null,5.2782944180198889E-3,5.993385580621834E-3,2.5028671709924311E-4,2.2357108906277678E-3,4.5168834206903776E-5,6.8525319278370003E-5,1.3871371759854007E-2]
[2004,10,26,6,6.2690447816092882E-3,7.1435033283208122E-3,5.9158168000000041E-4,5.162327859846428E-3,6.3703860000000097E-5,5.6039767112903422E-5,1.9286201276889431E-2,null,6.4060692090946508E-3,6.9140977601464025E-3,2.5028671709924311E-4,3.2360118759664374E-3,4.5168834206903776E-5,6.8525319278370003E-5,1.692015971579201E-2]
[2004,10,26,9,7.4165530034440369E-3,1.0713155520874122E-2,0,8.5781467769614605E-3,0,5.6039767112903422E-5,2.6763895068392524E-2,null,7.5786588687894252E-3,1.0369114590779861E-2,0,5.3772223689907781E-3,0,6.8525319278370003E-5,2.3393521147838433E-2]
[2004,10,26,13,6.8546559744031609E-3,1.1007895820320945E-2,0,8.626262996843161E-3,0,5.6039767112903422E-5,2.6544854558680171E-2,null,7.004480284680396E-3,1.0654389637289735E-2,0,5.4073840834713508E-3,0,6.8525319278370003E-5,2.3134779324719853E-2]
[2004,10,26,16,7.0952617212899248E-3,1.0673718465009958E-2,0,9.1405028850342629E-3,0,5.6039767112903422E-5,2.6965522838447047E-2,null,7.2503450249011307E-3,1.0330944011571735E-2,0,5.7297360205161947E-3,0,6.8525319278370003E-5,2.3379550376267433E-2]
[2004,10,26,19,9.9709533266314609E-3,9.6963683765526262E-3,5.9158168000000041E-4,8.1010631192077933E-3,6.3703860000000097E-5,5.6039767112903422E-5,2.8479710129504787E-2,null,1.0188891500414011E-2,9.384980421033284E-3,2.5028671709924311E-4,5.0781618629100389E-3,4.5168834206903776E-5,6.8525319278370003E-5,2.501601465494185E-2]
[2004,10,26,24,5.5369641382302884E-3,7.0863551563050461E-3,5.9158168000000041E-4,4.463770382241025E-3,6.3703860000000097E-5,5.6039767112903422E-5,1.779841498388926E-2,null,5.6579872553842274E-3,6.858784837345042E-3,2.5028671709924311E-4,2.7981202203125688E-3,4.5168834206903776E-5,6.8525319278370003E-5,1.5678873183626357E-2]
[2004,10,27,3,5.1495527041026321E-3,6.1019005471973373E-3,5.9158168000000041E-4,3.3019318185097948E-3,6.3703860000000097E-5,5.6039767112903422E-5,1.5264710376922666E-2,null,5.2621080511557174E-3,5.905944879839569E-3,2.5028671709924311E-4,2.0698202184018231E-3,4.5168834206903776E-5,6.8525319278370003E-5,1.3601854019981624E-2]
[2004,10,27,4,5.2012997443328692E-3,6.0717574439152749E-3,5.9158168000000041E-4,3.5204935464522736E-3,6.3703860000000097E-5,5.6039767112903422E-5,1.5504876041813321E-2,null,5.3149861422571191E-3,5.8767697883882761E-3,2.5028671709924311E-4,2.2068259194063787E-3,4.5168834206903776E-5,6.8525319278370003E-5,1.3762562720636289E-2]
[2004,10,27,7,7.7314442179062994E-3,8.7788101114554262E-3,5.0289175453440034E-4,6.1622137539354945E-3,5.4153377308800077E-5,5.6039767112903422E-5,2.3285552982253321E-2,null,7.9004327567505986E-3,8.49688850675351E-3,2.1276373247172456E-4,3.8627916380677531E-3,3.8397122582604757E-5,6.8525319278370003E-5,2.057979907590456E-2]
[2004,10,27,10,7.281332828025045E-3,1.1075425258574688E-2,0,8.5009969830748787E-3,0,5.6039767112903422E-5,2.6913794836787512E-2,null,7.4404831446757405E-3,1.07197504436497E-2,0,5.3288609212053268E-3,0,6.8525319278370003E-5,2.3557619828809138E-2]
[2004,10,27,14,6.2961700150391342E-3,1.0983947011754348E-2,0,8.372975194494205E-3,0,5.6039767112903422E-5,2.5709131988400587E-2,null,6.4337873270404978E-3,1.0631209917751842E-2,0,5.2486102979444772E-3,0,6.8525319278370003E-5,2.2382132862015191E-2]
[2004,10,27,16,7.0291505327137235E-3,1.054304952407557E-2,0,8.6977542900087707E-3,0,5.6039767112903422E-5,2.6325994113910962E-2,null,7.1827888238739732E-3,1.0204471356585582E-2,0,5.4521984927830046E-3,0,6.8525319278370003E-5,2.290798399252093E-2]
[2004,10,27,22,7.8550408360613579E-3,7.8740746104494583E-3,5.9158168000000041E-4,5.2012448035367413E-3,6.3703860000000097E-5,5.6039767112903422E-5,2.1641685557160461E-2,null,8.0267308639573078E-3,7.6212075679303552E-3,2.5028671709924311E-4,3.2604070123036163E-3,4.5168834206903776E-5,6.8525319278370003E-5,1.9272326314775799E-2]
[2004,10,28,1,5.2107720124111023E-3,6.4782937041757416E-3,5.9158168000000041E-4,3.6330985340718531E-3,6.3703860000000097E-5,5.6039767112903422E-5,1.6033489557771598E-2,null,5.324665448593272E-3,6.2702505942754229E-3,2.5028671709924311E-4,2.2774125011042049E-3,4.5168834206903776E-5,6.8525319278370003E-5,1.4236309414557415E-2]
[2004,10,28,4,5.2797480077660759E-3,6.0456302118294383E-3,5.9158168000000041E-4,3.4116734919272629E-3,6.3703860000000097E-5,5.6039767112903422E-5,1.5448377018635681E-2,null,5.3951490733563931E-3,5.8514816029502821E-3,2.5028671709924311E-4,2.138611927899701E-3,4.5168834206903776E-5,6.8525319278370003E-5,1.374922347479089E-2]
[2004,10,28,5,5.7617780156597638E-3,6.332723036595345E-3,5.9158168000000041E-4,3.8761468063721496E-3,6.3703860000000097E-5,5.6039767112903422E-5,1.668197316574016E-2,null,5.887714958431268E-3,6.1293547648200979E-3,2.5028671709924311E-4,2.4297676240158058E-3,4.5168834206903776E-5,6.8525319278370003E-5,1.4810818217851688E-2]
[2004,10,28,8,7.9190603263695463E-3,9.9069810101062531E-3,0,7.0908918373877401E-3,0,5.6039767112903422E-5,2.4972972940976442E-2,null,8.0921496478282267E-3,9.5888294669402834E-3,0,4.4449346922461478E-3,0,6.8525319278370003E-5,2.2194439126293028E-2]
[2004,10,28,13,6.8506376044770584E-3,1.0877348138305775E-2,0,8.0368420717570558E-3,0,5.6039767112903422E-5,2.5820867581652793E-2,null,7.0003740840148864E-3,1.0528034347129107E-2,0,5.0379048165000162E-3,0,6.8525319278370003E-5,2.2634838566922381E-2]
[2004,10,28,16,7.0849559292742075E-3,1.0513367299512272E-2,0,8.5756976724340236E-3,0,5.6039767112903422E-5,2.6230060668333402E-2,null,7.2398139760400841E-3,1.0175742343251797E-2,0,5.3756871446595392E-3,0,6.8525319278370003E-5,2.2859768783229789E-2]
[2004,10,28,19,1.0077224769712219E-2,9.5186031400204783E-3,5.9158168000000041E-4,7.3957957186810497E-3,6.3703860000000097E-5,5.6039767112903422E-5,2.7702948935526647E-2,null,1.0297485750900595E-2,9.2129239149676898E-3,2.5028671709924311E-4,4.6360640834202226E-3,4.5168834206903776E-5,6.8525319278370003E-5,2.4510454619873025E-2]
[2004,10,28,23,7.1811521708168933E-3,7.3799480839360975E-3,5.9158168000000041E-4,4.4891713468015555E-3,6.3703860000000097E-5,5.6039767112903422E-5,1.9761596908667446E-2,null,7.3381128082298007E-3,7.1429493585934483E-3,2.5028671709924311E-4,2.814042847702865E-3,4.5168834206903776E-5,6.8525319278370003E-5,1.7659085885110632E-2]
[2004,10,29,2,4.5985462324004611E-3,6.221722004315847E-3,5.9158168000000041E-4,2.9185437997047941E-3,6.3703860000000097E-5,5.6039767112903422E-5,1.4450137343534005E-2,null,4.6990580626250795E-3,6.0219184057419229E-3,2.5028671709924311E-4,1.8294929444202103E-3,4.5168834206903776E-5,6.8525319278370003E-5,1.2914450283371728E-2]
[2004,10,29,5,5.3060737989914439E-3,6.2298854046260012E-3,5.9158168000000041E-4,3.3636064151257783E-3,6.3703860000000097E-5,5.6039767112903422E-5,1.5610890925856125E-2,null,5.4220502754452051E-3,6.0298196476403967E-3,2.5028671709924311E-4,2.1084810188223336E-3,4.5168834206903776E-5,6.8525319278370003E-5,1.392433181249245E-2]
[2004,10,29,6,6.3241835168034244E-3,6.9228245939929921E-3,5.9158168000000041E-4,3.8476091199740403E-3,6.3703860000000097E-5,5.6039767112903422E-5,1.7805942537883358E-2,null,6.4624131284732114E-3,6.7005058749604841E-3,2.5028671709924311E-4,2.4118787384966992E-3,4.5168834206903776E-5,6.8525319278370003E-5,1.5938778612514914E-2]
[2004,10,29,10,7.1294363999241757E-3,1.0650110278112308E-2,0,7.1125135516599781E-3,0,5.6039767112903422E-5,2.4948099996809366E-2,null,7.285266669929384E-3,1.0308093975021318E-2,0,4.4584882917197378E-3,0,6.8525319278370003E-5,2.2120374255948812E-2]
[2004,10,29,13,6.6433930664194802E-3,1.065808503857916E-2,0,6.9031825054975361E-3,0,5.6039767112903422E-5,2.4260700377609079E-2,null,6.7885997387592302E-3,1.0315812635032711E-2,0,4.3272688554923206E-3,0,6.8525319278370003E-5,2.1500206548562634E-2]
[2004,10,29,17,7.4977387298421714E-3,9.3155141076535202E-3,0,6.5593460569147105E-3,0,5.6039767112903422E-5,2.3428638661523303E-2,null,7.6616190964181657E-3,9.0163568582643291E-3,0,4.1117345343077592E-3,0,6.8525319278370003E-5,2.0858235808268625E-2]
[2004,10,29,20,8.6227300629679888E-3,8.1544846914724106E-3,5.9158168000000041E-4,4.8467552569200255E-3,6.3703860000000097E-5,5.6039767112903422E-5,2.2335295318473326E-2,null,8.81119970888679E-3,7.8926125948499699E-3,2.5028671709924311E-4,3.0381947828789289E-3,4.5168834206903776E-5,6.8525319278370003E-5,2.0105987957200207E-2]
[2004,10,29,24,5.4548070545539342E-3,5.8395546787829052E-3,5.9158168000000041E-4,3.1259445515796286E-3,6.3703860000000097E-5,5.6039767112903422E-5,1.5131631592029371E-2,null,5.5740344392244097E-3,5.6520239536748612E-3,2.5028671709924311E-4,1.9595023731842523E-3,4.5168834206903776E-5,6.8525319278370003E-5,1.3549541636668039E-2]
[2004,10,30,3,4.4510351772820075E-3,5.2915046443808185E-3,5.9158168000000041E-4,2.5750390039368299E-3,6.3703860000000097E-5,5.6039767112903422E-5,1.3028904132712559E-2,null,4.5483228132984967E-3,5.1215739292050965E-3,2.5028671709924311E-4,1.6141665202303245E-3,4.5168834206903776E-5,6.8525319278370003E-5,1.1648044133318434E-2]
[2004,10,30,7,5.6177000709148779E-3,6.469187134982516E-3,5.4233053339826105E-4,2.9500476035084905E-3,5.8400301330034712E-5,5.6039767112903422E-5,1.569370541124708E-2,null,5.7404878580207775E-3,6.2614364723008629E-3,2.2944951369510306E-4,1.8492411444599325E-3,4.1408378211454628E-5,6.8525319278370003E-5,1.4190548685966501E-2]
[2004,10,30,8,6.2292602647277488E-3,7.214896292126829E-3,0,3.8163382919891328E-3,0,5.6039767112903422E-5,1.7316534615956614E-2,null,6.3654151098702849E-3,6.9831980192845786E-3,0,2.3922765796494162E-3,0,6.8525319278370003E-5,1.5809415028082651E-2]
[2004,10,30,11,8.7439286255785245E-3,7.8391458577831679E-3,0,3.5549175124967277E-3,0,5.6039767112903422E-5,2.0194031762971323E-2,null,8.9350473455161433E-3,7.5874005128377569E-3,0,2.2284046269123825E-3,0,6.8525319278370003E-5,1.8819377804544655E-2]
[2004,10,30,15,6.8057729572405115E-3,7.5816587620525407E-3,0,3.6300849289673596E-3,0,5.6039767112903422E-5,1.8073556415373313E-2,null,6.9545288164739585E-3,7.3381823253414798E-3,0,2.2755234188582925E-3,0,6.8525319278370003E-5,1.6636759879952102E-2]
[2004,10,30,18,8.4825935160096691E-3,6.9625967550095312E-3,4.3382656513613982E-4,3.3326499422917234E-3,4.6716163978765453E-5,5.6039767112903422E-5,1.9314422709538735E-2,null,8.6680001545986988E-3,6.7390007977962347E-3,1.8354359245601606E-4,2.0890759139067356E-3,3.312381173667316E-5,6.8525319278370003E-5,1.778126958977273E-2]
[2004,10,30,21,8.0025717735619038E-3,6.014817728830741E-3,5.9158168000000041E-4,3.0489331505906721E-3,6.3703860000000097E-5,5.6039767112903422E-5,1.7777647960096218E-2,null,8.177486430241283E-3,5.8216586281584553E-3,2.5028671709924311E-4,1.9112276771651407E-3,4.5168834206903776E-5,6.8525319278370003E-5,1.6274353606149396E-2]
[2004,10,30,24,5.5716158547003299E-3,5.1228201441594337E-3,5.9158168000000041E-4,2.9987728420202389E-3,6.3703860000000097E-5,5.6039767112903422E-5,1.4404534147992906E-2,null,5.6933963650100203E-3,4.958306541825541E-3,2.5028671709924311E-4,1.8797846230541042E-3,4.5168834206903776E-5,6.8525319278370003E-5,1.289546840047418E-2]
[2004,10,31,5,4.7268651843377744E-3,4.7765349524574842E-3,5.9158168000000041E-4,2.258768671433957E-3,6.3703860000000097E-5,5.6039767112903422E-5,1.2473494115342118E-2,null,4.8301817211065723E-3,4.6231419092528682E-3,2.5028671709924311E-4,1.4159120544580562E-3,4.5168834206903776E-5,6.8525319278370003E-5,1.1233216555402013E-2]
[2004,10,31,8,5.8299087198754899E-3,6.302459545441513E-3,0,3.5249970032080282E-3,0,5.6039767112903422E-5,1.5713405035637933E-2,null,5.9573348162684078E-3,6.1000631516180213E-3,0,2.2096489170811053E-3,0,6.8525319278370003E-5,1.4335572204245903E-2]
[2004,10,31,9,6.6704036558696408E-3,6.7911459160010816E-3,0,3.7138375116456922E-3,0,5.6039767112903422E-5,1.7231426850629318E-2,null,6.8162007069168945E-3,6.5730559094857822E-3,0,2.3280238333124041E-3,0,6.8525319278370003E-5,1.5785805768993452E-2]
[2004,10,31,12,6.670752614516752E-3,7.4580782836706693E-3,0,4.4332405093778721E-3,0,5.6039767112903422E-5,1.8618111174678195E-2,null,6.8165572928597902E-3,7.2185704949122263E-3,0,2.7789825301388483E-3,0,6.8525319278370003E-5,1.6882635637189235E-2]
[2004,10,31,16,7.3678522411445065E-3,7.2914743406714624E-3,0,4.1328792145506792E-3,0,5.6039767112903422E-5,1.8848245563479551E-2,null,7.5288936390463428E-3,7.0573168500016768E-3,0,2.5907006651489E-3,0,6.8525319278370003E-5,1.724543647347529E-2]
[2004,10,31,21,7.9060273014989711E-3,6.094531794395815E-3,5.9158168000000041E-4,3.2930574763704789E-3,6.3703860000000097E-5,5.6039767112903422E-5,1.8004941879378168E-2,null,8.0788317561504269E-3,5.8988127662394961E-3,2.5028671709924311E-4,2.0642573255879853E-3,4.5168834206903776E-5,6.8525319278370003E-5,1.6405882718562425E-2]
[2004,10,31,23,6.0637741227786866E-3,5.7718748316622622E-3,5.9158168000000041E-4,2.3717432256824315E-3,6.3703860000000097E-5,5.6039767112903422E-5,1.4918717487236284E-2,null,6.1963118867474128E-3,5.586517568659446E-3,2.5028671709924311E-4,1.4867302994737753E-3,4.5168834206903776E-5,6.8525319278370003E-5,1.3633540625465151E-2]
[2004,11,1,3,5.7959829087185534E-3,5.7515952921990323E-3,5.9207612000000719E-4,2.1380794888297976E-3,6.3703860000000653E-5,5.7069118750000141E-5,1.4398506788497389E-2,null,5.9226674782899696E-3,5.5668892837780447E-3,2.5049590505855289E-4,1.3402578847092638E-3,4.5168834206904169E-5,6.9784008477410663E-5,1.3195263394520146E-2]
[2004,11,1,6,7.7446646598820727E-3,6.6087897168529419E-3,5.9207612000000719E-4,2.5854467064106708E-3,6.3703860000000653E-5,5.7069118750000141E-5,1.765175018189569E-2,null,7.9139421619665359E-3,6.396555874400708E-3,2.5049590505855289E-4,1.6206906019471871E-3,4.5168834206904169E-5,6.9784008477410663E-5,1.6296637386057296E-2]
[2004,11,1,9,8.7371139418239742E-3,9.9744599877789018E-3,0,5.6476204977157114E-3,0,5.7069118750000141E-5,2.4416263546068587E-2,null,8.9280837111363389E-3,9.6541414332039152E-3,0,3.5402181918184486E-3,0,6.9784008477410663E-5,2.2192227344636113E-2]
[2004,11,1,10,8.9405177032125978E-3,1.0386394461038987E-2,0,5.9284375813109923E-3,0,5.7069118750000141E-5,2.531241886431258E-2,null,9.135933330693723E-3,1.0052847094556793E-2,0,3.7162487427946553E-3,0,6.9784008477410663E-5,2.2974813176522581E-2]
[2004,11,1,14,8.4023756602362477E-3,1.0315086672704482E-2,0,5.2077578912077763E-3,0,5.7069118750000141E-5,2.3982289342898502E-2,null,8.586028952638677E-3,9.9838292755757407E-3,0,3.2644897497090832E-3,0,6.9784008477410663E-5,2.1904131986400909E-2]
[2004,11,1,18,1.2783782961130946E-2,8.9124459002896741E-3,4.6379296046931355E-4,3.9821072434860225E-3,4.9901356978765886E-5,5.7069118750000141E-5,2.6249099541104721E-2,null,1.3063202011778793E-2,8.6262327326589051E-3,1.9622179221236776E-4,2.4961890606607241E-3,3.5382253447018649E-5,6.9784008477410663E-5,2.4487011859235217E-2]
[2004,11,1,21,1.1255130429491864E-2,8.0905932682087244E-3,5.9207612000000719E-4,3.300460997292416E-3,6.3703860000000653E-5,5.7069118750000141E-5,2.335903379374301E-2,null,1.1501137254630273E-2,7.8307729727238526E-3,2.5049590505855289E-4,2.0688982322250283E-3,4.5168834206904169E-5,6.9784008477410663E-5,2.1766257207322018E-2]
[2004,11,1,24,6.8874653766865229E-3,6.8922730493648238E-3,5.9207612000000719E-4,1.7828685343349111E-3,6.3703860000000653E-5,5.7069118750000141E-5,1.6275456059136263E-2,null,7.0380068120953583E-3,6.6709354587971472E-3,2.5049590505855289E-4,1.1175934398258616E-3,4.5168834206904169E-5,6.9784008477410663E-5,1.5191984458461235E-2]
[2004,11,2,4,6.9268172268297096E-3,6.3316674252408807E-3,5.9207612000000719E-4,2.193219874450206E-3,6.3703860000000653E-5,5.7069118750000141E-5,1.6164553625270802E-2,null,7.0782187876522566E-3,6.1283330532360143E-3,2.5049590505855289E-4,1.3748227065410795E-3,4.5168834206904169E-5,6.9784008477410663E-5,1.4946823295172218E-2]
[2004,11,2,7,1.0135560622016461E-2,8.832629817111597E-3,5.8225555055891503E-4,4.6061080539792068E-3,6.2647225287566026E-5,5.7069118750000141E-5,2.4276270387703743E-2,null,1.0357096667754912E-2,8.5489798531456652E-3,2.4634101289648305E-4,2.8873447733915886E-3,4.4419633795136046E-5,6.9784008477410663E-5,2.2153965949461191E-2]
[2004,11,2,11,9.146431149425779E-3,1.1571226960204429E-2,0,7.8157848523298691E-3,0,5.7069118750000141E-5,2.8590512080710076E-2,null,9.3463474900237851E-3,1.1199630031739818E-2,0,4.8993348134402379E-3,0,6.9784008477410663E-5,2.5515096343681251E-2]
[2004,11,2,12,8.9413774617494862E-3,1.1324559743451862E-2,0,7.4448998579250284E-3,0,5.7069118750000141E-5,2.7767906181876374E-2,null,9.1368118812356781E-3,1.0960884254987814E-2,0,4.6668450764269995E-3,0,6.9784008477410663E-5,2.4834325221127902E-2]
[2004,11,2,15,8.3231083807877027E-3,1.1028216811714677E-2,0,7.1704821248819058E-3,0,5.7069118750000141E-5,2.6578876436134283E-2,null,8.5050291040407421E-3,1.0674058042919552E-2,0,4.494825966596624E-3,0,6.9784008477410663E-5,2.3743697122034328E-2]
[2004,11,2,19,1.2887096858219114E-2,9.7214386919600264E-3,5.9207612000000719E-4,5.6658537481113786E-3,6.3703860000000653E-5,5.7069118750000141E-5,2.8987238397040527E-2,null,1.3168774072286261E-2,9.4092456314822329E-3,2.5049590505855289E-4,3.5516477283414551E-3,4.5168834206904169E-5,6.9784008477410663E-5,2.6495116179852812E-2]
[2004,11,2,22,1.0292175599333273E-2,8.2042308383781862E-3,5.9207612000000719E-4,3.3532055357416461E-3,6.3703860000000653E-5,5.7069118750000141E-5,2.256246107220311E-2,null,1.0517134826489317E-2,7.9407612002455226E-3,2.5049590505855289E-4,2.1019612141680534E-3,4.5168834206904169E-5,6.9784008477410663E-5,2.0925305988645757E-2]
[2004,11,3,1,6.9016982903348859E-3,6.7104293500544823E-3,5.9207612000000719E-4,2.1097548580506498E-3,6.3703860000000653E-5,5.7069118750000141E-5,1.6434731597190024E-2,null,7.0525508188866246E-3,6.4949314651944852E-3,2.5049590505855289E-4,1.3225025533796467E-3,4.5168834206904169E-5,6.9784008477410663E-5,1.5235433585203625E-2]
[2004,11,3,4,6.9926712455209835E-3,6.2580575526180512E-3,5.9207612000000719E-4,1.8713979792070604E-3,6.3703860000000653E-5,5.7069118750000141E-5,1.58349758760961E-2,null,7.1455121977537263E-3,6.057087078812173E-3,2.5049590505855289E-4,1.1730882365061162E-3,4.5168834206904169E-5,6.9784008477410663E-5,1.4741136260814884E-2]
[2004,11,3,9,9.6330531662392454E-3,1.0799947400289668E-2,0,6.1953693274807908E-3,0,5.7069118750000141E-5,2.6685439012759705E-2,null,9.8436057529606227E-3,1.0453119246686836E-2,0,3.8835752521000182E-3,0,6.9784008477410663E-5,2.4250084260224885E-2]
[2004,11,3,10,9.5089922092986851E-3,1.1273883218333988E-2,0,6.6468450426001614E-3,0,5.7069118750000141E-5,2.7486789588982832E-2,null,9.7168331577736859E-3,1.0911835149429148E-2,0,4.1665833863180155E-3,0,6.9784008477410663E-5,2.4865035701998259E-2]
[2004,11,3,13,8.821868935199071E-3,1.1150627589384503E-2,0,6.4374743484175989E-3,0,5.7069118750000141E-5,2.6467039991751172E-2,null,9.0146912203010535E-3,1.0792537736258432E-2,0,4.0353390966780568E-3,0,6.9784008477410663E-5,2.3912352061714954E-2]
[2004,11,3,16,9.1046810184344257E-3,1.0733104558612549E-2,0,6.9916204116148529E-3,0,5.7069118750000141E-5,2.6886475107411829E-2,null,9.3036848136613549E-3,1.0388422987627316E-2,0,4.3827062709860653E-3,0,6.9784008477410663E-5,2.4144598080752144E-2]
[2004,11,3,20,1.2382710268722676E-2,9.2596672826564738E-3,5.9207612000000719E-4,4.6925267689904735E-3,6.3703860000000653E-5,5.7069118750000141E-5,2.7047753419119629E-2,null,1.2653362950972824E-2,8.962303491187068E-3,2.5049590505855289E-4,2.941516456336681E-3,4.5168834206904169E-5,6.9784008477410663E-5,2.4922631646239438E-2]
[2004,11,3,23,9.4074476013359162E-3,7.5494416140248566E-3,5.9207612000000719E-4,2.5863967144679322E-3,6.3703860000000653E-5,5.7069118750000141E-5,2.0256135028578714E-2,null,9.6130690582846897E-3,7.306999794756886E-3,2.5049590505855289E-4,1.6212861157229536E-3,4.5168834206904169E-5,6.9784008477410663E-5,1.8906803716507395E-2]
[2004,11,4,1,6.904287432349456E-3,6.6373297132785785E-3,5.9207612000000719E-4,1.8935391421244403E-3,6.3703860000000653E-5,5.7069118750000141E-5,1.6148005386502479E-2,null,7.055196552569397E-3,6.4241793409677023E-3,2.5049590505855289E-4,1.1869674530327629E-3,4.5168834206904169E-5,6.9784008477410663E-5,1.5031792094312732E-2]
[2004,11,4,7,1.0241845634042448E-2,8.8272703944353367E-3,5.9207612000000719E-4,3.5844442636668149E-3,6.3703860000000653E-5,5.7069118750000141E-5,2.336640939089461E-2,null,1.0465704783767309E-2,8.5437925422957202E-3,2.5049590505855289E-4,2.2469135089592408E-3,4.5168834206904169E-5,6.9784008477410663E-5,2.1621859582765135E-2]
[2004,11,4,10,9.4970759633830459E-3,1.1202679498273953E-2,0,6.2504240530833633E-3,0,5.7069118750000141E-5,2.7007248633490358E-2,null,9.7046564548297042E-3,1.0842918056687077E-2,0,3.9180863778391917E-3,0,6.9784008477410663E-5,2.4535444897833381E-2]
[2004,11,4,11,9.144624326361284E-3,1.1409734381161572E-2,0,6.907528961500306E-3,0,5.7069118750000141E-5,2.751895678777316E-2,null,9.3445011746754406E-3,1.1043323605085859E-2,0,4.3299934370425799E-3,0,6.9784008477410663E-5,2.4787602225281289E-2]
[2004,11,4,14,8.1145823685123356E-3,1.1203914594946459E-2,0,6.4228367643345188E-3,0,5.7069118750000141E-5,2.5798402846543316E-2,null,8.2919452749937259E-3,1.0844113489620255E-2,0,4.0261635082198466E-3,0,6.9784008477410663E-5,2.3232006281311238E-2]
[2004,11,4,17,1.1289597815973999E-2,9.9893785682939502E-3,0,5.5402493012098883E-3,0,5.7069118750000141E-5,2.6876294804227836E-2,null,1.1536358005311286E-2,9.6685809202990934E-3,0,3.4729124188294571E-3,0,6.9784008477410663E-5,2.4747635352917248E-2]
[2004,11,4,22,1.0392568631007001E-2,7.8821472436968604E-3,5.9207612000000719E-4,2.7292688979473796E-3,6.3703860000000653E-5,5.7069118750000141E-5,2.1716833871401248E-2,null,1.0619722179334426E-2,7.6290209576481242E-3,2.5049590505855289E-4,1.710845728176259E-3,4.5168834206904169E-5,6.9784008477410663E-5,2.0325037612901671E-2]
[2004,11,5,1,6.8697658929496421E-3,6.7763665778894861E-3,5.9207612000000719E-4,2.0750844936747678E-3,6.3703860000000653E-5,5.7069118750000141E-5,1.6434066063263902E-2,null,7.0199204653338346E-3,6.5587511931810092E-3,2.5049590505855289E-4,1.3007693907618474E-3,4.5168834206904169E-5,6.9784008477410663E-5,1.5244889797019559E-2]
[2004,11,5,5,7.4354876715171034E-3,6.625317634034897E-3,5.9207612000000719E-4,2.5873985821018154E-3,6.3703860000000653E-5,5.7069118750000141E-5,1.7361052986403822E-2,null,7.5980073976886177E-3,6.4125530161273162E-3,2.5049590505855289E-4,1.6219141377412003E-3,4.5168834206904169E-5,6.9784008477410663E-5,1.5997923299299999E-2]
[2004,11,5,8,1.0548341479232932E-2,9.9691207127741155E-3,2.9651172089600367E-5,4.5849255505241984E-3,3.1902893088000331E-6,5.7069118750000141E-5,2.5192298322679649E-2,null,1.0778899802305073E-2,9.6489736230056539E-3,1.2544834925332331E-5,2.8740664937851579E-3,2.2620552170817611E-6,6.9784008477410663E-5,2.3386530817715707E-2]
[2004,11,5,11,9.7890956535867171E-3,1.1313550763326102E-2,0,6.7199736010075525E-3,0,5.7069118750000141E-5,2.7879689136670372E-2,null,1.0003058908637489E-2,1.0950228815866334E-2,0,4.2124241174577963E-3,0,6.9784008477410663E-5,2.5235495850439028E-2]
[2004,11,5,12,9.2204165076059681E-3,1.1246297262105001E-2,0,6.9816095566998188E-3,0,5.7069118750000141E-5,2.7505392445160787E-2,null,9.4219499687861526E-3,1.0885135085131821E-2,0,4.3764309536731914E-3,0,6.9784008477410663E-5,2.4753300016068576E-2]
[2004,11,5,15,9.1632739073658695E-3,1.0687190204903909E-2,0,6.4032778662361919E-3,0,5.7069118750000141E-5,2.6310811097255971E-2,null,9.3635583852709793E-3,1.03439831217037E-2,0,4.0139029877249537E-3,0,6.9784008477410663E-5,2.3791228503177043E-2]
[2004,11,5,19,1.1480491727750005E-2,9.0369929850300078E-3,5.9207612000000719E-4,4.2131378377849539E-3,6.3703860000000653E-5,5.7069118750000141E-5,2.5443471649314972E-2,null,1.1731424343650312E-2,8.7467801279714971E-3,2.5049590505855289E-4,2.6410108866199082E-3,4.5168834206904169E-5,6.9784008477410663E-5,2.3484664105984585E-2]
[2004,11,5,23,9.3151055448268683E-3,6.4733148864531921E-3,5.9207612000000719E-4,1.6795202559389195E-3,6.3703860000000653E-5,5.7069118750000141E-5,1.8180789785968987E-2,null,9.5187086532286507E-3,6.2654316656795368E-3,2.5049590505855289E-4,1.0528094382417268E-3,4.5168834206904169E-5,6.9784008477410663E-5,1.7202398504892778E-2]
[2004,11,6,2,6.5592005419209112E-3,5.921487579335109E-3,5.9207612000000719E-4,2.504879735075705E-3,6.3703860000000653E-5,5.7069118750000141E-5,1.5698416955081732E-2,null,6.7025669925251568E-3,5.7313256713550928E-3,2.5049590505855289E-4,1.570187092071634E-3,4.5168834206904169E-5,6.9784008477410663E-5,1.4369528503694752E-2]
[2004,11,6,6,7.0538934867936534E-3,6.2927983740192761E-3,5.9207612000000719E-4,2.49042675685693E-3,6.3703860000000653E-5,5.7069118750000141E-5,1.6549967716419863E-2,null,7.2080725922621762E-3,6.0907122378407366E-3,2.5049590505855289E-4,1.5611272240375197E-3,4.5168834206904169E-5,6.9784008477410663E-5,1.5225360801883301E-2]
[2004,11,6,9,9.5788947338754336E-3,8.1509787734277122E-3,0,4.6847710951927832E-3,0,5.7069118750000141E-5,2.2471713721245925E-2,null,9.7882635631909107E-3,7.8892192654167765E-3,0,2.936654802215357E-3,0,6.9784008477410663E-5,2.0683921639300454E-2]
[2004,11,6,12,1.0168338776908117E-2,8.462236480231462E-3,0,4.6771592986855886E-3,0,5.7069118750000141E-5,2.3364803674575167E-2,null,1.0390591264794379E-2,8.1904812813394304E-3,0,2.9318833377591155E-3,0,6.9784008477410663E-5,2.1582739892370334E-2]
[2004,11,6,14,9.8977971512619143E-3,8.161957391180653E-3,0,3.6834998468395163E-3,0,5.7069118750000141E-5,2.1800323508032082E-2,null,1.011413632816436E-2,7.8998453172188631E-3,0,2.3090066290070593E-3,0,6.9784008477410663E-5,2.0392772282867695E-2]
[2004,11,6,17,1.0642554915959303E-2,7.9523573221614349E-3,0,4.4935366038916973E-3,0,5.7069118750000141E-5,2.3145517960762432E-2,null,1.0875172490907701E-2,7.6969763184760618E-3,0,2.8167792147389885E-3,0,6.9784008477410663E-5,2.145871203260016E-2]
[2004,11,6,21,1.0970295099291679E-2,6.5777831365779436E-3,5.9207612000000719E-4,2.8936091634875938E-3,6.3703860000000653E-5,5.7069118750000141E-5,2.1154536498107224E-2,null,1.1210076191577966E-2,6.3665450355481204E-3,2.5049590505855289E-4,1.8138626355532793E-3,4.5168834206904169E-5,6.9784008477410663E-5,1.975593261042223E-2]
[2004,11,6,24,7.7745401260076209E-3,5.6680734781141542E-3,5.9207612000000719E-4,2.985232514915905E-3,6.3703860000000653E-5,5.7069118750000141E-5,1.7140695217787688E-2,null,7.9444706252845311E-3,5.4860496787346516E-3,2.5049590505855289E-4,1.8712968515479762E-3,4.5168834206904169E-5,6.9784008477410663E-5,1.5667265903310027E-2]
[2004,11,7,3,6.7861402935661301E-3,5.8059111478516705E-3,5.9207612000000719E-4,4.2709444173753917E-3,6.3703860000000653E-5,5.7069118750000141E-5,1.7575844957543201E-2,null,6.9344670356702998E-3,5.6194608468680303E-3,2.5049590505855289E-4,2.6772470155799971E-3,4.5168834206904169E-5,6.9784008477410663E-5,1.5596623645861195E-2]
[2004,11,7,7,8.0360476959835756E-3,6.6784623510600782E-3,5.9207612000000719E-4,4.6689932222806294E-3,6.3703860000000653E-5,5.7069118750000141E-5,2.0096352368074288E-2,null,8.2116940461288927E-3,6.4639910503885524E-3,2.5049590505855289E-4,2.9267644222341952E-3,4.5168834206904169E-5,6.9784008477410663E-5,1.7967898266494503E-2]
[2004,11,7,9,1.0044758871715269E-2,7.9010238373427837E-3,0,5.6968378204740574E-3,0,5.7069118750000141E-5,2.3699689648282108E-2,null,1.0264310235850201E-2,7.6472913507378898E-3,0,3.5710701340571616E-3,0,6.9784008477410663E-5,2.155245572912266E-2]
[2004,11,7,14,9.3701537647833295E-3,8.4895483089231314E-3,0,5.6588721898099435E-3,0,5.7069118750000141E-5,2.3575643382266406E-2,null,9.5749600789503276E-3,8.2169160213967241E-3,0,3.5472713295172107E-3,0,6.9784008477410663E-5,2.1408931438341671E-2]
[2004,11,7,15,9.5947412916708268E-3,8.4270176194195644E-3,0,5.4928600030400374E-3,0,5.7069118750000141E-5,2.3571688032880424E-2,null,9.8044564840424255E-3,8.156393434597755E-3,0,3.4432063761613511E-3,0,6.9784008477410663E-5,2.1473840303278938E-2]
[2004,11,7,18,1.2908403280788338E-2,7.6991853409521891E-3,5.3286850800000657E-4,3.9351786105344799E-3,5.7333474000000601E-5,5.7069118750000141E-5,2.5190038333025015E-2,null,1.3190546195844394E-2,7.4519346704557E-3,2.2544631455269763E-4,2.46677178657876E-3,4.0651950786213765E-5,6.9784008477410663E-5,2.3445134926695171E-2]
[2004,11,7,22,1.069491880393552E-2,6.7506489365274256E-3,5.9207612000000719E-4,3.4848363419412885E-3,6.3703860000000653E-5,5.7069118750000141E-5,2.1643253181154242E-2,null,1.0928680912384761E-2,6.5338594449217604E-3,2.5049590505855289E-4,2.1844741547773217E-3,4.5168834206904169E-5,6.9784008477410663E-5,2.001246325982671E-2]
[2004,11,8,1,7.1375738167368166E-3,6.2325484503258609E-3,5.9207612000000719E-4,2.4213997675524104E-3,6.3703860000000653E-5,5.7069118750000141E-5,1.6504371133365094E-2,null,7.2935819487479287E-3,{"$f":"F7491*W$5","v":6.0323971726253109E-3},{"$f":"G7491*X$5","v":2.5049590505855289E-4},{"$f":"H7491*Y$5","v":1.5178575667790055E-3},{"$f":"I7491*Z$5","v":4.5168834206904169E-5},6.9784008477410663E-5,1.5209285435895113E-2]
[2004,11,8,6,8.7980341034983936E-3,6.9570365255655726E-3,5.9207612000000719E-4,3.1308070604167564E-3,6.3703860000000653E-5,5.7069118750000141E-5,1.9598726788230731E-2,null,8.9903354234004505E-3,6.7336191288618948E-3,2.5049590505855289E-4,1.9625504431191993E-3,4.5168834206904169E-5,6.9784008477410663E-5,1.8051953743124408E-2]
[2004,11,8,9,9.8260400136159273E-3,1.0493505429412844E-2,0,6.7327452858765742E-3,0,5.7069118750000141E-5,2.7109359847655345E-2,null,1.0040810772833308E-2,1.0156518314752736E-2,0,4.2204300645875253E-3,0,6.9784008477410663E-5,2.4487543160650979E-2]
[2004,11,8,12,1.0024025940969957E-2,1.0805847056437886E-2,0,6.8466432937787005E-3,0,5.7069118750000141E-5,2.7733585409936545E-2,null,1.0243124139102024E-2,1.045882944201891E-2,0,4.2918271777168653E-3,0,6.9784008477410663E-5,2.5063564767315208E-2]
[2004,11,8,13,9.79138837993173E-3,1.0906421687047646E-2,0,6.601094618276686E-3,0,5.7069118750000141E-5,2.7355973804006062E-2,null,1.0005401747802834E-2,1.0556174231580302E-2,0,4.1379046738339005E-3,0,6.9784008477410663E-5,2.4769264661694445E-2]
[2004,11,8,16,1.0016496635307428E-2,1.0408452569310332E-2,0,6.3915515977529622E-3,0,5.7069118750000141E-5,2.6873569921120718E-2,null,1.0235430263104825E-2,1.0074196831511116E-2,0,4.006552361204764E-3,0,6.9784008477410663E-5,2.4385963464298114E-2]
[2004,11,8,19,1.4357945893579848E-2,9.2157540218490291E-3,5.9207612000000719E-4,4.3714113811151867E-3,6.3703860000000653E-5,5.7069118750000141E-5,2.8657960395294068E-2,null,1.4671771904474693E-2,8.9198004553186928E-3,2.5049590505855289E-4,2.7402248613563286E-3,4.5168834206904169E-5,6.9784008477410663E-5,2.6697245968892582E-2]
[2004,11,8,23,9.2796990682796898E-3,7.625372643317755E-3,5.9207612000000719E-4,2.9137257193729686E-3,6.3703860000000653E-5,5.7069118750000141E-5,2.0531646529720421E-2,null,9.4825282865040762E-3,7.3804923845171887E-3,2.5049590505855289E-4,1.8264727245511044E-3,4.5168834206904169E-5,6.9784008477410663E-5,1.9054942143315236E-2]
[2004,11,9,3,7.4142852122870938E-3,6.5662686431981719E-3,5.9207612000000719E-4,2.6345189921281754E-3,6.3703860000000653E-5,5.7069118750000141E-5,1.7327921946363446E-2,null,7.5763415098281739E-3,6.3554003171617402E-3,2.5049590505855289E-4,1.6514516275298178E-3,4.5168834206904169E-5,6.9784008477410663E-5,1.5948642202262598E-2]
[2004,11,9,6,8.6096627310167859E-3,7.1113489217538304E-3,5.9207612000000719E-4,2.768404905304161E-3,6.3703860000000653E-5,5.7069118750000141E-5,1.9202265656824782E-2,null,8.7978467602680167E-3,6.8829759561511257E-3,2.5049590505855289E-4,1.7353781848552545E-3,4.5168834206904169E-5,6.9784008477410663E-5,1.7781649649017264E-2]
[2004,11,9,10,9.8741922932379309E-3,1.126892140807019E-2,0,6.998340064625342E-3,0,5.7069118750000141E-5,2.8198522884683462E-2,null,1.0090015531545376E-2,1.0907032682116619E-2,0,4.3869184941409435E-3,0,6.9784008477410663E-5,2.5453750716280348E-2]
[2004,11,9,13,9.234200359052893E-3,1.1280952404777191E-2,0,7.2200944790187906E-3,0,5.7069118750000141E-5,2.7792316361598873E-2,null,9.4360350980862203E-3,1.0918677316907285E-2,0,4.5259255347643822E-3,0,6.9784008477410663E-5,2.4950421958235297E-2]
[2004,11,9,14,8.4772646704414714E-3,1.1357135986091539E-2,0,7.4077225668548272E-3,0,5.7069118750000141E-5,2.7299192342137835E-2,null,8.6625548348245283E-3,1.0992414348265159E-2,0,4.6435404435780873E-3,0,6.9784008477410663E-5,2.4368293635145186E-2]
[2004,11,9,20,1.2953564485181458E-2,9.5121506698752356E-3,5.9207612000000719E-4,5.5053980479444599E-3,6.3703860000000653E-5,5.7069118750000141E-5,2.8683962301751159E-2,null,1.3236694502482289E-2,9.2066786586378208E-3,2.5049590505855289E-4,3.4510658657779828E-3,4.5168834206904169E-5,6.9784008477410663E-5,2.6259887774640958E-2]
[2004,11,9,21,1.1767513024401941E-2,9.054222780482301E-3,5.9207612000000719E-4,5.474293105032277E-3,6.3703860000000653E-5,5.7069118750000141E-5,2.7008878008666526E-2,null,1.2024719152491092E-2,8.763456607937873E-3,2.5049590505855289E-4,3.4315676922024524E-3,4.5168834206904169E-5,6.9784008477410663E-5,2.4585192200374282E-2]
[2004,11,10,1,7.3148434707730279E-3,7.1139557563149342E-3,5.9207612000000719E-4,3.7204011197244187E-3,6.3703860000000653E-5,5.7069118750000141E-5,1.8862049445562388E-2,null,7.4747262397824431E-3,6.8854990751547312E-3,2.5049590505855289E-4,2.3321382395005809E-3,4.5168834206904169E-5,6.9784008477410663E-5,1.7057812302180619E-2]
[2004,11,10,4,7.2852277022532755E-3,6.5306754258327047E-3,5.9207612000000719E-4,3.0425833526155008E-3,6.3703860000000653E-5,5.7069118750000141E-5,1.7571335579451487E-2,null,7.4444631503601724E-3,6.3209501359058123E-3,2.5049590505855289E-4,1.9072472981160942E-3,4.5168834206904169E-5,6.9784008477410663E-5,1.6038109332124944E-2]
[2004,11,10,7,1.002194417285966E-2,8.4976999538611455E-3,5.9207612000000719E-4,3.350166749957818E-3,6.3703860000000653E-5,5.7069118750000141E-5,2.2582659975428628E-2,null,1.0240996869149994E-2,8.2248058854336014E-3,2.5049590505855289E-4,2.1000563473808288E-3,4.5168834206904169E-5,6.9784008477410663E-5,2.0931307849707287E-2]
[2004,11,10,11,9.3112283754046982E-3,1.1548535199991494E-2,0,7.9141403943326898E-3,0,5.7069118750000141E-5,2.8830973088478883E-2,null,9.5147467393296367E-3,1.1177666991862728E-2,0,4.9609891117779869E-3,0,6.9784008477410663E-5,2.5723186851447762E-2]
[2004,11,10,14,8.4823566412863399E-3,1.1489759497708647E-2,0,8.0562141407495447E-3,0,5.7069118750000141E-5,2.808539939849453E-2,null,8.6677581024321576E-3,1.1120778805096754E-2,0,5.0500482229289909E-3,0,6.9784008477410663E-5,2.4908369138935314E-2]
[2004,11,10,17,1.1721211034215424E-2,1.053768657452802E-2,0,7.6831669378045519E-3,0,5.7069118750000141E-5,2.9999133665297995E-2,null,1.1977405125556114E-2,{"$f":"F7555*W$5","v":1.019928063212585E-2},{"$f":"G7555*X$5","v":0},{"$f":"H7555*Y$5","v":4.8162031027041063E-3},{"$f":"I7555*Z$5","v":0},6.9784008477410663E-5,2.7062672868863481E-2]
[2004,11,10,19,1.3336617050245154E-2,9.9391516465535366E-3,5.9207612000000719E-4,6.459669389664695E-3,6.3703860000000653E-5,5.7069118750000141E-5,3.0448287185213391E-2,null,1.3628119564513725E-2,9.6199669796115245E-3,2.5049590505855289E-4,4.0492520869051642E-3,4.5168834206904169E-5,6.9784008477410663E-5,2.7662787378773278E-2]
[2004,11,10,22,1.1075505894635325E-2,8.7676627616279559E-3,5.9207612000000719E-4,5.7279376596516265E-3,6.3703860000000653E-5,5.7069118750000141E-5,2.6283955414664915E-2,null,1.1317586611425737E-2,8.4860991415175308E-3,2.5049590505855289E-4,3.5905651083500681E-3,4.5168834206904169E-5,6.9784008477410663E-5,2.3759699609036202E-2]
[2004,11,11,2,7.4080709589302305E-3,6.9950695329122131E-3,5.9207612000000719E-4,3.7573325801470458E-3,6.3703860000000653E-5,5.7069118750000141E-5,1.8873322170739497E-2,null,7.5699914296367393E-3,6.770430748990146E-3,2.5049590505855289E-4,2.3552887730910531E-3,4.5168834206904169E-5,6.9784008477410663E-5,1.7061159699460805E-2]
[2004,11,11,5,7.8712288670414639E-3,6.7505203586304373E-3,5.9207612000000719E-4,3.3581804361727365E-3,6.3703860000000653E-5,5.7069118750000141E-5,1.8692778760594643E-2,null,8.0432727216772811E-3,6.5337349961591979E-3,2.5049590505855289E-4,2.1050797369186092E-3,4.5168834206904169E-5,6.9784008477410663E-5,1.7047536202497954E-2]
[2004,11,11,9,9.9775608133659648E-3,1.0997166437574804E-2,0,7.5669278030530123E-3,0,5.7069118750000141E-5,2.859872417274378E-2,null,1.0195643409005185E-2,1.0644004816592761E-2,0,4.7433384511902377E-3,0,6.9784008477410663E-5,2.5652770685265593E-2]
[2004,11,11,10,9.9226474930629617E-3,1.1544340344645281E-2,0,8.2768187811546566E-3,0,5.7069118750000141E-5,2.9800875737612899E-2,null,1.0139529831479916E-2,1.1173606849573943E-2,0,5.1883345262451622E-3,0,6.9784008477410663E-5,2.657125521577643E-2]
[2004,11,11,16,9.4720163398979897E-3,1.1050041245205457E-2,0,8.4253489190090538E-3,0,5.7069118750000141E-5,2.9004475622862503E-2,null,9.6790490954964184E-3,1.0695181609295846E-2,0,5.2814408346945566E-3,0,6.9784008477410663E-5,2.5725455547964231E-2]
[2004,11,11,17,1.1949316799294101E-2,1.072170429345946E-2,0,8.531596186436053E-3,0,5.7069118750000141E-5,3.1259686397939614E-2,null,1.221049666804664E-2,1.0377388829156703E-2,0,5.348042071291137E-3,0,6.9784008477410663E-5,2.800571157697189E-2]
[2004,11,11,20,1.2999575159877083E-2,9.8484261953181336E-3,5.9207612000000719E-4,7.1106574272771722E-3,6.3703860000000653E-5,5.7069118750000141E-5,3.0671507881222394E-2,null,1.3283710846554671E-2,9.5321550741157904E-3,2.5049590505855289E-4,4.4573247777568324E-3,4.5168834206904169E-5,6.9784008477410663E-5,2.7638639446170159E-2]
[2004,11,11,23,1.01959570995593E-2,8.2557624202570564E-3,5.9207612000000719E-4,5.6264028716604417E-3,6.3703860000000653E-5,5.7069118750000141E-5,2.4790971490226802E-2,null,1.0418813249563352E-2,7.9906379033798172E-3,2.5049590505855289E-4,3.5269178955647522E-3,4.5168834206904169E-5,6.9784008477410663E-5,2.2301817796250786E-2]
[2004,11,12,3,7.0312157147341941E-3,6.882947452868781E-3,5.9207612000000719E-4,4.430855981630794E-3,6.3703860000000653E-5,5.7069118750000141E-5,1.9057868247983775E-2,null,7.1848991452089428E-3,6.6619093433350467E-3,2.5049590505855289E-4,2.7774877858456515E-3,4.5168834206904169E-5,6.9784008477410663E-5,1.6989745022132505E-2]
[2004,11,12,7,1.0649815300788958E-2,8.9847107283668737E-3,5.9207612000000719E-4,4.308261735709789E-3,6.3703860000000653E-5,5.7069118750000141E-5,2.4655636863615625E-2,null,1.0882591568187204E-2,8.6961768571286249E-3,2.5049590505855289E-4,2.7006394247000415E-3,4.5168834206904169E-5,6.9784008477410663E-5,2.2644856597758733E-2]
[2004,11,12,11,1.0743789229976465E-2,1.1629059083730225E-2,0,8.3038654971653702E-3,0,5.7069118750000141E-5,3.0733782929622058E-2,null,1.0978619514261502E-2,1.1255604941718365E-2,0,5.2052887950542661E-3,0,6.9784008477410663E-5,2.7509297259511546E-2]
[2004,11,12,14,9.7602748292018662E-3,1.1258768806778671E-2,0,7.2827280978068889E-3,0,5.7069118750000141E-5,2.8358840852537426E-2,null,9.9736081386869943E-3,1.0897206120187117E-2,0,4.5651874994701788E-3,0,6.9784008477410663E-5,2.5505785766821699E-2]
[2004,11,12,17,1.1249004305344121E-2,1.013171620366444E-2,0,7.6516603792911326E-3,0,5.7069118750000141E-5,2.9089450007049693E-2,null,1.1494877229915013E-2,9.8063475427346124E-3,0,4.7964531758710417E-3,0,6.9784008477410663E-5,2.6167461956998078E-2]
[2004,11,12,18,1.3805535865613288E-2,9.810561704443178E-3,5.9207612000000719E-4,7.1874994261641231E-3,6.3703860000000653E-5,5.7069118750000141E-5,3.1516446094970597E-2,null,1.4107287681721498E-2,9.4955065587424298E-3,2.5049590505855289E-4,4.5054932838498509E-3,4.5168834206904169E-5,6.9784008477410663E-5,2.8473736272056648E-2]
[2004,11,12,21,1.2650469044103704E-2,8.4335412668824303E-3,5.9207612000000719E-4,5.6187775048871921E-3,6.3703860000000653E-5,5.7069118750000141E-5,2.7415636914623332E-2,null,1.292697421172904E-2,8.1627075824658134E-3,2.5049590505855289E-4,3.5221379245697348E-3,4.5168834206904169E-5,6.9784008477410663E-5,2.4977268466507455E-2]
[2004,11,12,24,8.68924352290836E-3,6.7711127964058468E-3,5.9207612000000719E-4,4.8463274716967894E-3,6.3703860000000653E-5,5.7069118750000141E-5,2.1019532889761005E-2,null,8.879166973846251E-3,6.5536661309757022E-3,2.5049590505855289E-4,3.0379266251600976E-3,4.5168834206904169E-5,6.9784008477410663E-5,1.8836208477724915E-2]
[2004,11,13,5,7.729922815853091E-3,6.1085503879165217E-3,5.9207612000000719E-4,3.3365632252188734E-3,6.3703860000000653E-5,5.7069118750000141E-5,1.7887885527738491E-2,null,7.898878100947802E-3,5.9123811684095706E-3,2.5049590505855289E-4,2.0915289603559493E-3,4.5168834206904169E-5,6.9784008477410663E-5,1.6268236977456187E-2]
[2004,11,13,8,1.0193014786347628E-2,8.0055666116162962E-3,1.2833052562029361E-4,4.6863409635027132E-3,1.3807599330034764E-5,5.7069118750000141E-5,2.3084129605166964E-2,null,1.0415806625312699E-2,7.7484768514960861E-3,5.4294152518589777E-5,2.9376388761898427E-3,9.7901942666220687E-6,6.9784008477410663E-5,2.1235790708261249E-2]
[2004,11,13,12,1.1801819841752699E-2,8.7810058819304346E-3,0,5.5350304797145795E-3,0,5.7069118750000141E-5,2.6174925322147713E-2,null,1.2059775824432158E-2,8.4990137625314231E-3,0,3.4696409938452504E-3,0,6.9784008477410663E-5,2.4098214589286245E-2]
[2004,11,13,15,1.0849510948154457E-2,8.3613716479535895E-3,0,4.8253390176457786E-3,0,5.7069118750000141E-5,2.4093290732503825E-2,null,1.1086652024340136E-2,8.0928556096098257E-3,0,3.0247699856727969E-3,0,6.9784008477410663E-5,2.2274061628100167E-2]
[2004,11,13,18,1.3470217624762106E-2,7.7719200964499798E-3,5.9207612000000719E-4,3.7924657528434517E-3,6.3703860000000653E-5,5.7069118750000141E-5,2.5747452572805543E-2,null,1.3764640287613537E-2,7.522333631155881E-3,2.5049590505855289E-4,2.3773120477013818E-3,4.5168834206904169E-5,6.9784008477410663E-5,2.4029734714213664E-2]
[2004,11,13,21,1.2745468916604641E-2,6.8999438243404695E-3,5.9207612000000719E-4,3.3405645689103271E-3,6.3703860000000653E-5,5.7069118750000141E-5,2.3698826408605444E-2,null,1.3024050525473275E-2,6.6783598954691971E-3,2.5049590505855289E-4,2.0940372078088248E-3,4.5168834206904169E-5,6.9784008477410663E-5,2.2161896376494163E-2]
[2004,11,13,23,9.7336173154177266E-3,6.2049726948105958E-3,5.9207612000000719E-4,3.3900483703516188E-3,6.3703860000000653E-5,5.7069118750000141E-5,2.0041487479329944E-2,null,9.9463679634780762E-3,6.0057069814572674E-3,2.5049590505855289E-4,2.125056192553577E-3,4.5168834206904169E-5,6.9784008477410663E-5,1.8442579885231784E-2]
[2004,11,14,3,7.265381207196912E-3,6.1970589360505948E-3,5.9207612000000719E-4,4.6651987559212134E-3,6.3703860000000653E-5,5.7069118750000141E-5,1.8840487997918726E-2,null,7.4241828643966728E-3,5.9980473641515772E-3,2.5049590505855289E-4,2.9243858561036839E-3,4.5168834206904169E-5,6.9784008477410663E-5,1.6712064832394798E-2]
[2004,11,14,6,7.6020343819708592E-3,6.3911383317245994E-3,5.9207612000000719E-4,4.387399113861332E-3,6.3703860000000653E-5,5.7069118750000141E-5,1.9093420926306798E-2,null,7.7681943704860793E-3,6.1858941185025176E-3,2.5049590505855289E-4,2.75024679224505E-3,4.5168834206904169E-5,6.9784008477410663E-5,1.706978402897651E-2]
[2004,11,14,9,1.0720660129401932E-2,8.3828766903144142E-3,0,5.4168842812836217E-3,0,5.7069118750000141E-5,2.4577490219749969E-2,null,1.0954984873867923E-2,8.1136700417427758E-3,0,3.3955808970047062E-3,0,6.9784008477410663E-5,2.2534019821092814E-2]
[2004,11,14,13,1.1311238046051992E-2,9.0973880717753666E-3,0,6.3479698421291201E-3,0,5.7069118750000141E-5,2.6813665078706476E-2,null,1.1558471232510911E-2,8.8052356944908587E-3,0,3.9792330814915969E-3,0,6.9784008477410663E-5,2.4412724016970776E-2]
[2004,11,14,16,1.1463516435521163E-2,8.8835050564314705E-3,0,5.8903055602994355E-3,0,5.7069118750000141E-5,2.6294396171002068E-2,null,1.1714078017271916E-2,8.5982212914234198E-3,0,3.6923456362508429E-3,0,6.9784008477410663E-5,2.4074428953423588E-2]
[2004,11,14,18,1.4435302077957041E-2,8.7341020471012349E-3,5.9207612000000719E-4,6.0872276648462342E-3,6.3703860000000653E-5,5.7069118750000141E-5,2.9969480888654514E-2,null,1.475081888661231E-2,8.4536161915596073E-3,2.5049590505855289E-4,3.8157865114246841E-3,4.5168834206904169E-5,6.9784008477410663E-5,2.7385670337339466E-2]
[2004,11,14,21,1.2593034701541337E-2,7.8945339526577309E-3,5.9207612000000719E-4,5.7606913781569858E-3,6.3703860000000653E-5,5.7069118750000141E-5,2.696110913110606E-2,null,1.286828450919051E-2,7.6410098813940409E-3,2.5049590505855289E-4,3.6110968190323409E-3,4.5168834206904169E-5,6.9784008477410663E-5,2.4485839957359756E-2]
[2004,11,14,24,8.4965377452420419E-3,7.4471667113703783E-3,5.9207612000000719E-4,5.1066350111547264E-3,6.3703860000000653E-5,5.7069118750000141E-5,2.1763188566517152E-2,null,8.6822491671104795E-3,7.2080093354735487E-3,2.5049590505855289E-4,3.2011007419459588E-3,4.5168834206904169E-5,6.9784008477410663E-5,1.945680799227285E-2]
[2004,11,15,4,6.8922413103993723E-3,6.3938582219867403E-3,5.9207612000000719E-4,3.3862649854840446E-3,6.3703860000000653E-5,5.7069118750000141E-5,1.7385213616620165E-2,null,7.0428871348507983E-3,6.1885266625505836E-3,2.5049590505855289E-4,2.1226845728705168E-3,4.5168834206904169E-5,6.9784008477410663E-5,1.5719547118014765E-2]
[2004,11,15,7,1.0003916736599262E-2,8.6092316591274733E-3,5.9207612000000719E-4,4.8229619107124991E-3,6.3703860000000653E-5,5.7069118750000141E-5,2.4148959405189241E-2,null,1.0222575401706431E-2,8.3327558755329958E-3,2.5049590505855289E-4,3.0232798931262993E-3,4.5168834206904169E-5,6.9784008477410663E-5,2.1944059918108591E-2]
[2004,11,15,10,1.006483796398994E-2,1.1442412516405581E-2,0,8.7139215077871261E-3,0,5.7069118750000141E-5,3.0278241106932644E-2,null,1.0284828202980486E-2,1.1074952318801245E-2,0,5.4623329340956206E-3,0,6.9784008477410663E-5,2.6891897464354761E-2]
[2004,11,15,15,8.988329601338425E-3,1.1163732420510827E-2,0,8.1908705679508663E-3,0,5.7069118750000141E-5,2.8400001708550116E-2,null,9.1847902680872399E-3,1.0805221720484825E-2,0,5.134457777964817E-3,0,6.9784008477410663E-5,2.5194253775014292E-2]
[2004,11,15,18,1.4132641122279395E-2,9.9346982960819685E-3,5.9207612000000719E-4,6.6184911953349876E-3,6.3703860000000653E-5,5.7069118750000141E-5,3.1398679712446358E-2,null,1.444154257793933E-2,9.6156566434773549E-3,2.5049590505855289E-4,4.1488097405964564E-3,4.5168834206904169E-5,6.9784008477410663E-5,2.8571457709756005E-2]
[2004,11,15,19,1.4163075534378311E-2,9.8118004211872282E-3,5.9207612000000719E-4,6.1869348462669106E-3,6.3703860000000653E-5,5.7069118750000141E-5,3.0874659900582458E-2,null,1.4472642204283636E-2,9.4967054954926289E-3,2.5049590505855289E-4,3.8782880866745071E-3,4.5168834206904169E-5,6.9784008477410663E-5,2.821308453419364E-2]
[2004,11,15,22,1.1024187427604779E-2,8.7533753172795437E-3,5.9207612000000719E-4,5.3514765987563622E-3,6.3703860000000653E-5,5.7069118750000141E-5,2.584188844239069E-2,null,1.1265146460979415E-2,8.4722705223614463E-3,2.5049590505855289E-4,3.3545800068667535E-3,4.5168834206904169E-5,6.9784008477410663E-5,2.3457445737950479E-2]
[2004,11,16,1,7.2838785927922386E-3,7.1409370701183399E-3,5.9207612000000719E-4,3.8502327261539801E-3,6.3703860000000653E-5,5.7069118750000141E-5,1.8987897487814563E-2,null,7.4430845530013851E-3,{"$f":"F7683*W$5","v":6.9116139144373475E-3},{"$f":"G7683*X$5","v":2.5049590505855289E-4},{"$f":"H7683*Y$5","v":2.4135233494138363E-3},{"$f":"I7683*Z$5","v":4.5168834206904169E-5},6.9784008477410663E-5,1.7133670564595433E-2]
[2004,11,16,5,7.6769358776977896E-3,6.6679456623098699E-3,5.9207612000000719E-4,3.0009498215091985E-3,6.3703860000000653E-5,5.7069118750000141E-5,1.8058680460266863E-2,null,7.8447330110935007E-3,6.4538120932592542E-3,2.5049590505855289E-4,1.8811492654540578E-3,4.5168834206904169E-5,6.9784008477410663E-5,1.6545143117549677E-2]
[2004,11,16,8,1.0143955739124067E-2,1.0028212215095148E-2,1.6780226655891003E-4,5.3143460908548793E-3,1.8054523287565569E-5,5.7069118750000141E-5,2.5729439953670569E-2,null,1.0365675279502518E-2,9.706167468247073E-3,7.0993879355496042E-5,3.3313047001074813E-3,1.2801449850303124E-5,6.9784008477410663E-5,2.3556726785540282E-2]
[2004,11,16,12,9.2453288389601537E-3,1.1509177148247264E-2,0,8.4244649716286799E-3,0,5.7069118750000141E-5,2.9236040077586099E-2,null,9.4474068165794536E-3,1.1139572879646157E-2,0,5.2808867311392848E-3,0,6.9784008477410663E-5,2.5937650435842306E-2]
[2004,11,16,16,9.2373028702514744E-3,1.0916242044877256E-2,0,7.8099677091703961E-3,0,5.7069118750000141E-5,2.8020581743049128E-2,null,9.4392054218201335E-3,1.0565679219672679E-2,0,4.8956883297492908E-3,0,6.9784008477410663E-5,2.4970356979719513E-2]
[2004,11,16,19,1.3247183282557869E-2,9.988827847600773E-3,5.9207612000000719E-4,6.7025820616026443E-3,6.3703860000000653E-5,5.7069118750000141E-5,3.0651442290511293E-2,null,1.3536731015636941E-2,9.6680478853810488E-3,2.5049590505855289E-4,4.2015222085547664E-3,4.5168834206904169E-5,6.9784008477410663E-5,2.7771749857315623E-2]
[2004,11,16,20,1.2701813216879944E-2,9.7145608185974751E-3,5.9207612000000719E-4,6.5018418792968371E-3,6.3703860000000653E-5,5.7069118750000141E-5,2.9631065013524263E-2,null,1.2979440629779394E-2,9.4025886332805165E-3,2.5049590505855289E-4,4.0756879664141316E-3,4.5168834206904169E-5,6.9784008477410663E-5,2.6823165977216908E-2]
[2004,11,16,23,9.9666436395137101E-3,8.1461984400610782E-3,5.9207612000000719E-4,5.1243180204586696E-3,6.3703860000000653E-5,5.7069118750000141E-5,2.3950009198783463E-2,null,1.0184487615147973E-2,7.8845924470751436E-3,2.5049590505855289E-4,3.212185359131061E-3,4.5168834206904169E-5,6.9784008477410663E-5,2.1646714169097043E-2]
[2004,11,17,5,7.6246019233405984E-3,6.6092089388947528E-3,5.9207612000000719E-4,2.7674280167126228E-3,6.3703860000000653E-5,5.7069118750000141E-5,1.7714087977697981E-2,null,7.7912551775037231E-3,6.3969616335985517E-3,2.5049590505855289E-4,1.7347658209819132E-3,4.5168834206904169E-5,6.9784008477410663E-5,1.6288431379827054E-2]
[2004,11,17,7,1.0069349804122952E-2,8.6065850237463642E-3,5.9207612000000719E-4,4.0084443139614982E-3,6.3703860000000653E-5,5.7069118750000141E-5,2.3397228240580822E-2,null,1.0289438659782013E-2,8.3301942338679172E-3,2.5049590505855289E-4,2.5126984872509486E-3,4.5168834206904169E-5,6.9784008477410663E-5,2.1497780128643743E-2]
[2004,11,17,10,9.5245816870642794E-3,1.1290037225478229E-2,0,7.1306488243673572E-3,0,5.7069118750000141E-5,2.8002336855659862E-2,null,9.732763379518632E-3,1.0927470388818004E-2,0,4.4698564108024957E-3,0,6.9784008477410663E-5,2.5199874187616544E-2]
[2004,11,17,13,8.9625476358327263E-3,1.1290479174572932E-2,0,7.2888627683087553E-3,0,5.7069118750000141E-5,2.7598958697464416E-2,null,9.1584447782830335E-3,1.0927898145215017E-2,0,4.5690330255851687E-3,0,6.9784008477410663E-5,2.4725159957560628E-2]
[2004,11,17,17,1.1393819325842826E-2,1.0366851176138473E-2,4.9339676469308564E-5,6.8597921282224491E-3,5.3086549787654353E-6,5.7069118750000141E-5,2.8732180080401824E-2,null,1.1642857516569309E-2,1.0033931420251605E-2,2.0874658671380774E-5,4.3000695415438602E-3,3.7640695021857368E-6,6.9784008477410663E-5,2.607128121501575E-2]
[2004,11,17,20,1.2506852093838101E-2,9.5481718584208113E-3,5.9207612000000719E-4,5.7165253541659414E-3,6.3703860000000653E-5,5.7069118750000141E-5,2.8484398405174857E-2,null,1.2780218181895037E-2,9.2415430672611633E-3,2.5049590505855289E-4,3.5834112899397561E-3,4.5168834206904169E-5,6.9784008477410663E-5,2.5970621286838823E-2]
[2004,11,17,21,1.1389585057361883E-2,9.0816598106747588E-3,5.9207612000000719E-4,5.6368728522926013E-3,6.3703860000000653E-5,5.7069118750000141E-5,2.6820966819079251E-2,null,1.163853069838827E-2,8.7900125287906933E-3,2.5049590505855289E-4,3.5334810164254671E-3,4.5168834206904169E-5,6.9784008477410663E-5,2.4327472991347295E-2]
[2004,11,18,2,7.018067721224595E-3,6.7708736123313013E-3,5.9207612000000719E-4,2.780618251324279E-3,6.3703860000000653E-5,5.7069118750000141E-5,1.7282408683630183E-2,null,7.171463771987443E-3,6.553434628028469E-3,2.5049590505855289E-4,1.7430341365575481E-3,4.5168834206904169E-5,6.9784008477410663E-5,1.5833381284316324E-2]
[2004,11,18,4,7.0498863096055556E-3,6.4508460755845149E-3,5.9207612000000719E-4,2.7244733629803578E-3,6.3703860000000653E-5,5.7069118750000141E-5,1.6938054846920434E-2,null,7.2039778289777652E-3,6.243684415379481E-3,2.5049590505855289E-4,1.7078396408981534E-3,4.5168834206904169E-5,6.9784008477410663E-5,1.5520950632998267E-2]
[2004,11,18,8,1.0037445161669248E-2,1.0011283809283053E-2,1.9740607255891036E-4,5.2755348111248037E-3,2.1239716287565598E-5,5.7069118750000141E-5,2.5599978689673581E-2,null,1.0256836667808782E-2,9.6897826991318645E-3,8.351867460842367E-5,3.306975799360035E-3,1.5059891560648331E-5,6.9784008477410663E-5,2.3421957740947165E-2]
[2004,11,18,11,9.0380496044873918E-3,1.1460547660954421E-2,0,7.4757893808663151E-3,0,5.7069118750000141E-5,2.8031455765058128E-2,null,9.2355970165384632E-3,1.1092505073597055E-2,0,4.6862082137159814E-3,0,6.9784008477410663E-5,2.5084094312328907E-2]
[2004,11,18,15,8.274190964064029E-3,1.1013397998544564E-2,0,7.0274876761745441E-3,0,5.7069118750000141E-5,2.6372145757533137E-2,null,8.4550424843915627E-3,1.065971511925333E-2,0,4.4051897120275345E-3,0,6.9784008477410663E-5,2.3589731324149838E-2]
[2004,11,18,18,1.3778026678961676E-2,9.804411075954287E-3,5.9207612000000719E-4,5.1696119283511999E-3,6.3703860000000653E-5,5.7069118750000141E-5,2.9464898782017166E-2,null,{"$f":"E7748*V$5","v":1.4079177218370988E-2},9.4895534507638928E-3,2.5049590505855289E-4,3.240577903701742E-3,4.5168834206904169E-5,6.9784008477410663E-5,{"$f":"SUM(M7748:R7748)","v":2.7174757320579491E-2}]
[2004,11,18,19,1.2854593734086574E-2,9.7598559139678992E-3,5.9207612000000719E-4,5.6625073562428232E-3,6.3703860000000653E-5,5.7069118750000141E-5,2.8989806103047303E-2,null,1.3135560517437255E-2,9.4464291276503687E-3,2.5049590505855289E-4,3.5495500382833494E-3,4.5168834206904169E-5,6.9784008477410663E-5,2.6496988431113842E-2]
[2004,11,18,23,9.5441264359815443E-3,7.8721747202309487E-3,5.9207612000000719E-4,3.798514066316489E-3,6.3703860000000653E-5,5.7069118750000141E-5,2.1927664321278989E-2,null,9.7527353239854637E-3,7.6193686905475675E-3,2.5049590505855289E-4,2.3811034408014898E-3,4.5168834206904169E-5,6.9784008477410663E-5,2.0118656203077387E-2]
[2004,11,19,2,6.6770348043989972E-3,6.9038635974559785E-3,5.9207612000000719E-4,3.355660865933354E-3,6.3703860000000653E-5,5.7069118750000141E-5,1.7649408366538336E-2,null,6.8229767944860019E-3,6.6821537894834662E-3,2.5049590505855289E-4,2.1035003410649687E-3,4.5168834206904169E-5,6.9784008477410663E-5,1.5974079672777301E-2]
[2004,11,19,5,7.4141132720915541E-3,6.7034374893106844E-3,5.9207612000000719E-4,2.9795319976997818E-3,6.3703860000000653E-5,5.7069118750000141E-5,1.7809931857852027E-2,null,7.5761658114832384E-3,6.4881641401879596E-3,2.5049590505855289E-4,1.8677234749800117E-3,4.5168834206904169E-5,6.9784008477410663E-5,1.6297502174394074E-2]
[2004,11,19,9,1.0691967465709593E-2,1.0675703792974613E-2,0,5.7665959686675405E-3,0,5.7069118750000141E-5,2.7191336346101744E-2,null,1.0925665065857361E-2,1.0332865582963625E-2,0,3.6147981192080803E-3,0,6.9784008477410663E-5,2.4943112776506477E-2]
[2004,11,19,12,9.0352455196099878E-3,1.1186642940120782E-2,0,6.7046122425536763E-3,0,5.7069118750000141E-5,2.6983569821034444E-2,null,9.2327316419210225E-3,1.0827396494547151E-2,0,4.2027948301019179E-3,0,6.9784008477410663E-5,2.43327069750475E-2]
[2004,11,19,16,9.5562400190935051E-3,1.0025005119662273E-2,0,5.6227807288619733E-3,0,5.7069118750000141E-5,2.5261094986367753E-2,null,9.7651136773851694E-3,9.7030633650738995E-3,0,3.5246473506806392E-3,0,6.9784008477410663E-5,2.3062608401617116E-2]
[2004,11,19,20,1.1976134216079602E-2,8.8390203190614504E-3,5.9207612000000719E-4,5.2329984755799782E-3,6.3703860000000653E-5,5.7069118750000141E-5,2.6761002109471035E-2,null,1.2237900241305683E-2,8.5551651313189835E-3,2.5049590505855289E-4,3.2803118425715093E-3,4.5168834206904169E-5,6.9784008477410663E-5,2.4438825962939042E-2]
[2004,11,19,23,9.8250785981398789E-3,7.0001917888339012E-3,5.9207612000000719E-4,4.1203444887416701E-3,6.3703860000000653E-5,5.7069118750000141E-5,2.1658463974465456E-2,null,1.0039828343405411E-2,6.7753885094288691E-3,2.5049590505855289E-4,2.5828432561115083E-3,4.5168834206904169E-5,6.9784008477410663E-5,1.9763508856688653E-2]
[2004,11,19,24,7.9198022946505228E-3,6.5633590344815976E-3,5.9207612000000719E-4,3.8827239030867935E-3,6.3703860000000653E-5,5.7069118750000141E-5,1.9078734330968919E-2,null,8.092907833536651E-3,6.3525841472538451E-3,2.5049590505855289E-4,2.4338904855728013E-3,4.5168834206904169E-5,6.9784008477410663E-5,1.7244831214106162E-2]
[2004,11,20,3,7.410927712095422E-3,6.5717688175113698E-3,5.9207612000000719E-4,5.2608983417784848E-3,6.3703860000000653E-5,5.7069118750000141E-5,1.9956443970135282E-2,null,7.5729106237288285E-3,6.3607238595682417E-3,2.5049590505855289E-4,3.2978009096760008E-3,4.5168834206904169E-5,6.9784008477410663E-5,1.7596884140715936E-2]
[2004,11,20,6,8.2541407032744769E-3,6.9088976178742594E-3,5.9207612000000719E-4,4.7905397077271147E-3,6.3703860000000653E-5,5.7069118750000141E-5,2.0666427127625859E-2,null,8.4345539789249784E-3,6.6870261480026505E-3,2.5049590505855289E-4,3.0029559933752248E-3,4.5168834206904169E-5,6.9784008477410663E-5,1.848998486804572E-2]
[2004,11,20,9,1.0882613299483736E-2,8.7929210255257382E-3,0,6.6083294926906873E-3,0,5.7069118750000141E-5,2.6340932936450158E-2,null,1.112047790387783E-2,8.5105462647026616E-3,0,4.1424398641899682E-3,0,6.9784008477410663E-5,2.3843248041247871E-2]
[2004,11,20,14,1.1327176083095841E-2,8.835931593970843E-3,0,5.8387905033773068E-3,0,5.7069118750000141E-5,2.6058967299193988E-2,null,1.1574757632100771E-2,8.5521755971577802E-3,0,3.6600533563885458E-3,0,6.9784008477410663E-5,2.3856770594124506E-2]
[2004,11,20,18,1.3547132177254626E-2,8.5538984909351475E-3,5.9207612000000719E-4,7.1175103623881348E-3,6.3703860000000653E-5,5.7069118750000141E-5,2.9931390129327915E-2,null,1.3843235984983422E-2,8.2791996697503777E-3,2.5049590505855289E-4,4.4616205489682644E-3,4.5168834206904169E-5,6.9784008477410663E-5,2.6949504951444929E-2]
[2004,11,20,21,1.2648263775392885E-2,7.5134862781481432E-3,5.9207612000000719E-4,5.8603697798862058E-3,6.3703860000000653E-5,5.7069118750000141E-5,2.6734968932177239E-2,null,1.2924720741786123E-2,7.2721991240180745E-3,2.5049590505855289E-4,3.6735803536954619E-3,4.5168834206904169E-5,6.9784008477410663E-5,2.4235948967242522E-2]
[2004,11,20,24,9.0122794175134958E-3,6.4808644239490835E-3,5.9207612000000719E-4,5.7325643301607875E-3,6.3703860000000653E-5,5.7069118750000141E-5,2.1938557270373374E-2,null,9.2092635627130295E-3,6.2727387582770218E-3,2.5049590505855289E-4,3.5934653427250065E-3,4.5168834206904169E-5,6.9784008477410663E-5,1.9440916411457922E-2]
[2004,11,21,1,7.7806136518541258E-3,6.8197405951280349E-3,5.9207612000000719E-4,6.0395015878629719E-3,6.3703860000000653E-5,5.7069118750000141E-5,2.1352704933595139E-2,null,7.9506769020414106E-3,6.6007323026806945E-3,2.5049590505855289E-4,3.7858693585231017E-3,4.5168834206904169E-5,6.9784008477410663E-5,1.8702727310988071E-2]
[2004,11,21,4,7.5058599185234727E-3,6.3373669381946839E-3,5.9207612000000719E-4,4.9903567359628389E-3,6.3703860000000653E-5,5.7069118750000141E-5,1.9546432691431002E-2,null,7.6699177924021457E-3,6.1338495327470663E-3,2.5049590505855289E-4,3.128211555196585E-3,4.5168834206904169E-5,6.9784008477410663E-5,1.7297427628088662E-2]
[2004,11,21,10,1.0927177220876114E-2,9.4872355174833445E-3,0,8.2592887726191493E-3,0,5.7069118750000141E-5,2.8730770629728605E-2,null,{"$f":"E7812*V$5","v":1.1166015872517917E-2},9.182563628318801E-3,0,5.1773458177890551E-3,0,6.9784008477410663E-5,{"$f":"SUM(M7812:R7812)","v":2.5595709327103183E-2}]
[2004,11,21,12,1.0717416378824413E-2,9.6075732126668419E-3,0,7.7060719489652346E-3,0,5.7069118750000141E-5,2.8088130659206487E-2,null,1.0951670223642808E-2,9.2990368138817989E-3,0,4.8305611384870792E-3,0,6.9784008477410663E-5,2.5151052184489098E-2]
[2004,11,21,15,1.0215213614545382E-2,9.4033396949459967E-3,0,6.4102491056322562E-3,0,5.7069118750000141E-5,2.6085871533873636E-2,null,1.0438490660081887E-2,9.101362025683379E-3,0,4.0182729181300596E-3,0,6.9784008477410663E-5,2.3627909612372738E-2]
[2004,11,21,19,1.4236010437384105E-2,8.6619694029126115E-3,5.9207612000000719E-4,6.5710990194519829E-3,6.3703860000000653E-5,5.7069118750000141E-5,3.0181927958498705E-2,null,1.4547171267751863E-2,8.3838000060416761E-3,2.5049590505855289E-4,4.1191018940301494E-3,4.5168834206904169E-5,6.9784008477410663E-5,2.7415521915566551E-2]
[2004,11,21,22,1.1932326679462488E-2,8.0300977847226999E-3,5.9207612000000719E-4,6.2031464238140703E-3,6.3703860000000653E-5,5.7069118750000141E-5,2.6878419986749266E-2,null,1.2193135189974029E-2,7.7722202335921394E-3,2.5049590505855289E-4,3.8884503349654012E-3,4.5168834206904169E-5,6.9784008477410663E-5,2.4219254506274435E-2]
[2004,11,22,1,7.5931960616662034E-3,7.2815266633102149E-3,5.9207612000000719E-4,5.0595461794159481E-3,6.3703860000000653E-5,5.7069118750000141E-5,2.0647118003142374E-2,null,7.7591628683137117E-3,7.0476886311011009E-3,2.5049590505855289E-4,3.1715830470476335E-3,4.5168834206904169E-5,6.9784008477410663E-5,1.8343883294205311E-2]
[2004,11,22,3,6.881219636351521E-3,7.0886346153326276E-3,5.9207612000000719E-4,5.3167425462253785E-3,6.3703860000000653E-5,5.7069118750000141E-5,1.9999445896659532E-2,null,7.0316245567052819E-3,6.8609910941118679E-3,2.5049590505855289E-4,3.3328069212468009E-3,4.5168834206904169E-5,6.9784008477410663E-5,1.7590871319806817E-2]
[2004,11,22,6,9.2549369050534333E-3,8.0968775726239263E-3,5.9207612000000719E-4,6.4535212957648365E-3,6.3703860000000653E-5,5.7069118750000141E-5,2.4518184872192202E-2,null,9.4572248891093644E-3,7.8368554637768019E-3,2.5049590505855289E-4,4.0453981463158331E-3,4.5168834206904169E-5,6.9784008477410663E-5,2.1704927246944866E-2]
[2004,11,22,10,1.09129409151366E-2,1.251253857354083E-2,0,1.1676264063637389E-2,0,5.7069118750000141E-5,3.5158812671064826E-2,null,1.1151468399493526E-2,1.211071248221848E-2,0,7.3192811852858105E-3,0,6.9784008477410663E-5,3.0651246075475227E-2]
[2004,11,22,13,1.0655963439798733E-2,1.2443153830504412E-2,0,1.1066385248496227E-2,0,5.7069118750000141E-5,3.4222571637549375E-2,null,1.0888874088950062E-2,1.2043555952100478E-2,0,6.9369778635522206E-3,0,6.9784008477410663E-5,2.9939191913080171E-2]
[2004,11,22,16,1.0896709199173465E-2,1.1892575679224988E-2,0,1.077272628869478E-2,0,5.7069118750000141E-5,3.3619080285843234E-2,null,1.11348819019545E-2,1.1510658998381069E-2,0,6.752897365916082E-3,0,6.9784008477410663E-5,2.9468222274729061E-2]
[2004,11,22,20,1.406539960216404E-2,1.0628003410839002E-2,5.9207612000000719E-4,9.0934869411795714E-3,6.3703860000000653E-5,5.7069118750000141E-5,3.4499739052932625E-2,null,1.437283133937116E-2,1.0286697044905495E-2,2.5049590505855289E-4,5.7002640154820011E-3,4.5168834206904169E-5,6.9784008477410663E-5,3.0725241147501522E-2]
[2004,11,22,24,8.139893551255814E-3,8.3609710281208147E-3,5.9207612000000719E-4,5.3928057399857789E-3,6.3703860000000653E-5,5.7069118750000141E-5,2.2606519418112411E-2,null,8.3178096919930174E-3,8.0924678552320162E-3,2.5049590505855289E-4,3.3804872323419419E-3,4.5168834206904169E-5,6.9784008477410663E-5,2.0156213527309841E-2]
[2004,11,23,1,7.2632744893984698E-3,7.1028661746616543E-3,5.9207612000000719E-4,3.6732778557787855E-3,6.3703860000000653E-5,5.7069118750000141E-5,1.8752267618588916E-2,null,7.4220300994235402E-3,6.8747656229330564E-3,2.5049590505855289E-4,2.3025989607289867E-3,4.5168834206904169E-5,6.9784008477410663E-5,1.6964843430828446E-2]
[2004,11,23,4,7.2250713891586103E-3,6.522009273094112E-3,5.9207612000000719E-4,3.0091376329126418E-3,6.3703860000000653E-5,5.7069118750000141E-5,1.746906739391537E-2,null,7.3829919823476401E-3,6.3125622869072062E-3,2.5049590505855289E-4,1.8862818055908062E-3,4.5168834206904169E-5,6.9784008477410663E-5,1.5947284822588517E-2]
[2004,11,23,7,9.9297252458949627E-3,8.4888038558426724E-3,5.9207612000000719E-4,3.3198461279180325E-3,6.3703860000000653E-5,5.7069118750000141E-5,2.2451224328405673E-2,null,1.0146762284918384E-2,8.2161954755889371E-3,2.5049590505855289E-4,2.0810498263555727E-3,4.5168834206904169E-5,6.9784008477410663E-5,2.080945633460576E-2]
[2004,11,23,11,9.2376084343566821E-3,1.1530950124776531E-2,0,7.8375407518280916E-3,0,5.7069118750000141E-5,2.8663168429711301E-2,null,9.4395176647333635E-3,1.1160646641543334E-2,0,4.912972527095774E-3,0,6.9784008477410663E-5,2.558292084184988E-2]
[2004,11,23,14,8.4248339566465932E-3,1.1470463390291698E-2,0,7.9695697771122228E-3,0,5.7069118750000141E-5,2.7921936242800514E-2,null,8.6089781268964671E-3,1.1102102370448487E-2,0,4.9957350918516732E-3,0,6.9784008477410663E-5,2.4776599597674039E-2]
[2004,11,23,17,1.1612784082433486E-2,1.0508786773332971E-2,8.8811418000001095E-5,7.5475255655291533E-3,9.5555790000000996E-6,5.7069118750000141E-5,2.982453253704561E-2,null,1.1866608252755987E-2,1.0171308915514592E-2,3.7574385758782939E-5,4.7311761335784696E-3,6.775325131035627E-6,6.9784008477410663E-5,2.6883227021216278E-2]
[2004,11,23,22,1.0999529124232934E-2,8.7534739936486524E-3,5.9207612000000719E-4,5.6651262648272083E-3,6.3703860000000653E-5,5.7069118750000141E-5,2.6130978481458799E-2,null,1.123994919353569E-2,8.4723660298500376E-3,2.5049590505855289E-4,3.5511917045066553E-3,4.5168834206904169E-5,6.9784008477410663E-5,2.3628955675635249E-2]
[2004,11,24,1,6.8677565086385298E-3,6.7568576251604232E-3,5.9207612000000719E-4,2.3286587724708559E-3,6.3703860000000653E-5,5.7069118750000141E-5,1.6666122005019816E-2,null,7.0178671612958071E-3,{"$f":"F7875*W$5","v":6.5398687485082327E-3},{"$f":"G7875*X$5","v":2.5049590505855289E-4},{"$f":"H7875*Y$5","v":1.4597227544190282E-3},{"$f":"I7875*Z$5","v":4.5168834206904169E-5},6.9784008477410663E-5,1.5382907411965935E-2]
[2004,11,24,2,6.8749858942674814E-3,6.5798368456328367E-3,5.9207612000000719E-4,2.085034481047133E-3,6.3703860000000653E-5,5.7069118750000141E-5,1.6252706319697458E-2,null,{"$f":"E7876*V$5","v":7.0252545618156052E-3},6.3685327920485098E-3,2.5049590505855289E-4,1.3070065531771086E-3,4.5168834206904169E-5,6.9784008477410663E-5,{"$f":"SUM(M7876:R7876)","v":1.5066242654784092E-2}]
[2004,11,24,5,7.5299702384990421E-3,6.5777614391868654E-3,5.9207612000000719E-4,2.5196139446919371E-3,6.3703860000000653E-5,5.7069118750000141E-5,1.7340194721127852E-2,null,7.6945550990090488E-3,6.3665240349443323E-3,2.5049590505855289E-4,1.5794232503699029E-3,4.5168834206904169E-5,6.9784008477410663E-5,1.6005951132066147E-2]
[2004,11,24,8,1.0128961743901741E-2,1.0123563338625706E-2,2.6648162008960325E-4,5.3535839200960144E-3,2.8671833308800297E-5,5.7069118750000141E-5,2.5958331574771867E-2,null,1.0350353555944755E-2,9.798456497779176E-3,1.1274319694875348E-4,3.355900983965987E-3,2.0329588899843432E-5,6.9784008477410663E-5,2.3707567832015927E-2]
[2004,11,24,14,8.1601489377177896E-3,1.130717548947016E-2,0,7.1017621322872065E-3,0,5.7069118750000141E-5,2.6626155678225155E-2,null,8.3385078066265297E-3,1.0944058276753833E-2,0,4.4517487506215451E-3,0,6.9784008477410663E-5,2.3804098842479318E-2]
[2004,11,24,16,9.092131257736032E-3,1.0801044468205429E-2,0,7.314777525002019E-3,0,5.7069118750000141E-5,2.7265022369693477E-2,null,9.2908607490084227E-3,1.0454181083501417E-2,0,4.5852777242364239E-3,0,6.9784008477410663E-5,2.4400103565223673E-2]
[2004,11,24,19,1.2897973648080685E-2,9.6844703368797348E-3,5.9207612000000719E-4,5.5007315530732669E-3,6.3703860000000653E-5,5.7069118750000141E-5,2.8796024636783692E-2,null,1.3179888599467563E-2,9.3734644735112421E-3,2.5049590505855289E-4,3.4481406674503495E-3,4.5168834206904169E-5,6.9784008477410663E-5,2.6366942488172021E-2]
[2004,11,24,23,9.3506395007810043E-3,7.6082780343038232E-3,5.9207612000000719E-4,2.8695627458907988E-3,6.3703860000000653E-5,5.7069118750000141E-5,2.0541329379725633E-2,null,9.5550192857165386E-3,7.3639467496288812E-3,2.5049590505855289E-4,1.7987891076739415E-3,4.5168834206904169E-5,6.9784008477410663E-5,1.9083203890762228E-2]
[2004,11,25,2,8.243624088147241E-3,6.866399970597588E-3,5.9207612000000719E-4,5.929632715159003E-3,6.3703860000000653E-5,5.7069118750000141E-5,2.1752505872653836E-2,null,8.42380749892724E-3,6.645893264830019E-3,2.5049590505855289E-4,3.7169979139884523E-3,4.5168834206904169E-5,6.9784008477410663E-5,1.9152147425488576E-2]
[2004,11,25,3,7.7103213227837546E-3,6.7419409367515705E-3,5.9207612000000719E-4,5.7838780212445401E-3,6.3703860000000653E-5,5.7069118750000141E-5,2.0948989379529871E-2,null,7.8788481720546283E-3,6.5254310927563884E-3,2.5049590505855289E-4,3.6256313961518486E-3,4.5168834206904169E-5,6.9784008477410663E-5,1.8395359408705729E-2]
[2004,11,25,6,8.2389812556096023E-3,7.0644021892739871E-3,5.9207612000000719E-4,6.1095421975020381E-3,6.3703860000000653E-5,5.7069118750000141E-5,2.2125774741135633E-2,null,8.4190631865800718E-3,6.8375368651384287E-3,2.5049590505855289E-4,3.8297744049954289E-3,4.5168834206904169E-5,6.9784008477410663E-5,1.9451823204456792E-2]
[2004,11,25,11,1.1540169069628277E-2,1.0116374334485905E-2,0,9.1191895112135574E-3,0,5.7069118750000141E-5,3.0832802034077737E-2,null,1.1792406071426211E-2,9.7914983604148915E-3,0,5.7163757046522646E-3,0,6.9784008477410663E-5,2.7370064144970778E-2]
[2004,11,25,14,1.0777924047549136E-2,1.0074918051101896E-2,0,8.3433660860070466E-3,0,5.7069118750000141E-5,2.9253277303408078E-2,null,1.101350042697277E-2,9.751373398905739E-3,0,5.2300497901072102E-3,0,6.9784008477410663E-5,2.6064707624463127E-2]
[2004,11,25,17,1.3918713830884109E-2,9.6328277192527182E-3,9.8679353530693254E-5,7.8791183597855564E-3,1.061731002123473E-5,5.7069118750000141E-5,3.1597025692224313E-2,null,1.4222939412364148E-2,9.3234803004168653E-3,4.1749317593257455E-5,4.9390355042598462E-3,7.5281390495403067E-6,6.9784008477410663E-5,2.8604516682161067E-2]
[2004,11,25,21,1.3344030138275464E-2,8.628738416617248E-3,5.9207612000000719E-4,7.5132806999199482E-3,6.3703860000000653E-5,5.7069118750000141E-5,3.0198898353562667E-2,null,1.3635694682674403E-2,8.3516361954641231E-3,2.5049590505855289E-4,4.7097096954112593E-3,4.5168834206904169E-5,6.9784008477410663E-5,2.7062489321292651E-2]
[2004,11,25,24,8.8946719667721292E-3,7.9650347062130093E-3,5.9207612000000719E-4,5.9592066031827996E-3,6.3703860000000653E-5,5.7069118750000141E-5,2.3531762374917945E-2,null,9.089085529982343E-3,7.7092465826093482E-3,2.5049590505855289E-4,3.7355363438328431E-3,4.5168834206904169E-5,6.9784008477410663E-5,2.0899317204167399E-2]
[2004,11,26,3,8.4500441290979878E-3,6.7878877110949367E-3,5.9207612000000719E-4,7.4630237253050869E-3,6.3703860000000653E-5,5.7069118750000141E-5,2.3413804664248018E-2,null,8.6347393257908515E-3,6.5699023381625404E-3,2.5049590505855289E-4,4.6782060460656182E-3,4.5168834206904169E-5,6.9784008477410663E-5,2.0248296457761876E-2]
[2004,11,26,4,8.6975970005454678E-3,6.6797032104973448E-3,5.9207612000000719E-4,7.2382900848090796E-3,6.3703860000000653E-5,5.7069118750000141E-5,2.3328439394601896E-2,null,8.8877030359967284E-3,6.4651920610217864E-3,2.5049590505855289E-4,4.5373314737179628E-3,4.5168834206904169E-5,6.9784008477410663E-5,2.0255675318479341E-2]
[2004,11,26,8,1.0725811405368985E-2,8.1646829512099332E-3,2.8621749055891143E-4,6.5233841831972492E-3,3.0795295287565693E-5,5.7069118750000141E-5,2.5787960444372645E-2,null,1.0960248742847914E-2,7.9024833489558782E-3,1.210930603672066E-4,4.0891917873937403E-3,2.1835216691683955E-5,6.9784008477410663E-5,2.3164636164733833E-2]
[2004,11,26,11,1.1825959035438954E-2,9.6118042160219259E-3,0,8.4313310033435999E-3,0,5.7069118750000141E-5,2.9926163373554478E-2,null,1.2084442635851265E-2,9.3031319433268395E-3,0,5.2851907119737963E-3,0,6.9784008477410663E-5,2.6742549299629312E-2]
[2004,11,26,15,1.1061607572402776E-2,9.4080702668219232E-3,0,7.0533202452597154E-3,0,5.7069118750000141E-5,2.7580067203234412E-2,null,1.1303384509317104E-2,9.1059406805685649E-3,0,4.4213828912706725E-3,0,6.9784008477410663E-5,2.4900492089633752E-2]
[2004,11,26,18,1.5817148581000553E-2,8.9989803891674953E-3,5.9207612000000719E-4,7.0280914622964184E-3,6.3703860000000653E-5,5.7069118750000141E-5,3.2557069531214476E-2,null,{"$f":"E7940*V$5","v":1.6162868830937285E-2},8.7099882638355386E-3,2.5049590505855289E-4,4.4055681961366368E-3,4.5168834206904169E-5,6.9784008477410663E-5,{"$f":"SUM(M7940:R7940)","v":2.9643874038652325E-2}]
[2004,11,26,22,1.3339784014757416E-2,8.2761726155849598E-3,5.9207612000000719E-4,8.0182211378813546E-3,6.3703860000000653E-5,5.7069118750000141E-5,3.0347026866973735E-2,null,1.3631355750337092E-2,8.0103926482598727E-3,2.5049590505855289E-4,5.0262322600876175E-3,4.5168834206904169E-5,6.9784008477410663E-5,2.7033429406427445E-2]
[2004,11,27,1,7.815908415153415E-3,6.4139489395850947E-3,5.9207612000000719E-4,3.1091524383324853E-3,6.3703860000000653E-5,5.7069118750000141E-5,1.8051858891820999E-2,null,7.9867431137674999E-3,6.2079721893687489E-3,2.5049590505855289E-4,1.9489762153412E-3,4.5168834206904169E-5,6.9784008477410663E-5,1.6509140266220315E-2]
[2004,11,27,5,7.5686290646724752E-3,6.10813640263659E-3,5.9207612000000719E-4,3.3763389745381399E-3,6.3703860000000653E-5,5.7069118750000141E-5,1.776595354059721E-2,null,7.734058902959513E-3,5.9119804778008942E-3,2.5049590505855289E-4,2.1164624401091006E-3,4.5168834206904169E-5,6.9784008477410663E-5,1.6127950568612374E-2]
[2004,11,27,6,8.1251952795718483E-3,6.4608898534442797E-3,5.9207612000000719E-4,3.1151434023419518E-3,6.3703860000000653E-5,5.7069118750000141E-5,1.8414077634108086E-2,null,8.3027901556933584E-3,6.2534056486192409E-3,2.5049590505855289E-4,1.9527316588561143E-3,4.5168834206904169E-5,6.9784008477410663E-5,1.687437621091158E-2]
[2004,11,27,9,1.1014094559525765E-2,8.4240420615718809E-3,0,5.5076147654711839E-3,0,5.7069118750000141E-5,2.500282050531883E-2,null,1.1254832989998621E-2,8.153513433440859E-3,0,3.4524554180181528E-3,0,6.9784008477410663E-5,2.2930585849935039E-2]
[2004,11,27,13,1.2604695446813434E-2,8.3071255113995827E-3,0,4.1860190229242077E-3,0,5.7069118750000141E-5,2.5154909099887223E-2,null,1.2880200126935307E-2,8.0403515266680992E-3,0,2.6240114225536872E-3,0,6.9784008477410663E-5,2.3614347084634502E-2]
[2004,11,27,16,1.0656286088818521E-2,8.333935051193864E-3,0,5.4170371805235679E-3,0,5.7069118750000141E-5,2.4464327439285952E-2,null,1.0889203790208071E-2,8.0663001082705351E-3,0,3.3956767420904358E-3,0,6.9784008477410663E-5,2.242096464904645E-2]
[2004,11,27,18,1.3191365669768088E-2,7.779479692498272E-3,5.9207612000000719E-4,3.8882497178136955E-3,6.3703860000000653E-5,5.7069118750000141E-5,2.5571944178830065E-2,null,1.3479693380227677E-2,7.5296504592866796E-3,2.5049590505855289E-4,2.4373543496601117E-3,4.5168834206904169E-5,6.9784008477410663E-5,2.3812146936917335E-2]
[2004,11,27,24,8.7346814638712064E-3,5.9651240357567253E-3,5.9207612000000719E-4,3.6586870599167073E-3,6.3703860000000653E-5,5.7069118750000141E-5,1.9071341658294647E-2,null,8.9255980657696413E-3,5.7735607920989009E-3,2.5049590505855289E-4,2.2934527015274469E-3,4.5168834206904169E-5,6.9784008477410663E-5,1.7358060307138854E-2]
[2004,11,28,3,7.0541671252260865E-3,6.1757840798104466E-3,5.9207612000000719E-4,4.6976277844814332E-3,6.3703860000000653E-5,5.7069118750000141E-5,1.8640428088267973E-2,null,7.2083522116934452E-3,5.9774557259711517E-3,2.5049590505855289E-4,2.944714034475146E-3,4.5168834206904169E-5,6.9784008477410663E-5,1.6495970719882607E-2]
[2004,11,28,6,7.3516498630727114E-3,6.3745955442109058E-3,5.9207612000000719E-4,4.4515811275195813E-3,6.3703860000000653E-5,5.7069118750000141E-5,1.8890675633553206E-2,null,7.5123371206459125E-3,6.1698825839881363E-3,2.5049590505855289E-4,2.7904793702719158E-3,4.5168834206904169E-5,6.9784008477410663E-5,1.6838147822648829E-2]
[2004,11,28,7,8.2880014847457398E-3,7.0358252941753203E-3,5.9207612000000719E-4,4.7227714969910461E-3,6.3703860000000653E-5,5.7069118750000141E-5,2.0759447374662114E-2,null,8.4691548658440315E-3,6.8098776848577527E-3,2.5049590505855289E-4,2.9604754030855881E-3,4.5168834206904169E-5,6.9784008477410663E-5,1.8604956701530236E-2]
[2004,11,28,10,1.0322265351704505E-2,8.9978128980679958E-3,0,6.9142305495490785E-3,0,5.7069118750000141E-5,2.6291377918071578E-2,null,1.0547882259772949E-2,8.7088582653984913E-3,0,4.3341943361529106E-3,0,6.9784008477410663E-5,2.3660718869801763E-2]
[2004,11,28,14,9.8385256768394307E-3,9.2389861551067792E-3,0,6.6482313264531632E-3,0,5.7069118750000141E-5,2.5782812277149375E-2,null,1.0053569339013255E-2,8.9422865147685427E-3,0,4.1674523801389363E-3,0,6.9784008477410663E-5,2.3233092242398144E-2]
[2004,11,28,19,1.374665443679287E-2,8.3183044753589435E-3,5.9207612000000719E-4,5.9376119296671147E-3,6.3703860000000653E-5,5.7069118750000141E-5,2.8715419940568938E-2,null,1.4047119263518374E-2,8.0511714907837099E-3,2.5049590505855289E-4,3.7219996948923682E-3,4.5168834206904169E-5,6.9784008477410663E-5,2.618573919693732E-2]
[2004,11,28,21,1.220013945331107E-2,7.8833473124343412E-3,5.9207612000000719E-4,5.8784832018035854E-3,6.3703860000000653E-5,5.7069118750000141E-5,2.6674819066299E-2,null,1.2466801629458804E-2,7.63018248752898E-3,2.5049590505855289E-4,3.6849347755823305E-3,4.5168834206904169E-5,6.9784008477410663E-5,2.4147367640312983E-2]
[2004,11,29,1,7.5955488003115927E-3,7.0407728467576985E-3,5.9207612000000719E-4,4.384289528332609E-3,6.3703860000000653E-5,5.7069118750000141E-5,1.9733460274151907E-2,null,7.7615670314866237E-3,6.8146663523582507E-3,2.5049590505855289E-4,2.748297544546439E-3,4.5168834206904169E-5,6.9784008477410663E-5,1.7689979676134178E-2]
[2004,11,29,4,7.413512679292745E-3,6.8109465071416464E-3,5.9207612000000719E-4,4.3569197591872728E-3,6.3703860000000653E-5,5.7069118750000141E-5,1.929422804437167E-2,null,7.5755520913440974E-3,6.5922206269307636E-3,2.5049590505855289E-4,2.7311407694633077E-3,4.5168834206904169E-5,6.9784008477410663E-5,1.7264362235481036E-2]
[2004,11,29,7,1.0818702850014131E-2,9.1455844635107402E-3,5.9207612000000719E-4,6.1235418056524993E-3,6.3703860000000653E-5,5.7069118750000141E-5,2.6800678217927375E-2,null,1.1055170544184423E-2,8.8518843133587963E-3,2.5049590505855289E-4,3.8385500774175824E-3,4.5168834206904169E-5,6.9784008477410663E-5,2.4111053682703665E-2]
[2004,11,29,8,1.1048041115028327E-2,1.0609432821549594E-2,3.2568923208960404E-4,7.8007154265077065E-3,3.5042219308800369E-5,5.7069118750000141E-5,2.9875989933234034E-2,null,1.1289521525738186E-2,1.0268722829186795E-2,1.3779278745460879E-4,4.8898885244310075E-3,2.4846472320533852E-5,6.9784008477410663E-5,2.6680556147608545E-2]
[2004,11,29,12,1.0839236426510121E-2,1.202123886197019E-2,0,1.0242132724776866E-2,0,5.7069118750000141E-5,3.3159677132007181E-2,null,1.1076152929336532E-2,1.1635190307844464E-2,0,6.4202941061531887E-3,0,6.9784008477410663E-5,2.9201421351811592E-2]
[2004,11,29,16,1.082531006930655E-2,1.1534292233408287E-2,0,9.7147269925968692E-3,0,5.7069118750000141E-5,3.2131398414061707E-2,null,1.1061922179487949E-2,1.1163881422118486E-2,0,6.0896891428260397E-3,0,6.9784008477410663E-5,2.8385276752909881E-2]
[2004,11,29,19,1.5150976366251486E-2,1.0476375342759321E-2,5.9207612000000719E-4,7.9247088682202014E-3,6.3703860000000653E-5,5.7069118750000141E-5,3.4264909675981017E-2,null,1.5482135886521644E-2,1.0139938341549297E-2,2.5049590505855289E-4,4.9676139732628298E-3,4.5168834206904169E-5,6.9784008477410663E-5,3.0955136949076634E-2]
[2004,11,29,22,1.178908060530403E-2,9.320586704193539E-3,5.9207612000000719E-4,6.8569883591674714E-3,6.3703860000000653E-5,5.7069118750000141E-5,2.8679504767415046E-2,null,1.2046758142599576E-2,9.021266554076526E-3,2.5049590505855289E-4,4.2983119952961788E-3,4.5168834206904169E-5,6.9784008477410663E-5,2.5731785439715146E-2]
[2004,11,30,2,7.4912370265577486E-3,7.0545922528843768E-3,5.9207612000000719E-4,4.0260332510881529E-3,6.3703860000000653E-5,5.7069118750000141E-5,1.9284711629280284E-2,null,7.6549752834182659E-3,6.8280419638132367E-3,2.5049590505855289E-4,2.5237241351704076E-3,4.5168834206904169E-5,6.9784008477410663E-5,1.7372190130144776E-2]
[2004,11,30,5,7.9566670825631323E-3,6.8098232199715371E-3,5.9207612000000719E-4,3.6208936299252964E-3,6.3703860000000653E-5,5.7069118750000141E-5,1.9100233031209973E-2,null,8.1305783863838028E-3,6.5911334128636737E-3,2.5049590505855289E-4,2.2697618412012392E-3,4.5168834206904169E-5,6.9784008477410663E-5,1.735692238819158E-2]
[2004,11,30,9,1.0103090899471433E-2,1.1086261061546903E-2,0,7.9756810509983359E-3,0,5.7069118750000141E-5,2.9222102130766672E-2,null,1.0323917244562124E-2,1.0730238267006982E-2,0,4.9995659517679076E-3,0,6.9784008477410663E-5,2.6123505471814423E-2]
[2004,11,30,10,1.0052337572188418E-2,1.163731460447287E-2,0,8.7037350983699639E-3,0,5.7069118750000141E-5,3.0450456393781248E-2,null,1.0272054586295491E-2,1.1263595345705339E-2,0,5.4559475702167029E-3,0,6.9784008477410663E-5,2.706138151069494E-2]
[2004,11,30,13,9.5036854342715645E-3,1.1661718955784359E-2,0,9.0158653932917773E-3,0,5.7069118750000141E-5,3.0238338902097702E-2,null,9.711410390943153E-3,1.1287215978745661E-2,0,5.651606848092545E-3,0,6.9784008477410663E-5,2.6720017226258767E-2]
[2004,11,30,17,1.206142882570641E-2,1.0800438921039823E-2,1.2828315953069359E-4,8.8800444982479413E-3,1.3802503021234761E-5,5.7069118750000141E-5,3.1941067026296108E-2,null,1.2325059161279418E-2,1.0453594982801389E-2,5.427411284618509E-5,5.5664673448880125E-3,9.7865807598855143E-6,6.9784008477410663E-5,2.8478966191052297E-2]
[2004,11,30,20,1.3136936546416659E-2,9.9429936742590069E-3,5.9207612000000719E-4,7.5472887642879273E-3,6.3703860000000653E-5,5.7069118750000141E-5,3.1340068083713604E-2,null,1.3424074582894713E-2,9.6236856249220827E-3,2.5049590505855289E-4,4.7310276944150433E-3,4.5168834206904169E-5,6.9784008477410663E-5,2.8144236649974702E-2]
[2004,11,30,23,1.0305220905135569E-2,8.3321981583542939E-3,5.9207612000000719E-4,5.9810831364112979E-3,6.3703860000000653E-5,5.7069118750000141E-5,2.5331351298651165E-2,null,1.0530465267526917E-2,8.0646189937893416E-3,2.5049590505855289E-4,3.749249676897764E-3,4.5168834206904169E-5,6.9784008477410663E-5,2.2709782685956886E-2]
[2004,12,1,2,7.6610545463389702E-3,7.9386551903878402E-3,5.9244957999998889E-4,5.6568735287091778E-3,6.3703859999999826E-5,5.522817943548407E-5,2.196796488487146E-2,null,7.8285045566221564E-3,7.6837142152403224E-3,2.506539087299365E-4,3.5460184662288448E-3,4.5168834206903586E-5,6.7532911429752325E-5,1.9421592892457915E-2]
[2004,12,1,7,1.0389258894100122E-2,9.0026952907180675E-3,5.9244957999998889E-4,6.2758169485287929E-3,6.3703859999999826E-5,5.522817943548407E-5,2.6379152752782457E-2,null,1.0616340100496583E-2,8.7135838655045608E-3,2.506539087299365E-4,3.9340039470942808E-3,4.5168834206903586E-5,6.7532911429752325E-5,2.3627283567462017E-2]
[2004,12,1,8,1.0504780557723985E-2,1.0714626927950143E-2,3.4564298410224366E-4,8.6036631191727785E-3,3.7165681287565277E-5,5.522817943548407E-5,3.0261107449672205E-2,null,1.0734386756423365E-2,1.0370538745273952E-2,1.4623483232161007E-4,5.3932173210102545E-3,2.6352100112374029E-5,6.7532911429752325E-5,2.6738262666571311E-2]
[2004,12,1,11,9.2026896280865047E-3,1.2428887706388709E-2,0,1.1160887670868954E-2,0,5.522817943548407E-5,3.2847693184779654E-2,null,9.4038356274440561E-3,1.2029747968501828E-2,0,6.9962168288810979E-3,0,6.7532911429752325E-5,2.8497333336256734E-2]
[2004,12,1,14,8.9068242018591429E-3,1.2091597819446983E-2,0,1.0216045103268219E-2,0,5.522817943548407E-5,3.1269695304009831E-2,null,9.101503380185132E-3,1.1703289766602731E-2,0,6.4039410469694941E-3,0,6.7532911429752325E-5,2.7276267105187109E-2]
[2004,12,1,18,1.3467366016819872E-2,1.0924330549784374E-2,5.9244957999998889E-4,9.6253262480337168E-3,6.3703859999999826E-5,5.522817943548407E-5,3.4728404434073434E-2,null,1.3761726351205114E-2,1.0573507971349677E-2,2.506539087299365E-4,6.0336481708109053E-3,4.5168834206903586E-5,6.7532911429752325E-5,3.073223814773229E-2]
[2004,12,1,21,1.2629215083243684E-2,1.0078016349273123E-2,5.9244957999998889E-4,8.6636336873617097E-3,6.3703859999999826E-5,5.522817943548407E-5,3.2082246739313994E-2,null,1.290525569655172E-2,9.7543721987188529E-3,2.506539087299365E-4,5.4308099490138562E-3,4.5168834206903586E-5,6.7532911429752325E-5,2.8453793498651021E-2]
[2004,12,1,23,9.9785602378306207E-3,9.0542765825036581E-3,5.9244957999998889E-4,7.932382939175267E-3,6.3703859999999826E-5,5.522817943548407E-5,2.7676601378945016E-2,null,1.0196664678195768E-2,8.7635086821678775E-3,2.506539087299365E-4,4.9724244745370247E-3,4.5168834206903586E-5,6.7532911429752325E-5,2.4295953489267261E-2]
[2004,12,2,5,9.0828214714666466E-3,7.287210480800577E-3,5.9244957999998889E-4,3.5209950046083847E-3,6.3703859999999826E-5,5.522817943548407E-5,2.0602408576311081E-2,null,9.2813474758956637E-3,7.0531899191908533E-3,2.506539087299365E-4,2.2071402590981867E-3,4.5168834206903586E-5,6.7532911429752325E-5,1.8905033308551294E-2]
[2004,12,2,8,1.1155889008356984E-2,1.0296130391703425E-2,3.555171439663933E-4,6.9124371513773963E-3,3.8227412308799887E-5,5.522817943548407E-5,2.8813429287148487E-2,null,1.139972668342747E-2,9.965481754200551E-3,1.5041239755066027E-4,4.3330701421963351E-3,2.7104914030878695E-5,6.7532911429752325E-5,2.594332880283565E-2]
[2004,12,2,9,1.0493557934937753E-2,1.1453128063280147E-2,0,8.322597534533618E-3,0,5.522817943548407E-5,3.0324511712187002E-2,null,1.0722918837341487E-2,1.1085323747950085E-2,0,5.2170309968342403E-3,0,6.7532911429752325E-5,2.7092806493555565E-2]
[2004,12,2,12,9.438227269134257E-3,1.1926006717313864E-2,0,9.3489401784906598E-3,0,5.522817943548407E-5,3.0768402344374265E-2,null,9.6445214866877436E-3,1.1543016436313978E-2,0,5.8603952067072997E-3,0,6.7532911429752325E-5,2.7115466041138778E-2]
[2004,12,2,15,9.2945989416430754E-3,1.1580083924084258E-2,0,8.5582601887481229E-3,0,5.522817943548407E-5,2.9488171233910943E-2,null,9.4977538309526655E-3,1.1208202564194648E-2,0,5.3647564355247214E-3,0,6.7532911429752325E-5,2.6138245742101791E-2]
[2004,12,2,20,1.4589399416981038E-2,9.9600797371454108E-3,5.9244957999998889E-4,6.7178562580111128E-3,6.3703859999999826E-5,5.522817943548407E-5,3.1978717031573033E-2,null,1.4908284378264395E-2,9.6402229881321268E-3,2.506539087299365E-4,4.2110968582700827E-3,4.5168834206903586E-5,6.7532911429752325E-5,2.9122959879033197E-2]
[2004,12,2,23,1.102814075002824E-2,8.7008143367553296E-3,5.9244957999998889E-4,5.912225556537345E-3,6.3703859999999826E-5,5.522817943548407E-5,2.6352562262756386E-2,null,1.1269186192379141E-2,8.4213974785605425E-3,2.506539087299365E-4,3.7060862141592606E-3,4.5168834206903586E-5,6.7532911429752325E-5,2.3760025539465535E-2]
[2004,12,3,3,8.3841580079877746E-3,7.2281497626584448E-3,5.9244957999998889E-4,2.1215539523665875E-3,6.3703859999999826E-5,5.522817943548407E-5,1.8445243342448278E-2,null,8.5674131115980618E-3,6.9960258695290828E-3,2.506539087299365E-4,1.3298988308669813E-3,4.5168834206903586E-5,6.7532911429752325E-5,1.7256693466360717E-2]
[2004,12,3,6,1.0015687823945209E-2,7.3122661766543244E-3,5.9244957999998889E-4,1.7463830010956865E-3,6.3703859999999826E-5,5.522817943548407E-5,1.9785718621130693E-2,null,1.0234603773305507E-2,7.0774409795766576E-3,2.506539087299365E-4,1.0947224362653455E-3,4.5168834206903586E-5,6.7532911429752325E-5,1.8770122843514103E-2]
[2004,12,3,9,1.1028435441472046E-2,1.1016032624069961E-2,0,6.500578459660478E-3,0,5.522817943548407E-5,2.8600274704637968E-2,null,1.1269487324983885E-2,1.0662265136745692E-2,0,4.0748959901858511E-3,0,6.7532911429752325E-5,2.6074181363345182E-2]
[2004,12,3,10,1.1400871171878393E-2,1.1292876578878973E-2,0,6.5619423709334969E-3,0,5.522817943548407E-5,2.9310918301126348E-2,null,1.1650063496958577E-2,1.0930218559580452E-2,0,4.1133620370984829E-3,0,6.7532911429752325E-5,2.6761177005067267E-2]
[2004,12,3,13,9.5794753097355051E-3,1.1303107674146292E-2,0,7.8956434108533591E-3,0,5.522817943548407E-5,2.8833454574170643E-2,null,9.7888568288749672E-3,1.0940121094740081E-2,0,4.9493942538313919E-3,0,6.7532911429752325E-5,2.5745905088876194E-2]
[2004,12,3,17,1.076907422019379E-2,1.0549944601471836E-2,1.3823823513584756E-4,8.1851547972605666E-3,1.486423397876534E-5,5.522817943548407E-5,2.9712504267476292E-2,null,1.1004457166236589E-2,1.0211145006332837E-2,5.8485911953433891E-5,5.1308748397368951E-3,1.0539394633221224E-5,6.7532911429752325E-5,2.6483035230322728E-2]
[2004,12,3,21,1.3354141459519056E-2,9.0696644957489816E-3,5.9244957999998889E-4,5.2232719814250834E-3,6.3703859999999826E-5,5.522817943548407E-5,2.835845955612859E-2,null,1.3646027010156233E-2,8.7784024299010117E-3,2.506539087299365E-4,3.2742147771678224E-3,4.5168834206903586E-5,6.7532911429752325E-5,2.6061999871591655E-2]
[2004,12,3,24,9.611246196736329E-3,7.4048250541144511E-3,5.9244957999998889E-4,4.1167842244787438E-3,6.3703859999999826E-5,5.522817943548407E-5,2.1844237094764993E-2,null,9.8213221418615108E-3,7.1670274328777383E-3,2.506539087299365E-4,2.5806114998671945E-3,4.5168834206903586E-5,6.7532911429752325E-5,1.9932316728973033E-2]
[2004,12,4,4,8.4034156984838428E-3,6.6164480789769452E-3,5.9244957999998889E-4,4.1325344896334078E-3,6.3703859999999826E-5,5.522817943548407E-5,1.9863779886529671E-2,null,8.5870917233200651E-3,6.4039682968458746E-3,2.506539087299365E-4,2.5904845738899725E-3,4.5168834206903586E-5,6.7532911429752325E-5,1.7944900248422505E-2]
[2004,12,4,7,1.0072676559616797E-2,7.2289339072683558E-3,5.9244957999998889E-4,3.4963470281588636E-3,6.3703859999999826E-5,5.522817943548407E-5,2.1509339114479487E-2,null,1.0292838129187276E-2,6.9967848322175326E-3,2.506539087299365E-4,2.1916896432762844E-3,4.5168834206903586E-5,6.7532911429752325E-5,1.9844668259047682E-2]
[2004,12,4,10,1.2076107724560404E-2,8.7022733053583184E-3,0,5.2453594743928893E-3,0,5.522817943548407E-5,2.6078968683747095E-2,null,1.2340058901311238E-2,8.4228095940291608E-3,0,3.2880603506173691E-3,0,6.7532911429752325E-5,2.4118461757387522E-2]
[2004,12,4,12,1.1847471739700126E-2,8.9364463711780109E-3,0,6.3784231369777948E-3,0,5.522817943548407E-5,2.7217569427291418E-2,null,1.2106425549863322E-2,8.64946245544123E-3,0,3.9983227686381916E-3,0,6.7532911429752325E-5,2.4821743685372495E-2]
[2004,12,4,15,9.7398218269365254E-3,8.714039038947196E-3,0,6.5343075573314124E-3,0,5.522817943548407E-5,2.5043396602650619E-2,null,9.952708088901115E-3,8.4341974843281445E-3,0,4.0960391185558545E-3,0,6.7532911429752325E-5,2.2550477603214866E-2]
[2004,12,4,19,1.3089577940446679E-2,8.201655678118697E-3,5.9244957999998889E-4,6.5028366449159849E-3,6.3703859999999826E-5,5.522817943548407E-5,2.8505451882916831E-2,null,1.3375680845402211E-2,7.9382687383589903E-3,2.506539087299365E-4,4.0763115365252834E-3,4.5168834206903586E-5,6.7532911429752325E-5,2.5753616774653078E-2]
[2004,12,4,22,1.1776212473587202E-2,7.3142982964764141E-3,5.9244957999998889E-4,5.743776210393633E-3,6.3703859999999826E-5,5.522817943548407E-5,2.5545668599892719E-2,null,1.2033608748195573E-2,7.0794078401581534E-3,2.506539087299365E-4,3.6004935243071192E-3,4.5168834206903586E-5,6.7532911429752325E-5,2.3076865767027437E-2]
[2004,12,5,1,7.6460813716592267E-3,6.4823433327759385E-3,5.9244957999998889E-4,4.8447017600777619E-3,6.3703859999999826E-5,5.522817943548407E-5,1.96845080839484E-2,null,7.8132041086879378E-3,6.2741701736116632E-3,2.506539087299365E-4,3.0369075457352922E-3,4.5168834206903586E-5,6.7532911429752325E-5,1.7487637482401487E-2]
[2004,12,5,3,7.3077021589422874E-3,6.2213251495777206E-3,5.9244957999998889E-4,4.5464079664725866E-3,6.3703859999999826E-5,5.522817943548407E-5,1.8786816894428068E-2,null,7.4674288381167773E-3,6.0215342955469847E-3,2.506539087299365E-4,2.8499216965524885E-3,4.5168834206903586E-5,6.7532911429752325E-5,1.6702240484582843E-2]
[2004,12,5,9,1.120939139797316E-2,7.4583919965997992E-3,0,3.7922149320460969E-3,0,5.522817943548407E-5,2.2515226506054538E-2,null,1.1454398491122739E-2,7.2188741333037735E-3,0,2.377154820361117E-3,0,6.7532911429752325E-5,2.111796035621738E-2]
[2004,12,5,12,1.0971153676817127E-2,8.3403816721128437E-3,0,5.2975488562004803E-3,0,5.522817943548407E-5,2.4664312384565939E-2,null,1.1210953535294752E-2,8.0725397032154565E-3,0,3.3207753319036866E-3,0,6.7532911429752325E-5,2.267180148184365E-2]
[2004,12,5,13,1.0473707343418633E-2,8.3342591140687129E-3,0,5.414512545936348E-3,0,5.522817943548407E-5,2.4277707182859178E-2,null,1.0702634365377594E-2,8.0666137642309444E-3,0,3.3940941716438231E-3,0,6.7532911429752325E-5,2.2230875212682116E-2]
[2004,12,5,16,1.0616396378592019E-2,8.1301753645930657E-3,0,4.9083386160603312E-3,0,5.522817943548407E-5,2.3710138538680904E-2,null,1.0848442198395657E-2,7.8690839346391185E-3,0,3.0767983909701559E-3,0,6.7532911429752325E-5,2.1861857435434687E-2]
[2004,12,5,20,1.366523489401799E-2,7.4027185581917567E-3,5.9244957999998889E-4,4.7785182594429687E-3,6.3703859999999826E-5,5.522817943548407E-5,2.6557853331088187E-2,null,1.3963920108916892E-2,7.1649885847003859E-3,2.506539087299365E-4,2.9954203330161849E-3,4.5168834206903586E-5,6.7532911429752325E-5,2.4487684681000054E-2]
[2004,12,5,23,1.002221800326205E-2,7.2520081815253008E-3,5.9244957999998889E-4,4.9831252826715621E-3,6.3703859999999826E-5,5.522817943548407E-5,2.2968733086894382E-2,null,1.0241276684747166E-2,7.0191181021306932E-3,2.506539087299365E-4,3.1236785093757091E-3,4.5168834206903586E-5,6.7532911429752325E-5,2.0747428950620161E-2]
[2004,12,6,4,9.7022405967945712E-3,6.8787458116279379E-3,5.9244957999998889E-4,3.395235181001465E-3,6.3703859999999826E-5,5.522817943548407E-5,2.0687603208859446E-2,null,9.9143054343278809E-3,6.657842633073E-3,2.506539087299365E-4,2.1283075514980264E-3,4.5168834206903586E-5,6.7532911429752325E-5,1.90638112732655E-2]
[2004,12,6,7,1.2706547111908413E-2,8.4578213945461812E-3,5.9244957999998889E-4,3.8961720451858211E-3,6.3703859999999826E-5,5.522817943548407E-5,2.5771922171075889E-2,null,1.2984277994998085E-2,8.186207981161011E-3,2.506539087299365E-4,2.4423204707894764E-3,4.5168834206903586E-5,6.7532911429752325E-5,2.397616210131516E-2]
[2004,12,6,10,1.0965580155086717E-2,1.1826094519296115E-2,0,9.4329242421424472E-3,0,5.522817943548407E-5,3.2279827095960764E-2,null,1.1205258191396724E-2,1.1446312806067584E-2,0,5.9130407253081248E-3,0,6.7532911429752325E-5,2.8632144634202186E-2]
[2004,12,6,13,1.0039963110045923E-2,1.1669608472354345E-2,0,9.1178219365613822E-3,0,5.522817943548407E-5,3.0882621698397134E-2,null,1.025940965175256E-2,1.1294852132371979E-2,0,5.7155184387180083E-3,0,6.7532911429752325E-5,2.7337313134272304E-2]
[2004,12,6,14,1.0102340157501012E-2,1.1861957269600393E-2,0,8.474232718187107E-3,0,5.522817943548407E-5,3.0493758324723994E-2,null,1.0323150093395045E-2,1.1481023864515398E-2,0,5.3120837072468717E-3,0,6.7532911429752325E-5,2.7183790576587066E-2]
[2004,12,6,17,1.1653589263423813E-2,1.1104280736467289E-2,1.3823823513584756E-4,8.9815707160221664E-3,1.486423397876534E-5,5.522817943548407E-5,3.1947771364463362E-2,null,1.190830532505646E-2,1.0747679260351476E-2,5.8485911953433891E-5,5.6301091854217746E-3,1.0539394633221224E-5,6.7532911429752325E-5,2.842265198884612E-2]
[2004,12,6,21,1.4413393162359275E-2,9.832430676124361E-3,5.9244957999998889E-4,6.4684724269411624E-3,6.3703859999999826E-5,5.522817943548407E-5,3.1425677884860267E-2,null,1.4728431101151402E-2,9.5166732330152787E-3,2.506539087299365E-4,4.0547702821737757E-3,4.5168834206903586E-5,6.7532911429752325E-5,2.8663230270707048E-2]
[2004,12,7,1,9.0928813024216872E-3,8.5131384644736956E-3,5.9244957999998889E-4,6.0766513289081982E-3,6.3703859999999826E-5,5.522817943548407E-5,2.4394052715239051E-2,null,9.2916271876499704E-3,8.2397486056564693E-3,2.506539087299365E-4,3.8091567216033315E-3,4.5168834206903586E-5,6.7532911429752325E-5,2.1703888169276361E-2]
[2004,12,7,4,9.4750977189353019E-3,7.7388133082099079E-3,5.9244957999998889E-4,5.325802923978439E-3,6.3703859999999826E-5,5.522817943548407E-5,2.325109557055912E-2,null,9.6821978251769563E-3,7.4902900301528803E-3,2.506539087299365E-4,3.3384864307250146E-3,4.5168834206903586E-5,6.7532911429752325E-5,2.0874329940421439E-2]
[2004,12,7,8,1.2025944311705799E-2,1.095812680821028E-2,4.0488794210224251E-4,9.019229087448755E-3,4.3536067287565254E-5,5.522817943548407E-5,3.2506952396190128E-2,null,1.2288799051412943E-2,1.0606218900979609E-2,1.7130022319460368E-4,5.6537153841124607E-3,3.0868983533064382E-5,6.7532911429752325E-5,2.8818435454662433E-2]
[2004,12,7,11,1.0256606069255521E-2,1.2615638400112799E-2,0,1.1362756251959075E-2,0,5.522817943548407E-5,3.429022890076288E-2,null,1.0480787842323326E-2,1.2210501373916287E-2,0,7.122758409254794E-3,0,6.7532911429752325E-5,2.9881580536924159E-2]
[2004,12,7,12,1.010718126296228E-2,1.2476670504550081E-2,0,1.1070563536458054E-2,0,5.522817943548407E-5,3.3709643483405896E-2,null,1.0328097012377723E-2,1.2075996275887823E-2,0,6.9395970287491563E-3,0,6.7532911429752325E-5,2.9411223228444458E-2]
[2004,12,7,18,1.3901164017628123E-2,1.1170411502536831E-2,5.9244957999998889E-4,1.022280188269168E-2,6.3703859999999826E-5,5.522817943548407E-5,3.6005759022292111E-2,null,1.4205006007476957E-2,1.0811686311309996E-2,2.506539087299365E-4,6.4081765428642204E-3,4.5168834206903586E-5,6.7532911429752325E-5,3.1788224516017767E-2]
[2004,12,7,19,1.5476527959600167E-2,1.0684470750579189E-2,5.9244957999998889E-4,8.5054455151647168E-3,6.3703859999999826E-5,5.522817943548407E-5,3.5377825844779547E-2,null,1.5814803160528152E-2,1.0341350999593416E-2,2.506539087299365E-4,5.3316494892823967E-3,4.5168834206903586E-5,6.7532911429752325E-5,3.1851159303770554E-2]
[2004,12,7,23,1.1809327644076271E-2,9.1688834088661988E-3,5.9244957999998889E-4,7.7009916263442836E-3,6.3703859999999826E-5,5.522817943548407E-5,2.9390584298722225E-2,null,1.2067447727085349E-2,8.8744350393110457E-3,2.506539087299365E-4,4.8273765317008634E-3,4.5168834206903586E-5,6.7532911429752325E-5,2.6132614952463849E-2]
[2004,12,8,2,7.9214530660971973E-3,8.140799110782606E-3,5.9244957999998889E-4,6.3959980522493879E-3,6.3703859999999826E-5,5.522817943548407E-5,2.3169631848564663E-2,null,8.0945946863992778E-3,7.8793665111785947E-3,2.506539087299365E-4,4.0093396269397239E-3,4.5168834206903586E-5,6.7532911429752325E-5,2.0346656478884187E-2]
[2004,12,8,5,8.839847123731235E-3,7.8345789275056418E-3,5.9244957999998889E-4,6.0792299558628422E-3,6.3703859999999826E-5,5.522817943548407E-5,2.3465037626535189E-2,null,9.0330623635937364E-3,7.5829802443852451E-3,2.506539087299365E-4,3.8107731372350895E-3,4.5168834206903586E-5,6.7532911429752325E-5,2.0790171399580663E-2]
[2004,12,8,9,1.0466028744735845E-2,1.2096317737780454E-2,0,1.0861089797451597E-2,0,5.522817943548407E-5,3.3478664459403382E-2,null,1.0694787933216971E-2,1.1707858110071984E-2,0,6.8082881453284593E-3,0,6.7532911429752325E-5,2.9278467100047167E-2]
[2004,12,8,11,9.4190266328253933E-3,1.2629461499362567E-2,0,1.1729292438482629E-2,0,5.522817943548407E-5,3.3833008750106072E-2,null,9.6249011762037495E-3,1.2223880559893872E-2,0,7.3525220904396916E-3,0,6.7532911429752325E-5,2.9268836737967065E-2]
[2004,12,8,14,9.029896586750661E-3,1.2228029982325047E-2,0,1.0395945649062273E-2,0,5.522817943548407E-5,3.1709100397573464E-2,null,9.2272657958016643E-3,1.1835340564147315E-2,0,6.516711936089218E-3,0,6.7532911429752325E-5,2.7646851207467949E-2]
[2004,12,8,17,1.0669714252075049E-2,1.1447770969865665E-2,1.3823823513584756E-4,1.0344976092451044E-2,1.486423397876534E-5,5.522817943548407E-5,3.2670791962941856E-2,null,1.0902925456932272E-2,1.1080138691560298E-2,5.8485911953433891E-5,6.4847616038002523E-3,1.0539394633221224E-5,6.7532911429752325E-5,2.8604383970309229E-2]
[2004,12,8,20,1.3492661601867123E-2,1.0602949375656244E-2,5.9244957999998889E-4,9.6613952390913662E-3,6.3703859999999826E-5,5.522817943548407E-5,3.4468387836050204E-2,null,1.3787574829584565E-2,1.0262447591860102E-2,2.506539087299365E-4,6.0562580643677534E-3,4.5168834206903586E-5,6.7532911429752325E-5,3.0469636140179012E-2]
[2004,12,8,24,8.5110641680303661E-3,8.8923683895586973E-3,5.9244957999998889E-4,7.9334112162133714E-3,6.3703859999999826E-5,5.522817943548407E-5,2.6048225393237905E-2,null,8.6970930983606698E-3,8.6067999885844383E-3,2.506539087299365E-4,4.9730690513243633E-3,4.5168834206903586E-5,6.7532911429752325E-5,2.2640317792636061E-2]
[2004,12,9,3,8.4773551426422372E-3,7.9084638316321634E-3,5.9244957999998889E-4,5.4390910315569654E-3,6.3703859999999826E-5,5.522817943548407E-5,2.2536291625266838E-2,null,8.6626472845038327E-3,7.6544924179856311E-3,2.506539087299365E-4,3.4095012270500161E-3,4.5168834206903586E-5,6.7532911429752325E-5,2.0089996583906072E-2]
[2004,12,9,7,1.0899492485145806E-2,8.9659476400015033E-3,5.9244957999998889E-4,5.4247394459151629E-3,6.3703859999999826E-5,5.522817943548407E-5,2.6001561190497943E-2,null,1.1137726023058854E-2,8.6780163242250966E-3,2.506539087299365E-4,3.4005049170835267E-3,4.5168834206903586E-5,6.7532911429752325E-5,2.3579602918734066E-2]
[2004,12,9,8,1.1628168615907767E-2,1.1200922306321985E-2,4.2463626183054189E-4,1.1180507851282898E-2,4.5659529330034487E-5,5.522817943548407E-5,3.4535122744108714E-2,null,1.1882329050679619E-2,1.0841217294976632E-2,1.7965535365270418E-4,7.0085157642745611E-3,3.2374611370073726E-5,6.7532911429752325E-5,3.0011624986383344E-2]
[2004,12,9,14,9.5142091514712791E-3,1.2326109543371584E-2,0,1.1198201167187165E-2,0,5.522817943548407E-5,3.3093748041465511E-2,null,9.7221641282455376E-3,1.1930270410495885E-2,0,7.0196068421653672E-3,0,6.7532911429752325E-5,2.8739574292336544E-2]
[2004,12,9,15,9.3738497612315379E-3,1.2239699453769187E-2,0,1.1271403936847019E-2,0,5.522817943548407E-5,3.2940181331283229E-2,null,9.5787368599223269E-3,1.184663528365198E-2,0,7.0654940927244534E-3,0,6.7532911429752325E-5,2.8558399147728515E-2]
[2004,12,9,18,1.4745642226432976E-2,1.1331782016668858E-2,5.9244957999998889E-4,1.1685452964520037E-2,6.3703859999999826E-5,5.522817943548407E-5,3.8474258827057344E-2,null,1.5067942234547178E-2,1.096787459303033E-2,2.506539087299365E-4,7.3250412596535417E-3,4.5168834206903586E-5,6.7532911429752325E-5,3.372421374159764E-2]
[2004,12,9,21,1.3924641530544769E-2,1.0610128455840135E-2,5.9244957999998889E-4,1.1618170763161396E-2,6.3703859999999826E-5,5.522817943548407E-5,3.6864322368981767E-2,null,1.4228996675567677E-2,1.0269396123965149E-2,2.506539087299365E-4,7.2828653249688725E-3,4.5168834206903586E-5,6.7532911429752325E-5,3.2144613778868292E-2]
[2004,12,10,1,8.1007019179873702E-3,8.2754817192098214E-3,5.9244957999998889E-4,5.6172587468180796E-3,6.3703859999999826E-5,5.522817943548407E-5,2.2704824003450745E-2,null,8.2777614352200508E-3,{"$f":"F8259*W$5","v":8.0097239392441007E-3},{"$f":"G8259*X$5","v":2.506539087299365E-4},{"$f":"H8259*Y$5","v":3.5211858891156145E-3},{"$f":"I8259*Z$5","v":4.5168834206903586E-5},6.7532911429752325E-5,2.0172026917946357E-2]
[2004,12,10,5,8.7783126157438517E-3,7.5392641268276729E-3,5.9244957999998889E-4,5.1635839588162749E-3,6.3703859999999826E-5,5.522817943548407E-5,2.2192542320823273E-2,null,8.9701828770615676E-3,7.2971491461045652E-3,2.506539087299365E-4,3.2367992632254738E-3,4.5168834206903586E-5,6.7532911429752325E-5,1.9867486940758197E-2]
[2004,12,10,9,1.0387882053549348E-2,1.1577563574809184E-2,0,9.2206628630483126E-3,0,5.522817943548407E-5,3.1241336670842328E-2,null,1.0614933165921157E-2,1.1205763153099466E-2,0,5.7799844061036977E-3,0,6.7532911429752325E-5,2.7668213636554074E-2]
[2004,12,10,12,9.3702265085628678E-3,1.2004718170933563E-2,0,9.55102909286735E-3,0,5.522817943548407E-5,3.0981201951799264E-2,null,9.5750344127128843E-3,1.1619200160203661E-2,0,5.9870749032858092E-3,0,6.7532911429752325E-5,2.7248842387632109E-2]
[2004,12,10,15,8.60832089803042E-3,1.1565851049737315E-2,0,8.666742639051114E-3,0,5.522817943548407E-5,2.8896142766254337E-2,null,8.7964755984280309E-3,1.1194426762585863E-2,0,5.4327587993894724E-3,0,6.7532911429752325E-5,2.5491194071833118E-2]
[2004,12,10,16,9.0715871827974654E-3,1.103160194242048E-2,0,8.404405896393902E-3,0,5.522817943548407E-5,2.8562823201047333E-2,null,9.2698676359460695E-3,1.0677334463963272E-2,0,5.2683126739614099E-3,0,6.7532911429752325E-5,2.5283047685300507E-2]
[2004,12,10,19,1.3169057270168372E-2,1.0196074092579189E-2,5.9244957999998889E-4,7.798194921274937E-3,6.3703859999999826E-5,5.522817943548407E-5,3.187470790345797E-2,null,1.3456897379120912E-2,9.8686386504924922E-3,2.506539087299365E-4,4.8883085424755567E-3,4.5168834206903586E-5,6.7532911429752325E-5,2.8577200226455553E-2]
[2004,12,10,22,1.1551988472154355E-2,8.8902385917985442E-3,5.9244957999998889E-4,6.6607489378355178E-3,6.3703859999999826E-5,5.522817943548407E-5,2.781435762122389E-2,null,1.1804483814245072E-2,8.6047385868819066E-3,2.506539087299365E-4,4.1752990609759096E-3,4.5168834206903586E-5,6.7532911429752325E-5,2.4947877116469477E-2]
[2004,12,11,3,7.6901861088037662E-3,6.7541824621818545E-3,5.9244957999998889E-4,4.4465923817086275E-3,6.3703859999999826E-5,5.522817943548407E-5,1.960234257212972E-2,null,7.8582728565497646E-3,6.5372794953773745E-3,2.506539087299365E-4,2.7873521685271387E-3,4.5168834206903586E-5,6.7532911429752325E-5,1.7546260174820871E-2]
[2004,12,11,6,7.9656746803342341E-3,6.8535903843249969E-3,5.9244957999998889E-4,4.3826630393230814E-3,6.3703859999999826E-5,5.522817943548407E-5,1.9913309723417788E-2,null,8.1397828659719278E-3,6.6334950440012277E-3,2.506539087299365E-4,2.747277977813396E-3,4.5168834206903586E-5,6.7532911429752325E-5,1.7883911542153144E-2]
[2004,12,11,10,1.1099758258882011E-2,8.7436742921627852E-3,0,5.7080258425162107E-3,0,5.522817943548407E-5,2.5606686572996491E-2,null,1.1342369067008796E-2,8.4628810347461766E-3,0,3.578083360101673E-3,0,6.7532911429752325E-5,2.3450866373286399E-2]
[2004,12,11,13,1.0748190460511117E-2,8.7891889670687305E-3,0,6.1807699619111471E-3,0,5.522817943548407E-5,2.5773377568926479E-2,null,1.0983116943836876E-2,8.5069340571019402E-3,0,3.8744236209662395E-3,0,6.7532911429752325E-5,2.3432007533334808E-2]
[2004,12,11,16,9.8672869127712122E-3,8.5562675937602296E-3,0,6.5163183322480634E-3,0,5.522817943548407E-5,2.4995101018214991E-2,null,1.0082959218067651E-2,8.281492691505056E-3,0,4.084762549614554E-3,0,6.7532911429752325E-5,2.2516747370617013E-2]
[2004,12,11,19,1.231974459279205E-2,8.1888919188754482E-3,5.9244957999998889E-4,6.7692081735811786E-3,6.3703859999999826E-5,5.522817943548407E-5,2.7989226304684148E-2,null,1.2589021015022342E-2,7.9259148728760814E-3,2.506539087299365E-4,4.2432868727654621E-3,4.5168834206903586E-5,6.7532911429752325E-5,2.5121578415030477E-2]
[2004,12,11,21,1.1198086288852729E-2,7.6774459995477334E-3,5.9244957999998889E-4,6.6365271876096168E-3,6.3703859999999826E-5,5.522817943548407E-5,2.6223441095445554E-2,null,1.1442846282777648E-2,7.430893463529163E-3,2.506539087299365E-4,4.1601156256119189E-3,4.5168834206903586E-5,6.7532911429752325E-5,2.3397211026285322E-2]
[2004,12,12,1,8.1077530427318412E-3,7.1111765993079291E-3,5.9244957999998889E-4,6.9346507754217742E-3,6.3703859999999826E-5,5.522817943548407E-5,2.2864962036897016E-2,null,8.284966678552743E-3,6.8828091676465973E-3,2.506539087299365E-4,4.3469947810738816E-3,4.5168834206903586E-5,6.7532911429752325E-5,1.9878126281639815E-2]
[2004,12,12,4,8.2668842477601825E-3,6.6841141852489114E-3,5.9244957999998889E-4,5.8458213056832627E-3,6.3703859999999826E-5,5.522817943548407E-5,2.1508201358127831E-2,null,8.4475760629566781E-3,6.4694613822845011E-3,2.506539087299365E-4,3.6644606238805263E-3,4.5168834206903586E-5,6.7532911429752325E-5,1.8944853723488298E-2]
[2004,12,12,7,8.9657501809134732E-3,7.3168428463025147E-3,5.9244957999998889E-4,6.2831138725397842E-3,6.3703859999999826E-5,5.522817943548407E-5,2.3277088519191243E-2,null,9.1617173223702431E-3,7.0818706746309081E-3,2.506539087299365E-4,3.9385780333202371E-3,4.5168834206903586E-5,6.7532911429752325E-5,2.0545521684687981E-2]
[2004,12,12,11,1.1766197289811261E-2,8.911380537911559E-3,0,7.6706788744284951E-3,0,5.522817943548407E-5,2.84034848815868E-2,null,1.2023374659487402E-2,8.6252015831943182E-3,0,4.8083749440729837E-3,0,6.7532911429752325E-5,2.5524484098184457E-2]
[2004,12,12,12,1.1565707274474606E-2,9.0064930257803648E-3,0,8.0219339750481067E-3,0,5.522817943548407E-5,2.8649362454738564E-2,null,1.1818502472619827E-2,8.7172596405803212E-3,0,5.0285596568534433E-3,0,6.7532911429752325E-5,2.5631854681483345E-2]
[2004,12,12,16,1.1189141284847439E-2,8.7806776399024945E-3,0,7.5159707248144553E-3,0,5.522817943548407E-5,2.7541017828999873E-2,null,1.1433705765086401E-2,8.4986960616267176E-3,0,4.7113959409852725E-3,0,6.7532911429752325E-5,2.4711330679128143E-2]
[2004,12,12,17,1.2261249112826434E-2,8.9159476615293561E-3,1.3823823513584756E-4,8.3441478462929295E-3,1.486423397876534E-5,5.522817943548407E-5,2.9729675269198817E-2,null,1.2529246981476077E-2,{"$f":"F8323*W$5","v":8.6296220387781959E-3},{"$f":"G8323*X$5","v":5.8485911953433891E-5},{"$f":"H8323*Y$5","v":5.2305398375505257E-3},{"$f":"I8323*Z$5","v":1.0539394633221224E-5},6.7532911429752325E-5,2.6525967075821208E-2]
[2004,12,12,18,1.3947204999276938E-2,8.8121739335406419E-3,5.9244957999998889E-4,8.6405763953184573E-3,6.3703859999999826E-5,5.522817943548407E-5,3.2111336947571512E-2,null,{"$f":"E8324*V$5","v":1.4252053320930868E-2},8.5291808872490528E-3,2.506539087299365E-4,5.4163564557632724E-3,4.5168834206903586E-5,6.7532911429752325E-5,{"$f":"SUM(M8324:R8324)","v":2.8560946318309785E-2}]
[2004,12,12,19,1.4102790244378242E-2,8.3910858499496935E-3,5.9244957999998889E-4,8.2499928598585518E-3,6.3703859999999826E-5,5.522817943548407E-5,3.145525057362196E-2,null,1.4411039240278065E-2,8.1216155734571572E-3,2.506539087299365E-4,5.1715186628876345E-3,4.5168834206903586E-5,6.7532911429752325E-5,2.8067529130989449E-2]
[2004,12,12,20,1.4309726410898787E-2,8.0840267205816111E-3,5.9244957999998889E-4,7.7437116801210189E-3,6.3703859999999826E-5,5.522817943548407E-5,3.0848846431036889E-2,null,1.4622498473825771E-2,7.8244173023820311E-3,2.506539087299365E-4,4.8541556524999739E-3,4.5168834206903586E-5,6.7532911429752325E-5,2.7664427083074369E-2]
[2004,12,12,21,1.3616647077843555E-2,8.0409530608311196E-3,5.9244957999998889E-4,7.9728315213480772E-3,6.3703859999999826E-5,5.522817943548407E-5,3.0341813279458223E-2,null,1.3914270293996877E-2,7.7827269047277764E-3,2.506539087299365E-4,4.9977797204320638E-3,4.5168834206903586E-5,6.7532911429752325E-5,2.7058132573523311E-2]
[2004,12,12,22,1.2789361657641475E-2,7.9299808353612798E-3,5.9244957999998889E-4,7.6759862023844661E-3,6.3703859999999826E-5,5.522817943548407E-5,2.9106710314822693E-2,null,1.3068902643563689E-2,7.6753184273609942E-3,2.506539087299365E-4,4.8117018494461886E-3,4.5168834206903586E-5,6.7532911429752325E-5,2.5919278574737463E-2]
[2004,12,12,23,1.0577293312879883E-2,7.8885371564519809E-3,5.9244957999998889E-4,7.5026119057540371E-3,6.3703859999999826E-5,5.522817943548407E-5,2.6679823994521373E-2,null,1.0808484445027142E-2,7.635205665548035E-3,2.506539087299365E-4,4.7030219480305342E-3,4.5168834206903586E-5,6.7532911429752325E-5,2.3510067712972302E-2]
[2004,12,12,24,9.0908822458440498E-3,7.8919681317033297E-3,5.9244957999998889E-4,7.3683042910541886E-3,6.3703859999999826E-5,5.522817943548407E-5,2.5062536288037042E-2,null,9.2895844370818447E-3,7.6385264588913265E-3,2.506539087299365E-4,4.6188310465610635E-3,4.5168834206903586E-5,6.7532911429752325E-5,2.1910297596900826E-2]
[2004,12,13,1,9.4536026356530564E-3,8.0204010288354877E-3,5.9244957999998889E-4,7.0864392143128599E-3,6.3703859999999826E-5,5.522817943548407E-5,2.5271824498236874E-2,null,9.6602329172909476E-3,7.7628348781049149E-3,2.506539087299365E-4,4.4421435597298293E-3,4.5168834206903586E-5,6.7532911429752325E-5,2.222856700949228E-2]
[2004,12,13,2,9.3417464513014126E-3,7.8185090038864809E-3,5.9244957999998889E-4,7.0328108550732115E-3,6.3703859999999826E-5,5.522817943548407E-5,2.4904447929696576E-2,null,9.5459318581369336E-3,7.5674263882737113E-3,2.506539087299365E-4,4.4085265535846099E-3,4.5168834206903586E-5,6.7532911429752325E-5,2.1885240454361847E-2]
[2004,12,13,3,9.3382313096933896E-3,7.8114838286383725E-3,5.9244957999998889E-4,6.941303383166059E-3,6.3703859999999826E-5,5.522817943548407E-5,2.4802400140933295E-2,null,9.5423398850046273E-3,7.560626818620679E-3,2.506539087299365E-4,4.3511649768171821E-3,4.5168834206903586E-5,6.7532911429752325E-5,2.181748733480908E-2]
[2004,12,13,4,9.617513186793325E-3,7.7114142011638206E-3,5.9244957999998889E-4,7.0364907508044848E-3,6.3703859999999826E-5,5.522817943548407E-5,2.5076799758197103E-2,null,9.8277261114352484E-3,7.4637708145872741E-3,2.506539087299365E-4,4.4108333009691266E-3,4.5168834206903586E-5,6.7532911429752325E-5,2.2065685881358241E-2]
[2004,12,13,5,1.006020197484939E-2,7.8627345526406239E-3,5.9244957999998889E-4,6.9565034878527558E-3,6.3703859999999826E-5,5.522817943548407E-5,2.5590821634778244E-2,null,1.0280090883608626E-2,7.6102316833129091E-3,2.506539087299365E-4,4.3606931820411613E-3,4.5168834206903586E-5,6.7532911429752325E-5,2.2614371403329288E-2]
[2004,12,13,6,1.0673223756662235E-2,8.2443264026101845E-3,5.9244957999998889E-4,7.041341753943906E-3,6.3703859999999826E-5,5.522817943548407E-5,2.6670273532651799E-2,null,1.0906511669833656E-2,7.9795691405665121E-3,2.506539087299365E-4,4.4138741585426286E-3,4.5168834206903586E-5,6.7532911429752325E-5,2.366331062330939E-2]
[2004,12,13,7,1.2389419066458412E-2,9.3461990769422472E-3,5.9244957999998889E-4,7.9408692898716212E-3,6.3703859999999826E-5,5.522817943548407E-5,3.0387869052707753E-2,null,1.2660218384950744E-2,9.0460564143054426E-3,2.506539087299365E-4,4.9777441544145117E-3,4.5168834206903586E-5,6.7532911429752325E-5,2.704737460803729E-2]
[2004,12,13,8,1.1833627839141379E-2,1.1033781591269144E-2,4.6413290010224151E-4,9.8146100412222891E-3,4.9906453287565245E-5,5.522817943548407E-5,3.3251287004458105E-2,null,1.2092279058939646E-2,1.0679444115842722E-2,1.9636561406759738E-4,6.1523009606599443E-3,3.5385866953754751E-5,6.7532911429752325E-5,2.9223308527893416E-2]
[2004,12,13,9,1.1359037668582038E-2,1.2235549949740448E-2,0,1.161372214608563E-2,0,5.522817943548407E-5,3.5263537943843598E-2,null,1.1607315625997199E-2,1.1842619036274158E-2,0,7.2800767036182651E-3,0,6.7532911429752325E-5,3.0797544277319372E-2]
[2004,12,13,10,1.0932887638390553E-2,1.2621301613255765E-2,0,1.2616400439133995E-2,0,5.522817943548407E-5,3.6225817870215796E-2,null,1.1171851104372958E-2,1.2215982719344067E-2,0,7.9086068846081232E-3,0,6.7532911429752325E-5,3.1363973619754903E-2]
[2004,12,13,11,1.0458086810154173E-2,1.2746069568418141E-2,0,1.2350363646863561E-2,0,5.522817943548407E-5,3.560974820487136E-2,null,1.0686672409344252E-2,1.2336743892073723E-2,0,7.7418413783086554E-3,0,6.7532911429752325E-5,3.0832790591156383E-2]
[2004,12,13,12,1.0424784710230967E-2,1.2700219997796294E-2,0,1.2284381305593889E-2,0,5.522817943548407E-5,3.5464614193056632E-2,null,1.0652642415246574E-2,1.2292366728800993E-2,0,7.7004802625969771E-3,0,6.7532911429752325E-5,3.0713022318074299E-2]
[2004,12,13,13,1.0101395082752419E-2,1.238498337045222E-2,0,1.1990960494861588E-2,0,5.522817943548407E-5,3.4532567127501711E-2,null,1.0322184361858874E-2,1.1987253570892222E-2,0,7.5165490490119351E-3,0,6.7532911429752325E-5,2.9893519893192784E-2]
[2004,12,13,14,1.0112569176899219E-2,1.2535502221169692E-2,0,1.1263085552747893E-2,0,5.522817943548407E-5,3.396638513025229E-2,null,1.0333602691596021E-2,1.2132938678153189E-2,0,7.0602797029250385E-3,0,6.7532911429752325E-5,2.9594353984104003E-2]
[2004,12,13,15,9.7841984487197723E-3,1.2294976474634517E-2,0,1.0570356915705325E-2,0,5.522817943548407E-5,3.2704760018495101E-2,null,9.9980546640672796E-3,1.1900137145215805E-2,0,6.626041863494499E-3,0,6.7532911429752325E-5,2.8591766584207333E-2]
[2004,12,13,16,9.8279799658216611E-3,1.1875956714749709E-2,0,1.0700676426084696E-2,0,5.522817943548407E-5,3.2459841286091549E-2,null,1.0042793127167214E-2,1.1494573733242473E-2,0,6.7077328166278635E-3,0,6.7532911429752325E-5,2.8312632588467303E-2]
[2004,12,13,17,1.1283001172204862E-2,1.1576885792942975E-2,1.3823823513584756E-4,1.0542883153901075E-2,1.486423397876534E-5,5.522817943548407E-5,3.361110076759901E-2,null,1.1529617176683486E-2,1.1205107137434934E-2,5.8485911953433891E-5,6.6088199004790248E-3,1.0539394633221224E-5,6.7532911429752325E-5,2.9480102432613852E-2]
[2004,12,13,18,1.4461259756620043E-2,1.111995283827635E-2,5.9244957999998889E-4,9.6981354892536342E-3,6.3703859999999826E-5,5.522817943548407E-5,3.5990729703585501E-2,null,1.4777343930189993E-2,1.0762848070252524E-2,2.506539087299365E-4,6.0792887375599467E-3,4.5168834206903586E-5,6.7532911429752325E-5,3.1982836392369055E-2]
[2004,12,13,19,1.6480919571843906E-2,1.0784738537461282E-2,5.9244957999998889E-4,8.6728519835008022E-3,6.3703859999999826E-5,5.522817943548407E-5,3.6649891712241464E-2,null,1.6841148067162536E-2,1.0438398799368051E-2,2.506539087299365E-4,5.4365884498359957E-3,4.5168834206903586E-5,6.7532911429752325E-5,3.3079490970733171E-2]
[2004,12,13,20,1.4577931054302076E-2,1.0633619764796178E-2,5.9244957999998889E-4,8.8832764140233597E-3,6.3703859999999826E-5,5.522817943548407E-5,3.4806208852557086E-2,null,1.4896565348077859E-2,1.0292133035977489E-2,2.506539087299365E-4,5.5684932754595136E-3,4.5168834206903586E-5,6.7532911429752325E-5,3.112054731388145E-2]
[2004,12,13,21,1.3971946749768897E-2,1.0505029743363575E-2,5.9244957999998889E-4,9.0342798597578145E-3,6.3703859999999826E-5,5.522817943548407E-5,3.4222637972325755E-2,null,1.4277335859423909E-2,1.0167672538333493E-2,2.506539087299365E-4,5.6631499801429478E-3,4.5168834206903586E-5,6.7532911429752325E-5,3.0471514032266941E-2]
[2004,12,13,22,1.3102529569712737E-2,9.6354234397012968E-3,5.9244957999998889E-4,7.9937974217670245E-3,6.3703859999999826E-5,5.522817943548407E-5,3.144313205061653E-2,null,1.3388915562386895E-2,9.3259926622251566E-3,2.506539087299365E-4,5.0109222221460213E-3,4.5168834206903586E-5,6.7532911429752325E-5,2.8089186101124663E-2]
[2004,12,13,23,1.1542501825167362E-2,9.3589163329265666E-3,5.9244957999998889E-4,7.6192742729231482E-3,6.3703859999999826E-5,5.522817943548407E-5,2.9232074050452549E-2,null,1.1794789814715956E-2,9.0583652699292375E-3,2.506539087299365E-4,4.7761519033311323E-3,4.5168834206903586E-5,6.7532911429752325E-5,2.5992662642342915E-2]
[2004,12,13,24,1.0011324813096465E-2,9.1435948799436124E-3,5.9244957999998889E-4,7.9106296942154236E-3,6.3703859999999826E-5,5.522817943548407E-5,2.7776931006690972E-2,null,1.0230145398795392E-2,8.8499586230283162E-3,2.506539087299365E-4,4.9587884248822947E-3,4.5168834206903586E-5,6.7532911429752325E-5,2.4402248101072596E-2]
[2004,12,14,1,9.5390621586935974E-3,8.091433703807261E-3,5.9244957999998889E-4,4.2931531154777724E-3,6.3703859999999826E-5,5.522817943548407E-5,2.2635030597414105E-2,null,9.7475603552412936E-3,7.8315864186791935E-3,2.506539087299365E-4,2.6911685666244508E-3,4.5168834206903586E-5,6.7532911429752325E-5,2.0633670994911528E-2]
[2004,12,14,2,9.6217834982681317E-3,7.6462711499042275E-3,5.9244957999998889E-4,3.8150967668650099E-3,6.3703859999999826E-5,5.522817943548407E-5,2.1794533034472843E-2,null,9.8320897604128824E-3,7.4007197590894207E-3,2.506539087299365E-4,2.3914983280243648E-3,4.5168834206903586E-5,6.7532911429752325E-5,1.9987663501893259E-2]
[2004,12,14,3,9.4869300191990219E-3,7.5375110380771736E-3,5.9244957999998889E-4,3.5680183006361436E-3,6.3703859999999826E-5,5.522817943548407E-5,2.1303840977347811E-2,null,9.6942887476432534E-3,7.2954523558258922E-3,2.506539087299365E-4,2.2366168728515487E-3,4.5168834206903586E-5,6.7532911429752325E-5,1.9589713630687285E-2]
[2004,12,14,4,1.0035545834666348E-2,7.2537480930711436E-3,5.9244957999998889E-4,3.1396014791360617E-3,6.3703859999999826E-5,5.522817943548407E-5,2.1140277026309027E-2,null,1.0254895826635184E-2,7.0208021383758043E-3,2.506539087299365E-4,1.9680632358341395E-3,4.5168834206903586E-5,6.7532911429752325E-5,1.9607116855211718E-2]
[2004,12,14,5,1.052468467779169E-2,7.2531555428257E-3,5.9244957999998889E-4,2.9774968031684198E-3,6.3703859999999826E-5,5.522817943548407E-5,2.1466718643221281E-2,null,1.0754725926925689E-2,7.0202286172144782E-3,2.506539087299365E-4,1.8664477106635653E-3,4.5168834206903586E-5,6.7532911429752325E-5,2.0004757909170324E-2]
[2004,12,14,6,1.1225712918494304E-2,7.7011709027788918E-3,5.9244957999998889E-4,3.4159844084237427E-3,6.3703859999999826E-5,5.522817943548407E-5,2.3054249849132409E-2,null,1.1471076756105441E-2,7.453856468199422E-3,2.506539087299365E-4,2.1413142314646132E-3,4.5168834206903586E-5,6.7532911429752325E-5,2.1429603110136069E-2]
[2004,12,14,7,1.2708947830788664E-2,8.6567580293513031E-3,5.9244957999998889E-4,4.0938075107985099E-3,6.3703859999999826E-5,5.522817943548407E-5,2.6170894990373946E-2,null,1.2986731187124512E-2,8.3787559898760109E-3,2.506539087299365E-4,2.5662085172673777E-3,4.5168834206903586E-5,6.7532911429752325E-5,2.4295051348634491E-2]
[2004,12,14,8,1.2537718790412466E-2,1.0383887039933657E-2,4.6413290010224151E-4,6.5313295296839198E-3,4.9906453287565245E-5,5.522817943548407E-5,3.0022202892855336E-2,null,1.2811759541288667E-2,1.0050420196457736E-2,1.9636561406759738E-4,4.0941723380847417E-3,3.5385866953754751E-5,6.7532911429752325E-5,2.7255636468282246E-2]
[2004,12,14,9,1.1809726580402795E-2,1.1549059016261746E-2,0,8.1826631557711058E-3,0,5.522817943548407E-5,3.1596676931871133E-2,null,1.2067855383085069E-2,1.1178173986363104E-2,0,5.1293129510561579E-3,0,6.7532911429752325E-5,2.8442875231934086E-2]
[2004,12,14,10,1.1103443015186946E-2,1.1911172976425939E-2,0,9.2058303284379434E-3,0,5.522817943548407E-5,3.2275674499486311E-2,null,1.1346134362158276E-2,1.1528659064316799E-2,0,5.7706866126560601E-3,0,6.7532911429752325E-5,2.871301295056089E-2]
[2004,12,14,11,1.0674002603854715E-2,1.2184854282117005E-2,0,9.6742827027226259E-3,0,5.522817943548407E-5,3.2588367768129831E-2,null,1.0907307540527222E-2,1.1793551402949942E-2,0,6.0643365875638925E-3,0,6.7532911429752325E-5,2.8832728442470808E-2]
[2004,12,14,12,1.0502516335323854E-2,1.2052900472071715E-2,0,9.4485473447310873E-3,0,5.522817943548407E-5,3.2059192331562139E-2,null,1.0732073044222334E-2,1.1665835140978046E-2,0,5.92283408731241E-3,0,6.7532911429752325E-5,2.8388275183942543E-2]
[2004,12,14,13,1.0083440938004982E-2,1.1803043076030452E-2,0,9.3484537484873186E-3,0,5.522817943548407E-5,3.1290165941958235E-2,null,1.0303837787883269E-2,1.142400163395412E-2,0,5.8600902874324347E-3,0,6.7532911429752325E-5,2.7655462620699577E-2]
[2004,12,14,14,9.7559526501497552E-3,1.1930453017272061E-2,0,9.2811970940647835E-3,0,5.522817943548407E-5,3.1022830940922085E-2,null,9.9691914884465702E-3,1.1547319948354076E-2,0,5.817930366877608E-3,0,6.7532911429752325E-5,2.7401974715108007E-2]
[2004,12,14,15,1.0317135809698695E-2,1.1727938363881987E-2,0,8.6249484855323109E-3,0,5.522817943548407E-5,3.0725250838548476E-2,null,1.0542640599800035E-2,1.1351308825093316E-2,0,5.4065600803610316E-3,0,6.7532911429752325E-5,2.7368042416684137E-2]
[2004,12,14,16,1.113063273182043E-2,1.1238009558213441E-2,0,8.0876500741023424E-3,0,5.522817943548407E-5,3.0511520543571702E-2,null,1.1373918372736847E-2,1.0877113531521532E-2,0,5.0697538782890454E-3,0,6.7532911429752325E-5,2.738831869397718E-2]
[2004,12,14,17,1.2793218335129588E-2,1.1091894172981304E-2,1.3823823513584756E-4,8.8701597979797785E-3,1.486423397876534E-5,5.522817943548407E-5,3.2963602954640771E-2,null,1.3072843617630182E-2,1.0735690477408683E-2,5.8485911953433891E-5,5.5602711077782103E-3,1.0539394633221224E-5,6.7532911429752325E-5,2.9505363420833482E-2]
[2004,12,14,18,1.4742653940275283E-2,1.0704918447017346E-2,5.9244957999998889E-4,8.2952795038004085E-3,6.3703859999999826E-5,5.522817943548407E-5,3.4454233510528509E-2,null,1.5064888632505775E-2,1.0361142041277784E-2,2.506539087299365E-4,5.1999066540414692E-3,4.5168834206903586E-5,6.7532911429752325E-5,3.0989292982191621E-2]
[2004,12,14,19,1.652811502764568E-2,1.018454957750292E-2,5.9244957999998889E-4,6.3937993771279646E-3,6.3703859999999826E-5,5.522817943548407E-5,3.381784560171204E-2,null,1.6889375088463748E-2,9.8574842322451187E-3,2.506539087299365E-4,4.0079613846045825E-3,4.5168834206903586E-5,6.7532911429752325E-5,3.111817635968004E-2]
[2004,12,14,20,1.6422124132496399E-2,9.9525942836721521E-3,5.9244957999998889E-4,6.2341818849569967E-3,6.3703859999999826E-5,5.522817943548407E-5,3.3320281920561017E-2,null,1.6781067517930508E-2,9.6329779215710253E-3,2.506539087299365E-4,3.9079049538042736E-3,4.5168834206903586E-5,6.7532911429752325E-5,3.0685306047672396E-2]
[2004,12,14,21,1.4934586232766844E-2,9.7272169811510635E-3,5.9244957999998889E-4,6.4557816742152729E-3,6.3703859999999826E-5,5.522817943548407E-5,3.1828966507568654E-2,null,1.5261016047764964E-2,9.4148383574203364E-3,2.506539087299365E-4,4.0468150674623348E-3,4.5168834206903586E-5,6.7532911429752325E-5,2.9086025127014227E-2]
[2004,12,14,22,1.3566138250646781E-2,9.0612924314787194E-3,5.9244957999998889E-4,5.9947742189052191E-3,6.3703859999999826E-5,5.522817943548407E-5,2.9333586520466189E-2,null,1.3862657479929583E-2,8.7702992250506227E-3,2.506539087299365E-4,3.7578319496142597E-3,4.5168834206903586E-5,6.7532911429752325E-5,2.6754144308961055E-2]
[2004,12,14,23,1.2380346623268449E-2,8.6966089751094738E-3,5.9244957999998889E-4,5.6697616953501079E-3,6.3703859999999826E-5,5.522817943548407E-5,2.7458098913163503E-2,null,1.2650947642597622E-2,8.4173271673701009E-3,2.506539087299365E-4,3.5540974301075021E-3,4.5168834206903586E-5,6.7532911429752325E-5,2.4985727894441815E-2]
[2004,12,14,24,1.075665246874098E-2,8.2894786214282243E-3,5.9244957999998889E-4,4.6512906484979981E-3,6.3703859999999826E-5,5.522817943548407E-5,2.4408803358102676E-2,null,1.0991763908766439E-2,8.0232713467036278E-3,2.506539087299365E-4,2.9156675410303983E-3,4.5168834206903586E-5,6.7532911429752325E-5,2.2294058450867058E-2]
[2004,12,15,1,9.540966992623091E-3,7.7373466445362967E-3,5.9244957999998889E-4,2.5349882606051305E-3,6.3703859999999826E-5,5.522817943548407E-5,2.052468351719999E-2,null,9.7495068237080616E-3,7.4888704667321702E-3,2.506539087299365E-4,1.5890606601258641E-3,4.5168834206903586E-5,6.7532911429752325E-5,1.9190793604932688E-2]
[2004,12,15,2,9.6628820563680606E-3,7.3048766046140585E-3,5.9244957999998889E-4,2.0834088720714694E-3,6.3703859999999826E-5,5.522817943548407E-5,1.976254915248906E-2,null,9.8740866222560911E-3,7.0702887153242583E-3,2.506539087299365E-4,1.3059875380944282E-3,4.5168834206903586E-5,6.7532911429752325E-5,1.861371853004137E-2]
[2004,12,15,3,9.5518673236378842E-3,7.1568207757033023E-3,5.9244957999998889E-4,1.897536728814818E-3,6.3703859999999826E-5,5.522817943548407E-5,1.9317606447591479E-2,null,9.7606454065887679E-3,6.9269875326972308E-3,2.506539087299365E-4,1.189473345404669E-3,4.5168834206903586E-5,6.7532911429752325E-5,1.8240461939057259E-2]
[2004,12,15,4,1.0150167991122118E-2,6.8596903087945029E-3,5.9244957999998889E-4,1.4480526332879696E-3,6.3703859999999826E-5,5.522817943548407E-5,1.9169292552640063E-2,null,1.0372023314590828E-2,6.6393990762628865E-3,2.506539087299365E-4,9.0771366049651511E-4,4.5168834206903586E-5,6.7532911429752325E-5,1.8282491705716823E-2]
[2004,12,15,5,1.067108329292342E-2,6.8474616254074801E-3,5.9244957999998889E-4,1.2353709663075151E-3,6.3703859999999826E-5,5.522817943548407E-5,1.946529750407389E-2,null,1.0904324421324819E-2,6.6275631032773983E-3,2.506539087299365E-4,7.7439388328857082E-4,4.5168834206903586E-5,6.7532911429752325E-5,1.8669637062257383E-2]
[2004,12,15,6,1.1369532911016129E-2,7.2443449491803756E-3,5.9244957999998889E-4,1.5795574722416521E-3,6.3703859999999826E-5,5.522817943548407E-5,2.0904816951873628E-2,null,1.1618040266152305E-2,7.0117009658662681E-3,2.506539087299365E-4,9.9014763837521383E-4,4.5168834206903586E-5,6.7532911429752325E-5,1.9983244524760378E-2]
[2004,12,15,7,1.2878257771748834E-2,8.0926548889622644E-3,5.9244957999998889E-4,2.048593368317057E-3,6.3703859999999826E-5,5.522817943548407E-5,2.3730887648463629E-2,null,1.3159741787201954E-2,7.8327683868475943E-3,2.506539087299365E-4,1.2841633946700343E-3,4.5168834206903586E-5,6.7532911429752325E-5,2.2640029223086174E-2]
[2004,12,15,8,1.2541831931029142E-2,9.7869931513908156E-3,4.7400705996639115E-4,4.3140944451709792E-3,5.0968184308799861E-5,5.522817943548407E-5,2.7223122951301613E-2,null,1.2815962584076695E-2,9.4726948832409737E-3,2.0054317929664762E-4,2.7042956661472934E-3,3.6138680872259417E-5,6.7532911429752325E-5,2.529716790506362E-2]
[2004,12,15,9,1.1752556005549459E-2,1.0962138250373735E-2,0,5.8808813406322534E-3,0,5.522817943548407E-5,2.865080377599093E-2,null,1.2009435213506989E-2,{"$f":"F8387*W$5","v":1.0610101520193538E-2},{"$f":"G8387*X$5","v":0},{"$f":"H8387*Y$5","v":3.6864380519995737E-3},{"$f":"I8387*Z$5","v":0},6.7532911429752325E-5,2.6373507697129855E-2]
[2004,12,15,10,1.1005936678247353E-2,1.127690249417013E-2,0,6.9284264293478356E-3,0,5.522817943548407E-5,2.9266493781200803E-2,null,{"$f":"E8388*V$5","v":1.1246496799416222E-2},1.0914757464620515E-2,0,4.3430930417108979E-3,0,6.7532911429752325E-5,{"$f":"SUM(M8388:R8388)","v":2.6571880217177386E-2}]
[2004,12,15,11,1.0534768544515592E-2,1.1557324090566326E-2,0,7.4027168645551394E-3,0,5.522817943548407E-5,2.9550037679072542E-2,null,1.0765030199806002E-2,1.1186173637110124E-2,0,4.6404026126364815E-3,0,6.7532911429752325E-5,2.665913936098236E-2]
[2004,12,15,12,1.0349398999447494E-2,1.1472292797572645E-2,0,7.1932758465969677E-3,0,5.522817943548407E-5,2.9070195823052595E-2,null,1.0575608975946154E-2,1.1103873028373911E-2,0,4.509114240447097E-3,0,6.7532911429752325E-5,2.6256129156196916E-2]
[2004,12,15,13,9.9171060236593091E-3,1.1217821392425819E-2,0,7.1827137049843177E-3,0,5.522817943548407E-5,2.8372869300504932E-2,null,1.0133867240486146E-2,1.0857573685953003E-2,0,4.5024933483569169E-3,0,6.7532911429752325E-5,2.5561467186225817E-2]
[2004,12,15,14,9.5869784238845172E-3,1.1307679301496577E-2,0,7.1805707057850292E-3,0,5.522817943548407E-5,2.8130456610601606E-2,null,9.796523940882736E-3,1.0944545909424147E-2,0,4.5011500065453621E-3,0,6.7532911429752325E-5,2.5309752768281998E-2]
[2004,12,15,15,1.0178555107588489E-2,1.1141429843035684E-2,0,6.4854118214043846E-3,0,5.522817943548407E-5,2.7860624951464043E-2,null,1.0401030896936336E-2,1.0783635365179995E-2,0,4.0653887634370519E-3,0,6.7532911429752325E-5,2.5317587936983139E-2]
[2004,12,15,16,1.1031873934770078E-2,1.0645485756502903E-2,0,5.934232720578741E-3,0,5.522817943548407E-5,2.7666820591287208E-2,null,1.1273000974480668E-2,1.0303617964717722E-2,0,3.7198814333177003E-3,0,6.7532911429752325E-5,2.5364033283945844E-2]
[2004,12,15,17,1.2721364630847316E-2,1.0489649505518041E-2,1.3823823513584756E-4,6.4709418178436479E-3,1.486423397876534E-5,5.522817943548407E-5,2.9890286602759105E-2,null,1.299941938497637E-2,1.0152786219513325E-2,5.8485911953433891E-5,4.0563182230453736E-3,1.0539394633221224E-5,6.7532911429752325E-5,2.7345082045551479E-2]
[2004,12,15,18,1.4750051593896083E-2,1.010553889941181E-2,5.9244957999998889E-4,5.6749653636316115E-3,6.3703859999999826E-5,5.522817943548407E-5,3.1241937476374975E-2,null,1.507244797890234E-2,9.7810108931410955E-3,2.506539087299365E-4,3.5573593562800944E-3,4.5168834206903586E-5,6.7532911429752325E-5,2.8774173882690122E-2]
[2004,12,15,19,1.6651956594632103E-2,9.5401299462754604E-3,5.9244957999998889E-4,3.7614169208191354E-3,6.3703859999999826E-5,5.522817943548407E-5,3.0664885081162174E-2,null,1.7015923498423281E-2,9.2337594120718344E-3,2.506539087299365E-4,2.3578490473082679E-3,4.5168834206903586E-5,6.7532911429752325E-5,2.8970887612169972E-2]
[2004,12,15,20,1.6501845616510094E-2,9.3743230752564698E-3,5.9244957999998889E-4,3.6261598042078096E-3,6.3703859999999826E-5,5.522817943548407E-5,3.0213710115409846E-2,null,1.6862531498781568E-2,9.0732772420720961E-3,2.506539087299365E-4,2.2730629493411683E-3,4.5168834206903586E-5,6.7532911429752325E-5,2.8572227344561423E-2]
[2004,12,15,21,1.4958033690672636E-2,9.1950004698906629E-3,5.9244957999998889E-4,3.9970210313435431E-3,6.3703859999999826E-5,5.522817943548407E-5,2.8861436811342314E-2,null,1.5284976003923275E-2,8.8997133803198555E-3,2.506539087299365E-4,2.5055377878111179E-3,4.5168834206903586E-5,6.7532911429752325E-5,2.7053582826420841E-2]
[2004,12,15,22,1.3564391286859977E-2,8.6428978271334746E-3,5.9244957999998889E-4,3.6800398219841023E-3,6.3703859999999826E-5,5.522817943548407E-5,2.6598710555413026E-2,null,1.3860872332221453E-2,8.3653408924504197E-3,2.506539087299365E-4,2.306837707964607E-3,4.5168834206903586E-5,6.7532911429752325E-5,2.4896406587003071E-2]
[2004,12,15,23,1.2387953701680868E-2,8.2376529660192384E-3,5.9244957999998889E-4,3.5610923279668339E-3,6.3703859999999826E-5,5.522817943548407E-5,2.4898080615102413E-2,null,1.2658720991247471E-2,7.9731100138796095E-3,2.506539087299365E-4,2.2322753179524822E-3,4.5168834206903586E-5,6.7532911429752325E-5,2.3227461977446157E-2]
[2004,12,15,24,1.0784150449995415E-2,7.8613663153476992E-3,5.9244957999998889E-4,2.7761839771524412E-3,6.3703859999999826E-5,5.522817943548407E-5,2.2133082361931029E-2,null,1.101986292179998E-2,7.6089073854204653E-3,2.506539087299365E-4,1.7402545060747634E-3,4.5168834206903586E-5,6.7532911429752325E-5,2.07323804676618E-2]
[2004,12,16,1,7.9695696320873279E-3,8.1990307881544735E-3,5.9244957999998889E-4,4.9055327915455884E-3,6.3703859999999826E-5,5.522817943548407E-5,2.178551483122286E-2,null,8.1437629508757086E-3,7.9357281437812139E-3,2.506539087299365E-4,3.0750395562548702E-3,4.5168834206903586E-5,6.7532911429752325E-5,1.9517886305278384E-2]
[2004,12,16,2,7.9371451562494401E-3,7.7778482971789745E-3,5.9244957999998889E-4,4.5501884640513687E-3,6.3703859999999826E-5,5.522817943548407E-5,2.0976563536915259E-2,null,8.1106297633611654E-3,7.5280714543916518E-3,2.506539087299365E-4,2.8522915063348463E-3,4.5168834206903586E-5,6.7532911429752325E-5,1.8854348378454254E-2]
[2004,12,16,3,8.2587335985150143E-3,7.5684767453619963E-3,5.9244957999998889E-4,3.9656941550515719E-3,6.3703859999999826E-5,5.522817943548407E-5,2.0504286118364055E-2,null,8.4392472624802845E-3,7.3254236342783748E-3,2.506539087299365E-4,2.4859004950102755E-3,4.5168834206903586E-5,6.7532911429752325E-5,1.8613927046135525E-2]
[2004,12,16,4,7.9090329727104398E-3,7.3943417067812694E-3,5.9244957999998889E-4,4.3321061213427306E-3,6.3703859999999826E-5,5.522817943548407E-5,2.0346862420269913E-2,null,8.0819031232360374E-3,7.1568807464433906E-3,2.506539087299365E-4,2.7155863085823097E-3,4.5168834206903586E-5,6.7532911429752325E-5,1.8317725832628331E-2]
[2004,12,16,5,8.9038340363077409E-3,7.3224776984075323E-3,5.9244957999998889E-4,3.7233581263299048E-3,6.3703859999999826E-5,5.522817943548407E-5,2.0661051480480652E-2,null,9.0984478576715388E-3,7.0873245698035471E-3,2.506539087299365E-4,2.3339918429044044E-3,4.5168834206903586E-5,6.7532911429752325E-5,1.8883119924746079E-2]
[2004,12,16,6,9.031166230926535E-3,7.8095574673268968E-3,5.9244957999998889E-4,4.6368943925827154E-3,6.3703859999999826E-5,5.522817943548407E-5,2.218899971027162E-2,null,9.2285631909782666E-3,7.5587623202342776E-3,2.506539087299365E-4,2.9066432294453737E-3,4.5168834206903586E-5,6.7532911429752325E-5,2.0057324395024508E-2]
[2004,12,16,7,1.0944991768386656E-2,8.6368949068347384E-3,5.9244957999998889E-4,4.8954083900160797E-3,6.3703859999999826E-5,5.522817943548407E-5,2.5188676684672943E-2,null,1.1184219798037165E-2,8.3595307491797811E-3,2.506539087299365E-4,3.0686930621002897E-3,4.5168834206903586E-5,6.7532911429752325E-5,2.2975799263683826E-2]
[2004,12,16,8,1.0830895990755641E-2,1.0336189677375542E-2,4.8388121983054084E-4,7.1372174217635585E-3,5.2029915330034484E-5,5.522817943548407E-5,2.8895442404490806E-2,null,1.1067630194129098E-2,1.0004254581006771E-2,2.0472074452569788E-4,4.4739739445507649E-3,3.6891494790764096E-5,6.7532911429752325E-5,2.5855003870432849E-2]
[2004,12,16,9,1.0443308521253991E-2,1.1476603279407199E-2,0,8.43568372012337E-3,0,5.522817943548407E-5,3.0410823700220045E-2,null,1.0671571106867632E-2,1.1108045083936521E-2,0,5.2879192181001919E-3,0,6.7532911429752325E-5,2.7135068320334098E-2]
[2004,12,16,10,1.0018304520248707E-2,1.1759328413943284E-2,0,9.2314745751374983E-3,0,5.522817943548407E-5,3.1064335688764974E-2,null,1.0237277663539719E-2,1.1381690819031676E-2,0,5.7867617417689254E-3,0,6.7532911429752325E-5,2.7473263135770074E-2]
[2004,12,16,11,9.4020702282556611E-3,1.2061534647195608E-2,0,9.8464633639196355E-3,0,5.522817943548407E-5,3.1365296418806393E-2,null,9.6075741503178023E-3,1.1674192039287053E-2,0,6.1722682570688686E-3,0,6.7532911429752325E-5,2.7521567358103474E-2]
[2004,12,16,12,8.5308505400367128E-3,1.2062516761589004E-2,0,1.0207382685055718E-2,0,5.522817943548407E-5,3.0855978166116921E-2,null,8.7173119471462748E-3,1.1675142614182239E-2,0,6.3985109989424648E-3,0,6.7532911429752325E-5,2.6858498471700736E-2]
[2004,12,16,13,8.7197188723452217E-3,1.1719133725566955E-2,0,9.621734145773362E-3,0,5.522817943548407E-5,3.0115814923121025E-2,null,8.9103084323084066E-3,1.1342786937826669E-2,0,6.0313964568768468E-3,0,6.7532911429752325E-5,2.6352024738441674E-2]
[2004,12,16,14,9.099663544491484E-3,1.1716283760500022E-2,0,8.9873373800316049E-3,0,5.522817943548407E-5,2.9858512864458595E-2,null,9.2985576712572033E-3,1.1340028496179745E-2,0,5.6337240261924281E-3,0,6.7532911429752325E-5,2.633984310505913E-2]
[2004,12,16,15,8.9244081635320664E-3,1.1645502762352924E-2,0,8.9469629274292126E-3,0,5.522817943548407E-5,2.9572102032749688E-2,null,9.1194716798816446E-3,1.1271520550112223E-2,0,5.6084152485141982E-3,0,6.7532911429752325E-5,2.6066940389937818E-2]
[2004,12,16,16,9.3865828022544045E-3,1.1197422631917914E-2,0,8.7271601530802823E-3,0,5.522817943548407E-5,2.9366393766688086E-2,null,9.5917482109137905E-3,1.0837830008676575E-2,0,5.4706315959693807E-3,0,6.7532911429752325E-5,2.5967742726989498E-2]
[2004,12,16,17,1.0957106926883436E-2,1.1076470521742739E-2,1.2836407586414749E-4,9.4954764758830301E-3,1.3802503021234584E-5,5.522817943548407E-5,3.1726448682830075E-2,null,1.1196599761255355E-2,1.0720762139367729E-2,5.4308346975037565E-5,5.9522516736919377E-3,9.7865807598853889E-6,6.7532911429752325E-5,2.8001241413479701E-2]
[2004,12,16,18,1.40569925320112E-2,1.0557222894967536E-2,5.9244957999998889E-4,7.835533426627855E-3,6.3703859999999826E-5,5.522817943548407E-5,3.3161130473042061E-2,null,1.4364240513316959E-2,1.0218189565625865E-2,2.506539087299365E-4,4.9117142327054818E-3,4.5168834206903586E-5,6.7532911429752325E-5,2.9857499966014896E-2]
[2004,12,16,19,1.5155354242124559E-2,1.0092587875040195E-2,5.9244957999998889E-4,6.5893045707067829E-3,6.3703859999999826E-5,5.522817943548407E-5,3.2548628307307009E-2,null,1.5486609450965466E-2,9.7684757763386188E-3,2.506539087299365E-4,4.1305140673109841E-3,4.5168834206903586E-5,6.7532911429752325E-5,2.9748954948981662E-2]
[2004,12,16,20,1.3674213386176907E-2,1.0097450710251031E-2,5.9244957999998889E-4,7.5866932519031002E-3,6.3703859999999826E-5,5.522817943548407E-5,3.2069738967766513E-2,null,1.3973094846722574E-2,9.7731824470705976E-3,2.506539087299365E-4,4.7557284482902269E-3,4.5168834206903586E-5,6.7532911429752325E-5,2.886536139644999E-2]
[2004,12,16,21,1.3039046090764752E-2,9.7844293314348057E-3,5.9244957999998889E-4,7.0995369037338612E-3,6.3703859999999826E-5,5.522817943548407E-5,3.063439394536889E-2,null,1.3324044505640271E-2,9.4702133974768395E-3,2.506539087299365E-4,4.4503538632333622E-3,4.5168834206903586E-5,6.7532911429752325E-5,2.7607967420717063E-2]
[2004,12,16,22,1.1931130527504838E-2,9.1758433703253064E-3,5.9244957999998889E-4,6.414313925113174E-3,6.3703859999999826E-5,5.522817943548407E-5,2.8232669442378792E-2,null,1.2191912893357521E-2,8.8811714894425024E-3,2.506539087299365E-4,4.0208209554634155E-3,4.5168834206903586E-5,6.7532911429752325E-5,2.5457260992630029E-2]
[2004,12,16,23,1.0241310654897079E-2,8.8186667973158672E-3,5.9244957999998889E-4,6.6562120787889032E-3,6.3703859999999826E-5,5.522817943548407E-5,2.6427571150437323E-2,null,1.046515811141928E-2,8.5354652400129478E-3,2.506539087299365E-4,4.1724551250320839E-3,4.5168834206903586E-5,6.7532911429752325E-5,2.3536434130830904E-2]
[2004,12,16,24,8.4297465889974117E-3,8.4456487495239152E-3,5.9244957999998889E-4,5.9059407689100295E-3,6.3703859999999826E-5,5.522817943548407E-5,2.3492717726866827E-2,null,8.6139981361537787E-3,8.1744262469312743E-3,2.506539087299365E-4,3.7021465869306008E-3,4.5168834206903586E-5,6.7532911429752325E-5,2.0853926624382246E-2]
[2004,12,17,1,8.6507486653655142E-3,7.5923093677108715E-3,5.9244957999998889E-4,2.3299843769139074E-3,6.3703859999999826E-5,5.522817943548407E-5,1.9284424029425765E-2,null,8.8398307224388396E-3,7.3484908987881421E-3,2.506539087299365E-4,1.4605537112735733E-3,4.5168834206903586E-5,6.7532911429752325E-5,1.8012230986867148E-2]
[2004,12,17,2,8.4936828645549422E-3,7.1693089004280708E-3,5.9244957999998889E-4,1.7925572504699147E-3,6.3703859999999826E-5,5.522817943548407E-5,1.81669306348884E-2,null,8.6793318864238078E-3,6.9390746153539483E-3,2.506539087299365E-4,1.1236668240290635E-3,4.5168834206903586E-5,6.7532911429752325E-5,1.710542898017341E-2]
[2004,12,17,3,8.4855683197185405E-3,7.0516888147006728E-3,5.9244957999998889E-4,1.3748684789648769E-3,6.3703859999999826E-5,5.522817943548407E-5,1.7623507232819562E-2,null,8.6710399795012754E-3,6.8252317662784948E-3,2.506539087299365E-4,8.6183807898528313E-4,4.5168834206903586E-5,6.7532911429752325E-5,1.6721465479131645E-2]
[2004,12,17,4,8.7629372737482551E-3,6.7835461881412037E-3,5.9244957999998889E-4,1.1169194734333781E-3,6.3703859999999826E-5,5.522817943548407E-5,1.7374784554758309E-2,null,8.9544714715175788E-3,6.5657002383313519E-3,2.506539087299365E-4,7.0014241223263047E-4,4.5168834206903586E-5,6.7532911429752325E-5,1.6583669776448155E-2]
[2004,12,17,5,9.5427006739666649E-3,6.7118231128769053E-3,5.9244957999998889E-4,8.4620926986202173E-4,6.3703859999999826E-5,5.522817943548407E-5,1.7812114676141064E-2,null,9.7512783986545403E-3,6.4962804688927806E-3,2.506539087299365E-4,5.3044737203263416E-4,4.5168834206903586E-5,6.7532911429752325E-5,1.7141361893946546E-2]
[2004,12,17,6,1.0181084822709638E-2,7.1173682885103829E-3,5.9244957999998889E-4,8.9443117904758329E-4,6.3703859999999826E-5,5.522817943548407E-5,1.8904265909703077E-2,null,1.0403615904813918E-2,6.8888020177201017E-3,2.506539087299365E-4,5.6067533798962279E-4,4.5168834206903586E-5,6.7532911429752325E-5,1.8216448914890233E-2]
[2004,12,17,7,1.1586849410418333E-2,8.0502801765268278E-3,5.9244957999998889E-4,1.9518486764061485E-3,6.3703859999999826E-5,5.522817943548407E-5,2.2300359882786783E-2,null,1.1840106718689486E-2,7.7917544906021549E-3,2.506539087299365E-4,1.2235188597896542E-3,4.5168834206903586E-5,6.7532911429752325E-5,2.1218735723447887E-2]
[2004,12,17,8,1.1624753259137543E-2,9.7709089624909221E-3,4.8388121983054084E-4,4.2884418486824113E-3,5.2029915330034484E-5,5.522817943548407E-5,2.6275243384906936E-2,null,1.1878839043412803E-2,9.4571272199621397E-3,2.0472074452569788E-4,2.6882153029584178E-3,3.6891494790764096E-5,6.7532911429752325E-5,2.4333326717079575E-2]
[2004,12,17,9,1.1088916356353611E-2,1.0766636733304483E-2,0,5.4153544319796307E-3,0,5.522817943548407E-5,2.7326135701073208E-2,null,1.1331290189703766E-2,1.0420878314275121E-2,0,3.3946219089956995E-3,0,6.7532911429752325E-5,2.521432332440434E-2]
[2004,12,17,10,1.1479601305206521E-2,1.1034234444765168E-2,0,5.4360538346223024E-3,0,5.522817943548407E-5,2.8005117764029475E-2,null,1.1730514458869199E-2,1.0679882426458483E-2,0,3.4075973562349396E-3,0,6.7532911429752325E-5,2.5885527152992374E-2]
[2004,12,17,11,1.0557257577915436E-2,1.1291184552244208E-2,0,6.1621557423773123E-3,0,5.522817943548407E-5,2.8065826051972439E-2,null,1.0788010782881061E-2,1.0928580870476403E-2,0,3.8627552734476983E-3,0,6.7532911429752325E-5,2.5646879838234916E-2]
[2004,12,17,12,9.899258104078176E-3,1.1306999951635581E-2,0,6.5927448805935523E-3,0,5.522817943548407E-5,2.7854231115742797E-2,null,1.0115629213472763E-2,1.0943888376119214E-2,0,4.1326706299999183E-3,0,6.7532911429752325E-5,2.5259721131021651E-2]
[2004,12,17,13,9.5723618241613552E-3,1.105798485781772E-2,0,6.8633529957407534E-3,0,5.522817943548407E-5,2.7548927857155313E-2,null,9.7815878616728854E-3,1.0702870121730938E-2,0,4.3023016759395861E-3,0,6.7532911429752325E-5,2.4854292570773161E-2]
[2004,12,17,14,8.6551208651597916E-3,1.1167130531152912E-2,0,7.0897140912303085E-3,0,5.522817943548407E-5,2.6967193666978497E-2,null,8.8442984867400758E-3,1.0808510704628786E-2,0,4.4441964205486125E-3,0,6.7532911429752325E-5,2.4164538523347226E-2]
[2004,12,17,15,9.2053128639919286E-3,1.1003249275793742E-2,0,6.5731460561642028E-3,0,5.522817943548407E-5,2.6836936375385357E-2,null,9.4065162002182727E-3,1.0649892311309556E-2,0,4.1203850816329372E-3,0,6.7532911429752325E-5,2.4244326504590519E-2]
[2004,12,17,16,9.7248951374250686E-3,1.0473149441304371E-2,0,6.2883747362177137E-3,0,5.522817943548407E-5,2.6541647494382637E-2,null,9.93745514217571E-3,1.0136816036288278E-2,0,3.9418758125008349E-3,0,6.7532911429752325E-5,2.4083679902394576E-2]
[2004,12,17,17,1.0771006874596733E-2,1.0302428613353056E-2,1.2836407586414749E-4,7.1179835558337502E-3,1.3802503021234584E-5,5.522817943548407E-5,2.838881380210441E-2,null,1.1006432063257398E-2,9.9715777155516116E-3,5.4308346975037565E-5,4.4619171708898493E-3,9.7865807598853889E-6,6.7532911429752325E-5,2.5571554788863537E-2]
[2004,12,17,18,1.4478124012120064E-2,9.7168242845602423E-3,5.9244957999998889E-4,4.8946747403948538E-3,6.3703859999999826E-5,5.522817943548407E-5,2.9801004656510633E-2,null,1.4794576792875854E-2,9.4047794105818015E-3,2.506539087299365E-4,3.0682331728891545E-3,4.5168834206903586E-5,6.7532911429752325E-5,2.7630945030713401E-2]
[2004,12,17,19,1.4580660661424032E-2,9.4733644104466087E-3,5.9244957999998889E-4,4.5151606279831332E-3,6.3703859999999826E-5,5.522817943548407E-5,2.9280567319289248E-2,null,1.4899354617056793E-2,9.1691379762702859E-3,2.506539087299365E-4,2.8303342621257216E-3,4.5168834206903586E-5,6.7532911429752325E-5,2.7262182509819391E-2]
[2004,12,17,20,1.5529051083661115E-2,8.9963466849305417E-3,5.9244957999998889E-4,3.7349451222530345E-3,6.3703859999999826E-5,5.522817943548407E-5,2.8971724510280163E-2,null,1.5868474298561707E-2,8.7074391380454769E-3,2.506539087299365E-4,2.3412551662406983E-3,4.5168834206903586E-5,6.7532911429752325E-5,2.7280524257214476E-2]
[2004,12,17,21,1.3475559545225531E-2,8.8199695653351784E-3,5.9244957999998889E-4,4.088180664300169E-3,6.3703859999999826E-5,5.522817943548407E-5,2.7095091394296347E-2,null,1.3770098968064914E-2,8.5367261711038027E-3,2.506539087299365E-4,2.5626813212838561E-3,4.5168834206903586E-5,6.7532911429752325E-5,2.5232862114819163E-2]
[2004,12,17,22,1.2655460462315695E-2,8.1591229074179355E-3,5.9244957999998889E-4,3.2298159065685807E-3,6.3703859999999826E-5,5.522817943548407E-5,2.4755780895737683E-2,null,1.2932074728894167E-2,7.8971018597114966E-3,2.506539087299365E-4,2.0246142660052119E-3,4.5168834206903586E-5,6.7532911429752325E-5,2.3217146508977465E-2]
[2004,12,17,23,1.1335012658497141E-2,7.7583554235332256E-3,5.9244957999998889E-4,3.5400184899339032E-3,6.3703859999999826E-5,5.522817943548407E-5,2.3344768191399745E-2,null,1.1582765493925316E-2,7.5092045724405275E-3,2.506539087299365E-4,2.2190651554060089E-3,4.5168834206903586E-5,6.7532911429752325E-5,2.1674390876138445E-2]
[2004,12,17,24,9.6930945582890116E-3,7.2075707627129526E-3,5.9244957999998889E-4,3.2590304455931652E-3,6.3703859999999826E-5,5.522817943548407E-5,2.0871077386030602E-2,null,9.9049594880638615E-3,6.9761077410017136E-3,2.506539087299365E-4,2.042927437466052E-3,4.5168834206903586E-5,6.7532911429752325E-5,1.9287350320898219E-2]
[2004,12,18,1,1.0036709439567642E-2,7.3393410257646223E-3,5.9244957999998889E-4,5.0244659222601368E-3,6.3703859999999826E-5,5.522817943548407E-5,2.311189800702787E-2,null,1.025608486480438E-2,{"$f":"F8451*W$5","v":7.103646350385075E-3},{"$f":"G8451*X$5","v":2.506539087299365E-4},{"$f":"H8451*Y$5","v":3.1495929426121629E-3},{"$f":"I8451*Z$5","v":4.5168834206903586E-5},6.7532911429752325E-5,2.0872679812168206E-2]
[2004,12,18,2,9.292781070763893E-3,7.1224994261559118E-3,5.9244957999998889E-4,5.2564300143349832E-3,6.3703859999999826E-5,5.522817943548407E-5,2.2383092130690261E-2,null,{"$f":"E8452*V$5","v":9.4958962263141725E-3},6.8937683746561028E-3,2.506539087299365E-4,3.2949999328559607E-3,4.5168834206903586E-5,6.7532911429752325E-5,{"$f":"SUM(M8452:R8452)","v":2.0048020188192829E-2}]
[2004,12,18,3,9.8452355750134942E-3,6.9087618453458795E-3,5.9244957999998889E-4,4.5463754900216344E-3,6.3703859999999826E-5,5.522817943548407E-5,2.2011754529816477E-2,null,1.0060425897482119E-2,6.6868947356561849E-3,2.506539087299365E-4,2.8499013386473295E-3,4.5168834206903586E-5,6.7532911429752325E-5,1.9960577626152227E-2]
[2004,12,18,4,1.0020592144741302E-2,6.7823467045120579E-3,5.9244957999998889E-4,4.3505365983708914E-3,6.3703859999999826E-5,5.522817943548407E-5,2.186485706705972E-2,null,1.0239615289339902E-2,6.5645392747687359E-3,2.506539087299365E-4,2.7271394768742263E-3,4.5168834206903586E-5,6.7532911429752325E-5,1.9894649695349455E-2]
[2004,12,18,5,1.0500012019805429E-2,6.7787859992403873E-3,5.9244957999998889E-4,4.1924276641297793E-3,6.3703859999999826E-5,5.522817943548407E-5,2.2182607302611068E-2,null,1.0729513991114355E-2,6.5610929175386919E-3,2.506539087299365E-4,2.6280286875575909E-3,4.5168834206903586E-5,6.7532911429752325E-5,2.0281991250577232E-2]
[2004,12,18,6,1.036857448794009E-2,7.0343124555379225E-3,5.9244957999998889E-4,4.5859436205470082E-3,6.3703859999999826E-5,5.522817943548407E-5,2.2700212183460491E-2,null,1.0595203588950374E-2,6.8084134293302408E-3,2.506539087299365E-4,2.8747046722917969E-3,4.5168834206903586E-5,6.7532911429752325E-5,2.0641677344939005E-2]
[2004,12,18,7,1.2157583984992504E-2,7.3646068924133534E-3,5.9244957999998889E-4,3.4312371514806576E-3,6.3703859999999826E-5,5.522817943548407E-5,2.3664809648321988E-2,null,1.2423316013265106E-2,7.1281008321673655E-3,2.506539087299365E-4,2.1508754331188433E-3,4.5168834206903586E-5,6.7532911429752325E-5,2.2065647932917907E-2]
[2004,12,18,8,1.2823503789939164E-2,8.1077950234387033E-3,4.9375537910224094E-4,4.4407964318939593E-3,5.3091646287565237E-5,5.522817943548407E-5,2.5974170450097117E-2,null,1.3103791030880156E-2,7.8474223129480908E-3,2.0889830950409421E-4,2.7837189699117123E-3,3.7644308664099929E-5,6.7532911429752325E-5,2.4049007843337907E-2]
[2004,12,18,9,1.3645698545743512E-2,8.6009366638992099E-3,0,5.3152780309745585E-3,0,5.522817943548407E-5,2.7617141420052765E-2,null,1.3943956748708266E-2,8.3247272647390767E-3,0,3.3318888879732751E-3,0,6.7532911429752325E-5,2.5668105812850374E-2]
[2004,12,18,10,1.4513995770545031E-2,8.8836650636817446E-3,0,5.5682782218040025E-3,0,5.522817943548407E-5,2.9021167235466262E-2,null,1.4831232611286401E-2,8.5983761602209663E-3,0,3.4904823838482562E-3,0,6.7532911429752325E-5,2.6987624066785378E-2]
[2004,12,18,11,1.5793068202312903E-2,8.8569571493059465E-3,0,4.8511685993406365E-3,0,5.522817943548407E-5,2.9556422130394971E-2,null,1.6138262120054179E-2,8.5725259404510964E-3,0,3.0409612922664645E-3,0,6.7532911429752325E-5,2.7819282264201495E-2]
[2004,12,18,12,1.3777514471574619E-2,8.99747242854247E-3,0,5.8208751246108031E-3,0,5.522817943548407E-5,2.8651090204163378E-2,null,1.4078653815510553E-2,8.7085287296685219E-3,0,3.648823078106188E-3,0,6.7532911429752325E-5,2.6503538534715015E-2]
[2004,12,18,13,1.3339754885669495E-2,8.8886340455866415E-3,0,5.6241656688563839E-3,0,5.522817943548407E-5,2.7907782779548005E-2,null,1.3631325984565795E-2,8.6031855688654124E-3,0,3.525515502102069E-3,0,6.7532911429752325E-5,2.582755996696303E-2]
[2004,12,18,14,1.1286393320597584E-2,9.0189770714811743E-3,0,6.9627479230250028E-3,0,5.522817943548407E-5,2.7323346494539245E-2,null,1.1533083468300198E-2,8.7293427752063429E-3,0,4.3646075142813254E-3,0,6.7532911429752325E-5,2.469456666921762E-2]
[2004,12,18,15,1.1047229091385644E-2,8.8769733758808211E-3,0,6.478301757509527E-3,0,5.522817943548407E-5,2.6457732404211474E-2,null,1.1288691753446607E-2,8.5918993684411492E-3,0,4.0609318107158576E-3,0,6.7532911429752325E-5,2.4009055844033365E-2]
[2004,12,18,16,1.1995595431004868E-2,8.6796265234338685E-3,0,6.0513345377084188E-3,0,5.522817943548407E-5,2.678178467158264E-2,null,1.2257786825952527E-2,8.4008900880134518E-3,0,3.7932868583927669E-3,0,6.7532911429752325E-5,2.45194966837885E-2]
[2004,12,18,17,1.3102588818300875E-2,8.701966585011987E-3,1.2836407586414749E-4,6.408305359687499E-3,1.3802503021234584E-5,5.522817943548407E-5,2.8410255521321228E-2,null,1.3388976105989528E-2,8.4225127236614867E-3,5.4308346975037565E-5,4.0170544784780531E-3,9.7865807598853889E-6,6.7532911429752325E-5,2.5960171147293747E-2]
[2004,12,18,18,1.4515020789914811E-2,8.7003512282401267E-3,5.9244957999998889E-4,6.7298138060939913E-3,6.3703859999999826E-5,5.522817943548407E-5,3.0656567443684401E-2,null,1.4832280034817772E-2,8.4209492422539986E-3,2.506539087299365E-4,4.2185924627055563E-3,4.5168834206903586E-5,6.7532911429752325E-5,2.7835177394143915E-2]
[2004,12,18,19,1.4826273439870769E-2,8.3244053521921487E-3,5.9244957999998889E-4,6.1602671306542085E-3,6.3703859999999826E-5,5.522817943548407E-5,3.0022327542152595E-2,null,1.5150335829056354E-2,8.0570764448249805E-3,2.506539087299365E-4,3.8615713947536328E-3,4.5168834206903586E-5,6.7532911429752325E-5,2.743233932300156E-2]
[2004,12,18,20,1.5143929457014921E-2,7.9378176216771783E-3,5.9244957999998889E-4,5.4461766436358838E-3,6.3703859999999826E-5,5.522817943548407E-5,2.9239305341763458E-2,null,1.5474934950836503E-2,7.6829035441059786E-3,2.506539087299365E-4,3.4139428521188574E-3,4.5168834206903586E-5,6.7532911429752325E-5,2.6935137001427932E-2]
[2004,12,18,21,1.3524628787476074E-2,7.8364970457573072E-3,5.9244957999998889E-4,6.1782418500565669E-3,6.3703859999999826E-5,5.522817943548407E-5,2.825074930272542E-2,null,1.3820240731737899E-2,7.5848367644284227E-3,2.506539087299365E-4,3.872838870790098E-3,4.5168834206903586E-5,6.7532911429752325E-5,2.5641272021323012E-2]
[2004,12,18,22,1.3482660156939056E-2,7.4314500196614314E-3,5.9244957999998889E-4,5.4381092280022733E-3,6.3703859999999826E-5,5.522817943548407E-5,2.7063601024038233E-2,null,1.3777354780018465E-2,7.1927973676270546E-3,2.506539087299365E-4,3.4088857822256835E-3,4.5168834206903586E-5,6.7532911429752325E-5,2.4742393584237795E-2]
[2004,12,18,23,1.3558934457107681E-2,6.8981519469547385E-3,5.9244957999998889E-4,4.0548307685237782E-3,6.3703859999999826E-5,5.522817943548407E-5,2.5223298792021672E-2,null,1.3855296230873764E-2,6.6766255622086497E-3,2.506539087299365E-4,2.5417758961104433E-3,4.5168834206903586E-5,6.7532911429752325E-5,2.3437053343559448E-2]
[2004,12,18,24,9.9327542038756302E-3,7.0553433360824652E-3,5.9244957999998889E-4,6.6809000787585856E-3,6.3703859999999826E-5,5.522817943548407E-5,2.4380379238152155E-2,null,1.0149857447759224E-2,6.8287689268198889E-3,2.506539087299365E-4,4.1879308296492116E-3,4.5168834206903586E-5,6.7532911429752325E-5,2.1529912858594916E-2]
[2004,12,19,1,9.0780667845030798E-3,7.5578631493036751E-3,5.9244957999998889E-4,8.6026622445606483E-3,6.3703859999999826E-5,5.522817943548407E-5,2.5949973797802874E-2,null,9.2764888642861993E-3,7.3151508819100791E-3,2.506539087299365E-4,5.3925899214689738E-3,4.5168834206903586E-5,6.7532911429752325E-5,2.2347585322031842E-2]
[2004,12,19,2,9.2787076740457226E-3,7.3710944955183572E-3,5.9244957999998889E-4,8.0395407311500619E-3,6.3703859999999826E-5,5.522817943548407E-5,2.5400724520149614E-2,null,9.4815152230633866E-3,7.1343800932015403E-3,2.506539087299365E-4,5.0395964746205472E-3,4.5168834206903586E-5,6.7532911429752325E-5,2.2018847445252065E-2]
[2004,12,19,3,8.8072278653185034E-3,7.2940657182265865E-3,5.9244957999998889E-4,8.3635420601996541E-3,6.3703859999999826E-5,5.522817943548407E-5,2.5176217263180214E-2,null,8.9997301360820892E-3,7.0598250083836493E-3,2.506539087299365E-4,5.2426971255475465E-3,4.5168834206903586E-5,6.7532911429752325E-5,2.1665607924379875E-2]
[2004,12,19,4,9.4862509869985366E-3,7.1356354419612753E-3,5.9244957999998889E-4,7.5545927523918317E-3,6.3703859999999826E-5,5.522817943548407E-5,2.4887860800787115E-2,null,9.6935948736284628E-3,6.9064825421006728E-3,2.506539087299365E-4,4.7356062087767509E-3,4.5168834206903586E-5,6.7532911429752325E-5,2.1699039278872477E-2]
[2004,12,19,5,9.8452939995035075E-3,7.1821476854881392E-3,5.9244957999998889E-4,7.5328269704057127E-3,6.3703859999999826E-5,5.522817943548407E-5,2.5271650274832833E-2,null,1.0060485598974064E-2,6.9515010972840251E-3,2.506539087299365E-4,4.7219623002709337E-3,4.5168834206903586E-5,6.7532911429752325E-5,2.2097304650895613E-2]
[2004,12,19,6,1.0121788722343364E-2,7.3312965073742053E-3,5.9244957999998889E-4,7.545210848696045E-3,6.3703859999999826E-5,5.522817943548407E-5,2.5709677697849084E-2,null,1.0343023751462245E-2,7.0958601726473077E-3,2.506539087299365E-4,4.7297251503467192E-3,4.5168834206903586E-5,6.7532911429752325E-5,2.2531964728822861E-2]
[2004,12,19,7,1.0308957464184683E-2,7.7960355662968286E-3,5.9244957999998889E-4,8.1153814870594653E-3,6.3703859999999826E-5,5.522817943548407E-5,2.6931756136976452E-2,null,1.0534283497688984E-2,7.5456746598346162E-3,2.506539087299365E-4,5.087137350261949E-3,4.5168834206903586E-5,6.7532911429752325E-5,2.353045116215214E-2]
[2004,12,19,8,1.1805080835581289E-2,8.2004336693649801E-3,5.0362953896639052E-4,7.242149332931205E-3,5.4153377308799846E-5,5.522817943548407E-5,2.786067493358815E-2,null,1.2063108094799354E-2,7.9370859730408232E-3,2.1307587473314441E-4,4.5397506483799673E-3,3.8397122582604595E-5,6.7532911429752325E-5,2.4858950624965646E-2]
[2004,12,19,9,1.3382489300048843E-2,8.4286168080920151E-3,0,7.5267464652386384E-3,0,5.522817943548407E-5,2.9393080752814979E-2,null,1.3674994458099008E-2,8.157941267126146E-3,0,4.7181507277659056E-3,0,6.7532911429752325E-5,2.6618619364420816E-2]
[2004,12,19,10,1.3774390905006585E-2,8.8709129684638247E-3,0,7.7175851612693597E-3,0,5.522817943548407E-5,3.0418117214175255E-2,null,1.4075461976193542E-2,8.5860335841863415E-3,0,4.8377782104666528E-3,0,6.7532911429752325E-5,2.756680668227629E-2]
[2004,12,19,11,1.3046103708917295E-2,9.1323374447384517E-3,0,8.3025366675476275E-3,0,5.522817943548407E-5,3.053620600063886E-2,null,1.333125638430944E-2,8.8390627076826312E-3,0,5.2044558164948069E-3,0,6.7532911429752325E-5,2.744230781991663E-2]
[2004,12,19,12,1.2757906426553795E-2,9.2299794814635801E-3,0,8.6853276507004792E-3,0,5.522817943548407E-5,3.0728441738153339E-2,null,1.3036759885878041E-2,8.9335690803108696E-3,0,5.44440883790797E-3,0,6.7532911429752325E-5,2.7482270715526634E-2]
[2004,12,19,13,1.2143726102025583E-2,9.1779530272857197E-3,0,8.6402590180677079E-3,0,5.522817943548407E-5,3.0017166326814494E-2,null,1.2409155234315489E-2,8.8832133971444051E-3,0,5.4161575074243695E-3,0,6.7532911429752325E-5,2.6776059050314015E-2]
[2004,12,19,14,1.2134712496480175E-2,9.0411860685693218E-3,0,7.844762552525324E-3,0,5.522817943548407E-5,2.9075889297010306E-2,null,1.2399944615639298E-2,8.7508385553529671E-3,0,4.9174995221756253E-3,0,6.7532911429752325E-5,2.6135815604597643E-2]
[2004,12,19,15,1.1602765837663075E-2,9.0341777155937032E-3,0,7.7115716278792108E-3,0,5.522817943548407E-5,2.8403743360571474E-2,null,1.1856371036148255E-2,8.744055267744081E-3,0,4.8340086193063543E-3,0,6.7532911429752325E-5,2.5501967834628443E-2]
[2004,12,19,16,1.2086153272684355E-2,8.8877037721451918E-3,0,7.6849857204145822E-3,0,5.522817943548407E-5,2.8714070944679614E-2,null,1.2350324018050252E-2,8.6022851701083557E-3,0,4.817343208928594E-3,0,6.7532911429752325E-5,2.5837485308516955E-2]
[2004,12,19,17,1.3145676698551829E-2,8.9454395957892299E-3,1.1848991599999779E-4,7.9256474799431886E-3,1.2740771999999965E-5,5.522817943548407E-5,3.0203222641719731E-2,null,1.3433005771205916E-2,8.658166872767447E-3,5.0130781745987303E-5,4.9682023432317604E-3,9.0337668413807169E-6,6.7532911429752325E-5,2.7186072447222244E-2]
[2004,12,19,18,1.4868986647705369E-2,8.776737605425914E-3,5.9244957999998889E-4,7.7959504399683164E-3,6.3703859999999826E-5,5.522817943548407E-5,3.2153056312535074E-2,null,1.519398263252689E-2,8.4948825569221807E-3,2.506539087299365E-4,4.8869015864741556E-3,4.5168834206903586E-5,6.7532911429752325E-5,2.8939122430289819E-2]
[2004,12,19,19,1.5155924298997172E-2,8.5101333125285721E-3,5.9244957999998889E-4,8.2246285353825884E-3,6.3703859999999826E-5,5.522817943548407E-5,3.2602067766343806E-2,null,1.5487191967745341E-2,8.2368399607832595E-3,2.506539087299365E-4,5.1556190033815981E-3,4.5168834206903586E-5,6.7532911429752325E-5,2.9243006586276789E-2]
[2004,12,19,20,1.5433506337353169E-2,8.1359099858856459E-3,5.9244957999998889E-4,7.2756382790722419E-3,6.3703859999999826E-5,5.522817943548407E-5,3.1556436221746531E-2,null,1.5770841201537163E-2,7.874634395024168E-3,2.506539087299365E-4,4.5607432374537692E-3,4.5168834206903586E-5,6.7532911429752325E-5,2.856957448838169E-2]
[2004,12,19,21,1.4699931865403212E-2,8.1303505531826834E-3,5.9244957999998889E-4,7.6289220181054596E-3,6.3703859999999826E-5,5.522817943548407E-5,3.1170586056126826E-2,null,1.5021232768188222E-2,7.869253497244386E-3,2.506539087299365E-4,4.7821996048398058E-3,4.5168834206903586E-5,6.7532911429752325E-5,2.8036041524639004E-2]
[2004,12,19,22,1.3795057747275713E-2,8.0038270373614228E-3,5.9244957999998889E-4,7.2837654401117944E-3,6.3703859999999826E-5,5.522817943548407E-5,2.9794031844184405E-2,null,1.4096580539949517E-2,7.7467931417102244E-3,2.506539087299365E-4,4.565837758831702E-3,4.5168834206903586E-5,6.7532911429752325E-5,2.6772567094858035E-2]
[2004,12,19,23,1.1436127011062239E-2,8.0999746912662901E-3,5.9244957999998889E-4,7.9090968030184217E-3,6.3703859999999826E-5,5.522817943548407E-5,2.8156580124782421E-2,null,1.1686089933792937E-2,7.8398531219402955E-3,2.506539087299365E-4,4.9578275300587319E-3,4.5168834206903586E-5,6.7532911429752325E-5,2.4847126240158557E-2]
[2004,12,19,24,9.9050620731337621E-3,8.1036030514916885E-3,5.9244957999998889E-4,7.730429479781923E-3,6.3703859999999826E-5,5.522817943548407E-5,2.6450476223842844E-2,null,1.0121560041653573E-2,7.8433649614613847E-3,2.506539087299365E-4,4.8458296880894997E-3,4.5168834206903586E-5,6.7532911429752325E-5,2.3174110345571049E-2]
[2004,12,20,1,1.2038882037362126E-2,7.4572227156673764E-3,5.9244957999998889E-4,3.5399977893069258E-3,6.3703859999999826E-5,5.522817943548407E-5,2.3747484161771901E-2,null,1.230201956089245E-2,7.2177424025122736E-3,2.506539087299365E-4,2.2190521791912942E-3,4.5168834206903586E-5,6.7532911429752325E-5,2.2102169796962608E-2]
[2004,12,20,2,1.1933614275455437E-2,7.2096720491212846E-3,5.9244957999998889E-4,3.1806380680568487E-3,6.3703859999999826E-5,5.522817943548407E-5,2.3035306012069042E-2,null,1.2194450929346059E-2,6.9781415469623931E-3,2.506539087299365E-4,1.9937870745174052E-3,4.5168834206903586E-5,6.7532911429752325E-5,2.1529735205192451E-2]
[2004,12,20,3,1.2019615902336241E-2,7.159071311925916E-3,5.9244957999998889E-4,2.7988543260089684E-3,6.3703859999999826E-5,5.522817943548407E-5,2.2688923159706598E-2,null,1.2282332320065962E-2,6.9291657954824127E-3,2.506539087299365E-4,1.7544654434897703E-3,4.5168834206903586E-5,6.7532911429752325E-5,2.1329319213404734E-2]
[2004,12,20,4,1.2553252653130599E-2,7.0089933845710849E-3,5.9244957999998889E-4,2.5623578043314334E-3,6.3703859999999826E-5,5.522817943548407E-5,2.2835985461468589E-2,null,1.2827632932391066E-2,6.7839074518266295E-3,2.506539087299365E-4,1.6062172939047836E-3,4.5168834206903586E-5,6.7532911429752325E-5,2.158111333248907E-2]
[2004,12,20,5,1.3301592971119155E-2,7.1165938800112662E-3,5.9244957999998889E-4,2.1961330705512392E-3,6.3703859999999826E-5,5.522817943548407E-5,2.3325701541117131E-2,null,1.3592329953387616E-2,6.8880524784782071E-3,2.506539087299365E-4,1.3766488472736914E-3,4.5168834206903586E-5,6.7532911429752325E-5,2.2220386933506104E-2]
[2004,12,20,6,1.4190528021980607E-2,7.5348047837285343E-3,5.9244957999998889E-4,2.5313260670690218E-3,6.3703859999999826E-5,5.522817943548407E-5,2.4968040492213635E-2,null,1.4500694729296382E-2,7.2928330097893146E-3,2.506539087299365E-4,1.5867650093852139E-3,4.5168834206903586E-5,6.7532911429752325E-5,2.3743648402837502E-2]
[2004,12,20,7,1.6545266330364853E-2,8.519398838230512E-3,5.9244957999998889E-4,2.6722612464223569E-3,6.3703859999999826E-5,5.522817943548407E-5,2.8448308034453196E-2,null,1.6906901272447546E-2,8.2458079345571894E-3,2.506539087299365E-4,1.675110408304224E-3,4.5168834206903586E-5,6.7532911429752325E-5,2.7191175269675551E-2]
[2004,12,20,8,1.4947000613442285E-2,1.0394192901895718E-2,5.0362953896639052E-4,5.8056549796573183E-3,5.4153377308799846E-5,5.522817943548407E-5,3.1759859590705992E-2,null,1.5273701773352414E-2,1.0060395097263867E-2,2.1307587473314441E-4,3.6392823106151297E-3,3.8397122582604595E-5,6.7532911429752325E-5,2.9292385089976912E-2]
[2004,12,20,9,1.4438776237238877E-2,1.1687123333038521E-2,0,8.2221533714727669E-3,0,5.522817943548407E-5,3.4403281121185646E-2,null,1.4754368981655202E-2,1.1311804523021204E-2,0,5.1540674436929071E-3,0,6.7532911429752325E-5,3.1287773859799063E-2]
[2004,12,20,10,1.357882180546488E-2,1.2163796396308362E-2,0,9.8342028273967815E-3,0,5.522817943548407E-5,3.5632049208605507E-2,null,1.3875618263081179E-2,1.177316976743985E-2,0,6.1645827239390815E-3,0,6.7532911429752325E-5,3.1880903665889866E-2]
[2004,12,20,11,1.3044753081030754E-2,1.2420013248469591E-2,0,1.0438286187651998E-2,0,5.522817943548407E-5,3.5958280696587824E-2,null,1.332987623533646E-2,1.2021158503809087E-2,0,6.5432531573039517E-3,0,6.7532911429752325E-5,3.1961820807879252E-2]
[2004,12,20,12,1.2786488107938707E-2,1.2305848307663559E-2,0,9.9208645571941048E-3,0,5.522817943548407E-5,3.5068429152231857E-2,null,1.3065966285806968E-2,1.1910659841565195E-2,0,6.21890674101619E-3,0,6.7532911429752325E-5,3.1263065779818106E-2]
[2004,12,20,13,1.2177661816149432E-2,1.2022357461288611E-2,0,9.8344966158101649E-3,0,5.522817943548407E-5,3.4089744072683691E-2,null,1.2443832691713012E-2,1.1636272984604944E-2,0,6.1647668855848619E-3,0,6.7532911429752325E-5,3.0312405473332572E-2]
[2004,12,20,14,1.2326676024216603E-2,1.2172571452729288E-2,0,9.106020914409681E-3,0,5.522817943548407E-5,3.3660496570791058E-2,null,1.2596103948861646E-2,1.1781663022801619E-2,0,5.7081209527643393E-3,0,6.7532911429752325E-5,3.0153420835857359E-2]
[2004,12,20,15,1.1884198461780142E-2,1.2042932323312069E-2,0,9.1451239505814328E-3,0,5.522817943548407E-5,3.3127482915109127E-2,null,1.2143955019130787E-2,1.1656187108094988E-2,0,5.7326327414134815E-3,0,6.7532911429752325E-5,2.9600307780069009E-2]
[2004,12,20,16,1.185293089810961E-2,1.1704694652685652E-2,0,9.8050247139264725E-3,0,5.522817943548407E-5,3.3417878444157223E-2,null,1.2112004030766371E-2,1.1328811559517345E-2,0,6.1462923858839101E-3,0,6.7532911429752325E-5,2.9654640887597377E-2]
[2004,12,20,17,1.4187007771689556E-2,1.1384468806807638E-2,1.1848991599999779E-4,9.5075730176528359E-3,1.2740771999999965E-5,5.522817943548407E-5,3.5265508463585518E-2,null,1.4497097535819001E-2,{"$f":"F8515*W$5","v":1.1018869406211648E-2},{"$f":"G8515*X$5","v":5.0130781745987303E-5},{"$f":"H8515*Y$5","v":5.9598344064992993E-3},{"$f":"I8515*Z$5","v":9.0337668413807169E-6},6.7532911429752325E-5,3.1602498808547069E-2]
[2004,12,20,18,1.7403296621765322E-2,1.092102528618822E-2,5.9244957999998889E-4,8.6179167566833147E-3,6.3703859999999826E-5,5.522817943548407E-5,3.7653620284072327E-2,null,{"$f":"E8516*V$5","v":1.778368579412392E-2},1.0570308852573283E-2,2.506539087299365E-4,5.4021522320643516E-3,4.5168834206903586E-5,6.7532911429752325E-5,{"$f":"SUM(M8516:R8516)","v":3.4119502533128149E-2}]
[2004,12,20,19,2.0003852197091485E-2,1.0343825092479537E-2,5.9244957999998889E-4,5.9906320616545201E-3,6.3703859999999826E-5,5.522817943548407E-5,3.7049690970661013E-2,null,2.0441082507337352E-2,1.0011644793349645E-2,2.506539087299365E-4,3.7552354330001869E-3,4.5168834206903586E-5,6.7532911429752325E-5,3.4571318388053773E-2]
[2004,12,20,20,1.8574161039204139E-2,1.0284395099567998E-2,5.9244957999998889E-4,6.7996723588014032E-3,6.3703859999999826E-5,5.522817943548407E-5,3.636961011700901E-2,null,1.8980142152927263E-2,9.9541233277620073E-3,2.506539087299365E-4,4.2623833865555062E-3,4.5168834206903586E-5,6.7532911429752325E-5,3.356000452161137E-2]
[2004,12,20,21,1.7757377786448435E-2,1.0040203827267237E-2,5.9244957999998889E-4,6.180233794710395E-3,6.3703859999999826E-5,5.522817943548407E-5,3.4689197027861537E-2,null,1.8145506219023579E-2,9.7177739832928316E-3,2.506539087299365E-4,3.8740875238650399E-3,4.5168834206903586E-5,6.7532911429752325E-5,3.2100723380548042E-2]
[2004,12,20,22,1.6852263921326743E-2,9.2694213688337725E-3,5.9244957999998889E-4,5.7800642469128796E-3,6.3703859999999826E-5,5.522817943548407E-5,3.2613131156508865E-2,null,1.7220609003567366E-2,8.9717443358666472E-3,2.506539087299365E-4,3.6232407267940375E-3,4.5168834206903586E-5,6.7532911429752325E-5,3.0178949720594643E-2]
[2004,12,20,23,1.4793936781636608E-2,9.0045726961388694E-3,5.9244957999998889E-4,5.4717660925583805E-3,6.3703859999999826E-5,5.522817943548407E-5,2.9981657189769331E-2,null,1.5117292378601739E-2,8.7154009801636099E-3,2.506539087299365E-4,3.42998363117451E-3,4.5168834206903586E-5,6.7532911429752325E-5,2.762603264430645E-2]
[2004,12,20,24,1.2505082556397727E-2,8.653565963238562E-3,5.9244957999998889E-4,4.8575555491962895E-3,6.3703859999999826E-5,5.522817943548407E-5,2.6727585688268048E-2,null,1.2778409967134093E-2,8.3756664333732734E-3,2.506539087299365E-4,3.0449649600196999E-3,4.5168834206903586E-5,6.7532911429752325E-5,2.4562397014893655E-2]
[2004,12,21,1,1.0726130822718442E-2,8.2318600821494996E-3,5.9244957999998889E-4,4.4622809756574341E-3,6.3703859999999826E-5,5.522817943548407E-5,2.4131653499960846E-2,null,1.0960575141799987E-2,7.9675031619544819E-3,2.506539087299365E-4,2.7971865838749975E-3,4.5168834206903586E-5,6.7532911429752325E-5,2.2088620541996055E-2]
[2004,12,21,2,1.0878043352425627E-2,7.7665913716162913E-3,5.9244957999998889E-4,3.8741324328979347E-3,6.3703859999999826E-5,5.522817943548407E-5,2.3230148776375324E-2,null,1.1115808070090388E-2,7.5171760323218505E-3,2.506539087299365E-4,2.4285049114058815E-3,4.5168834206903586E-5,6.7532911429752325E-5,2.1424844668184711E-2]
[2004,12,21,3,1.0787625275803386E-2,7.6684707917180905E-3,5.9244957999998889E-4,3.6987545079184541E-3,6.3703859999999826E-5,5.522817943548407E-5,2.2866232194875401E-2,null,1.1023413697937473E-2,7.4222064843958626E-3,2.506539087299365E-4,2.3185690329758676E-3,4.5168834206903586E-5,6.7532911429752325E-5,2.1127544869675795E-2]
[2004,12,21,4,1.1514132439095232E-2,7.4053938111450683E-3,5.9244957999998889E-4,3.3700828640839762E-3,6.3703859999999826E-5,5.522817943548407E-5,2.3000990733759746E-2,null,1.1765800350303335E-2,7.1675779249165492E-3,2.506539087299365E-4,2.1125407892034114E-3,4.5168834206903586E-5,6.7532911429752325E-5,2.1409274718789884E-2]
[2004,12,21,5,1.2138652041441912E-2,7.4155151790942864E-3,5.9244957999998889E-4,3.260777683180823E-3,6.3703859999999826E-5,5.522817943548407E-5,2.3526326523152494E-2,null,1.240397026843911E-2,7.1773742565273803E-3,2.506539087299365E-4,2.044022695601006E-3,4.5168834206903586E-5,6.7532911429752325E-5,2.1988722874934089E-2]
[2004,12,21,6,1.2837900076464121E-2,7.8362714292200854E-3,5.9244957999998889E-4,3.4551981976382201E-3,6.3703859999999826E-5,5.522817943548407E-5,2.4840751322757901E-2,null,1.3118501981438904E-2,7.5846183933123241E-3,2.506539087299365E-4,2.1658954458014085E-3,4.5168834206903586E-5,6.7532911429752325E-5,2.3232371474919227E-2]
[2004,12,21,7,1.4460305620065804E-2,8.7521127536515017E-3,5.9244957999998889E-4,3.8304501456608159E-3,6.3703859999999826E-5,5.522817943548407E-5,2.7754250138813594E-2,null,1.4776368938781523E-2,8.4710485045430915E-3,2.506539087299365E-4,2.4011226133212925E-3,4.5168834206903586E-5,6.7532911429752325E-5,2.6011895711012496E-2]
[2004,12,21,8,1.4070867830831934E-2,1.0581007284924285E-2,5.1350369883054032E-4,6.881461677839068E-3,5.521510833003447E-5,5.522817943548407E-5,3.2157283780191351E-2,null,1.4378419088784029E-2,1.0241210146672486E-2,2.172534399621947E-4,4.3136531266647609E-3,3.9149936501109267E-5,6.7532911429752325E-5,2.9257218650014329E-2]
[2004,12,21,9,1.3223563103270795E-2,1.1753887429322277E-2,0,8.5334310035687887E-3,0,5.522817943548407E-5,3.3566109715597342E-2,null,1.3512594562873339E-2,1.137642456550703E-2,0,5.3491922287768603E-3,0,6.7532911429752325E-5,3.0305744268586982E-2]
[2004,12,21,10,1.2410193663549125E-2,1.2127689218078861E-2,0,9.659753447810792E-3,0,5.522817943548407E-5,3.4252864508874263E-2,null,1.2681447058758366E-2,1.1738222130594486E-2,0,6.0552289053863728E-3,0,6.7532911429752325E-5,3.0542431006168977E-2]
[2004,12,21,11,1.1772518900045699E-2,1.2340496802210351E-2,0,9.7531344878915103E-3,0,5.522817943548407E-5,3.3921378369583047E-2,null,1.2029834443088491E-2,1.1944195638712327E-2,0,6.1137649307794386E-3,0,6.7532911429752325E-5,3.015532792401001E-2]
[2004,12,21,12,1.1550707386404764E-2,1.2214661268351499E-2,0,9.5264438835479422E-3,0,5.522817943548407E-5,3.3347040717739695E-2,null,1.1803174727412779E-2,1.1822401171374291E-2,0,5.9716636331203594E-3,0,6.7532911429752325E-5,2.9664772443337182E-2]
[2004,12,21,13,1.1030564819730563E-2,1.1952018857055258E-2,0,9.4033987461150676E-3,0,5.522817943548407E-5,3.2441210602336373E-2,null,1.1271663245713694E-2,1.1568193225468615E-2,0,5.894532630049092E-3,0,6.7532911429752325E-5,2.8801922012661151E-2]
[2004,12,21,14,1.059855332805658E-2,1.2041383315112906E-2,0,9.096757994704047E-3,0,5.522817943548407E-5,3.1791922817309019E-2,null,1.0830209146852189E-2,1.1654687844550472E-2,0,5.7023144796019684E-3,0,6.7532911429752325E-5,2.8254744382434381E-2]
[2004,12,21,15,1.1228836851421472E-2,1.1816143847528836E-2,0,8.2535728830778633E-3,0,5.522817943548407E-5,3.1353781761463653E-2,null,1.1474268969789208E-2,1.1436681688922956E-2,0,5.173762805059239E-3,0,6.7532911429752325E-5,2.8152246375201157E-2]
[2004,12,21,16,1.2228429943416115E-2,1.1365245973953549E-2,0,7.9952917584955562E-3,0,5.522817943548407E-5,3.1644195855300705E-2,null,1.2495710473451079E-2,1.1000263892996137E-2,0,5.0118589490513064E-3,0,6.7532911429752325E-5,2.8575366226928276E-2]
[2004,12,21,17,1.3871583140196516E-2,1.1051117723322644E-2,1.086157561358481E-4,7.6579027053684636E-3,1.1679040978765346E-5,5.522817943548407E-5,3.2756126545437719E-2,null,1.4174778571768007E-2,1.0696223517530056E-2,4.5953216516937055E-5,4.8003661860223385E-3,8.2809529228760448E-6,6.7532911429752325E-5,2.9793135356189968E-2]
[2004,12,21,18,1.6350307600520999E-2,1.0773333059705861E-2,5.9244957999998889E-4,7.7834328112288461E-3,6.3703859999999826E-5,5.522817943548407E-5,3.5618455090891177E-2,null,1.6707681270070038E-2,1.0427359595691962E-2,2.506539087299365E-4,4.8790548947568518E-3,4.5168834206903586E-5,6.7532911429752325E-5,3.237745141488544E-2]
[2004,12,21,19,1.8422132857058703E-2,1.0213393214727935E-2,5.9244957999998889E-4,5.6503693572320032E-3,6.3703859999999826E-5,5.522817943548407E-5,3.4997277048454109E-2,null,1.8824791044347925E-2,9.8854015885290174E-3,2.506539087299365E-4,3.541941317950997E-3,4.5168834206903586E-5,6.7532911429752325E-5,3.2615489605194531E-2]
[2004,12,21,20,1.820785818253623E-2,1.0003407665021164E-2,5.9244957999998889E-4,5.6357693950547499E-3,6.3703859999999826E-5,5.522817943548407E-5,3.4558416862047615E-2,null,1.8605832902786393E-2,9.6821594883770221E-3,2.506539087299365E-4,3.5327893128329689E-3,4.5168834206903586E-5,6.7532911429752325E-5,3.2184137358362973E-2]
[2004,12,21,21,1.6508308959080856E-2,9.7982943438546209E-3,5.9244957999998889E-4,6.0552147538429461E-3,6.3703859999999826E-5,5.522817943548407E-5,3.3073199676213895E-2,null,1.686913611260597E-2,9.4836331506301958E-3,2.506539087299365E-4,3.7957191768803844E-3,4.5168834206903586E-5,6.7532911429752325E-5,3.0511844094483143E-2]
[2004,12,21,22,1.5006451381612232E-2,9.1546617888155334E-3,5.9244957999998889E-4,5.7339981137845882E-3,6.3703859999999826E-5,5.522817943548407E-5,3.0606492903647829E-2,null,1.5334451975129207E-2,8.8606701305794823E-3,2.506539087299365E-4,3.5943641118385051E-3,4.5168834206903586E-5,6.7532911429752325E-5,2.8152841871913789E-2]
[2004,12,21,23,1.3789037901277848E-2,8.833527578087922E-3,5.9244957999998889E-4,5.7404914925578802E-3,6.3703859999999826E-5,5.522817943548407E-5,2.9074438591359122E-2,null,1.4090429116338133E-2,8.5498487835388159E-3,2.506539087299365E-4,3.598434494696007E-3,4.5168834206903586E-5,6.7532911429752325E-5,2.660206804893955E-2]
[2004,12,21,24,1.2102960359030706E-2,8.4360996163334034E-3,5.9244957999998889E-4,4.8658184457323434E-3,6.3703859999999826E-5,5.522817943548407E-5,2.6116260040531924E-2,null,1.2367498462018782E-2,8.1651837734040209E-3,2.506539087299365E-4,3.0501445673686506E-3,4.5168834206903586E-5,6.7532911429752325E-5,2.3946182457158044E-2]
[2004,12,22,1,9.3478865452274393E-3,8.1890345228365097E-3,5.9244957999998889E-4,4.7335218397468294E-3,6.3703859999999826E-5,5.522817943548407E-5,2.2981824527246248E-2,null,9.5522061579721915E-3,7.9260528972714579E-3,2.506539087299365E-4,2.9672142693050341E-3,4.5168834206903586E-5,6.7532911429752325E-5,2.0808828978915277E-2]
[2004,12,22,2,9.4087446022530184E-3,7.7436473449955801E-3,5.9244957999998889E-4,4.2646782064590764E-3,6.3703859999999826E-5,5.522817943548407E-5,2.2128451773143147E-2,null,9.6143944081471741E-3,7.4949688272887022E-3,2.506539087299365E-4,2.6733190331865832E-3,4.5168834206903586E-5,6.7532911429752325E-5,2.0146037922989048E-2]
[2004,12,22,3,9.2665183498836425E-3,7.6358141734405105E-3,5.9244957999998889E-4,4.0165264257144536E-3,6.3703859999999826E-5,5.522817943548407E-5,2.1630240568474079E-2,null,9.4690594731182843E-3,7.3905985966537498E-3,2.506539087299365E-4,2.5177647694254847E-3,4.5168834206903586E-5,6.7532911429752325E-5,1.974077849356411E-2]
[2004,12,22,4,9.780858417134752E-3,7.361362524339039E-3,5.9244957999998889E-4,3.6105680140258029E-3,6.3703859999999826E-5,5.522817943548407E-5,2.1464170574935066E-2,null,9.9946416283912595E-3,7.124960653321675E-3,2.506539087299365E-4,2.2632892155593602E-3,4.5168834206903586E-5,6.7532911429752325E-5,1.9746247151638887E-2]
[2004,12,22,5,1.0244417441726345E-2,7.3661756441261248E-3,5.9244957999998889E-4,3.4736383510829941E-3,6.3703859999999826E-5,5.522817943548407E-5,2.1795613056370938E-2,null,1.0468332804237646E-2,7.1296192051847748E-3,2.506539087299365E-4,2.177454679767557E-3,4.5168834206903586E-5,6.7532911429752325E-5,2.013876234355657E-2]
[2004,12,22,6,1.0937069364171499E-2,7.8235373905299402E-3,5.9244957999998889E-4,3.9354788218060243E-3,6.3703859999999826E-5,5.522817943548407E-5,2.3407467195942937E-2,null,1.1176124231412149E-2,7.572293293940411E-3,2.506539087299365E-4,2.4669599744014618E-3,4.5168834206903586E-5,6.7532911429752325E-5,2.1578733154120615E-2]
[2004,12,22,7,1.2384667017914807E-2,8.7868711117058441E-3,5.9244957999998889E-4,4.6889448974762092E-3,6.3703859999999826E-5,5.522817943548407E-5,2.6571864646532332E-2,null,1.2655362469429991E-2,8.5046906370548972E-3,2.506539087299365E-4,2.9392711555590021E-3,4.5168834206903586E-5,6.7532911429752325E-5,2.4462679916410483E-2]
[2004,12,22,8,1.2290168840467368E-2,1.050422931864114E-2,5.1350369883054032E-4,7.0638330348936828E-3,5.521510833003447E-5,5.522817943548407E-5,3.048217818059825E-2,null,1.2558798816441345E-2,1.0166897818350007E-2,2.172534399621947E-4,4.4279728470093746E-3,3.9149936501109267E-5,6.7532911429752325E-5,2.7477605769693783E-2]
[2004,12,22,9,1.1600382028350609E-2,1.1675606269297083E-2,0,8.7495607877820028E-3,0,5.522817943548407E-5,3.2080777264865176E-2,null,1.1853935123187203E-2,1.130065731681743E-2,0,5.484673462718641E-3,0,6.7532911429752325E-5,2.8706798814153025E-2]
[2004,12,22,10,1.092473363276745E-2,1.2028676777982699E-2,0,9.7615366042828142E-3,0,5.522817943548407E-5,3.2770175194468447E-2,null,1.1163518874157251E-2,1.1642389363556856E-2,0,6.1190318082741816E-3,0,6.7532911429752325E-5,2.8992472957418039E-2]
[2004,12,22,11,1.0522900205334329E-2,1.2294997287630872E-2,0,1.021453352630498E-2,0,5.522817943548407E-5,3.3087659198705668E-2,null,1.0752902450708528E-2,1.190015728982621E-2,0,6.4029935130008511E-3,0,6.7532911429752325E-5,2.912358616496534E-2]
[2004,12,22,12,1.0359761645779921E-2,1.216577411716907E-2,0,9.9696137392663552E-3,0,5.522817943548407E-5,3.2550377681650831E-2,null,1.0586198121806084E-2,1.1775083976021374E-2,0,6.2494652286621388E-3,0,6.7532911429752325E-5,2.8678280237919351E-2]
[2004,12,22,13,9.9604107786430505E-3,1.1904635951682244E-2,0,9.8492940655685902E-3,0,5.522817943548407E-5,3.1769568975329371E-2,null,1.0178118520732627E-2,1.1522331968764225E-2,0,6.1740426860478152E-3,0,6.7532911429752325E-5,2.7942026086974422E-2]
[2004,12,22,14,9.6432381514690284E-3,1.2027904657121218E-2,0,9.7717632280385248E-3,0,5.522817943548407E-5,3.1498134216064261E-2,null,9.8540133545249008E-3,1.1641642038487689E-2,0,6.1254423805630768E-3,0,6.7532911429752325E-5,2.7688630685005419E-2]
[2004,12,22,15,1.0178847716532604E-2,1.1834023338862494E-2,0,9.1279007933233684E-3,0,5.522817943548407E-5,3.1196000028153953E-2,null,1.0401329901523558E-2,1.1453987000518808E-2,0,5.7218363830763355E-3,0,6.7532911429752325E-5,2.7644686196548453E-2]
[2004,12,22,16,1.0966121338466766E-2,1.1345746283036223E-2,0,8.6118959209318217E-3,0,5.522817943548407E-5,3.0978991721870294E-2,null,1.1205811203587285E-2,1.0981390412702439E-2,0,5.3983780634094276E-3,0,6.7532911429752325E-5,2.7653112591128903E-2]
[2004,12,22,17,1.2589953937460071E-2,1.1215517431665472E-2,1.086157561358481E-4,9.487649615882875E-3,1.1679040978765346E-5,5.522817943548407E-5,3.3468643961558513E-2,null,1.2865136407907299E-2,1.0855343714298981E-2,4.5953216516937055E-5,5.9473453964078013E-3,8.2809529228760448E-6,6.7532911429752325E-5,2.978959259948365E-2]
[2004,12,22,18,1.4458478181241366E-2,1.0842960918031308E-2,5.9244957999998889E-4,8.9692901212219001E-3,6.3703859999999826E-5,5.522817943548407E-5,3.4982110839930046E-2,null,1.4774501557068271E-2,1.0494751433725153E-2,2.506539087299365E-4,5.6224110787349256E-3,4.5168834206903586E-5,6.7532911429752325E-5,3.1255019723894939E-2]
[2004,12,22,19,1.6170910244364251E-2,1.0328252108425091E-2,5.9244957999998889E-4,7.1254326486961507E-3,6.3703859999999826E-5,5.522817943548407E-5,3.4335976620920965E-2,null,1.6524362771079555E-2,9.996571918148095E-3,2.506539087299365E-4,4.4665866443565393E-3,4.5168834206903586E-5,6.7532911429752325E-5,3.1350876987950783E-2]
[2004,12,22,20,1.6093090683186984E-2,1.0094448633049811E-2,5.9244957999998889E-4,6.9318682001060124E-3,6.3703859999999826E-5,5.522817943548407E-5,3.3830789135778278E-2,null,1.6444842283973547E-2,9.7702767781993518E-3,2.506539087299365E-4,4.3452505201489579E-3,4.5168834206903586E-5,6.7532911429752325E-5,3.0923725236688449E-2]
[2004,12,22,21,1.4657298055151495E-2,9.854005895229747E-3,5.9244957999998889E-4,7.0939363258264929E-3,6.3703859999999826E-5,5.522817943548407E-5,3.2316621895643209E-2,null,1.4977667097717799E-2,9.5375555882456324E-3,2.506539087299365E-4,4.4468431337499658E-3,4.5168834206903586E-5,6.7532911429752325E-5,2.9325421474079988E-2]
[2004,12,22,22,1.3316677215769322E-2,9.1840937011121691E-3,5.9244957999998889E-4,6.5708595755577309E-3,6.3703859999999826E-5,5.522817943548407E-5,2.9783012111874695E-2,null,1.3607743898982541E-2,8.8891568701432791E-3,2.506539087299365E-4,4.1189517983162647E-3,4.5168834206903586E-5,6.7532911429752325E-5,2.6979208221808673E-2]
[2004,12,22,23,1.2148928441380012E-2,8.813034053372153E-3,5.9244957999998889E-4,6.2054447491950064E-3,6.3703859999999826E-5,5.522817943548407E-5,2.7878788863382641E-2,null,1.2414471282790917E-2,8.5300133853003848E-3,2.506539087299365E-4,3.8898910431942207E-3,4.5168834206903586E-5,6.7532911429752325E-5,2.5197731365652117E-2]
[2004,12,22,24,1.0539029211720286E-2,8.390912825597889E-3,5.9244957999998889E-4,5.1414510541503543E-3,6.3703859999999826E-5,5.522817943548407E-5,2.4782774710904003E-2,null,1.0769383993715761E-2,8.1214481055876427E-3,2.506539087299365E-4,3.2229252233944039E-3,4.5168834206903586E-5,6.7532911429752325E-5,2.2477112977064399E-2]
[2004,12,23,1,8.4399045798431455E-3,8.120300687516473E-3,5.9244957999998889E-4,4.7263056619235621E-3,6.3703859999999826E-5,5.522817943548407E-5,2.1997892548718652E-2,null,8.6243781533095042E-3,7.8595263717012309E-3,2.506539087299365E-4,2.9626907989309783E-3,4.5168834206903586E-5,6.7532911429752325E-5,1.9809950978308306E-2]
[2004,12,23,2,8.447246121151341E-3,7.6733169089449153E-3,5.9244957999998889E-4,4.3491100377209026E-3,6.3703859999999826E-5,5.522817943548407E-5,2.1181054687252631E-2,null,8.6318801609295004E-3,7.4268969740230685E-3,2.506539087299365E-4,2.7262452354911756E-3,4.5168834206903586E-5,6.7532911429752325E-5,1.9148378024810335E-2]
[2004,12,23,3,8.2881617093802026E-3,7.580536802192268E-3,5.9244957999998889E-4,4.1240930700326929E-3,6.3703859999999826E-5,5.522817943548407E-5,2.0704173201040638E-2,null,8.4693185925572914E-3,7.3370963959591652E-3,2.506539087299365E-4,2.5851930591277265E-3,4.5168834206903586E-5,6.7532911429752325E-5,1.8754963702010775E-2]
[2004,12,23,4,8.7031126183710998E-3,7.3118050912294001E-3,5.9244957999998889E-4,3.8189156206960358E-3,6.3703859999999826E-5,5.522817943548407E-5,2.0545214949732007E-2,null,8.8933392103666357E-3,7.0769947013911254E-3,2.506539087299365E-4,2.3938921814729034E-3,4.5168834206903586E-5,6.7532911429752325E-5,1.8727581747597258E-2]
[2004,12,23,5,9.0861872689429832E-3,7.3091951235126828E-3,5.9244957999998889E-4,3.7557031882291488E-3,6.3703859999999826E-5,5.522817943548407E-5,2.0862467200120288E-2,null,9.2847868406359616E-3,7.0744685498496732E-3,2.506539087299365E-4,2.3542673866661554E-3,4.5168834206903586E-5,6.7532911429752325E-5,1.9076878431518379E-2]
[2004,12,23,6,9.7357641244293722E-3,7.7427357194142232E-3,5.9244957999998889E-4,4.2154292516427255E-3,6.3703859999999826E-5,5.522817943548407E-5,2.2405310714921793E-2,null,9.9485616959503111E-3,7.4940864775367025E-3,2.506539087299365E-4,2.642447262351519E-3,4.5168834206903586E-5,6.7532911429752325E-5,2.0448451090205124E-2]
[2004,12,23,7,1.1027714538593754E-2,8.6880248463573288E-3,5.9244957999998889E-4,5.0071094916791349E-3,6.3703859999999826E-5,5.522817943548407E-5,2.5434230496065687E-2,null,1.126875066511109E-2,8.4090187082499507E-3,2.506539087299365E-4,3.1387130417206725E-3,4.5168834206903586E-5,6.7532911429752325E-5,2.3179838069448306E-2]
[2004,12,23,8,1.1132022367693586E-2,1.039594415244594E-2,5.2337785810224031E-4,7.0142814465455902E-3,5.6276839287565222E-5,5.522817943548407E-5,2.9177130843510403E-2,null,1.1375338382305927E-2,1.0062090108373997E-2,2.21431004940591E-4,4.3969113699546805E-3,3.9902750374445101E-5,6.7532911429752325E-5,2.6163206527379392E-2]
[2004,12,23,9,1.0511831095396567E-2,1.1548262774104461E-2,0,8.5919641941637932E-3,0,5.522817943548407E-5,3.0707286243100308E-2,null,1.074159139985236E-2,{"$f":"F8579*W$5","v":1.1177403314626395E-2},{"$f":"G8579*X$5","v":0},{"$f":"H8579*Y$5","v":5.385883834782155E-3},{"$f":"I8579*Z$5","v":0},6.7532911429752325E-5,2.7372411460690662E-2]
[2004,12,23,10,9.919609783252523E-3,1.1874542689466057E-2,0,9.5177865261546948E-3,0,5.522817943548407E-5,3.1367167178308758E-2,null,{"$f":"E8580*V$5","v":1.0136425725517886E-2},1.1493205117789083E-2,0,5.9662367574744041E-3,0,6.7532911429752325E-5,{"$f":"SUM(M8580:R8580)","v":2.7663400512211125E-2}]
[2004,12,23,11,9.5937938500054165E-3,1.2141908781562296E-2,0,9.8801325780972105E-3,0,5.522817943548407E-5,3.1671063389100404E-2,null,9.8034883338550156E-3,1.1751985048803161E-2,0,6.1933738473938377E-3,0,6.7532911429752325E-5,2.7816380141481765E-2]
[2004,12,23,12,9.4663070688135818E-3,1.2017071881916714E-2,0,9.6181730472474202E-3,0,5.522817943548407E-5,3.1156780177413204E-2,null,9.6732150351292803E-3,1.1631157145664768E-2,0,6.0291641776736857E-3,0,6.7532911429752325E-5,2.7401069269897486E-2]
[2004,12,23,13,9.135231192969594E-3,1.1753257982548608E-2,0,9.465683792811614E-3,0,5.522817943548407E-5,3.0409401147765299E-2,null,9.3349027326968571E-3,1.1375815332707949E-2,0,5.9335760918898016E-3,0,6.7532911429752325E-5,2.671182706872436E-2]
[2004,12,23,14,8.8565993192775676E-3,1.1853090609730601E-2,0,9.3846720820376147E-3,0,5.522817943548407E-5,3.0149590190481267E-2,null,9.0501807169972581E-3,1.1472441947446406E-2,0,5.8827937965233819E-3,0,6.7532911429752325E-5,2.64729493723968E-2]
[2004,12,23,15,9.3183557557897315E-3,1.1683047694030554E-2,0,8.803758318973955E-3,0,5.522817943548407E-5,2.9860389948229725E-2,null,9.5220299050457289E-3,1.1307859768572161E-2,0,5.5186472550361309E-3,0,6.7532911429752325E-5,2.6416069840083774E-2]
[2004,12,23,16,1.0026619521158965E-2,1.120620779545068E-2,0,8.3646183327944993E-3,0,5.522817943548407E-5,2.9652673828839626E-2,null,1.024577440796577E-2,1.0846333046571665E-2,0,5.2433717884115202E-3,0,6.7532911429752325E-5,2.6403012154378708E-2]
[2004,12,23,17,1.1477162202880158E-2,1.1095587864456786E-2,9.8741596864147999E-5,9.298399281090261E-3,1.0617310021234591E-5,5.522817943548407E-5,3.2035736434748073E-2,null,1.1728022044337949E-2,1.0739265550140299E-2,4.1775651538540715E-5,5.8287135799974148E-3,7.5281390495402085E-6,6.7532911429752325E-5,2.8412837876493492E-2]
[2004,12,23,18,1.3089887272520632E-2,1.0747027856104227E-2,5.9244957999998889E-4,8.9361079032861546E-3,6.3703859999999826E-5,5.522817943548407E-5,3.3484404651346486E-2,null,1.337599693864183E-2,1.0401899154093062E-2,2.506539087299365E-4,5.6016107626321483E-3,4.5168834206903586E-5,6.7532911429752325E-5,2.9742862509733632E-2]
[2004,12,23,19,1.4586322675828664E-2,1.0249439681034124E-2,5.9244957999998889E-4,7.3187877875731571E-3,6.3703859999999826E-5,5.522817943548407E-5,3.2865931763871419E-2,null,1.4905140387840464E-2,9.9202904631461447E-3,2.506539087299365E-4,4.5877915625005304E-3,4.5168834206903586E-5,6.7532911429752325E-5,2.9776578067853731E-2]
[2004,12,23,20,1.4600927939092935E-2,1.0028780162629555E-2,5.9244957999998889E-4,7.0412833527378144E-3,6.3703859999999826E-5,5.522817943548407E-5,3.2382373073895777E-2,null,1.4920064882806975E-2,9.7067171767857337E-3,2.506539087299365E-4,4.4138375496712802E-3,4.5168834206903586E-5,6.7532911429752325E-5,2.9403975263630582E-2]
[2004,12,23,21,1.3345924969528574E-2,9.7695346031522173E-3,5.9244957999998889E-4,7.1061943127353746E-3,6.3703859999999826E-5,5.522817943548407E-5,3.0933035504851637E-2,null,1.3637630929833234E-2,9.455796996626525E-3,2.506539087299365E-4,4.4545270686509476E-3,4.5168834206903586E-5,6.7532911429752325E-5,2.79113106494773E-2]
[2004,12,23,22,1.2128120985103878E-2,9.1188468235909922E-3,5.9244957999998889E-4,6.5495493347724693E-3,6.3703859999999826E-5,5.522817943548407E-5,2.8507898762902811E-2,null,1.2393209031584616E-2,8.8260053226473598E-3,2.506539087299365E-4,4.1055934463996432E-3,4.5168834206903586E-5,6.7532911429752325E-5,2.5688163454998213E-2]
[2004,12,23,23,1.1045548359295774E-2,8.742118053219599E-3,5.9244957999998889E-4,6.1861550591680164E-3,6.3703859999999826E-5,5.522817943548407E-5,2.668520309111886E-2,null,1.128697428508185E-2,8.4613747726648425E-3,2.506539087299365E-4,3.8777992761259996E-3,4.5168834206903586E-5,6.7532911429752325E-5,2.3989503988239284E-2]
[2004,12,23,24,9.5182407109480199E-3,8.3373966403635855E-3,5.9244957999998889E-4,5.1547182768485224E-3,6.3703859999999826E-5,5.522817943548407E-5,2.37217372475956E-2,null,9.7262838067497248E-3,8.0696505324006716E-3,2.506539087299365E-4,3.2312417990513482E-3,4.5168834206903586E-5,6.7532911429752325E-5,2.1390531792568335E-2]
[2004,12,24,1,9.2517010209914527E-3,7.2684529794958593E-3,5.9244957999998889E-4,3.2540200544465469E-3,6.3703859999999826E-5,5.522817943548407E-5,2.0485555674369334E-2,null,9.4539182773406213E-3,7.035034793925813E-3,2.506539087299365E-4,2.0397866673147009E-3,4.5168834206903586E-5,6.7532911429752325E-5,1.8892095392947728E-2]
[2004,12,24,2,8.4098726260184546E-3,6.9551633238851855E-3,5.9244957999998889E-4,3.4816934750667274E-3,6.3703859999999826E-5,5.522817943548407E-5,1.955811104440584E-2,null,8.5936897818929079E-3,6.7318060829448705E-3,2.506539087299365E-4,2.1825040446241547E-3,4.5168834206903586E-5,6.7532911429752325E-5,1.7871355563828527E-2]
[2004,12,24,3,8.7907774385014396E-3,6.8186199697071962E-3,5.9244957999998889E-4,2.8485757476402508E-3,6.3703859999999826E-5,5.522817943548407E-5,1.9169354775284361E-2,null,8.9829201472591668E-3,6.599647664883794E-3,2.506539087299365E-4,1.7856333807570385E-3,4.5168834206903586E-5,6.7532911429752325E-5,1.7731556847266593E-2]
[2004,12,24,4,9.2223266986569304E-3,6.6580584033022463E-3,5.9244957999998889E-4,2.4460281669396846E-3,6.3703859999999826E-5,5.522817943548407E-5,1.9037794888334333E-2,null,9.4239019114666315E-3,6.4442423524448877E-3,2.506539087299365E-4,1.5332959106941933E-3,4.5168834206903586E-5,6.7532911429752325E-5,1.7764795828972304E-2]
[2004,12,24,5,9.7368758858503695E-3,6.6721927731374746E-3,5.9244957999998889E-4,2.2207630323979113E-3,6.3703859999999826E-5,5.522817943548407E-5,1.9341213310821226E-2,null,9.9496977574804191E-3,6.4579228129034681E-3,2.506539087299365E-4,1.3920881706185675E-3,4.5168834206903586E-5,6.7532911429752325E-5,1.8163064395369046E-2]
[2004,12,24,6,1.0476984472647737E-2,6.9673564343154075E-3,5.9244957999998889E-4,1.8924826257209677E-3,6.3703859999999826E-5,5.522817943548407E-5,2.0048205152119587E-2,null,1.0705983123821683E-2,6.7436076253590219E-3,2.506539087299365E-4,1.1863051743628273E-3,4.5168834206903586E-5,6.7532911429752325E-5,1.8999251577910124E-2]
[2004,12,24,7,1.1272173232951795E-2,7.6579014055334158E-3,5.9244957999998889E-4,1.7644327121990842E-3,6.3703859999999826E-5,5.522817943548407E-5,2.1405888970119767E-2,null,1.1518552567853365E-2,7.4119765221508866E-3,2.506539087299365E-4,1.106036920946312E-3,4.5168834206903586E-5,6.7532911429752325E-5,2.0399921665317157E-2]
[2004,12,24,8,1.1455784928831172E-2,8.8829320689400113E-3,5.2337785810224031E-4,2.4548873546427316E-3,5.6276839287565222E-5,5.522817943548407E-5,2.3428487229239205E-2,null,1.170617752067761E-2,8.5976667047802553E-3,2.21431004940591E-4,1.5388493039301138E-3,3.9902750374445101E-5,6.7532911429752325E-5,2.217156019613277E-2]
[2004,12,24,9,1.16022667317937E-2,9.750932593562146E-3,0,3.7813139011294741E-3,0,5.522817943548407E-5,2.5189741405920806E-2,null,1.1855861021169378E-2,9.4377923696347486E-3,0,2.3703214950737306E-3,0,6.7532911429752325E-5,2.3731507797307611E-2]
[2004,12,24,10,1.1281201976585819E-2,1.0211711672201515E-2,0,5.3447806464248619E-3,0,5.522817943548407E-5,2.6892922474647678E-2,null,1.1527778655495998E-2,9.8837740468479748E-3,0,3.350382640513063E-3,0,6.7532911429752325E-5,2.482946825428679E-2]
[2004,12,24,11,1.2354133338671039E-2,1.0209210775546942E-2,0,4.7348110093713329E-3,0,5.522817943548407E-5,2.7353383303024798E-2,null,1.2624161406228514E-2,9.8813534636742837E-3,0,2.9680223869465883E-3,0,6.7532911429752325E-5,2.554107016827914E-2]
[2004,12,24,12,1.117838111262817E-2,1.0351521449797622E-2,0,6.0752274667916191E-3,0,5.522817943548407E-5,2.7660358208652893E-2,null,1.1422710404494845E-2,1.0019093990816005E-2,0,3.8082641717994284E-3,0,6.7532911429752325E-5,2.5317601478540029E-2]
[2004,12,24,13,1.0327838419830983E-2,1.0212035424691675E-2,0,6.5360525949306305E-3,0,5.522817943548407E-5,2.7131154618888775E-2,null,1.0553577140152485E-2,9.8840874023913509E-3,0,4.0971329976252175E-3,0,6.7532911429752325E-5,2.4602330451598809E-2]
[2004,12,24,14,9.872056507410262E-3,1.0239384695504738E-2,0,6.4797249354973351E-3,0,5.522817943548407E-5,2.6646394317847818E-2,null,1.0087833063194218E-2,9.9105583821584575E-3,0,4.061823931672758E-3,0,6.7532911429752325E-5,2.4127748288455188E-2]
[2004,12,24,15,1.0372452658685676E-2,1.0040999929009828E-2,0,5.2816766675001792E-3,0,5.522817943548407E-5,2.5750357434631166E-2,null,1.0599166526059038E-2,9.7185445191241056E-3,0,3.3108258299491006E-3,0,6.7532911429752325E-5,2.3696069786561996E-2]
[2004,12,24,16,9.8133202230346259E-3,9.860218300483E-3,0,6.3984943010908938E-3,0,5.522817943548407E-5,2.6127261004044004E-2,null,1.002781296190236E-2,9.543568489097284E-3,0,4.0109044037450314E-3,0,6.7532911429752325E-5,2.3649818766174432E-2]
[2004,12,24,17,1.0245611861984494E-2,9.9467444041202828E-3,9.8741596864147999E-5,8.0429991226181642E-3,1.0617310021234591E-5,5.522817943548407E-5,2.8399942475043811E-2,null,1.0469553331304367E-2,9.6273159043159407E-3,4.1775651538540715E-5,5.0417643717720574E-3,7.5281390495402085E-6,6.7532911429752325E-5,2.5255470309410197E-2]
[2004,12,24,18,1.3268659211305532E-2,9.5338941055711866E-3,5.9244957999998889E-4,6.473035863271615E-3,6.3703859999999826E-5,5.522817943548407E-5,2.9986970799583807E-2,null,1.3558676350321854E-2,9.2277238283722911E-3,2.506539087299365E-4,4.0576308781222481E-3,4.5168834206903586E-5,6.7532911429752325E-5,2.7207386711182984E-2]
[2004,12,24,19,1.3237485767695002E-2,9.2784991771656215E-3,5.9244957999998889E-4,6.0372064752782255E-3,6.3703859999999826E-5,5.522817943548407E-5,2.9264573039574322E-2,null,1.3526821539228351E-2,8.9805306206025195E-3,2.506539087299365E-4,3.7844306642397167E-3,4.5168834206903586E-5,6.7532911429752325E-5,2.6655138478437181E-2]
[2004,12,24,20,1.3021991347025287E-2,9.0630860776717299E-3,5.9244957999998889E-4,5.9424591364894584E-3,6.3703859999999826E-5,5.522817943548407E-5,2.8738918180621947E-2,null,1.3306616991155307E-2,8.7720352703151948E-3,2.506539087299365E-4,3.7250381727396151E-3,4.5168834206903586E-5,6.7532911429752325E-5,2.6167046088576708E-2]
[2004,12,24,21,1.2903251348638005E-2,8.7654298850844206E-3,5.9244957999998889E-4,5.5481593510120324E-3,6.3703859999999826E-5,5.522817943548407E-5,2.792822220416993E-2,null,1.3185281656338725E-2,8.4839379712907132E-3,2.506539087299365E-4,3.4778708437482467E-3,4.5168834206903586E-5,6.7532911429752325E-5,2.5510446125744275E-2]
[2004,12,24,22,1.1760888283243114E-2,8.2865342680055031E-3,5.9244957999998889E-4,5.542684317570881E-3,6.3703859999999826E-5,5.522817943548407E-5,2.6301488488254973E-2,null,1.2017949612340369E-2,8.0204215478767125E-3,2.506539087299365E-4,3.4744388119753934E-3,4.5168834206903586E-5,6.7532911429752325E-5,2.3876165626559066E-2]
[2004,12,24,23,1.1411448350678364E-2,7.660762000792477E-3,5.9244957999998889E-4,4.6505645646398898E-3,6.3703859999999826E-5,5.522817943548407E-5,2.4434156535546203E-2,null,1.1660871864387752E-2,7.4147452526132848E-3,2.506539087299365E-4,2.9152123944276298E-3,4.5168834206903586E-5,6.7532911429752325E-5,2.2354185165795258E-2]
[2004,12,24,24,9.6065771920071132E-3,7.1832594297656441E-3,5.9244957999998889E-4,4.8356704139555359E-3,6.3703859999999826E-5,5.522817943548407E-5,2.2336888655163766E-2,null,9.8165510852691752E-3,6.9525771391455134E-3,2.506539087299365E-4,3.0312462347723041E-3,4.5168834206903586E-5,6.7532911429752325E-5,2.0163730113553584E-2]
[2004,12,25,1,1.0180254281071261E-2,6.8239172306097983E-3,5.9244957999998889E-4,2.7113767758114955E-3,6.3703859999999826E-5,5.522817943548407E-5,2.0426929906928029E-2,null,1.0402767209773154E-2,6.6047748102154667E-3,2.506539087299365E-4,1.6996300283427955E-3,4.5168834206903586E-5,6.7532911429752325E-5,1.9070527702698008E-2]
[2004,12,25,2,9.4319939565929156E-3,6.6516761249521116E-3,5.9244957999998889E-4,3.2513012564256713E-3,6.3703859999999826E-5,5.522817943548407E-5,2.0046352957406172E-2,null,9.6381519307294113E-3,6.4380650337796394E-3,2.506539087299365E-4,2.03808238526932E-3,4.5168834206903586E-5,6.7532911429752325E-5,1.8477655004144961E-2]
[2004,12,25,3,1.0022221651003999E-2,6.3941903939705343E-3,5.9244957999998889E-4,2.2146896003809348E-3,6.3703859999999826E-5,5.522817943548407E-5,1.934248326479094E-2,null,1.0241280412218924E-2,6.1888481672050331E-3,2.506539087299365E-4,1.3882810319268001E-3,4.5168834206903586E-5,6.7532911429752325E-5,1.8181765265717346E-2]
[2004,12,25,4,1.0250967083280476E-2,6.2527397446931442E-3,5.9244957999998889E-4,2.0304084837171285E-3,6.3703859999999826E-5,5.522817943548407E-5,1.9245496931126222E-2,null,1.0475025603308662E-2,6.051940046302687E-3,2.506539087299365E-4,1.2727641763084561E-3,4.5168834206903586E-5,6.7532911429752325E-5,1.8163085480286396E-2]
[2004,12,25,5,1.0712031577408531E-2,6.1989308734076431E-3,5.9244957999998889E-4,1.4989409581945988E-3,6.3703859999999826E-5,5.522817943548407E-5,1.9121285028446244E-2,null,1.0946167724976891E-2,5.9998591863475847E-3,2.506539087299365E-4,9.3961307258670136E-4,4.5168834206903586E-5,6.7532911429752325E-5,1.8248995638277771E-2]
[2004,12,25,6,1.0546428740125999E-2,6.4601126237975757E-3,5.9244957999998889E-4,1.931404417502628E-3,6.3703859999999826E-5,5.522817943548407E-5,1.9649327400861675E-2,null,1.0776945255874986E-2,6.2526533788277378E-3,2.506539087299365E-4,1.2107033497323189E-3,4.5168834206903586E-5,6.7532911429752325E-5,1.8603657638801636E-2]
[2004,12,25,7,1.2572178934897274E-2,6.7693394028318365E-3,5.9244957999998889E-4,7.8693615319377029E-4,6.3703859999999826E-5,5.522817943548407E-5,2.0839836110358351E-2,null,1.2846972891681806E-2,6.5519496879400682E-3,2.506539087299365E-4,4.9329194241416123E-4,4.5168834206903586E-5,6.7532911429752325E-5,2.0255570176402626E-2]
[2004,12,25,8,1.3104065523426087E-2,7.3978996076621058E-3,5.2337785810224031E-4,1.0693194399419455E-3,5.6276839287565222E-5,5.522817943548407E-5,2.2206167447855429E-2,null,1.3390485087909914E-2,7.160324389342455E-3,2.21431004940591E-4,6.7030426985643932E-4,3.9902750374445101E-5,6.7532911429752325E-5,2.1549980413853597E-2]
[2004,12,25,9,1.3971970584768291E-2,7.9269814239461764E-3,0,2.0306599006261099E-3,0,5.522817943548407E-5,2.398484008877606E-2,null,1.4277360215392169E-2,7.6724153386671448E-3,0,1.272921777322063E-3,0,6.7532911429752325E-5,2.3290230242811131E-2]
[2004,12,25,10,1.4880526579547266E-2,8.1793158900966972E-3,0,2.15215916589544E-3,0,5.522817943548407E-5,2.5267229814974888E-2,null,1.5205774796185427E-2,7.9166463674821292E-3,0,1.3490837484341506E-3,0,6.7532911429752325E-5,2.4539037823531458E-2]
[2004,12,25,11,1.629068926030541E-2,8.1577243080484599E-3,0,1.5808912724274416E-3,0,5.522817943548407E-5,2.6084533020216797E-2,null,1.6646759833574193E-2,7.8957481747864121E-3,0,9.9098373274166289E-4,0,6.7532911429752325E-5,2.5601024652532021E-2]
[2004,12,25,12,1.4265831942402701E-2,8.4599953719589147E-3,0,3.5893344745900058E-3,0,5.522817943548407E-5,2.6370389968387108E-2,null,1.4577644590518501E-2,8.1883121437363107E-3,0,2.2499789439825594E-3,0,6.7532911429752325E-5,2.5083468589667125E-2]
[2004,12,25,13,1.3719592430854388E-2,8.3307496902955656E-3,0,3.3261402803904613E-3,0,5.522817943548407E-5,2.5431710580975899E-2,null,1.4019465755046491E-2,8.0632170416518253E-3,0,2.084995323949468E-3,0,6.7532911429752325E-5,2.4235211032077538E-2]
[2004,12,25,14,1.1514633640001139E-2,8.4976567583499446E-3,0,4.9166904175460355E-3,0,5.522817943548407E-5,2.4984208995332602E-2,null,1.1766312506110599E-2,8.2247640770976189E-3,0,3.0820337285014411E-3,0,6.7532911429752325E-5,2.3140643223139412E-2]
[2004,12,25,15,1.1256805142673928E-2,8.3597922325182525E-3,0,4.5920649370583865E-3,0,5.522817943548407E-5,2.4263890491686053E-2,null,1.1502848572530115E-2,8.0913269153232974E-3,0,2.8785418274406291E-3,0,6.7532911429752325E-5,2.2540250226723794E-2]
[2004,12,25,16,1.2301931185244972E-2,8.1696534993886509E-3,0,4.1369391086807962E-3,0,5.522817943548407E-5,2.4663751972749903E-2,null,1.2570818254383088E-2,7.907294273575026E-3,0,2.5932456150197548E-3,0,6.7532911429752325E-5,2.3138891054407622E-2]
[2004,12,25,17,1.3582280411038629E-2,8.2219213050660281E-3,8.8867436999998337E-5,4.8163705867124724E-3,9.5555789999999726E-6,5.522817943548407E-5,2.6774223498252609E-2,null,1.3879152464453834E-2,7.9578835575092807E-3,3.7598086309490481E-5,3.019148113177115E-3,6.7753251310355364E-6,6.7532911429752325E-5,2.4968090458010513E-2]
[2004,12,25,18,1.4968446691223138E-2,8.129852206070539E-3,5.9244957999998889E-4,4.6354490626480376E-3,6.3703859999999826E-5,5.522817943548407E-5,2.8445129579377185E-2,null,1.5295616604608811E-2,7.8687711539887732E-3,2.506539087299365E-4,2.9057372225120121E-3,4.5168834206903586E-5,6.7532911429752325E-5,2.6433480635476184E-2]
[2004,12,25,19,1.5205080527083225E-2,7.7375201073409047E-3,5.9244957999998889E-4,3.964201854504682E-3,6.3703859999999826E-5,5.522817943548407E-5,2.7618184108364287E-2,null,1.5537422618529823E-2,7.48903835897407E-3,2.506539087299365E-4,2.4849650444880782E-3,4.5168834206903586E-5,6.7532911429752325E-5,2.5874781676358562E-2]
[2004,12,25,20,1.5642923217248042E-2,7.3425790848024941E-3,5.9244957999998889E-4,3.3473142459817203E-3,6.3703859999999826E-5,5.522817943548407E-5,2.7044198167467729E-2,null,1.5984835370169474E-2,7.1067804228019263E-3,2.506539087299365E-4,2.0982682515849975E-3,4.5168834206903586E-5,6.7532911429752325E-5,2.5553239698922987E-2]
[2004,12,25,21,1.3848604620874701E-2,7.2613306076186566E-3,5.9244957999998889E-4,4.0544930661035742E-3,6.3703859999999826E-5,5.522817943548407E-5,2.5875809914032405E-2,null,1.4151297803927603E-2,7.0281411490040191E-3,2.506539087299365E-4,2.541564206912858E-3,4.5168834206903586E-5,6.7532911429752325E-5,2.4084358814211074E-2]
[2004,12,25,22,1.3858992887681812E-2,6.8668039680624526E-3,5.9244957999998889E-4,3.3133510333877678E-3,6.3703859999999826E-5,5.522817943548407E-5,2.4750529508567504E-2,null,1.4161913130256764E-2,6.6462842883710663E-3,2.506539087299365E-4,2.0769783679736005E-3,4.5168834206903586E-5,6.7532911429752325E-5,2.3248531440968022E-2]
[2004,12,25,23,1.4046729777599609E-2,6.3523848387310854E-3,5.9244957999998889E-4,2.0354883558521249E-3,6.3703859999999826E-5,5.522817943548407E-5,2.314598459161829E-2,null,1.4353753442746102E-2,6.148385150312915E-3,2.506539087299365E-4,1.2759485007069705E-3,4.5168834206903586E-5,6.7532911429752325E-5,2.2141442748132581E-2]
[2004,12,25,24,9.96229652441241E-3,6.472118582398362E-3,5.9244957999998889E-4,4.4506544982693703E-3,6.3703859999999826E-5,5.522817943548407E-5,2.1596451224515617E-2,null,1.0180045483823513E-2,6.2642737795827862E-3,2.506539087299365E-4,2.7898985115314967E-3,4.5168834206903586E-5,6.7532911429752325E-5,1.9597573429304387E-2]
[2004,12,26,1,9.1668843855286109E-3,7.6142927343822997E-3,5.9244957999998889E-4,8.8042136804880565E-3,6.3703859999999826E-5,5.522817943548407E-5,2.6296772419834438E-2,null,9.3672477787582129E-3,{"$f":"F8643*W$5","v":7.3697682943848937E-3},{"$f":"G8643*X$5","v":2.506539087299365E-4},{"$f":"H8643*Y$5","v":5.518932698988452E-3},{"$f":"I8643*Z$5","v":4.5168834206903586E-5},6.7532911429752325E-5,2.2619304426498149E-2]
[2004,12,26,2,9.3727727023592555E-3,7.4252764411346511E-3,5.9244957999998889E-4,8.2307535753718859E-3,6.3703859999999826E-5,5.522817943548407E-5,2.5740184338301265E-2,null,{"$f":"E8644*V$5","v":9.5776362594451447E-3},7.1868220466252608E-3,2.506539087299365E-4,5.1594584925973661E-3,4.5168834206903586E-5,6.7532911429752325E-5,{"$f":"SUM(M8644:R8644)","v":2.2287272453034364E-2}]
[2004,12,26,3,8.8978748840377996E-3,7.3479574576871725E-3,5.9244957999998889E-4,8.5554623566468507E-3,6.3703859999999826E-5,5.522817943548407E-5,2.5512676317807296E-2,null,9.0923584543894358E-3,7.1119860752956766E-3,2.506539087299365E-4,5.3630026108641262E-3,4.5168834206903586E-5,6.7532911429752325E-5,2.1930702794915827E-2]
[2004,12,26,4,9.5874621946546602E-3,7.1874095026692002E-3,5.9244957999998889E-4,7.7342126108730326E-3,6.3703859999999826E-5,5.522817943548407E-5,2.5220465927632368E-2,null,9.7970182855784318E-3,6.9565939371293772E-3,2.506539087299365E-4,4.8482011486924558E-3,4.5168834206903586E-5,6.7532911429752325E-5,2.1965169025766854E-2]
[2004,12,26,5,9.9509986511127704E-3,7.2341235044045557E-3,5.9244957999998889E-4,7.712881832745583E-3,6.3703859999999826E-5,5.522817943548407E-5,2.560938560769838E-2,null,1.0168500669454761E-2,7.0018077712834682E-3,2.506539087299365E-4,4.8348299229163992E-3,4.5168834206903586E-5,6.7532911429752325E-5,2.2368494018021219E-2]
[2004,12,26,6,1.0231334290378414E-2,7.383906195577215E-3,5.9244957999998889E-4,7.7266431180263726E-3,6.3703859999999826E-5,5.522817943548407E-5,2.6053265223417471E-2,null,1.0454963690452755E-2,7.1467803599347315E-3,2.506539087299365E-4,4.8434562023403731E-3,4.5168834206903586E-5,6.7532911429752325E-5,2.2808555907094453E-2]
[2004,12,26,7,1.0420226804670942E-2,7.8514252141467268E-3,5.9244957999998889E-4,8.30864214236386E-3,6.3703859999999826E-5,5.522817943548407E-5,2.7291675780617003E-2,null,1.064798488615192E-2,7.599285531494181E-3,2.506539087299365E-4,5.2082830412566086E-3,4.5168834206903586E-5,6.7532911429752325E-5,2.3818909113269303E-2]
[2004,12,26,8,1.1928512031756761E-2,8.2526171967891807E-3,5.3325201796639E-4,7.4060607125401128E-3,5.7338570308799838E-5,5.522817943548407E-5,2.823300870879673E-2,null,1.2189237164347718E-2,7.9875936852231346E-3,2.2560857016964126E-4,4.6424987080578833E-3,4.0655564292949773E-5,6.7532911429752325E-5,2.5153126603521082E-2]
[2004,12,26,9,1.3525078720643962E-2,8.4856094376443564E-3,0,7.7199782126469727E-3,0,5.522817943548407E-5,2.9785894550370777E-2,null,1.3820700499232527E-2,8.213103642535205E-3,0,4.8392782978086421E-3,0,6.7532911429752325E-5,2.6940615351006128E-2]
[2004,12,26,10,1.3913749700824712E-2,8.9309542856948615E-3,0,7.9246957838599169E-3,0,5.522817943548407E-5,3.0824627949814977E-2,null,1.4217866779797106E-2,8.6441467421011064E-3,0,4.9676057713147126E-3,0,6.7532911429752325E-5,2.7897152204642679E-2]
[2004,12,26,11,1.3177680711378941E-2,9.1937059687383221E-3,0,8.517680087795668E-3,0,5.522817943548407E-5,3.0944294947348412E-2,null,1.346570930552117E-2,8.8984604506148427E-3,0,5.3393187469130635E-3,0,6.7532911429752325E-5,2.7771021414478826E-2]
[2004,12,26,12,1.2884083876502915E-2,9.2927962829258432E-3,0,8.9069934672645606E-3,0,5.522817943548407E-5,3.1139101806128805E-2,null,1.3165695234907984E-2,8.994368590905048E-3,0,5.5833603408678191E-3,0,6.7532911429752325E-5,2.7810957078110602E-2]
[2004,12,26,13,1.2263419362943326E-2,9.2401026325713287E-3,0,8.8595694158255887E-3,0,5.522817943548407E-5,3.0418319590775726E-2,null,1.2531464667412957E-2,8.943367137816103E-3,0,5.5536325130681489E-3,0,6.7532911429752325E-5,2.7095997229726963E-2]
[2004,12,26,14,1.2255636814043489E-2,9.1019401114247021E-3,0,8.0516580774772813E-3,0,5.522817943548407E-5,2.9464463182380957E-2,null,1.2523512012963627E-2,8.8096415505109407E-3,0,5.0471922487915523E-3,0,6.7532911429752325E-5,2.6447878723695872E-2]
[2004,12,26,15,1.1708954654422172E-2,9.0958954350545858E-3,0,7.9232583113751451E-3,0,5.522817943548407E-5,2.8783336580287387E-2,null,1.1964880854324417E-2,8.8037909921181521E-3,0,4.9667046898339571E-3,0,6.7532911429752325E-5,2.5802909447706281E-2]
[2004,12,26,16,1.2196830100820611E-2,8.9490386256763435E-3,0,7.8967135306687881E-3,0,5.522817943548407E-5,2.9097810436601229E-2,null,1.2463419943439691E-2,8.661650323861049E-3,0,4.9500650598176543E-3,0,6.7532911429752325E-5,2.6142668238548147E-2]
[2004,12,26,17,1.3274192836422337E-2,9.0131308321994286E-3,7.8993277135848674E-5,8.1768242062117014E-3,8.4938479787653579E-6,5.522817943548407E-5,3.0606863179383565E-2,null,1.3564330925573799E-2,8.7236842813182055E-3,3.3420521080440239E-5,5.1256527979952945E-3,6.0225112125308668E-6,6.7532911429752325E-5,2.7520643948610028E-2]
[2004,12,26,18,1.500279992836325E-2,8.8410591109266533E-3,5.9244957999998889E-4,8.0275146268886741E-3,6.3703859999999826E-5,5.522817943548407E-5,3.2582755285614051E-2,null,1.5330720710950752E-2,8.5571384496784392E-3,2.506539087299365E-4,5.0320578956561694E-3,4.5168834206903586E-5,6.7532911429752325E-5,2.9283272710651953E-2]
[2004,12,26,19,1.5287369371977036E-2,8.5754655027789877E-3,5.9244957999998889E-4,8.46355197628911E-3,6.3703859999999826E-5,5.522817943548407E-5,3.3037768470480608E-2,null,1.5621510075852291E-2,8.3000740812861525E-3,2.506539087299365E-4,5.3053884704148818E-3,4.5168834206903586E-5,6.7532911429752325E-5,2.9590328281919917E-2]
[2004,12,26,20,1.5573223586054646E-2,8.1973681425857366E-3,5.9244957999998889E-4,7.4961863318111959E-3,6.3703859999999826E-5,5.522817943548407E-5,3.1978159679887055E-2,null,1.5913612292838282E-2,7.934118892203329E-3,2.506539087299365E-4,4.6989940687184378E-3,4.5168834206903586E-5,6.7532911429752325E-5,2.8910080908126641E-2]
[2004,12,26,21,1.4834676893115755E-2,8.1915115715550206E-3,5.9244957999998889E-4,7.8495845390917536E-3,6.3703859999999826E-5,5.522817943548407E-5,3.1587154623197999E-2,null,1.5158922959146842E-2,7.9284503983587089E-3,2.506539087299365E-4,4.9205221906729307E-3,4.5168834206903586E-5,6.7532911429752325E-5,2.8371251202545071E-2]
[2004,12,26,22,1.3922801007731675E-2,8.0630911290734044E-3,5.9244957999998889E-4,7.4949291531694684E-3,6.3703859999999826E-5,5.522817943548407E-5,3.0192202909410021E-2,null,1.4227115923885031E-2,7.8041540338285803E-3,2.506539087299365E-4,4.6982060046656905E-3,4.5168834206903586E-5,6.7532911429752325E-5,2.7092831616745895E-2]
[2004,12,26,23,1.154037683019696E-2,8.1590506790741816E-3,5.9244957999998889E-4,8.1220615194358015E-3,6.3703859999999826E-5,5.522817943548407E-5,2.8532870648142417E-2,null,1.179261837308113E-2,7.8970319508996981E-3,2.506539087299365E-4,5.0913247371712159E-3,4.5168834206903586E-5,6.7532911429752325E-5,2.5144330715518637E-2]
[2004,12,26,24,1.0003590520090613E-2,8.1596737005569242E-3,5.9244957999998889E-4,7.9293184500752317E-3,6.3703859999999826E-5,5.522817943548407E-5,2.6803964290158241E-2,null,1.0222242054983868E-2,7.897634964748837E-3,2.506539087299365E-4,4.9705034955928899E-3,4.5168834206903586E-5,6.7532911429752325E-5,2.3453736169692187E-2]
[2004,12,27,1,1.1501655752926792E-2,7.4559794636077908E-3,5.9244957999998889E-4,3.6561679511863893E-3,6.3703859999999826E-5,5.522817943548407E-5,2.3325184787156443E-2,null,1.1753050957392687E-2,7.216539076093092E-3,2.506539087299365E-4,2.2918735949713585E-3,4.5168834206903586E-5,6.7532911429752325E-5,2.1624819282823726E-2]
[2004,12,27,2,1.0820486071887049E-2,7.2802251756308202E-3,5.9244957999998889E-4,3.4570879628054935E-3,6.3703859999999826E-5,5.522817943548407E-5,2.2269180829758834E-2,null,1.1056992742482733E-2,7.0464289392334865E-3,2.506539087299365E-4,2.167080047533439E-3,4.5168834206903586E-5,6.7532911429752325E-5,2.0633857383616248E-2]
[2004,12,27,3,1.1162153673945685E-2,7.1734429863561612E-3,5.9244957999998889E-4,2.7795602468849694E-3,6.3703859999999826E-5,5.522817943548407E-5,2.1826538526622287E-2,null,1.1406128277726298E-2,6.9430759397660679E-3,2.506539087299365E-4,1.7423709251104293E-3,4.5168834206903586E-5,6.7532911429752325E-5,2.0454930796969386E-2]
[2004,12,27,4,1.1537850031759112E-2,7.0560489592426303E-3,5.9244957999998889E-4,2.3714608782039719E-3,6.3703859999999826E-5,5.522817943548407E-5,2.1676741488641189E-2,null,1.1790036345637687E-2,6.8294518896865634E-3,2.506539087299365E-4,1.486553309592805E-3,4.5168834206903586E-5,6.7532911429752325E-5,2.0469397199283645E-2]
[2004,12,27,5,1.2100956294728762E-2,7.1829751388146658E-3,5.9244957999998889E-4,2.0269054895306672E-3,6.3703859999999826E-5,5.522817943548407E-5,2.2022218542509568E-2,null,1.2365450594270988E-2,6.9523019778784086E-3,2.506539087299365E-4,1.2705683198854262E-3,4.5168834206903586E-5,6.7532911429752325E-5,2.0951676546401416E-2]
[2004,12,27,6,1.2953115068484919E-2,7.4471495588006699E-3,5.9244957999998889E-4,1.7155637818146525E-3,6.3703859999999826E-5,5.522817943548407E-5,2.2827210028535713E-2,null,1.323623526274768E-2,7.2079927337393088E-3,2.506539087299365E-4,1.0754033689164527E-3,4.5168834206903586E-5,6.7532911429752325E-5,2.1882987019770032E-2]
[2004,12,27,7,1.396719758193855E-2,8.3542599549955195E-3,5.9244957999998889E-4,1.3402526880874988E-3,6.3703859999999826E-5,5.522817943548407E-5,2.4373091844457042E-2,null,1.4272482887581045E-2,8.0859723006656975E-3,2.506539087299365E-4,8.4013912583539565E-4,4.5168834206903586E-5,6.7532911429752325E-5,2.356194996844873E-2]
[2004,12,27,8,1.4466127184048605E-2,9.744284548515298E-3,5.3325201796639E-4,1.819823822045611E-3,5.7338570308799838E-5,5.522817943548407E-5,2.6676054322320189E-2,null,1.4782317746467249E-2,9.4313578190710866E-3,2.2560857016964126E-4,1.1407589095825887E-3,4.0655564292949773E-5,6.7532911429752325E-5,2.568823152101327E-2]
[2004,12,27,9,1.4029913157584121E-2,1.0891194307866635E-2,0,3.7051116613743365E-3,0,5.522817943548407E-5,2.8681447306260578E-2,null,1.4336569256728115E-2,1.0541435862540713E-2,0,2.3225540228174833E-3,0,6.7532911429752325E-5,2.726809205351606E-2]
[2004,12,27,10,1.363754319469487E-2,1.139367173249034E-2,0,5.5342726694618928E-3,0,5.522817943548407E-5,3.0620715776082587E-2,null,1.3935623143659643E-2,1.1027776790295492E-2,0,3.4691659595111283E-3,0,6.7532911429752325E-5,2.8500098804896012E-2]
[2004,12,27,11,1.397536355361006E-2,1.1549506794938567E-2,0,5.5649054529716378E-3,0,5.522817943548407E-5,3.1145003980955748E-2,null,1.4280827345390735E-2,1.1178607385131769E-2,0,3.4883681593563727E-3,0,6.7532911429752325E-5,2.901533580130863E-2]
[2004,12,27,12,1.3251519609045598E-2,1.1652708704099474E-2,0,6.5350761544264576E-3,0,5.522817943548407E-5,3.1494532647007016E-2,null,1.3541162122537807E-2,1.1278495081151082E-2,0,4.096520914636019E-3,0,6.7532911429752325E-5,2.8983711029754659E-2]
[2004,12,27,13,1.2621308934704298E-2,1.143631232351861E-2,0,6.7791236101465589E-3,0,5.522817943548407E-5,3.0891973047804954E-2,null,1.289717674090775E-2,1.1069048026742046E-2,0,4.2495023769628104E-3,0,6.7532911429752325E-5,2.8283260056042359E-2]
[2004,12,27,14,1.1942923277219466E-2,1.1656352844689397E-2,0,6.6855128857846655E-3,0,5.522817943548407E-5,3.0340017187129011E-2,null,1.2203963400806287E-2,1.1282022194268052E-2,0,4.1908223736819026E-3,0,6.7532911429752325E-5,2.7744340880185993E-2]
[2004,12,27,15,1.2382989201207914E-2,1.1344358072991572E-2,0,5.5371990678575065E-3,0,5.522817943548407E-5,2.9319774521492478E-2,null,1.2653647980170627E-2,1.0980046783460706E-2,0,3.4710003761191225E-3,0,6.7532911429752325E-5,2.7172228051180213E-2]
[2004,12,27,16,1.2027746069939676E-2,1.1091918581517929E-2,0,6.5740296362611439E-3,0,5.522817943548407E-5,2.9748922467154233E-2,null,1.2290640191227119E-2,1.0735714102092628E-2,0,4.1209389549561153E-3,0,6.7532911429752325E-5,2.7214826159705618E-2]
[2004,12,27,17,1.2609041409333114E-2,1.1127545940341366E-2,7.8993277135848674E-5,8.457332287920602E-3,8.4938479787653579E-6,5.522817943548407E-5,3.2336634942145177E-2,null,1.2884641080485818E-2,1.0770197328392036E-2,3.3420521080440239E-5,5.301489650740553E-3,6.0225112125308668E-6,6.7532911429752325E-5,2.9063304003341131E-2]
[2004,12,27,18,1.5777901706174127E-2,1.0567307074936381E-2,5.9244957999998889E-4,7.0870603110284296E-3,6.3703859999999826E-5,5.522817943548407E-5,3.4143650711574408E-2,null,1.6122764125174723E-2,1.0227949903506452E-2,2.506539087299365E-4,4.4425328950069122E-3,4.5168834206903586E-5,6.7532911429752325E-5,3.1156602578054676E-2]
[2004,12,27,19,1.6156946773231165E-2,1.0260845464430825E-2,5.9244957999998889E-4,6.1919422549145129E-3,6.3703859999999826E-5,5.522817943548407E-5,3.3321116112011974E-2,null,1.6510094096090958E-2,9.9313299626481878E-3,2.506539087299365E-4,3.8814269872425038E-3,4.5168834206903586E-5,6.7532911429752325E-5,3.0686206700348238E-2]
[2004,12,27,20,1.5484845586463347E-2,1.0119163763929153E-2,5.9244957999998889E-4,6.4072094028353697E-3,6.3703859999999826E-5,5.522817943548407E-5,3.2722600372663342E-2,null,1.5823302588303379E-2,9.7941982104715417E-3,2.506539087299365E-4,4.0163674765120172E-3,4.5168834206903586E-5,6.7532911429752325E-5,2.9997223929653531E-2]
[2004,12,27,21,1.5378699915211399E-2,9.8450545459115163E-3,5.9244957999998889E-4,5.8643915679359882E-3,6.3703859999999826E-5,5.522817943548407E-5,3.1799527648494377E-2,null,1.5714836858678902E-2,9.5288917014345071E-3,2.506539087299365E-4,3.6761014167207193E-3,4.5168834206903586E-5,6.7532911429752325E-5,2.9283185631200716E-2]
[2004,12,27,22,1.4417194199649524E-2,9.2450114827528976E-3,5.9244957999998889E-4,5.5737156439662032E-3,6.3703859999999826E-5,5.522817943548407E-5,2.9947302945804097E-2,null,1.4732315218875223E-2,8.948118345799826E-3,2.506539087299365E-4,3.4938908389423981E-3,4.5168834206903586E-5,6.7532911429752325E-5,2.753768005798404E-2]
[2004,12,27,23,1.3427149802630548E-2,8.9291915585653983E-3,5.9244957999998889E-4,4.7534052803268993E-3,6.3703859999999826E-5,5.522817943548407E-5,2.7821128260958318E-2,null,1.3720631118932991E-2,8.6424406229691601E-3,2.506539087299365E-4,2.9796782296731177E-3,4.5168834206903586E-5,6.7532911429752325E-5,2.5706105625941857E-2]
[2004,12,27,24,1.1717913697959693E-2,8.5880090741108049E-3,5.9244957999998889E-4,4.4158397583928515E-3,6.3703859999999826E-5,5.522817943548407E-5,2.543314414989882E-2,null,1.1974035718414242E-2,8.3122148299445489E-3,2.506539087299365E-4,2.7680748469449457E-3,4.5168834206903586E-5,6.7532911429752325E-5,2.341768104967033E-2]
[2004,12,28,1,1.0379722926644349E-2,7.9334584989351822E-3,5.9244957999998889E-4,3.0152341085394156E-3,6.3703859999999826E-5,5.522817943548407E-5,2.2039797153554419E-2,null,1.060659570248613E-2,7.678684409683916E-3,2.506539087299365E-4,1.8901033891990907E-3,4.5168834206903586E-5,6.7532911429752325E-5,2.0538739155735727E-2]
[2004,12,28,2,9.8000719659220668E-3,7.5760575696919271E-3,5.9244957999998889E-4,2.9544753101685946E-3,6.3703859999999826E-5,5.522817943548407E-5,2.1041986465218061E-2,null,1.0014275133585691E-2,7.3327610089684433E-3,2.506539087299365E-4,1.8520166580895179E-3,4.5168834206903586E-5,6.7532911429752325E-5,1.9562408455010245E-2]
[2004,12,28,3,1.0092402039406671E-2,7.3757693072924986E-3,5.9244957999998889E-4,2.4441822685034608E-3,6.3703859999999826E-5,5.522817943548407E-5,2.0623735234638105E-2,null,1.0312994754816627E-2,7.1389047786578428E-3,2.506539087299365E-4,1.5321388068790889E-3,4.5168834206903586E-5,6.7532911429752325E-5,1.9347393994720151E-2]
[2004,12,28,4,1.0399768002311934E-2,7.1786282773965808E-3,5.9244957999998889E-4,2.1924173444158529E-3,6.3703859999999826E-5,5.522817943548407E-5,2.0482195243559841E-2,null,1.0627078909497953E-2,6.9480947110216419E-3,2.506539087299365E-4,1.3743196395541518E-3,4.5168834206903586E-5,6.7532911429752325E-5,1.9312848914440336E-2]
[2004,12,28,5,1.094793370122036E-2,7.2055477965438913E-3,5.9244957999998889E-4,1.9437706831423197E-3,6.3703859999999826E-5,5.522817943548407E-5,2.0808633800342043E-2,null,1.118722603359581E-2,6.9741497401139829E-3,2.506539087299365E-4,1.218455159295338E-3,4.5168834206903586E-5,6.7532911429752325E-5,1.974318658737172E-2]
[2004,12,28,6,1.1656132707999683E-2,7.5269877177296931E-3,5.9244957999998889E-4,1.6747625759914514E-3,6.3703859999999826E-5,5.522817943548407E-5,2.1569264621156301E-2,null,1.191090436247765E-2,7.2852669800656036E-3,2.506539087299365E-4,1.0498270804314438E-3,4.5168834206903586E-5,6.7532911429752325E-5,2.0609354077341289E-2]
[2004,12,28,7,1.2596436772798659E-2,8.339760892278815E-3,5.9244957999998889E-4,1.3823772122157326E-3,6.3703859999999826E-5,5.522817943548407E-5,2.302995649672868E-2,null,1.2871760940558908E-2,8.0719388590270065E-3,2.506539087299365E-4,8.6654493810638437E-4,4.5168834206903586E-5,6.7532911429752325E-5,2.217360039205889E-2]
[2004,12,28,8,1.3219060585079387E-2,9.6382478010109268E-3,5.3325201796639E-4,1.7028823114696519E-3,5.7338570308799838E-5,5.522817943548407E-5,2.5206009465270639E-2,null,1.3507993631765943E-2,9.3287263223506226E-3,2.2560857016964126E-4,1.0674539728774417E-3,4.0655564292949773E-5,6.7532911429752325E-5,2.4237970972886352E-2]
[2004,12,28,9,1.2883118675717682E-2,1.078692102160678E-2,0,3.3756228719937489E-3,0,5.522817943548407E-5,2.7100890748753697E-2,null,1.3164708937434244E-2,1.0440511195491969E-2,0,2.1160135503057072E-3,0,6.7532911429752325E-5,2.5788766594661675E-2]
[2004,12,28,10,1.2284605900203119E-2,1.1260184972016248E-2,0,5.3332732853587752E-3,0,5.522817943548407E-5,2.8933292337013628E-2,null,1.2553114285291817E-2,1.0898576806872222E-2,0,3.3431692363895989E-3,0,6.7532911429752325E-5,2.6862393239983389E-2]
[2004,12,28,11,1.256924650838165E-2,1.1450100536266272E-2,0,5.3541111618775625E-3,0,5.522817943548407E-5,2.9428686385960967E-2,null,1.2843976370223739E-2,1.1082393446558269E-2,0,3.3562314861566491E-3,0,6.7532911429752325E-5,2.735013421436841E-2]
[2004,12,28,12,1.1902622629383137E-2,1.1514873351877494E-2,0,6.2862312488318446E-3,0,5.522817943548407E-5,2.975895540952796E-2,null,1.2162781889395135E-2,1.1145086156108836E-2,0,3.9405321646688923E-3,0,6.7532911429752325E-5,2.7315933121602617E-2]
[2004,12,28,13,1.1365025914297538E-2,1.1297569342802649E-2,0,6.471774784805583E-3,0,5.522817943548407E-5,2.9189598221341255E-2,null,1.161343475862919E-2,1.0934760620673216E-2,0,4.0568403694596061E-3,0,6.7532911429752325E-5,2.6672568660191763E-2]
[2004,12,28,14,1.0808116736856464E-2,1.1439210718365365E-2,0,6.365502990619447E-3,0,5.522817943548407E-5,2.8668058625276761E-2,null,1.1044353047116566E-2,1.1071853342900929E-2,0,3.9902237582324328E-3,0,6.7532911429752325E-5,2.6173963059679683E-2]
[2004,12,28,15,1.1139625844503493E-2,1.1158068389184879E-2,0,5.3511162958357027E-3,0,5.522817943548407E-5,2.7704038708959561E-2,null,1.1383108050631937E-2,1.0799739583149091E-2,0,3.3543541505163138E-3,0,6.7532911429752325E-5,2.5604734695727095E-2]
[2004,12,28,16,1.1030225106512312E-2,1.0865784291871598E-2,0,6.1582999837775211E-3,0,5.522817943548407E-5,2.8109537561596915E-2,null,1.1271316107279822E-2,1.0516841860606108E-2,0,3.8603382861972691E-3,0,6.7532911429752325E-5,2.5716029165512952E-2]
[2004,12,28,17,1.1732171670560993E-2,1.0881115362859923E-2,6.9119117864148563E-5,7.8095837727280197E-3,7.4321170212345995E-6,5.522817943548407E-5,3.0554650220469801E-2,null,1.1988605331879638E-2,{"$f":"F8707*W$5","v":1.0531680591507343E-2},{"$f":"G8707*X$5","v":2.9242956102043896E-5},{"$f":"H8707*Y$5","v":4.8954476586952865E-3},{"$f":"I8707*Z$5","v":5.2696973391950297E-6},6.7532911429752325E-5,2.7517779146953258E-2]
[2004,12,28,18,1.41524325600143E-2,1.0448951259875822E-2,5.9244957999998889E-4,6.9493210627064751E-3,6.3703859999999826E-5,5.522817943548407E-5,3.2262086502032071E-2,null,{"$f":"E8708*V$5","v":1.4461766603176671E-2},1.0113394952217183E-2,2.506539087299365E-4,4.3561908695762003E-3,4.5168834206903586E-5,6.7532911429752325E-5,{"$f":"SUM(M8708:R8708)","v":2.9294708079336644E-2}]
[2004,12,28,19,1.432416610512049E-2,1.0129941537041352E-2,5.9244957999998889E-4,6.3193901031705314E-3,6.3703859999999826E-5,5.522817943548407E-5,3.1484879364767841E-2,null,1.4637253780856558E-2,9.8046298675324387E-3,2.506539087299365E-4,3.9613178352707256E-3,4.5168834206903586E-5,6.7532911429752325E-5,2.8766557138026314E-2]
[2004,12,28,20,1.4400935000432139E-2,9.8736585287272655E-3,5.9244957999998889E-4,5.9333697424415986E-3,6.3703859999999826E-5,5.522817943548407E-5,3.0919344891036475E-2,null,1.471570063737206E-2,9.556577099540723E-3,2.506539087299365E-4,3.7193404743595887E-3,4.5168834206903586E-5,6.7532911429752325E-5,2.8354973865638962E-2]
[2004,12,28,21,1.4172641946880549E-2,9.5561808792057577E-3,5.9244957999998889E-4,5.6069362631253009E-3,6.3703859999999826E-5,5.522817943548407E-5,3.0047140708647078E-2,null,1.4482417712787238E-2,9.249294887359101E-3,2.506539087299365E-4,3.5147152269015538E-3,4.5168834206903586E-5,6.7532911429752325E-5,2.7609783481414484E-2]
[2004,12,28,22,1.3183225330060428E-2,9.0373972816081716E-3,5.9244957999998889E-4,5.364981392543676E-3,6.3703859999999826E-5,5.522817943548407E-5,2.8296985623647748E-2,null,1.3471375114627503E-2,8.7471714410201577E-3,2.506539087299365E-4,3.3630455042672858E-3,4.5168834206903586E-5,6.7532911429752325E-5,2.5944947714281536E-2]
[2004,12,28,23,1.2300450339597169E-2,8.6336218455268163E-3,5.9244957999998889E-4,4.642524413544475E-3,6.3703859999999826E-5,5.522817943548407E-5,2.6287978218103931E-2,null,1.2569305041439445E-2,8.3563627985513821E-3,2.506539087299365E-4,2.910172415345383E-3,4.5168834206903586E-5,6.7532911429752325E-5,2.4199195909702802E-2]
[2004,12,28,24,1.0642341495290445E-2,8.2985877268546664E-3,5.9244957999998889E-4,4.3792806900091377E-3,6.3703859999999826E-5,5.522817943548407E-5,2.4031591531589722E-2,null,1.0874954405438066E-2,8.0320879234631309E-3,2.506539087299365E-4,2.74515774778428E-3,4.5168834206903586E-5,6.7532911429752325E-5,2.2015555731052069E-2]
[2004,12,29,1,1.0579489983072449E-2,8.527701783566502E-3,5.9244957999998889E-4,5.4705404389134762E-3,6.3703859999999826E-5,5.522817943548407E-5,2.5289113824987899E-2,null,1.0810729128511366E-2,8.2538442401500767E-3,2.506539087299365E-4,3.4292153286066738E-3,4.5168834206903586E-5,6.7532911429752325E-5,2.2857144351634707E-2]
[2004,12,29,2,1.0004683946799601E-2,8.1486735925981237E-3,5.9244957999998889E-4,5.2794561821229904E-3,6.3703859999999826E-5,5.522817943548407E-5,2.4144195340956187E-2,null,1.0223359381054562E-2,7.886988112874662E-3,2.506539087299365E-4,3.3094339158270081E-3,4.5168834206903586E-5,6.7532911429752325E-5,2.1783137064122823E-2]
[2004,12,29,3,1.0243714011291401E-2,7.9440582580351925E-3,5.9244957999998889E-4,4.7651296212004217E-3,6.3703859999999826E-5,5.522817943548407E-5,2.3664283509962487E-2,null,1.0467613998708731E-2,7.6889437694522417E-3,2.506539087299365E-4,2.9870276478686764E-3,4.5168834206903586E-5,6.7532911429752325E-5,2.1506941070396239E-2]
[2004,12,29,4,1.0507045248889542E-2,7.7521753302962826E-3,5.9244957999998889E-4,4.5312722533823319E-3,6.3703859999999826E-5,5.522817943548407E-5,2.3501874452003628E-2,null,1.0736700947635772E-2,7.5032229459411548E-3,2.506539087299365E-4,2.8404338552837742E-3,4.5168834206903586E-5,6.7532911429752325E-5,2.1443713403227291E-2]
[2004,12,29,5,1.1020786953665672E-2,7.7949739267863232E-3,5.9244957999998889E-4,4.3492977861813798E-3,6.3703859999999826E-5,5.522817943548407E-5,2.3876440286068848E-2,null,1.1261671661842304E-2,7.5446471136819369E-3,2.506539087299365E-4,2.7263629258557345E-3,4.5168834206903586E-5,6.7532911429752325E-5,2.1896037355746568E-2]
[2004,12,29,6,1.170681665651626E-2,8.1432688833143786E-3,5.9244957999998889E-4,4.1877424132075744E-3,6.3703859999999826E-5,5.522817943548407E-5,2.4749209572473684E-2,null,1.1962696125544948E-2,7.8817569697456537E-3,2.506539087299365E-4,2.6250917319751944E-3,4.5168834206903586E-5,6.7532911429752325E-5,2.2832900481632386E-2]
[2004,12,29,7,1.2640996891196188E-2,9.0048880908865057E-3,5.9244957999998889E-4,4.0679855823691595E-3,6.3703859999999826E-5,5.522817943548407E-5,2.6425252183887325E-2,null,1.2917295023080925E-2,8.7157062463639554E-3,2.506539087299365E-4,2.5500220081330627E-3,4.5168834206903586E-5,6.7532911429752325E-5,2.4546378931944536E-2]
[2004,12,29,8,1.3327765657418634E-2,1.0355436388051281E-2,5.4312617783053979E-4,4.5821633021528984E-3,5.8400301330034468E-5,5.522817943548407E-5,2.8922120006218872E-2,null,1.3619074704089388E-2,1.0022883205234569E-2,2.2978613539869155E-4,2.872334974831582E-3,4.1408378211454451E-5,6.7532911429752325E-5,2.6853020309195435E-2]
[2004,12,29,9,1.3049143573156263E-2,1.155292408919539E-2,0,6.4390655359855961E-3,0,5.522817943548407E-5,3.1096361377772733E-2,null,1.3334362691790001E-2,1.1181914936830274E-2,0,4.0363365346569539E-3,0,6.7532911429752325E-5,2.8620147074706982E-2]
[2004,12,29,10,1.2549756619117862E-2,1.2056391594951877E-2,0,8.5375356691552683E-3,0,5.522817943548407E-5,3.3198912062660492E-2,null,1.2824060484494595E-2,1.1669214150376759E-2,0,5.3517652436928702E-3,0,6.7532911429752325E-5,2.9912572789993975E-2]
[2004,12,29,11,1.2818057404548881E-2,1.2260286040148463E-2,0,8.6337730594226933E-3,0,5.522817943548407E-5,3.3767344683555522E-2,null,1.3098225602180092E-2,1.186656075498335E-2,0,5.4120917758838476E-3,0,6.7532911429752325E-5,3.0444411044477041E-2]
[2004,12,29,12,1.2229836318761029E-2,1.232063692167331E-2,0,9.540601404412416E-3,0,5.522817943548407E-5,3.4146302824282243E-2,null,1.2497147588371667E-2,1.1924973535883097E-2,0,5.980538293330926E-3,0,6.7532911429752325E-5,3.0470192329015443E-2]
[2004,12,29,13,1.1733421035286695E-2,1.208442175994669E-2,0,9.619934682197781E-3,0,5.522817943548407E-5,3.3493005656866651E-2,null,1.1989882004351929E-2,1.1696344158175428E-2,0,6.0302684608140164E-3,0,6.7532911429752325E-5,2.9784027534771128E-2]
[2004,12,29,14,1.1207498221563878E-2,1.2210435291679249E-2,0,9.4214153365414343E-3,0,5.522817943548407E-5,3.2894577029220044E-2,null,1.1452463934978162E-2,1.1818310907185823E-2,0,5.905826352990951E-3,0,6.7532911429752325E-5,2.924413410658469E-2]
[2004,12,29,15,1.1481143472022171E-2,1.1917458289503122E-2,0,8.3346033080507354E-3,0,5.522817943548407E-5,3.1788433249011511E-2,null,1.1732090333296193E-2,1.1534742531639684E-2,0,5.2245568314453553E-3,0,6.7532911429752325E-5,2.8558922607810986E-2]
[2004,12,29,16,1.1437261384179845E-2,1.1622252860323579E-2,0,9.1389703382311789E-3,0,5.522817943548407E-5,3.2253712762170088E-2,null,1.1687249101250416E-2,1.1249017292514875E-2,0,5.7287753415764028E-3,0,6.7532911429752325E-5,2.8732574646771446E-2]
[2004,12,29,17,1.2215102574518424E-2,1.1677977285332918E-2,5.9244957999998893E-5,1.1045381889204078E-2,6.3703859999999823E-6,5.522817943548407E-5,3.5059305272490904E-2,null,1.2482091804178816E-2,1.1302952190342252E-2,2.5065390872993651E-5,6.9238118806952921E-3,4.5168834206903584E-6,6.7532911429752325E-5,3.08059710609398E-2]
[2004,12,29,18,1.4523239071690237E-2,1.1286869642929742E-2,5.9244957999998889E-4,1.0496980985852311E-2,6.3703859999999826E-5,5.522817943548407E-5,3.7018471319907764E-2,null,1.4840677946089306E-2,1.0924404529617415E-2,2.506539087299365E-4,6.5800460672450333E-3,4.5168834206903586E-5,6.7532911429752325E-5,3.2708484197318345E-2]
[2004,12,29,19,1.4709769058189024E-2,1.0948933182250292E-2,5.9244957999998889E-4,9.7565966092615537E-3,6.3703859999999826E-5,5.522817943548407E-5,3.6126680469136342E-2,null,1.5031284975502801E-2,1.0597320517968354E-2,2.506539087299365E-4,6.1159351660247897E-3,4.5168834206903586E-5,6.7532911429752325E-5,3.2107896313862537E-2]
[2004,12,29,20,1.4785308525039129E-2,1.0674310309013684E-2,5.9244957999998889E-4,9.3067690346338751E-3,6.3703859999999826E-5,5.522817943548407E-5,3.547776948812216E-2,null,1.5108475531563187E-2,1.0331516849171501E-2,2.506539087299365E-4,5.8339601707993504E-3,4.5168834206903586E-5,6.7532911429752325E-5,3.1637308205900633E-2]
[2004,12,29,21,1.4520919958547153E-2,1.03356416783273E-2,5.9244957999998889E-4,8.9090331407315915E-3,6.3703859999999826E-5,5.522817943548407E-5,3.4476976397041517E-2,null,1.4838308143381579E-2,1.0003724180331099E-2,2.506539087299365E-4,5.5846389128108654E-3,4.5168834206903586E-5,6.7532911429752325E-5,3.0790026890890134E-2]
[2004,12,29,22,1.3523931154469388E-2,9.7659643734095865E-3,5.9244957999998889E-4,8.4675201193827841E-3,6.3703859999999826E-5,5.522817943548407E-5,3.2468797266697227E-2,null,1.3819527850353402E-2,9.4523414207931845E-3,2.506539087299365E-4,5.3078759060302258E-3,4.5168834206903586E-5,6.7532911429752325E-5,2.8943100831543403E-2]
[2004,12,29,23,1.2591842788803563E-2,9.3162893942856182E-3,5.9244957999998889E-4,7.5440874993920916E-3,6.3703859999999826E-5,5.522817943548407E-5,3.0163601301916743E-2,null,1.2867066544451801E-2,9.0171072474389529E-3,2.506539087299365E-4,4.7290209773869331E-3,4.5168834206903586E-5,6.7532911429752325E-5,2.6976550423644278E-2]
[2004,12,29,24,1.0926858346362641E-2,8.9281353359541727E-3,5.9244957999998889E-4,7.0081813485594925E-3,6.3703859999999826E-5,5.522817943548407E-5,2.757455665031178E-2,null,1.1165690028266761E-2,8.641418319758138E-3,2.506539087299365E-4,4.3930875156657822E-3,4.5168834206903586E-5,6.7532911429752325E-5,2.456355151805727E-2]
[2004,12,30,1,1.0968000517905713E-2,8.506363162970142E-3,5.9244957999998889E-4,5.3901451439304967E-3,6.3703859999999826E-5,5.522817943548407E-5,2.5575890444241828E-2,null,1.120773145682547E-2,8.233190885333962E-3,2.506539087299365E-4,3.3788194342737467E-3,4.5168834206903586E-5,6.7532911429752325E-5,2.3183097430799771E-2]
[2004,12,30,2,1.0361439201306102E-2,8.1143716493185317E-3,5.9244957999998889E-4,5.2307986224971849E-3,6.3703859999999826E-5,5.522817943548407E-5,2.4417991092557292E-2,null,1.0587912344176028E-2,7.8537877378908865E-3,2.506539087299365E-4,3.2789328618297643E-3,4.5168834206903586E-5,6.7532911429752325E-5,2.2083988598263271E-2]
[2004,12,30,3,1.0647091309582302E-2,7.9119819317654168E-3,5.9244957999998889E-4,4.662181449469247E-3,6.3703859999999826E-5,5.522817943548407E-5,2.3932636310252439E-2,null,1.0879808037872347E-2,7.6578975382933182E-3,2.506539087299365E-4,2.9224944536633355E-3,4.5168834206903586E-5,6.7532911429752325E-5,2.182355568419559E-2]
[2004,12,30,4,1.0957027059404153E-2,7.7050345707318727E-3,5.9244957999998889E-4,4.3949426204681636E-3,6.3703859999999826E-5,5.522817943548407E-5,2.3768385870039661E-2,null,1.1196518148088173E-2,7.4575960588053013E-3,2.506539087299365E-4,2.7549754490891866E-3,4.5168834206903586E-5,6.7532911429752325E-5,2.1772445310349251E-2]
[2004,12,30,5,1.1521204955515191E-2,7.7257865049724719E-3,5.9244957999998889E-4,4.1888246566269853E-3,6.3703859999999826E-5,5.522817943548407E-5,2.4147197736550122E-2,null,1.1773027452875904E-2,7.4776815680375561E-3,2.506539087299365E-4,2.6257701376582467E-3,4.5168834206903586E-5,6.7532911429752325E-5,2.2239834812938297E-2]
[2004,12,30,6,1.2256473376325459E-2,8.0496300510734184E-3,5.9244957999998889E-4,4.0123810888069269E-3,6.3703859999999826E-5,5.522817943548407E-5,2.5029866135641277E-2,null,1.2524366860243032E-2,7.7911252431958561E-3,2.506539087299365E-4,2.515166259639429E-3,4.5168834206903586E-5,6.7532911429752325E-5,2.3194014017444906E-2]
[2004,12,30,7,1.3239499186012397E-2,8.8923024642357552E-3,5.9244957999998889E-4,3.8817315370789636E-3,6.3703859999999826E-5,5.522817943548407E-5,2.672491480676259E-2,null,1.3528878965445169E-2,8.6067361803790331E-3,2.506539087299365E-4,2.4332684196610986E-3,4.5168834206903586E-5,6.7532911429752325E-5,2.4932239219851896E-2]
[2004,12,30,8,1.390333127105225E-2,1.0296311566441226E-2,5.4312617783053979E-4,4.3936972521953959E-3,5.8400301330034468E-5,5.522817943548407E-5,2.9250094748284931E-2,null,1.4207220631221444E-2,9.9656571107155888E-3,2.2978613539869155E-4,2.7541947883814514E-3,4.1408378211454451E-5,6.7532911429752325E-5,2.7265799955358386E-2]
[2004,12,30,9,1.3614295077030922E-2,1.1499215233358253E-2,0,6.2802551378935137E-3,0,5.522817943548407E-5,3.1448993627718171E-2,null,1.3911866884783757E-2,1.1129930880439995E-2,0,3.9367860318207737E-3,0,6.7532911429752325E-5,2.9046116708474276E-2]
[2004,12,30,10,1.3057847678271763E-2,1.2003061336559807E-2,0,8.4592489995562875E-3,0,5.522817943548407E-5,3.3575386193823345E-2,null,1.334325704519081E-2,1.1617596533200773E-2,0,5.3026911439010569E-3,0,6.7532911429752325E-5,3.0331077633722392E-2]
[2004,12,30,11,1.3356110397640151E-2,1.2217843308982734E-2,0,8.5210838066353874E-3,0,5.522817943548407E-5,3.4150265692693756E-2,null,1.3648038983959507E-2,1.1825481024352576E-2,0,5.3414523724569689E-3,0,6.7532911429752325E-5,3.0882505292198804E-2]
[2004,12,30,12,1.2688039458264234E-2,1.2296636611045915E-2,0,9.4936153952355322E-3,0,5.522817943548407E-5,3.4533519643981166E-2,null,1.2965365813912638E-2,1.1901743968215113E-2,0,5.9510850528881176E-3,0,6.7532911429752325E-5,3.0885727746445622E-2]
[2004,12,30,13,1.2128615759342192E-2,1.2069031514335259E-2,0,9.6199413047290128E-3,0,5.522817943548407E-5,3.3872816757841949E-2,null,1.239371462025465E-2,1.1681448152977498E-2,0,6.0302726121562586E-3,0,6.7532911429752325E-5,3.0172968296818162E-2]
[2004,12,30,14,1.1556416657374538E-2,1.2180311487250801E-2,0,9.4756423976024694E-3,0,5.522817943548407E-5,3.3267598721663294E-2,null,1.1809008787662776E-2,1.1789154494827186E-2,0,5.9398186561449556E-3,0,6.7532911429752325E-5,2.9605514850064671E-2]
[2004,12,30,15,1.1864638136370228E-2,1.1892690895025204E-2,0,8.3363558896285082E-3,0,5.522817943548407E-5,3.2148913100459427E-2,null,1.2123967157711147E-2,1.1510770514155555E-2,0,5.2256554394674035E-3,0,6.7532911429752325E-5,2.892792602276386E-2]
[2004,12,30,16,1.1759633212008038E-2,1.1605082353291996E-2,0,9.1995253491190549E-3,0,5.522817943548407E-5,3.2619469093854575E-2,null,1.2016667108629784E-2,1.1232398196988317E-2,0,5.7667343282394997E-3,0,6.7532911429752325E-5,2.9083332545287353E-2]
[2004,12,30,17,1.2525970347133793E-2,1.1678511401903556E-2,4.937079813584921E-5,1.114248921072645E-2,5.3086549787653642E-6,5.522817943548407E-5,3.5456878592313903E-2,null,1.2799754308695165E-2,1.1303469154360464E-2,2.0887825643943403E-5,6.9846837304152433E-3,3.7640695021856864E-6,6.7532911429752325E-5,3.1180092000046754E-2]
[2004,12,30,18,1.5008556616074299E-2,1.1265060332390085E-2,5.9244957999998889E-4,1.04532601678717E-2,6.3703859999999826E-5,5.522817943548407E-5,3.7438258735771557E-2,null,1.533660322434423E-2,1.0903295600535691E-2,2.506539087299365E-4,6.5526396161141994E-3,4.5168834206903586E-5,6.7532911429752325E-5,3.3155894095360711E-2]
[2004,12,30,19,1.5158850069761873E-2,1.0914428838825348E-2,5.9244957999998889E-4,9.7516934231617995E-3,6.3703859999999826E-5,5.522817943548407E-5,3.6536353951184493E-2,null,1.5490181687975703E-2,1.056392424269206E-2,2.506539087299365E-4,6.11286159749531E-3,4.5168834206903586E-5,6.7532911429752325E-5,3.2530323182529665E-2]
[2004,12,30,20,1.5216480003028819E-2,1.06629306092884E-2,5.9244957999998889E-4,9.2892947978094418E-3,6.3703859999999826E-5,5.522817943548407E-5,3.5880087029562135E-2,null,1.5549071256304611E-2,1.0320502595693129E-2,2.506539087299365E-4,5.8230064229122499E-3,4.5168834206903586E-5,6.7532911429752325E-5,3.205593592927658E-2]
[2004,12,30,21,1.4969921147520958E-2,1.0314745665905121E-2,5.9244957999998889E-4,8.8718958912911029E-3,6.3703859999999826E-5,5.522817943548407E-5,3.4867944324152654E-2,null,1.5297123288548497E-2,9.9834992198258813E-3,2.506539087299365E-4,5.5613593801091734E-3,4.5168834206903586E-5,6.7532911429752325E-5,3.1205337542850146E-2]
[2004,12,30,22,1.3929474862624752E-2,9.7684874088936873E-3,5.9244957999998889E-4,8.4276469990062948E-3,6.3703859999999826E-5,5.522817943548407E-5,3.2836990889960206E-2,null,1.4233935651263902E-2,9.4547834318328139E-3,2.506539087299365E-4,5.2828813891042901E-3,4.5168834206903586E-5,6.7532911429752325E-5,2.9334956126567596E-2]
[2004,12,30,23,1.2998182834929289E-2,9.3052008261473047E-3,5.9244957999998889E-4,7.4908936859579825E-3,6.3703859999999826E-5,5.522817943548407E-5,3.0505658966470048E-2,null,1.3282288089135025E-2,9.0063747761843522E-3,2.506539087299365E-4,4.6956763668402797E-3,4.5168834206903586E-5,6.7532911429752325E-5,2.734769488652625E-2]
[2004,12,30,24,1.1274718914080431E-2,8.9288517786766386E-3,5.9244957999998889E-4,6.9723006668928091E-3,6.3703859999999826E-5,5.522817943548407E-5,2.7887252979085352E-2,null,1.1521153890712336E-2,8.6421117547290476E-3,2.506539087299365E-4,4.3705956640934934E-3,4.5168834206903586E-5,6.7532911429752325E-5,2.4897216963901469E-2]
[2004,12,31,1,1.0084855621869847E-2,7.176866769441701E-3,5.9244957999998889E-4,5.531316673464794E-3,6.3703859999999826E-5,5.522817943548407E-5,2.3504420684211817E-2,null,1.0305283392925668E-2,6.9463897719118589E-3,2.506539087299365E-4,3.4673129896084756E-3,4.5168834206903586E-5,6.7532911429752325E-5,2.1082341808812594E-2]
[2004,12,31,2,9.5128479421771554E-3,7.0247609956004308E-3,5.9244957999998889E-4,5.1913125407932036E-3,6.3703859999999826E-5,5.522817943548407E-5,2.2440303098006265E-2,null,9.7207731665839153E-3,6.799168703776867E-3,2.506539087299365E-4,3.2541809605947923E-3,4.5168834206903586E-5,6.7532911429752325E-5,2.0137478485322168E-2]
[2004,12,31,3,9.542030182453665E-3,6.8587682303156063E-3,5.9244957999998889E-4,4.8820783060695046E-3,6.3703859999999826E-5,5.522817943548407E-5,2.1994258338274248E-2,null,9.7505932520036524E-3,6.6385066092963857E-3,2.506539087299365E-4,3.0603370817887197E-3,4.5168834206903586E-5,6.7532911429752325E-5,1.9812792597455352E-2]
[2004,12,31,4,9.6788511502990532E-3,6.823480284205174E-3,5.9244957999998889E-4,4.6295978414642534E-3,6.3703859999999826E-5,5.522817943548407E-5,2.184331089540395E-2,null,9.8904047575529667E-3,6.6043518958527701E-3,2.506539087299365E-4,2.9020693769675806E-3,4.5168834206903586E-5,6.7532911429752325E-5,1.9760181684739912E-2]
[2004,12,31,5,1.0043167050062826E-2,6.9015860621020947E-3,5.9244957999998889E-4,4.535307166457803E-3,6.3703859999999826E-5,5.522817943548407E-5,2.2191441898058197E-2,null,1.0262683621265473E-2,6.6799493946137229E-3,2.506539087299365E-4,2.8429631457483101E-3,4.5168834206903586E-5,6.7532911429752325E-5,2.0148951815994097E-2]
[2004,12,31,6,1.0431292630430139E-2,7.115061922466177E-3,5.9244957999998889E-4,4.7448841826825848E-3,6.3703859999999826E-5,5.522817943548407E-5,2.3002620355014373E-2,null,1.0659292581046228E-2,6.8865697180252022E-3,2.506539087299365E-4,2.9743367686264933E-3,4.5168834206903586E-5,6.7532911429752325E-5,2.0883554722064514E-2]
[2004,12,31,7,1.1000002851190269E-2,7.6123638265183195E-3,5.9244957999998889E-4,5.2366326866100195E-3,6.3703859999999826E-5,5.522817943548407E-5,2.4560380983754081E-2,null,1.1240433274887895E-2,7.367901331225655E-3,2.506539087299365E-4,3.2825899524421462E-3,4.5168834206903586E-5,6.7532911429752325E-5,2.2254280212922285E-2]
[2004,12,31,8,1.1427970166620676E-2,8.2305785884060553E-3,5.4312617783053979E-4,6.5657369840677968E-3,5.8400301330034468E-5,5.522817943548407E-5,2.6881040397690587E-2,null,1.1677754802709849E-2,7.9662628219400716E-3,2.2978613539869155E-4,4.1157406952350194E-3,4.1408378211454451E-5,6.7532911429752325E-5,2.409848574492484E-2]
[2004,12,31,9,1.2199913440296303E-2,8.7135124428947396E-3,0,7.9331885018542759E-3,0,5.522817943548407E-5,2.8901842564480799E-2,null,1.2466570676408509E-2,{"$f":"F8771*W$5","v":8.4336877993151406E-3},{"$f":"G8771*X$5","v":0},{"$f":"H8771*Y$5","v":4.9729294425411652E-3},{"$f":"I8771*Z$5","v":0},6.7532911429752325E-5,2.5940720829694567E-2]
[2004,12,31,10,1.2775418370938827E-2,9.1259898977227617E-3,0,8.8993759914763795E-3,0,5.522817943548407E-5,3.0856012439573456E-2,null,{"$f":"E8772*V$5","v":1.3054654594182794E-2},8.8329190049941195E-3,0,5.5785853163469682E-3,0,6.7532911429752325E-5,{"$f":"SUM(M8772:R8772)","v":2.7533691826953637E-2}]
[2004,12,31,11,1.2929033542777546E-2,9.2935024683453837E-3,0,9.1065646050740578E-3,0,5.522817943548407E-5,3.1384328795632473E-2,null,1.3211627379774092E-2,8.9950520979747706E-3,0,5.7084617659584136E-3,0,6.7532911429752325E-5,2.7982674155137027E-2]
[2004,12,31,12,1.2601631066495578E-2,9.4143451215191777E-3,0,9.6653394803978623E-3,0,5.522817943548407E-5,3.1736543847848103E-2,null,1.2877068767520431E-2,9.1120140253706221E-3,0,6.0587305171169829E-3,0,6.7532911429752325E-5,2.8115346221437788E-2]
[2004,12,31,13,1.1990568270723308E-2,9.374934629803492E-3,0,9.7086211518351874E-3,0,5.522817943548407E-5,3.1129352231797473E-2,null,1.2252649785492493E-2,9.0738691572332473E-3,0,6.0858616886708614E-3,0,6.7532911429752325E-5,2.7479913542826355E-2]
[2004,12,31,14,1.1479643967394922E-2,9.3461612067826209E-3,0,9.6921231053233581E-3,0,5.522817943548407E-5,3.0573156458936386E-2,null,1.1730558053538089E-2,9.0460197603033643E-3,0,6.0755198669400516E-3,0,6.7532911429752325E-5,2.6919630592211259E-2]
[2004,12,31,15,1.2131198991459029E-2,9.1598822891389153E-3,0,8.1987630560327145E-3,0,5.522817943548407E-5,2.9545072516066143E-2,null,1.2396354314865249E-2,8.865722980411531E-3,0,5.1394051942965924E-3,0,6.7532911429752325E-5,2.6469015401003125E-2]
[2004,12,31,16,1.1956991621202274E-2,9.1179977669599808E-3,0,8.8473025303560469E-3,0,5.522817943548407E-5,2.9977520097953785E-2,null,1.2218339240882531E-2,8.8251835325142969E-3,0,5.5459430000929424E-3,0,6.7532911429752325E-5,2.6656998684919525E-2]
[2004,12,31,17,1.2549351307743511E-2,9.4154894331520776E-3,3.9496638864149119E-5,1.052130542680293E-2,4.2469240212346084E-6,5.522817943548407E-5,3.2585117910019383E-2,null,1.282364631410568E-2,9.1131215887235457E-3,1.671026066554707E-5,6.5952938744222372E-3,3.0112556288498504E-6,6.7532911429752325E-5,2.8619316204975612E-2]
[2004,12,31,18,1.4705866100138553E-2,9.1920974782303544E-3,5.9244957999998889E-4,9.7966753517997867E-3,6.3703859999999826E-5,5.522817943548407E-5,3.440602054960417E-2,null,1.5027296709305556E-2,8.896903614968912E-3,2.506539087299365E-4,6.1410585774679715E-3,4.5168834206903586E-5,6.7532911429752325E-5,3.042861455610903E-2]
[2004,12,31,19,1.4767244244856297E-2,8.9518601774014623E-3,5.9244957999998889E-4,9.1466776796703571E-3,6.3703859999999826E-5,5.522817943548407E-5,3.3577163721363587E-2,null,1.5090016414888319E-2,8.6643812646286476E-3,2.506539087299365E-4,5.7336066984964669E-3,4.5168834206903586E-5,6.7532911429752325E-5,2.9851360032380026E-2]
[2004,12,31,20,1.4249697901587493E-2,8.7440334681152757E-3,5.9244957999998889E-4,9.2689337813373004E-3,6.3703859999999826E-5,5.522817943548407E-5,3.2974046770475537E-2,null,1.4561157903042956E-2,8.463228676167266E-3,2.506539087299365E-4,5.8102430934803689E-3,4.5168834206903586E-5,6.7532911429752325E-5,2.9197985327057183E-2]
[2004,12,31,21,1.3870443886115318E-2,8.565641685131865E-3,5.9244957999998889E-4,8.8964157182691919E-3,6.3703859999999826E-5,5.522817943548407E-5,3.2043882908951847E-2,null,1.4173614416662223E-2,8.2905657444844079E-3,2.506539087299365E-4,5.5767296652696552E-3,4.5168834206903586E-5,6.7532911429752325E-5,2.8404265480782877E-2]
[2004,12,31,22,1.298280232396211E-2,8.2700122418562401E-3,5.9244957999998889E-4,8.2132265000354494E-3,6.3703859999999826E-5,5.522817943548407E-5,3.0177422685289272E-2,null,1.3266571401639664E-2,8.0044301079989135E-3,2.506539087299365E-4,5.1484716228208782E-3,4.5168834206903586E-5,6.7532911429752325E-5,2.678282878682605E-2]
[2004,12,31,23,1.2078040775756449E-2,8.0743925644058794E-3,5.9244957999998889E-4,7.1710966385914636E-3,6.3703859999999826E-5,5.522817943548407E-5,2.8034911598189261E-2,null,1.2342034203797977E-2,7.8150925362870192E-3,2.506539087299365E-4,4.4952111753078991E-3,4.5168834206903586E-5,6.7532911429752325E-5,2.5015693569759488E-2]
[2004,12,31,24,1.0263101597522171E-2,8.0028742299556883E-3,5.9244957999998889E-4,6.6512208884256198E-3,6.3703859999999826E-5,5.522817943548407E-5,2.5628578335338954E-2,null,1.0487425345336202E-2,7.74587093264178E-3,2.506539087299365E-4,4.1693263909165267E-3,4.5168834206903586E-5,6.7532911429752325E-5,2.2765978323261101E-2]
[]
["NCP",1,null,null,{"$f":"MAX(IF($B$3:$B$8786=$B8788,E$3:E$8786))","v":2.064740106506836E-2},{"$f":"MAX(IF($B$3:$B$8786=$B8788,F$3:F$8786))","v":1.2776128302317998E-2},{"$f":"MAX(IF($B$3:$B$8786=$B8788,G$3:G$8786))","v":5.9359099999999087E-4},{"$f":"MAX(IF($B$3:$B$8786=$B8788,H$3:H$8786))","v":1.2888265775839076E-2},{"$f":"MAX(IF($B$3:$B$8786=$B8788,I$3:I$8786))","v":6.3703860000000057E-5},{"$f":"MAX(IF($B$3:$B$8786=$B8788,J$3:J$8786))","v":5.522817943548407E-5},{"$f":"MAX(IF($B$3:$B$8786=$B8788,K$3:K$8786))","v":4.0597682822367281E-2},null,{"$f":"MAX(IF($B$3:$B$8786=$B8788,M$3:M$8786))","v":2.1098697619577163E-2},{"$f":"MAX(IF($B$3:$B$8786=$B8788,N$3:N$8786))","v":1.2365837323570548E-2},{"$f":"MAX(IF($B$3:$B$8786=$B8788,O$3:O$8786))","v":2.5113682135940118E-4},{"$f":"MAX(IF($B$3:$B$8786=$B8788,P$3:P$8786))","v":8.079026021502584E-3},{"$f":"MAX(IF($B$3:$B$8786=$B8788,Q$3:Q$8786))","v":4.5168834206903749E-5},{"$f":"MAX(IF($B$3:$B$8786=$B8788,R$3:R$8786))","v":6.7532911429752325E-5},{"$f":"MAX(IF($B$3:$B$8786=$B8788,S$3:S$8786))","v":3.6126439033864699E-2}]
[null,2,null,null,{"$f":"MAX(IF($B$3:$B$8786=$B8789,E$3:E$8786))","v":1.9249006447723909E-2},{"$f":"MAX(IF($B$3:$B$8786=$B8789,F$3:F$8786))","v":1.2875338041280729E-2},{"$f":"MAX(IF($B$3:$B$8786=$B8789,G$3:G$8786))","v":5.9269679999999982E-4},{"$f":"MAX(IF($B$3:$B$8786=$B8789,H$3:H$8786))","v":1.1593622167154947E-2},{"$f":"MAX(IF($B$3:$B$8786=$B8789,I$3:I$8786))","v":6.3703859999999907E-5},{"$f":"MAX(IF($B$3:$B$8786=$B8789,J$3:J$8786))","v":5.9037019396551792E-5},{"$f":"MAX(IF($B$3:$B$8786=$B8789,K$3:K$8786))","v":3.7484916359539475E-2},null,{"$f":"MAX(IF($B$3:$B$8786=$B8789,M$3:M$8786))","v":1.9669737863760205E-2},{"$f":"MAX(IF($B$3:$B$8786=$B8789,N$3:N$8786))","v":1.246186105344374E-2},{"$f":"MAX(IF($B$3:$B$8786=$B8789,O$3:O$8786))","v":2.5075850270959456E-4},{"$f":"MAX(IF($B$3:$B$8786=$B8789,P$3:P$8786))","v":7.2674770059058657E-3},{"$f":"MAX(IF($B$3:$B$8786=$B8789,Q$3:Q$8786))","v":4.516883420690364E-5},{"$f":"MAX(IF($B$3:$B$8786=$B8789,R$3:R$8786))","v":7.2190353597321276E-5},{"$f":"MAX(IF($B$3:$B$8786=$B8789,S$3:S$8786))","v":3.4161274574740372E-2}]
[null,3,null,null,{"$f":"MAX(IF($B$3:$B$8786=$B8790,E$3:E$8786))","v":1.7447550419049888E-2},{"$f":"MAX(IF($B$3:$B$8786=$B8790,F$3:F$8786))","v":1.3244104309409171E-2},{"$f":"MAX(IF($B$3:$B$8786=$B8790,G$3:G$8786))","v":5.9282304000000008E-4},{"$f":"MAX(IF($B$3:$B$8786=$B8790,H$3:H$8786))","v":1.1441016750610851E-2},{"$f":"MAX(IF($B$3:$B$8786=$B8790,I$3:I$8786))","v":6.3717392073016509E-5},{"$f":"MAX(IF($B$3:$B$8786=$B8790,J$3:J$8786))","v":5.1125724774193741E-5},{"$f":"MAX(IF($B$3:$B$8786=$B8790,K$3:K$8786))","v":3.5720624890000108E-2},null,{"$f":"MAX(IF($B$3:$B$8786=$B8790,M$3:M$8786))","v":1.7828906860178802E-2},{"$f":"MAX(IF($B$3:$B$8786=$B8790,N$3:N$8786))","v":1.2818784807979702E-2},{"$f":"MAX(IF($B$3:$B$8786=$B8790,O$3:O$8786))","v":2.5081191240133264E-4},{"$f":"MAX(IF($B$3:$B$8786=$B8790,P$3:P$8786))","v":7.171816103754604E-3},{"$f":"MAX(IF($B$3:$B$8786=$B8790,Q$3:Q$8786))","v":4.517842904091468E-5},{"$f":"MAX(IF($B$3:$B$8786=$B8790,R$3:R$8786))","v":6.2516437772330087E-5},{"$f":"MAX(IF($B$3:$B$8786=$B8790,S$3:S$8786))","v":3.1280992702158186E-2}]
[null,4,null,null,{"$f":"MAX(IF($B$3:$B$8786=$B8791,E$3:E$8786))","v":1.3679912304217692E-2},{"$f":"MAX(IF($B$3:$B$8786=$B8791,F$3:F$8786))","v":1.1469532653913967E-2},{"$f":"MAX(IF($B$3:$B$8786=$B8791,G$3:G$8786))","v":5.925495200000009E-4},{"$f":"MAX(IF($B$3:$B$8786=$B8791,H$3:H$8786))","v":9.5215241875467212E-3},{"$f":"MAX(IF($B$3:$B$8786=$B8791,I$3:I$8786))","v":6.3703860000000084E-5},{"$f":"MAX(IF($B$3:$B$8786=$B8791,J$3:J$8786))","v":5.8857571850000142E-5},{"$f":"MAX(IF($B$3:$B$8786=$B8791,K$3:K$8786))","v":2.995671915448804E-2},null,{"$f":"MAX(IF($B$3:$B$8786=$B8791,M$3:M$8786))","v":1.397891832775645E-2},{"$f":"MAX(IF($B$3:$B$8786=$B8791,N$3:N$8786))","v":1.1101201523621826E-2},{"$f":"MAX(IF($B$3:$B$8786=$B8791,O$3:O$8786))","v":2.5069619140256747E-4},{"$f":"MAX(IF($B$3:$B$8786=$B8791,P$3:P$8786))","v":5.9685797153378548E-3},{"$f":"MAX(IF($B$3:$B$8786=$B8791,Q$3:Q$8786))","v":4.5168834206903769E-5},{"$f":"MAX(IF($B$3:$B$8786=$B8791,R$3:R$8786))","v":7.1970925483060959E-5},{"$f":"MAX(IF($B$3:$B$8786=$B8791,S$3:S$8786))","v":2.6246957260361806E-2}]
[null,5,null,null,{"$f":"MAX(IF($B$3:$B$8786=$B8792,E$3:E$8786))","v":1.0547800484312931E-2},{"$f":"MAX(IF($B$3:$B$8786=$B8792,F$3:F$8786))","v":1.1392576070919858E-2},{"$f":"MAX(IF($B$3:$B$8786=$B8792,G$3:G$8786))","v":5.9244432000000341E-4},{"$f":"MAX(IF($B$3:$B$8786=$B8792,H$3:H$8786))","v":7.7115708106908695E-3},{"$f":"MAX(IF($B$3:$B$8786=$B8792,I$3:I$8786))","v":6.3703860000000206E-5},{"$f":"MAX(IF($B$3:$B$8786=$B8792,J$3:J$8786))","v":5.6958940500000212E-5},{"$f":"MAX(IF($B$3:$B$8786=$B8792,K$3:K$8786))","v":2.6507503261469549E-2},null,{"$f":"MAX(IF($B$3:$B$8786=$B8792,M$3:M$8786))","v":1.0778346982693789E-2},{"$f":"MAX(IF($B$3:$B$8786=$B8792,N$3:N$8786))","v":1.1026716314662994E-2},{"$f":"MAX(IF($B$3:$B$8786=$B8792,O$3:O$8786))","v":2.5065168332612025E-4},{"$f":"MAX(IF($B$3:$B$8786=$B8792,P$3:P$8786))","v":4.8340081070507883E-3},{"$f":"MAX(IF($B$3:$B$8786=$B8792,Q$3:Q$8786))","v":4.516883420690385E-5},{"$f":"MAX(IF($B$3:$B$8786=$B8792,R$3:R$8786))","v":6.9649282725542952E-5},{"$f":"MAX(IF($B$3:$B$8786=$B8792,S$3:S$8786))","v":2.3493672084642096E-2}]
[null,6,null,null,{"$f":"MAX(IF($B$3:$B$8786=$B8793,E$3:E$8786))","v":1.2829075580493402E-2},{"$f":"MAX(IF($B$3:$B$8786=$B8793,F$3:F$8786))","v":1.2287187866351914E-2},{"$f":"MAX(IF($B$3:$B$8786=$B8793,G$3:G$8786))","v":5.9241276000000429E-4},{"$f":"MAX(IF($B$3:$B$8786=$B8793,H$3:H$8786))","v":1.0398772742064875E-2},{"$f":"MAX(IF($B$3:$B$8786=$B8793,I$3:I$8786))","v":6.3703859999999935E-5},{"$f":"MAX(IF($B$3:$B$8786=$B8793,J$3:J$8786))","v":5.8857571850000142E-5},{"$f":"MAX(IF($B$3:$B$8786=$B8793,K$3:K$8786))","v":3.238212139523728E-2},null,{"$f":"MAX(IF($B$3:$B$8786=$B8793,M$3:M$8786))","v":1.3109484605763165E-2},{"$f":"MAX(IF($B$3:$B$8786=$B8793,N$3:N$8786))","v":1.1892598659320809E-2},{"$f":"MAX(IF($B$3:$B$8786=$B8793,O$3:O$8786))","v":2.5063833090318611E-4},{"$f":"MAX(IF($B$3:$B$8786=$B8793,P$3:P$8786))","v":6.5184841029835459E-3},{"$f":"MAX(IF($B$3:$B$8786=$B8793,Q$3:Q$8786))","v":4.5168834206903661E-5},{"$f":"MAX(IF($B$3:$B$8786=$B8793,R$3:R$8786))","v":7.1970925483060959E-5},{"$f":"MAX(IF($B$3:$B$8786=$B8793,S$3:S$8786))","v":2.8463621811343952E-2}]
[null,7,null,null,{"$f":"MAX(IF($B$3:$B$8786=$B8794,E$3:E$8786))","v":1.2322480243137347E-2},{"$f":"MAX(IF($B$3:$B$8786=$B8794,F$3:F$8786))","v":1.1889222926193661E-2},{"$f":"MAX(IF($B$3:$B$8786=$B8794,G$3:G$8786))","v":5.9241276000000461E-4},{"$f":"MAX(IF($B$3:$B$8786=$B8794,H$3:H$8786))","v":9.2525157193354916E-3},{"$f":"MAX(IF($B$3:$B$8786=$B8794,I$3:I$8786))","v":6.3703860000000016E-5},{"$f":"MAX(IF($B$3:$B$8786=$B8794,J$3:J$8786))","v":5.6039767112903422E-5},{"$f":"MAX(IF($B$3:$B$8786=$B8794,K$3:K$8786))","v":3.1866787299193775E-2},null,{"$f":"MAX(IF($B$3:$B$8786=$B8794,M$3:M$8786))","v":1.2591816459313196E-2},{"$f":"MAX(IF($B$3:$B$8786=$B8794,N$3:N$8786))","v":1.1507413915239255E-2},{"$f":"MAX(IF($B$3:$B$8786=$B8794,O$3:O$8786))","v":2.5063833090318628E-4},{"$f":"MAX(IF($B$3:$B$8786=$B8794,P$3:P$8786))","v":5.799951410142808E-3},{"$f":"MAX(IF($B$3:$B$8786=$B8794,Q$3:Q$8786))","v":4.5168834206903715E-5},{"$f":"MAX(IF($B$3:$B$8786=$B8794,R$3:R$8786))","v":6.8525319278370003E-5},{"$f":"MAX(IF($B$3:$B$8786=$B8794,S$3:S$8786))","v":2.8318488891200401E-2}]
[null,8,null,null,{"$f":"MAX(IF($B$3:$B$8786=$B8795,E$3:E$8786))","v":1.2462818144254189E-2},{"$f":"MAX(IF($B$3:$B$8786=$B8795,F$3:F$8786))","v":1.1391976773377343E-2},{"$f":"MAX(IF($B$3:$B$8786=$B8795,G$3:G$8786))","v":5.9213924000000174E-4},{"$f":"MAX(IF($B$3:$B$8786=$B8795,H$3:H$8786))","v":8.9235353922064199E-3},{"$f":"MAX(IF($B$3:$B$8786=$B8795,I$3:I$8786))","v":6.3703860000000395E-5},{"$f":"MAX(IF($B$3:$B$8786=$B8795,J$3:J$8786))","v":5.6039767112903422E-5},{"$f":"MAX(IF($B$3:$B$8786=$B8795,K$3:K$8786))","v":2.9174543842952417E-2},null,{"$f":"MAX(IF($B$3:$B$8786=$B8795,M$3:M$8786))","v":1.2735221768819182E-2},{"$f":"MAX(IF($B$3:$B$8786=$B8795,N$3:N$8786))","v":1.1026136262886446E-2},{"$f":"MAX(IF($B$3:$B$8786=$B8795,O$3:O$8786))","v":2.5052260990441954E-4},{"$f":"MAX(IF($B$3:$B$8786=$B8795,P$3:P$8786))","v":5.5937296678490768E-3},{"$f":"MAX(IF($B$3:$B$8786=$B8795,Q$3:Q$8786))","v":4.5168834206903986E-5},{"$f":"MAX(IF($B$3:$B$8786=$B8795,R$3:R$8786))","v":6.8525319278370003E-5},{"$f":"MAX(IF($B$3:$B$8786=$B8795,S$3:S$8786))","v":2.5835943013716538E-2}]
[null,9,null,null,{"$f":"MAX(IF($B$3:$B$8786=$B8796,E$3:E$8786))","v":1.1087352649853735E-2},{"$f":"MAX(IF($B$3:$B$8786=$B8796,F$3:F$8786))","v":1.1471042853613344E-2},{"$f":"MAX(IF($B$3:$B$8786=$B8796,G$3:G$8786))","v":5.9196040000000154E-4},{"$f":"MAX(IF($B$3:$B$8786=$B8796,H$3:H$8786))","v":8.5696439004097954E-3},{"$f":"MAX(IF($B$3:$B$8786=$B8796,I$3:I$8786))","v":6.3703859999999989E-5},{"$f":"MAX(IF($B$3:$B$8786=$B8796,J$3:J$8786))","v":5.7907759350000129E-5},{"$f":"MAX(IF($B$3:$B$8786=$B8796,K$3:K$8786))","v":2.8078345903545309E-2},null,{"$f":"MAX(IF($B$3:$B$8786=$B8796,M$3:M$8786))","v":1.1329692304793085E-2},{"$f":"MAX(IF($B$3:$B$8786=$B8796,N$3:N$8786))","v":1.1102663224957841E-2},{"$f":"MAX(IF($B$3:$B$8786=$B8796,O$3:O$8786))","v":2.5044694617445739E-4},{"$f":"MAX(IF($B$3:$B$8786=$B8796,P$3:P$8786))","v":5.3718923298595785E-3},{"$f":"MAX(IF($B$3:$B$8786=$B8796,Q$3:Q$8786))","v":4.5168834206903701E-5},{"$f":"MAX(IF($B$3:$B$8786=$B8796,R$3:R$8786))","v":7.080949658764891E-5},{"$f":"MAX(IF($B$3:$B$8786=$B8796,S$3:S$8786))","v":2.5002248362081023E-2}]
[null,10,null,null,{"$f":"MAX(IF($B$3:$B$8786=$B8797,E$3:E$8786))","v":1.1059709525590348E-2},{"$f":"MAX(IF($B$3:$B$8786=$B8797,F$3:F$8786))","v":1.1382962211082204E-2},{"$f":"MAX(IF($B$3:$B$8786=$B8797,G$3:G$8786))","v":5.9158168000000041E-4},{"$f":"MAX(IF($B$3:$B$8786=$B8797,H$3:H$8786))","v":9.7291311756965912E-3},{"$f":"MAX(IF($B$3:$B$8786=$B8797,I$3:I$8786))","v":6.3703860000000097E-5},{"$f":"MAX(IF($B$3:$B$8786=$B8797,J$3:J$8786))","v":5.6039767112903422E-5},{"$f":"MAX(IF($B$3:$B$8786=$B8797,K$3:K$8786))","v":3.0215959663838048E-2},null,{"$f":"MAX(IF($B$3:$B$8786=$B8797,M$3:M$8786))","v":1.1301444976315491E-2},{"$f":"MAX(IF($B$3:$B$8786=$B8797,N$3:N$8786))","v":1.1017411193112009E-2},{"$f":"MAX(IF($B$3:$B$8786=$B8797,O$3:O$8786))","v":2.5028671709924311E-4},{"$f":"MAX(IF($B$3:$B$8786=$B8797,P$3:P$8786))","v":6.0987184235768528E-3},{"$f":"MAX(IF($B$3:$B$8786=$B8797,Q$3:Q$8786))","v":4.5168834206903776E-5},{"$f":"MAX(IF($B$3:$B$8786=$B8797,R$3:R$8786))","v":6.8525319278370003E-5},{"$f":"MAX(IF($B$3:$B$8786=$B8797,S$3:S$8786))","v":2.6700984217933203E-2}]
[null,11,null,null,{"$f":"MAX(IF($B$3:$B$8786=$B8798,E$3:E$8786))","v":1.5817148581000553E-2},{"$f":"MAX(IF($B$3:$B$8786=$B8798,F$3:F$8786))","v":1.2704145546678269E-2},{"$f":"MAX(IF($B$3:$B$8786=$B8798,G$3:G$8786))","v":5.9207612000000719E-4},{"$f":"MAX(IF($B$3:$B$8786=$B8798,H$3:H$8786))","v":1.2156228063871288E-2},{"$f":"MAX(IF($B$3:$B$8786=$B8798,I$3:I$8786))","v":6.3703860000000653E-5},{"$f":"MAX(IF($B$3:$B$8786=$B8798,J$3:J$8786))","v":5.7069118750000141E-5},{"$f":"MAX(IF($B$3:$B$8786=$B8798,K$3:K$8786))","v":3.6459857639855195E-2},null,{"$f":"MAX(IF($B$3:$B$8786=$B8798,M$3:M$8786))","v":1.6162868830937285E-2},{"$f":"MAX(IF($B$3:$B$8786=$B8798,N$3:N$8786))","v":1.2296166213099488E-2},{"$f":"MAX(IF($B$3:$B$8786=$B8798,O$3:O$8786))","v":2.5049590505855289E-4},{"$f":"MAX(IF($B$3:$B$8786=$B8798,P$3:P$8786))","v":7.6201472377645961E-3},{"$f":"MAX(IF($B$3:$B$8786=$B8798,Q$3:Q$8786))","v":4.5168834206904169E-5},{"$f":"MAX(IF($B$3:$B$8786=$B8798,R$3:R$8786))","v":6.9784008477410663E-5},{"$f":"MAX(IF($B$3:$B$8786=$B8798,S$3:S$8786))","v":3.2473525896452603E-2}]
[null,12,null,null,{"$f":"MAX(IF($B$3:$B$8786=$B8799,E$3:E$8786))","v":2.0003852197091485E-2},{"$f":"MAX(IF($B$3:$B$8786=$B8799,F$3:F$8786))","v":1.2746069568418141E-2},{"$f":"MAX(IF($B$3:$B$8786=$B8799,G$3:G$8786))","v":5.9244957999998889E-4},{"$f":"MAX(IF($B$3:$B$8786=$B8799,H$3:H$8786))","v":1.2795981686666714E-2},{"$f":"MAX(IF($B$3:$B$8786=$B8799,I$3:I$8786))","v":6.3703859999999826E-5},{"$f":"MAX(IF($B$3:$B$8786=$B8799,J$3:J$8786))","v":5.522817943548407E-5},{"$f":"MAX(IF($B$3:$B$8786=$B8799,K$3:K$8786))","v":3.8474258827057344E-2},null,{"$f":"MAX(IF($B$3:$B$8786=$B8799,M$3:M$8786))","v":2.0441082507337352E-2},{"$f":"MAX(IF($B$3:$B$8786=$B8799,N$3:N$8786))","v":1.2336743892073723E-2},{"$f":"MAX(IF($B$3:$B$8786=$B8799,O$3:O$8786))","v":2.506539087299365E-4},{"$f":"MAX(IF($B$3:$B$8786=$B8799,P$3:P$8786))","v":8.0211776212009821E-3},{"$f":"MAX(IF($B$3:$B$8786=$B8799,Q$3:Q$8786))","v":4.5168834206903586E-5},{"$f":"MAX(IF($B$3:$B$8786=$B8799,R$3:R$8786))","v":6.7532911429752325E-5},{"$f":"MAX(IF($B$3:$B$8786=$B8799,S$3:S$8786))","v":3.4571318388053773E-2}]
[]
[null,null,null,null,null,null,null,null,null,null,null,"1NCP",{"$f":"MAX(M8788:M8799)","v":2.1098697619577163E-2},1.2818784807979702E-2,2.5113682135940118E-4,8.079026021502584E-3,4.517842904091468E-5,7.2190353597321276E-5]
[null,null,null,null,null,null,null,null,null,null,null,"4NCP",{"$f":"SUM(M8789,M8794,M8795,M8796)","v":5.6326468396685661E-2},{"$f":"SUM(N8789,N8794,N8795,N8796)","v":4.6098074456527284E-2},1.0023663896916578E-3,2.4033050413757327E-2,1.8067533682761505E-4,2.8005048874171019E-4]
[null,null,null,null,null,null,null,null,null,null,null,"12NCP",{"$f":"SUM(M8788:M8799)","v":0.18102621910724515},0.14095353438396838,3.0077378599719976E-3,7.8345007746929124E-2,5.4203560531685617E-4,8.2953321082099047E-4]
["CP"]
[null,1,null,null,{"$f":"MAX(IF($K$3:$K$8786=$K8805,E$3:E$8786))","v":1.5650913523722054E-2},{"$f":"MAX(IF($K$3:$K$8786=$K8805,F$3:F$8786))","v":1.2545719445064362E-2},{"$f":"MAX(IF($K$3:$K$8786=$K8805,G$3:G$8786))","v":0},{"$f":"MAX(IF($K$3:$K$8786=$K8805,H$3:H$8786))","v":1.234582167414538E-2},{"$f":"MAX(IF($K$3:$K$8786=$K8805,I$3:I$8786))","v":0},{"$f":"MAX(IF($K$3:$K$8786=$K8805,J$3:J$8786))","v":5.522817943548407E-5},{"$f":"MAX(IF($B$3:$B$8786=$B8805,K$3:K$8786))","v":4.0597682822367281E-2},{"$f":"IF(SUM(E8805:I8805)=K8805,TRUE)","v":false},{"$f":"MAX(IF($S$3:$S$8786=$S8805,M$3:M$8786))","v":2.1098697619577163E-2},{"$f":"MAX(IF($S$3:$S$8786=$S8805,N$3:N$8786))","v":1.0100322253567058E-2},{"$f":"MAX(IF($S$3:$S$8786=$S8805,O$3:O$8786))","v":2.5113682135940118E-4},{"$f":"MAX(IF($S$3:$S$8786=$S8805,P$3:P$8786))","v":4.563580593724424E-3},{"$f":"MAX(IF($S$3:$S$8786=$S8805,Q$3:Q$8786))","v":4.5168834206903749E-5},{"$f":"MAX(IF($S$3:$S$8786=$S8805,R$3:R$8786))","v":6.7532911429752325E-5},{"$f":"MAX(IF($B$3:$B$8786=$B8805,S$3:S$8786))","v":3.6126439033864699E-2},{"$f":"IF(SUM(M8805:Q8805)=S8805,TRUE)","v":false}]
[null,2,null,null,{"$f":"MAX(IF($K$3:$K$8786=$K8806,E$3:E$8786))","v":1.4594432184873704E-2},{"$f":"MAX(IF($K$3:$K$8786=$K8806,F$3:F$8786))","v":1.1312608161231232E-2},{"$f":"MAX(IF($K$3:$K$8786=$K8806,G$3:G$8786))","v":2.2720043980243429E-4},{"$f":"MAX(IF($K$3:$K$8786=$K8806,H$3:H$8786))","v":1.1267218741256788E-2},{"$f":"MAX(IF($K$3:$K$8786=$K8806,I$3:I$8786))","v":2.4419812978765343E-5},{"$f":"MAX(IF($K$3:$K$8786=$K8806,J$3:J$8786))","v":5.9037019396551792E-5},{"$f":"MAX(IF($B$3:$B$8786=$B8806,K$3:K$8786))","v":3.7484916359539475E-2},{"$f":"IF(SUM(E8806:I8806)=K8806,TRUE)","v":false},{"$f":"MAX(IF($S$3:$S$8786=$S8806,M$3:M$8786))","v":1.9669737863760205E-2},{"$f":"MAX(IF($S$3:$S$8786=$S8806,N$3:N$8786))","v":1.0203021957966829E-2},{"$f":"MAX(IF($S$3:$S$8786=$S8806,O$3:O$8786))","v":2.5075850270959456E-4},{"$f":"MAX(IF($S$3:$S$8786=$S8806,P$3:P$8786))","v":3.9203970624995281E-3},{"$f":"MAX(IF($S$3:$S$8786=$S8806,Q$3:Q$8786))","v":4.516883420690364E-5},{"$f":"MAX(IF($S$3:$S$8786=$S8806,R$3:R$8786))","v":7.2190353597321276E-5},{"$f":"MAX(IF($B$3:$B$8786=$B8806,S$3:S$8786))","v":3.4161274574740372E-2},false]
[null,3,null,null,{"$f":"MAX(IF($K$3:$K$8786=$K8807,E$3:E$8786))","v":1.1047529190677854E-2},{"$f":"MAX(IF($K$3:$K$8786=$K8807,F$3:F$8786))","v":1.3180953223937213E-2},{"$f":"MAX(IF($K$3:$K$8786=$K8807,G$3:G$8786))","v":0},{"$f":"MAX(IF($K$3:$K$8786=$K8807,H$3:H$8786))","v":1.1441016750610851E-2},{"$f":"MAX(IF($K$3:$K$8786=$K8807,I$3:I$8786))","v":0},{"$f":"MAX(IF($K$3:$K$8786=$K8807,J$3:J$8786))","v":5.1125724774193741E-5},{"$f":"MAX(IF($B$3:$B$8786=$B8807,K$3:K$8786))","v":3.5720624890000108E-2},false,{"$f":"MAX(IF($S$3:$S$8786=$S8807,M$3:M$8786))","v":1.1288998412100751E-2},{"$f":"MAX(IF($S$3:$S$8786=$S8807,N$3:N$8786))","v":1.2757661748530507E-2},{"$f":"MAX(IF($S$3:$S$8786=$S8807,O$3:O$8786))","v":0},{"$f":"MAX(IF($S$3:$S$8786=$S8807,P$3:P$8786))","v":7.171816103754604E-3},{"$f":"MAX(IF($S$3:$S$8786=$S8807,Q$3:Q$8786))","v":0},{"$f":"MAX(IF($S$3:$S$8786=$S8807,R$3:R$8786))","v":6.2516437772330087E-5},{"$f":"MAX(IF($B$3:$B$8786=$B8807,S$3:S$8786))","v":3.1280992702158186E-2},false]
[null,4,null,null,{"$f":"MAX(IF($K$3:$K$8786=$K8808,E$3:E$8786))","v":8.9757600943842185E-3},{"$f":"MAX(IF($K$3:$K$8786=$K8808,F$3:F$8786))","v":1.14005773007071E-2},{"$f":"MAX(IF($K$3:$K$8786=$K8808,G$3:G$8786))","v":0},{"$f":"MAX(IF($K$3:$K$8786=$K8808,H$3:H$8786))","v":9.5215241875467212E-3},{"$f":"MAX(IF($K$3:$K$8786=$K8808,I$3:I$8786))","v":0},{"$f":"MAX(IF($K$3:$K$8786=$K8808,J$3:J$8786))","v":5.8857571850000142E-5},{"$f":"MAX(IF($B$3:$B$8786=$B8808,K$3:K$8786))","v":2.995671915448804E-2},false,{"$f":"MAX(IF($S$3:$S$8786=$S8808,M$3:M$8786))","v":9.1719460255785465E-3},{"$f":"MAX(IF($S$3:$S$8786=$S8808,N$3:N$8786))","v":1.1034460593962347E-2},{"$f":"MAX(IF($S$3:$S$8786=$S8808,O$3:O$8786))","v":0},{"$f":"MAX(IF($S$3:$S$8786=$S8808,P$3:P$8786))","v":5.9685797153378548E-3},{"$f":"MAX(IF($S$3:$S$8786=$S8808,Q$3:Q$8786))","v":0},{"$f":"MAX(IF($S$3:$S$8786=$S8808,R$3:R$8786))","v":7.1970925483060959E-5},{"$f":"MAX(IF($B$3:$B$8786=$B8808,S$3:S$8786))","v":2.6246957260361806E-2},false]
[null,5,null,null,{"$f":"MAX(IF($K$3:$K$8786=$K8809,E$3:E$8786))","v":7.6608633841010638E-3},{"$f":"MAX(IF($K$3:$K$8786=$K8809,F$3:F$8786))","v":1.1193512967329566E-2},{"$f":"MAX(IF($K$3:$K$8786=$K8809,G$3:G$8786))","v":0},{"$f":"MAX(IF($K$3:$K$8786=$K8809,H$3:H$8786))","v":7.5961679695389179E-3},{"$f":"MAX(IF($K$3:$K$8786=$K8809,I$3:I$8786))","v":0},{"$f":"MAX(IF($K$3:$K$8786=$K8809,J$3:J$8786))","v":5.6958940500000212E-5},{"$f":"MAX(IF($B$3:$B$8786=$B8809,K$3:K$8786))","v":2.6507503261469549E-2},false,{"$f":"MAX(IF($S$3:$S$8786=$S8809,M$3:M$8786))","v":7.8283092160928019E-3},{"$f":"MAX(IF($S$3:$S$8786=$S8809,N$3:N$8786))","v":1.0834045898565497E-2},{"$f":"MAX(IF($S$3:$S$8786=$S8809,O$3:O$8786))","v":0},{"$f":"MAX(IF($S$3:$S$8786=$S8809,P$3:P$8786))","v":4.7616676872582545E-3},{"$f":"MAX(IF($S$3:$S$8786=$S8809,Q$3:Q$8786))","v":0},{"$f":"MAX(IF($S$3:$S$8786=$S8809,R$3:R$8786))","v":6.9649282725542952E-5},{"$f":"MAX(IF($B$3:$B$8786=$B8809,S$3:S$8786))","v":2.3493672084642096E-2},false]
[null,6,null,null,{"$f":"MAX(IF($K$3:$K$8786=$K8810,E$3:E$8786))","v":1.0563479228121649E-2},{"$f":"MAX(IF($K$3:$K$8786=$K8810,F$3:F$8786))","v":1.1603311484385134E-2},{"$f":"MAX(IF($K$3:$K$8786=$K8810,G$3:G$8786))","v":0},{"$f":"MAX(IF($K$3:$K$8786=$K8810,H$3:H$8786))","v":1.0156473110880498E-2},{"$f":"MAX(IF($K$3:$K$8786=$K8810,I$3:I$8786))","v":0},{"$f":"MAX(IF($K$3:$K$8786=$K8810,J$3:J$8786))","v":5.8857571850000142E-5},{"$f":"MAX(IF($B$3:$B$8786=$B8810,K$3:K$8786))","v":3.238212139523728E-2},false,{"$f":"MAX(IF($S$3:$S$8786=$S8810,M$3:M$8786))","v":1.0794368421597042E-2},{"$f":"MAX(IF($S$3:$S$8786=$S8810,N$3:N$8786))","v":1.1230684197542988E-2},{"$f":"MAX(IF($S$3:$S$8786=$S8810,O$3:O$8786))","v":0},{"$f":"MAX(IF($S$3:$S$8786=$S8810,P$3:P$8786))","v":6.3665982667208609E-3},{"$f":"MAX(IF($S$3:$S$8786=$S8810,Q$3:Q$8786))","v":0},{"$f":"MAX(IF($S$3:$S$8786=$S8810,R$3:R$8786))","v":7.1970925483060959E-5},{"$f":"MAX(IF($B$3:$B$8786=$B8810,S$3:S$8786))","v":2.8463621811343952E-2},false]
[null,7,null,null,{"$f":"MAX(IF($K$3:$K$8786=$K8811,E$3:E$8786))","v":1.1417389234077162E-2},{"$f":"MAX(IF($K$3:$K$8786=$K8811,F$3:F$8786))","v":1.1140850208804235E-2},{"$f":"MAX(IF($K$3:$K$8786=$K8811,G$3:G$8786))","v":0},{"$f":"MAX(IF($K$3:$K$8786=$K8811,H$3:H$8786))","v":9.252508089199472E-3},{"$f":"MAX(IF($K$3:$K$8786=$K8811,I$3:I$8786))","v":0},{"$f":"MAX(IF($K$3:$K$8786=$K8811,J$3:J$8786))","v":5.6039767112903422E-5},{"$f":"MAX(IF($B$3:$B$8786=$B8811,K$3:K$8786))","v":3.1866787299193775E-2},false,{"$f":"MAX(IF($S$3:$S$8786=$S8811,M$3:M$8786))","v":1.1666942599490412E-2},{"$f":"MAX(IF($S$3:$S$8786=$S8811,N$3:N$8786))","v":1.0783074345249413E-2},{"$f":"MAX(IF($S$3:$S$8786=$S8811,O$3:O$8786))","v":0},{"$f":"MAX(IF($S$3:$S$8786=$S8811,P$3:P$8786))","v":5.7999466271822049E-3},{"$f":"MAX(IF($S$3:$S$8786=$S8811,Q$3:Q$8786))","v":0},{"$f":"MAX(IF($S$3:$S$8786=$S8811,R$3:R$8786))","v":6.8525319278370003E-5},{"$f":"MAX(IF($B$3:$B$8786=$B8811,S$3:S$8786))","v":2.8318488891200401E-2},false]
[null,8,null,null,{"$f":"MAX(IF($K$3:$K$8786=$K8812,E$3:E$8786))","v":9.0267530393448783E-3},{"$f":"MAX(IF($K$3:$K$8786=$K8812,F$3:F$8786))","v":1.123955855368667E-2},{"$f":"MAX(IF($K$3:$K$8786=$K8812,G$3:G$8786))","v":0},{"$f":"MAX(IF($K$3:$K$8786=$K8812,H$3:H$8786))","v":8.8521924828079655E-3},{"$f":"MAX(IF($K$3:$K$8786=$K8812,I$3:I$8786))","v":0},{"$f":"MAX(IF($K$3:$K$8786=$K8812,J$3:J$8786))","v":5.6039767112903422E-5},{"$f":"MAX(IF($B$3:$B$8786=$B8812,K$3:K$8786))","v":2.9174543842952417E-2},false,{"$f":"MAX(IF($S$3:$S$8786=$S8812,M$3:M$8786))","v":1.0141284215353022E-2},{"$f":"MAX(IF($S$3:$S$8786=$S8812,N$3:N$8786))","v":1.0290079658843251E-2},{"$f":"MAX(IF($S$3:$S$8786=$S8812,O$3:O$8786))","v":0},{"$f":"MAX(IF($S$3:$S$8786=$S8812,P$3:P$8786))","v":5.3360538202418938E-3},{"$f":"MAX(IF($S$3:$S$8786=$S8812,Q$3:Q$8786))","v":0},{"$f":"MAX(IF($S$3:$S$8786=$S8812,R$3:R$8786))","v":6.8525319278370003E-5},{"$f":"MAX(IF($B$3:$B$8786=$B8812,S$3:S$8786))","v":2.5835943013716538E-2},false]
[null,9,null,null,{"$f":"MAX(IF($K$3:$K$8786=$K8813,E$3:E$8786))","v":1.088329876608537E-2},{"$f":"MAX(IF($K$3:$K$8786=$K8813,F$3:F$8786))","v":9.3001407605095166E-3},{"$f":"MAX(IF($K$3:$K$8786=$K8813,G$3:G$8786))","v":5.3276436000000151E-4},{"$f":"MAX(IF($K$3:$K$8786=$K8813,H$3:H$8786))","v":7.2469007836004247E-3},{"$f":"MAX(IF($K$3:$K$8786=$K8813,I$3:I$8786))","v":5.7333474000000005E-5},{"$f":"MAX(IF($K$3:$K$8786=$K8813,J$3:J$8786))","v":5.7907759350000129E-5},{"$f":"MAX(IF($B$3:$B$8786=$B8813,K$3:K$8786))","v":2.8078345903545309E-2},false,{"$f":"MAX(IF($S$3:$S$8786=$S8813,M$3:M$8786))","v":1.1121178352932441E-2},{"$f":"MAX(IF($S$3:$S$8786=$S8813,N$3:N$8786))","v":9.0014772088585666E-3},{"$f":"MAX(IF($S$3:$S$8786=$S8813,O$3:O$8786))","v":2.2540225155701169E-4},{"$f":"MAX(IF($S$3:$S$8786=$S8813,P$3:P$8786))","v":4.5427291013591473E-3},{"$f":"MAX(IF($S$3:$S$8786=$S8813,Q$3:Q$8786))","v":4.0651950786213339E-5},{"$f":"MAX(IF($S$3:$S$8786=$S8813,R$3:R$8786))","v":7.080949658764891E-5},{"$f":"MAX(IF($B$3:$B$8786=$B8813,S$3:S$8786))","v":2.5002248362081023E-2},false]
[null,10,null,null,{"$f":"MAX(IF($K$3:$K$8786=$K8814,E$3:E$8786))","v":1.1059709525590348E-2},{"$f":"MAX(IF($K$3:$K$8786=$K8814,F$3:F$8786))","v":1.0021263010436664E-2},{"$f":"MAX(IF($K$3:$K$8786=$K8814,G$3:G$8786))","v":3.0565053486386081E-4},{"$f":"MAX(IF($K$3:$K$8786=$K8814,H$3:H$8786))","v":8.7403831648130426E-3},{"$f":"MAX(IF($K$3:$K$8786=$K8814,I$3:I$8786))","v":3.2913661021234665E-5},{"$f":"MAX(IF($K$3:$K$8786=$K8814,J$3:J$8786))","v":5.6039767112903422E-5},{"$f":"MAX(IF($B$3:$B$8786=$B8814,K$3:K$8786))","v":3.0215959663838048E-2},false,{"$f":"MAX(IF($S$3:$S$8786=$S8814,M$3:M$8786))","v":1.1301444976315491E-2},{"$f":"MAX(IF($S$3:$S$8786=$S8814,N$3:N$8786))","v":9.6994414294736975E-3},{"$f":"MAX(IF($S$3:$S$8786=$S8814,O$3:O$8786))","v":1.2931480391803785E-4},{"$f":"MAX(IF($S$3:$S$8786=$S8814,P$3:P$8786))","v":5.4789204579256479E-3},{"$f":"MAX(IF($S$3:$S$8786=$S8814,Q$3:Q$8786))","v":2.333723102195656E-5},{"$f":"MAX(IF($S$3:$S$8786=$S8814,R$3:R$8786))","v":6.8525319278370003E-5},{"$f":"MAX(IF($B$3:$B$8786=$B8814,S$3:S$8786))","v":2.6700984217933203E-2},false]
[null,11,null,null,{"$f":"MAX(IF($K$3:$K$8786=$K8815,E$3:E$8786))","v":1.5052035968166854E-2},{"$f":"MAX(IF($K$3:$K$8786=$K8815,F$3:F$8786))","v":1.1008769746464852E-2},{"$f":"MAX(IF($K$3:$K$8786=$K8815,G$3:G$8786))","v":5.9207612000000719E-4},{"$f":"MAX(IF($K$3:$K$8786=$K8815,H$3:H$8786))","v":9.6862028264734744E-3},{"$f":"MAX(IF($K$3:$K$8786=$K8815,I$3:I$8786))","v":6.3703860000000653E-5},{"$f":"MAX(IF($K$3:$K$8786=$K8815,J$3:J$8786))","v":5.7069118750000141E-5},{"$f":"MAX(IF($B$3:$B$8786=$B8815,K$3:K$8786))","v":3.6459857639855195E-2},false,{"$f":"MAX(IF($S$3:$S$8786=$S8815,M$3:M$8786))","v":1.5381032917921885E-2},{"$f":"MAX(IF($S$3:$S$8786=$S8815,N$3:N$8786))","v":1.0655235498279281E-2},{"$f":"MAX(IF($S$3:$S$8786=$S8815,O$3:O$8786))","v":2.5049590505855289E-4},{"$f":"MAX(IF($S$3:$S$8786=$S8815,P$3:P$8786))","v":6.0718087325085726E-3},{"$f":"MAX(IF($S$3:$S$8786=$S8815,Q$3:Q$8786))","v":4.5168834206904169E-5},{"$f":"MAX(IF($S$3:$S$8786=$S8815,R$3:R$8786))","v":6.9784008477410663E-5},{"$f":"MAX(IF($B$3:$B$8786=$B8815,S$3:S$8786))","v":3.2473525896452603E-2},false]
[null,12,null,null,{"$f":"MAX(IF($K$3:$K$8786=$K8816,E$3:E$8786))","v":1.4745642226432976E-2},{"$f":"MAX(IF($K$3:$K$8786=$K8816,F$3:F$8786))","v":1.1331782016668858E-2},{"$f":"MAX(IF($K$3:$K$8786=$K8816,G$3:G$8786))","v":5.9244957999998889E-4},{"$f":"MAX(IF($K$3:$K$8786=$K8816,H$3:H$8786))","v":1.1685452964520037E-2},{"$f":"MAX(IF($K$3:$K$8786=$K8816,I$3:I$8786))","v":6.3703859999999826E-5},{"$f":"MAX(IF($K$3:$K$8786=$K8816,J$3:J$8786))","v":5.522817943548407E-5},{"$f":"MAX(IF($B$3:$B$8786=$B8816,K$3:K$8786))","v":3.8474258827057344E-2},false,{"$f":"MAX(IF($S$3:$S$8786=$S8816,M$3:M$8786))","v":2.0441082507337352E-2},{"$f":"MAX(IF($S$3:$S$8786=$S8816,N$3:N$8786))","v":1.0011644793349645E-2},{"$f":"MAX(IF($S$3:$S$8786=$S8816,O$3:O$8786))","v":2.506539087299365E-4},{"$f":"MAX(IF($S$3:$S$8786=$S8816,P$3:P$8786))","v":3.7552354330001869E-3},{"$f":"MAX(IF($S$3:$S$8786=$S8816,Q$3:Q$8786))","v":4.5168834206903586E-5},{"$f":"MAX(IF($S$3:$S$8786=$S8816,R$3:R$8786))","v":6.7532911429752325E-5},{"$f":"MAX(IF($B$3:$B$8786=$B8816,S$3:S$8786))","v":3.4571318388053773E-2},false]
[]
["4CP",{"$f":"SUMIF($K$8805:$K$8816,$K8818,B$8805:B$8816)","v":1},{"$f":"SUMIF($S$8805:$S$8816,$S8818,B$8805:B$8816)","v":1},null,{"$f":"SUMIF($K$8805:$K$8816,$K8818,E$8805:E$8816)","v":1.5650913523722054E-2},{"$f":"SUMIF($K$8805:$K$8816,$K8818,F$8805:F$8816)","v":1.2545719445064362E-2},0,1.234582167414538E-2,0,5.522817943548407E-5,{"$f":"LARGE(K$8805:K$8816,1)","v":4.0597682822367281E-2},null,{"$f":"LARGE(M$8805:M$8816,1)","v":2.1098697619577163E-2},{"$f":"LARGE(N$8805:N$8816,1)","v":1.2757661748530507E-2},2.5113682135940118E-4,7.171816103754604E-3,4.5168834206904169E-5,7.2190353597321276E-5,3.6126439033864699E-2]
[null,12,{"$f":"SUMIF($S$8805:$S$8816,$S8819,B$8805:B$8816)","v":12},null,{"$f":"SUMIF($K$8805:$K$8816,$K8819,E$8805:E$8816)","v":1.4745642226432976E-2},1.1331782016668858E-2,5.9244957999998889E-4,1.1685452964520037E-2,6.3703859999999826E-5,5.522817943548407E-5,{"$f":"LARGE(K$8805:K$8816,2)","v":3.8474258827057344E-2},null,{"$f":"LARGE(M$8805:M$8816,2)","v":2.0441082507337352E-2},{"$f":"LARGE(N$8805:N$8816,2)","v":1.1230684197542988E-2},2.5075850270959456E-4,6.3665982667208609E-3,4.5168834206903749E-5,7.1970925483060959E-5,3.4571318388053773E-2]
[null,2,2,null,1.4594432184873704E-2,1.1312608161231232E-2,2.2720043980243429E-4,1.1267218741256788E-2,2.4419812978765343E-5,5.9037019396551792E-5,{"$f":"LARGE(K$8805:K$8816,3)","v":3.7484916359539475E-2},null,{"$f":"LARGE(M$8805:M$8816,3)","v":1.9669737863760205E-2},{"$f":"LARGE(N$8805:N$8816,3)","v":1.1034460593962347E-2},2.506539087299365E-4,6.0718087325085726E-3,4.516883420690364E-5,7.1970925483060959E-5,3.4161274574740372E-2]
[null,11,11,null,1.5052035968166854E-2,1.1008769746464852E-2,5.9207612000000719E-4,9.6862028264734744E-3,6.3703860000000653E-5,5.7069118750000141E-5,{"$f":"LARGE(K$8805:K$8816,4)","v":3.6459857639855195E-2},null,{"$f":"LARGE(M$8805:M$8816,4)","v":1.5381032917921885E-2},{"$f":"LARGE(N$8805:N$8816,4)","v":1.0834045898565497E-2},2.5049590505855289E-4,5.9685797153378548E-3,4.5168834206903586E-5,7.080949658764891E-5,3.2473525896452603E-2]

{"sheet":"2006 Input to CA model","index":2,"n_rows":33,"n_cols":23,"rows_kept":33,"cut":false,"hidden":false,"merged":[]}
[]
[" Feed into OEB Cost Allocation Model (version 50) sheet \"I6 Customer Data\", row 27"]
[null,null,null,1,2,3,4,5,6,7,8,9,10,11,12,13,14,15,16,17,18,19,20]
[null,"ID","Total","Residential","GS<50 kW","GS>50 kW","USL","Street Lighting"]
[]
["kWh - 30 year weather normalized amount",null,27966291.063400008,16265358.770832386,5773900.2961133681,5561381.9151668409,19949.159999999523,345700.92128741444,0,0,0,0,0,0]
[]
[]
[" Feed into OEB Cost Allocation Model sheet (version 50) \"I8 Demand Data\", row 40, 45, 50, 55, 61 and 67"]
[null,null,null,1,2,3,4,5,6,7,8,9,10,11,12,13,14,15,16,17,18,19,20]
["Customer Classes",null,"Total","Residential","GS<50 kW","GS>50 kW","USL","Street Lighting"]
[]
["CO-INCIDENT PEAK (kW)"]
[]
["1 CP"]
["Total Sytem CP ","DCP1",7224.2975219399295,4448.2271754580825,1499.5724451687299,1274.2634523883851,2.2344489247311912,0]
[]
["4 CP"]
["Total Sytem CP ","DCP4",26095.56892681351,16880.408517042553,4611.1509730110201,4354.4009021351685,9.0918956247682896,240.51663900000312]
[]
["12 CP"]
["Total Sytem CP ","DCP12",56529.405126885322,35867.828693159274,10094.80697425719,9986.3157762229384,27.265413545915305,553.18826970000691]
[]
["NON CO_INCIDENT PEAK (kW)"]
[]
["1 NCP"]
["Classification NCP from \n Load Data Provider","DNCP1",7865.3574329132534,4990.7813333997874,1499.5724451687299,1292.4428924941601,2.3885488505747157,80.172213000001122]
[]
["4 NCP"]
["Classification NCP from \n Load Data Provider","DNCP4",29224.204282616724,18393.632227269984,5475.3936188596881,5025.1742439698073,9.3153405172414008,320.68885200000437]
[]
["12 NCP"]
["Classification NCP from \n Load Data Provider","DNCP12",62410.499658786386,38266.704540830338,11613.635397031279,11540.82775137884,27.265413545915305,962.06655600001045]

{"sheet":"Revised Inputs to CA model","index":3,"n_rows":33,"n_cols":16,"rows_kept":33,"cut":false,"hidden":false,"merged":[[8,10,8,15]]}
[]
[" Feed into OEB Cost Allocation Model (version 50) sheet \"I6 Customer Data\", row 27"]
[]
[null,"ID","Total",{"$f":"'Hourly load shapes by class'!E2","v":"Residential"},{"$f":"'Hourly load shapes by class'!F2","v":"GS>50kW"},{"$f":"'Hourly load shapes by class'!G2","v":"Street Lighting"},{"$f":"'Hourly load shapes by class'!H2","v":"GS<50"},{"$f":"'Hourly load shapes by class'!I2","v":"Sentinel Lighting"},{"$f":"'Hourly load shapes by class'!J2","v":"USL"}]
[]
["kWh - 30 year weather normalized amount",null,{"$f":"SUM(D6:I6)","v":182227537.85952985},{"$f":"'Hourly load shapes by class'!V4","v":80356208.531038806},{"$f":"'Hourly load shapes by class'!W4","v":70993965.905795202},430600.27297694178,{"$f":"'Hourly load shapes by class'!Y4","v":29645117.349183813},{"$f":"'Hourly load shapes by class'!Z4","v":194767.07720174341},{"$f":"'Hourly load shapes by class'!AA4","v":606878.7233333335}]
[]
[]
[" Feed into OEB Cost Allocation Model sheet (version 50) \"I8 Demand Data\", row 40, 45, 50, 55, 61 and 67",null,null,null,null,null,null,null,null,null,"2015 Demand Data"]
[]
["Customer Classes",null,"Total",{"$f":"'Hourly load shapes by class'!E2","v":"Residential"},{"$f":"'Hourly load shapes by class'!F2","v":"GS>50kW"},{"$f":"'Hourly load shapes by class'!G2","v":"Street Lighting"},{"$f":"'Hourly load shapes by class'!H2","v":"GS<50"},{"$f":"'Hourly load shapes by class'!I2","v":"Sentinel Lighting"},{"$f":"'Hourly load shapes by class'!J2","v":"USL"},null,{"$f":"D11","v":"Residential"},{"$f":"E11","v":"GS>50kW"},"Street Lighting","GS<50","Sentinel Lighting","USL"]
[]
["CO-INCIDENT PEAK (kW)"]
[]
["1 CP"]
["Total Sytem CP ","DCP1",{"$f":"SUM(D16:I16)","v":40597.682822367286},{"$f":"'Hourly load shapes by class'!E8805*1000000","v":15650.913523722054},{"$f":"'Hourly load shapes by class'!F8805*1000000","v":12545.719445064362},{"$f":"'Hourly load shapes by class'!G8805*1000000","v":0},{"$f":"'Hourly load shapes by class'!H8805*1000000","v":12345.82167414538},{"$f":"'Hourly load shapes by class'!I8805*1000000","v":0},{"$f":"'Hourly load shapes by class'!J8805*1000000","v":55.228179435484073},null,{"$f":"'Hourly load shapes by class'!M8818*1000000","v":21098.697619577164},{"$f":"'Hourly load shapes by class'!N8801*1000000","v":12818.784807979702},{"$f":"'Hourly load shapes by class'!O8801*1000000","v":251.13682135940118},{"$f":"'Hourly load shapes by class'!P8801*1000000","v":8079.0260215025837},{"$f":"'Hourly load shapes by class'!Q8801*1000000","v":45.178429040914679},{"$f":"'Hourly load shapes by class'!R8801*1000000","v":72.190353597321277}]
[]
["4 CP"]
["Total Sytem CP ","DCP4",{"$f":"SUM(D19:I19)","v":153016.71564881928},{"$f":"SUM('Hourly load shapes by class'!E8818:E8821)*1000000","v":60043.023903195586},{"$f":"SUM('Hourly load shapes by class'!F8818:F8821)*1000000","v":46198.879369429305},{"$f":"SUM('Hourly load shapes by class'!G8818:G8821)*1000000","v":1411.7261398024305},{"$f":"SUM('Hourly load shapes by class'!H8818:H8821)*1000000","v":44984.696206395682},{"$f":"SUM('Hourly load shapes by class'!I8818:I8821)*1000000","v":151.82753297876582},{"$f":"SUM('Hourly load shapes by class'!J8818:J8821)*1000000","v":226.56249701752006},null,{"$f":"'Hourly load shapes by class'!M8802*1000000","v":56326.468396685661},{"$f":"'Hourly load shapes by class'!N8802*1000000","v":46098.074456527283},{"$f":"'Hourly load shapes by class'!O8802*1000000","v":1002.3663896916578},{"$f":"'Hourly load shapes by class'!P8802*1000000","v":24033.050413757326},{"$f":"'Hourly load shapes by class'!Q8802*1000000","v":180.67533682761504},{"$f":"'Hourly load shapes by class'!R8802*1000000","v":280.05048874171018}]
[]
["12 CP"]
["Total Sytem CP ","DCP12",{"$f":"SUM(D22:I22)","v":396919.32105954376},{"$f":"SUM('Hourly load shapes by class'!E8805:E8816)*1000000","v":140677.80636557814},{"$f":"SUM('Hourly load shapes by class'!F8805:F8816)*1000000","v":135279.04687922541},{"$f":"SUM('Hourly load shapes by class'!G8805:G8816)*1000000","v":2250.1410346662929},{"$f":"SUM('Hourly load shapes by class'!H8805:H8816)*1000000","v":117791.86274539356},{"$f":"SUM('Hourly load shapes by class'!I8805:I8816)*1000000","v":242.07466800000049},{"$f":"SUM('Hourly load shapes by class'!J8805:J8816)*1000000","v":678.3893666804247},null,{"$f":"'Hourly load shapes by class'!M8803*1000000","v":181026.21910724515},{"$f":"'Hourly load shapes by class'!N8803*1000000","v":140953.53438396836},{"$f":"'Hourly load shapes by class'!O8803*1000000","v":3007.7378599719978},{"$f":"'Hourly load shapes by class'!P8803*1000000","v":78345.007746929128},{"$f":"'Hourly load shapes by class'!Q8803*1000000","v":542.03560531685616},{"$f":"'Hourly load shapes by class'!R8803*1000000","v":829.53321082099046}]
[]
["NON CO_INCIDENT PEAK (kW)"]
[]
["1 NCP"]
["Classification NCP from \n Load Data Provider","DNCP1",{"$f":"SUM(D27:I27)","v":47024.318182660914},{"$f":"'Hourly load shapes by class'!E8788*1000000","v":20647.401065068359},{"$f":"'Hourly load shapes by class'!F8788*1000000","v":12776.128302317999},{"$f":"'Hourly load shapes by class'!G8788*1000000","v":593.59099999999091},{"$f":"'Hourly load shapes by class'!H8788*1000000","v":12888.265775839076},{"$f":"'Hourly load shapes by class'!I8788*1000000","v":63.703860000000056},{"$f":"'Hourly load shapes by class'!J8788*1000000","v":55.228179435484073},null,{"$f":"'Hourly load shapes by class'!M8818*1000000","v":21098.697619577164},{"$f":"'Hourly load shapes by class'!N8818*1000000","v":12757.661748530507},{"$f":"'Hourly load shapes by class'!O8818*1000000","v":251.13682135940118},{"$f":"'Hourly load shapes by class'!P8818*1000000","v":7171.8161037546042},{"$f":"'Hourly load shapes by class'!Q8818*1000000","v":45.168834206904165},{"$f":"'Hourly load shapes by class'!R8818*1000000","v":72.190353597321277}]
[]
["4 NCP"]
["Classification NCP from \n Load Data Provider","DNCP4",{"$f":"SUM(D30:I30)","v":181284.69729841128},{"$f":"(LARGE('Hourly load shapes by class'!E8788:E8799,1)+LARGE('Hourly load shapes by class'!E8788:E8799,2)+LARGE('Hourly load shapes by class'!E8788:E8799,3)+LARGE('Hourly load shapes by class'!E8788:E8799,4))*1000000","v":77347.810128933648},{"$f":"(LARGE('Hourly load shapes by class'!F8788:F8799,1)+LARGE('Hourly load shapes by class'!F8788:F8799,2)+LARGE('Hourly load shapes by class'!F8788:F8799,3)+LARGE('Hourly load shapes by class'!F8788:F8799,4))*1000000","v":51641.640221426045},{"$f":"(LARGE('Hourly load shapes by class'!G8788:G8799,1)+LARGE('Hourly load shapes by class'!G8788:G8799,2)+LARGE('Hourly load shapes by class'!G8788:G8799,3)+LARGE('Hourly load shapes by class'!G8788:G8799,4))*1000000","v":2371.6603599999917},{"$f":"(LARGE('Hourly load shapes by class'!H8788:H8799,1)+LARGE('Hourly load shapes by class'!H8788:H8799,2)+LARGE('Hourly load shapes by class'!H8788:H8799,3)+LARGE('Hourly load shapes by class'!H8788:H8799,4))*1000000","v":49434.097693532029},{"$f":"(LARGE('Hourly load shapes by class'!I8788:I8799,1)+LARGE('Hourly load shapes by class'!I8788:I8799,2)+LARGE('Hourly load shapes by class'!I8788:I8799,3)+LARGE('Hourly load shapes by class'!I8788:I8799,4))*1000000","v":254.82897207301775},{"$f":"(LARGE('Hourly load shapes by class'!J8788:J8799,1)+LARGE('Hourly load shapes by class'!J8788:J8799,2)+LARGE('Hourly load shapes by class'!J8788:J8799,3)+LARGE('Hourly load shapes by class'!J8788:J8799,4))*1000000","v":234.6599224465522},null,{"$f":"SUM('Hourly load shapes by class'!M8818:M8821)*1000000","v":76590.550908596604},{"$f":"SUM('Hourly load shapes by class'!N8818:N8821)*1000000","v":45856.852438601338},{"$f":"SUM('Hourly load shapes by class'!O8818:O8821)*1000000","v":1003.0451378574851},{"$f":"SUM('Hourly load shapes by class'!P8818:P8821)*1000000","v":25578.802818321896},{"$f":"SUM('Hourly load shapes by class'!Q8818:Q8821)*1000000","v":180.67533682761515},{"$f":"SUM('Hourly load shapes by class'!R8818:R8821)*1000000","v":286.9417011510921}]
[]
["12 NCP"]
["Classification NCP from \n Load Data Provider","DNCP12",{"$f":"SUM(D33:I33)","v":456318.18957619742},{"$f":"SUM('Hourly load shapes by class'!E8788:E8799)*1000000","v":177154.10764179385},{"$f":"SUM('Hourly load shapes by class'!F8788:F8799)*1000000","v":145630.2871235566},{"$f":"SUM('Hourly load shapes by class'!G8788:G8799)*1000000","v":7109.1372200000042},{"$f":"SUM('Hourly load shapes by class'!H8788:H8799)*1000000","v":124981.80837209363},{"$f":"SUM('Hourly load shapes by class'!I8788:I8799)*1000000","v":764.45985207301749},{"$f":"SUM('Hourly load shapes by class'!J8788:J8799)*1000000","v":678.3893666804247},null,{"$f":"SUM('Hourly load shapes by class'!M8805:M8816)*1000000","v":159905.02312805716},{"$f":"SUM('Hourly load shapes by class'!N8805:N8816)*1000000","v":126601.14958418909},{"$f":"SUM('Hourly load shapes by class'!O8805:O8816)*1000000","v":1357.7621933325347},{"$f":"SUM('Hourly load shapes by class'!P8805:P8816)*1000000","v":63737.333601513179},{"$f":"SUM('Hourly load shapes by class'!Q8805:Q8816)*1000000","v":244.66451863578504},{"$f":"SUM('Hourly load shapes by class'!R8805:R8816)*1000000","v":829.53321082099046}]