## Menu
Annual Planning Outlook
Data Tables
December 2021
Chapter 2: Demand Forecast
Figure 1: Energy Demand
Figure 2: Seasonal Peak Demand
Figure 3: Historical Energy Demand
Figure 4: Industrial Conservation Initiative Impact
Chapter 3: Supply and Transmission Outlook
Figure 5: 2022 Installed Capacity by Fuel Type
Table 1: Ontario’s Summer and Winter Effective Capacity by End of 2022
Figure 6: Installed Capacity 2023-2042
Figure 7: Summer Effective Capacity 2023-2042
Figure 8: Winter Effective Capacity 2023-2042
Figure 9: Nuclear Refurbishment and Retirement Schedule
Figure 10: Summer Refurbishment Outages
Figure 11: Existing Resources Post-Contract Expiry 2023-2042 by Fuel Type
Figure 12: Installed Capacity without Reacquistion of Expired Contracts 2023-2042
Figure 13: Summer Capacity without Reacquistion of Expired Contracts 2023-2042
Figure 14: Winter Capacity without Reacquistion of Expired Contracts 2023-2042
Chapter 4: Resource Adequacy
Table 3: Five-Year Reserve Margin, with Continued Availability of Existing Resources
Figure 18: Reserve Margin Requirement, 2022-2042
Figure 19: Summer Capacity Surplus/Deficit
Figure 20: Winter Capacity Surplus/Deficit
Figure 21: Energy Adequacy Outlook, with Continued Availability of Existing Resources
Figure 22: Energy Adequacy Outlook, without Continued Availability of Existing Resources
Figure 23: Surplus Baseload Generation
Figure 24: Energy Production Outlook, with Continued Availability of Existing Resources
Figure 25: Energy Production Outlook, without Continued Availability of Existing Resources
Figure 26: Energy Production Outlook, Imports
Figure 27: Energy Production Outlook, Exports
Chapter 5: Transmission Security
Table 4: Summer Zonal Constraints, without Continued Availability of Existing Resources
Table 5: Winter Zonal Constraints, without Continued Availability of Existing Resources
Figure 28: FETT Security Outlook
Figure 29: FIO Security Outlook
Figure 30: MISSW Security Outlook – All Elements Initially in Service
Figure 31: FN Security Outlook – One Element Initially out of Service
Figure 32: Capacity Gap East of the FETT Interface (Summer)
Figure 33: Capacity Gap in the Ottawa Zone (Summer)
Figure 34: Capacity Gap in Northern Ontario including MISSW (Winter)
Chapter 6: Integrating Electricity Needs
Figure 35: Summary of Summer Capacity Needs including Locational Requirements, without Continued Availability of Existing Resources
Figure 36: Summary of Winter Capacity Needs including Locational Requirements, without Continued Availability of Existing Resources
Figure 37: Potentially Unserved Energy
Figure 38: Duration Curves, with Continued Availability of Existing Resources
Figure 39: Duration Curves, without Continued Availability of Existing Resources
Figure 40: Capacity Factor of New Proxy Resources to Meet Load Requirements
Chapter 7: Outcomes and Other Considerations
Figure 41: Weighted Average Marginal Costs Forecast, and Historical HOEP
Figure 42: Electricity Sector Greenhouse Gas Emissions, Historical and Forecast
Figure 43: Marginal Emissions Factors
Chapter 8: Uncertainties
Figure 44: Energy Demand by Scenario
Figure 45: Seasonal Peak Demand by Scenario
Figure 46: Summer Capacity Surplus/Deficit under High Demand Forecast, without Continued Availability of Existing Resources
Figure 47: Winter Capacity Surplus/Deficit under High Demand Forecast, without Continued Availability of Existing Resources

## Figure 1
Back to main menu
Figure 1: Net Annual Energy Demand, By Sector (TWh)
Sector | 2023 | 2024 | 2025 | 2026 | 2027 | 2028 | 2029 | 2030 | 2031 | 2032 | 2033 | 2034 | 2035 | 2036 | 2037 | 2038 | 2039 | 2040 | 2041 | 2042
Residential Sector | 51.02 | 51.57 | 51.84 | 52.24 | 52.73 | 53.12 | 53.09 | 53.39 | 53.77 | 54.42 | 55.13 | 56.01 | 56.82 | 57.59 | 58.13 | 58.77 | 59.32 | 59.99 | 60.12 | 59.77
Commercial Sector | 49.02 | 49.75 | 49.8 | 50.28 | 50.04 | 50.84 | 51.35 | 52.1 | 52.35 | 52.38 | 52.36 | 52.44 | 52.67 | 53.03 | 53.23 | 53.71 | 54.13 | 54.79 | 55.72 | 56.22
Industrial Sector | 35.28 | 36.57 | 37.49 | 37.95 | 37.85 | 37.77 | 41.08 | 41.27 | 41.2 | 40.99 | 41.08 | 41.28 | 41.69 | 42.22 | 42.44 | 42.74 | 43.08 | 43.58 | 43.53 | 43.81
Agricultural Sector | 5.21 | 5.58 | 5.67 | 6.23 | 6.83 | 7.46 | 7.99 | 8.56 | 9.04 | 9.63 | 9.94 | 9.94 | 9.98 | 10.01 | 9.97 | 9.97 | 9.97 | 10.02 | 9.98 | 9.98
Transportation Sector | 0.94 | 1.27 | 1.84 | 2.42 | 3.11 | 3.35 | 3.84 | 4.2 | 4.54 | 5 | 5.93 | 7.36 | 9.87 | 12.34 | 14.73 | 17.13 | 19.49 | 21.92 | 24.21 | 26.37
Other Electricity Demand | 5.2 | 5.35 | 5.37 | 5.41 | 5.45 | 5.5 | 5.52 | 5.55 | 5.59 | 5.63 | 5.65 | 5.68 | 5.7 | 5.76 | 5.78 | 5.82 | 5.86 | 5.91 | 6.08 | 6.08
Total | 146.68 | 150.09 | 152 | 154.53 | 156 | 158.03 | 162.87 | 165.07 | 166.48 | 168.04 | 170.09 | 172.71 | 176.72 | 180.96 | 184.28 | 188.13 | 191.85 | 196.2 | 199.64 | 202.24
Back to main menu

## Figure 2
Back to main menu
Figure 2: Net Annual Peak Demand, By Season (GW)
Season | 2023 | 2024 | 2025 | 2026 | 2027 | 2028 | 2029 | 2030 | 2031 | 2032 | 2033 | 2034 | 2035 | 2036 | 2037 | 2038 | 2039 | 2040 | 2041 | 2042
Summer | 24.36 | 24.73 | 25.07 | 25.4 | 25.57 | 25.78 | 26.4 | 26.69 | 26.87 | 26.99 | 27.22 | 27.48 | 27.83 | 28.16 | 28.62 | 29.17 | 29.7 | 30.23 | 30.8 | 31.34
Winter | 22.05 | 22.73 | 23.07 | 23.51 | 23.8 | 24.1 | 24.62 | 24.89 | 25.12 | 25.28 | 25.62 | 25.91 | 26.52 | 26.94 | 27.52 | 28.21 | 28.87 | 29.53 | 30.18 | 30.54
Back to main menu

## Figure 3
Back to main menu
Figure 3: Historical Annual Energy (TWh)
Category | 2016 | 2017 | 2018 | 2019 | 2020
Gross Level Demand | 158.28 | 155.42 | 162.18 | 161.44 | 159.75
Conservation Savings | 15.03 | 16.73 | 18.01 | 19.48 | 19.87
Net Level Demand | 143.25 | 138.69 | 144.17 | 141.96 | 139.89
Embedded Generation | 6.32 | 6.39 | 6.35 | 6.36 | 6.86
Grid Level Demand | 136.94 | 132.29 | 137.82 | 135.6 | 133.03
* Note: Not Weather Normalized
Back to main menu

## Figure 4
Back to main menu
Figure 4: Industrial Conservation Initiative Hourly Impact (MW)
Hour
Metric | 1 | 2 | 3 | 4 | 5 | 6 | 7 | 8 | 9 | 10 | 11 | 12 | 13 | 14 | 15 | 16 | 17 | 18 | 19 | 20 | 21 | 22 | 23 | 24
Top 5 System Peak Day | 179.27 | 127.69 | 162.45 | 126.69 | 103.87 | 46.58 | -33.99 | -57.67 | -55.4 | 86.49 | 320.05 | 523.83 | 690.53 | 849.4 | 960.54 | 1186.18 | 1300 | 1325.37 | 1256.24 | 876.15 | 610.78 | 324.64 | 207.28 | 217.74
Second Top 5 System Peak Day | 41.68 | 19.96 | 2.19 | 8.05 | -9.91 | -40.23 | 18.35 | 3.93 | 16.32 | 75.13 | 105.93 | 102.95 | 92.59 | 177.73 | 258.26 | 460.96 | 650 | 713.77 | 677.22 | 433.6 | 302.16 | 215.75 | 176.87 | 146.53
Back to main menu

## Figure 5
Back to main menu
Figure 5: 2022 Installed Capacity by Fuel Type (GW)
Fuel | 2022 Installed Capacity
Nuclear | 10.5092
Gas/Oil | 10.6702
Hydroelectric | 9.338
Wind | 5.5333
Solar | 2.6677
Demand Response and Dispatchable Load | 0.8076
Bioenergy | 0.41053
Import | 0.331
Storage | 0.007
Total | 40.2745
Back to main menu

## Table 1
Back to main menu
Table 1: Ontario’s Summer and Winter Effective Capacity by End of 2022 (GW)
Fuel | 2022 Installed | 2022 Summer Effective | 2022 Winter Effective
Nuclear | 10.5092 | 9.906 | 9.959
Gas/Oil | 10.6702 | 8.6546 | 9.3859
Hydroelectric | 9.338 | 6.5096 | 7.237
Wind | 5.5333 | 0.73022 | 2.1185
Solar | 2.6677 | 0.8838 | 0.1254
Demand Response and DL | 0.8076 | 0.55724 | 0.71705
Bioenergy | 0.41053 | 0.3774 | 0.3774
Import | 0.331 | 0.331 | 0.243
Storage | 0.007 | 0.001615 | 0.001615
Total | 40.2745 | 27.9514 | 30.1649
Back to main menu

## Figure 6
Back to main menu
Figure 6: Installed Capacity 2023-2042 (GW)
Fuel | 2023 | 2024 | 2025 | 2026 | 2027 | 2028 | 2029 | 2030 | 2031 | 2032 | 2033 | 2034 | 2035 | 2036 | 2037 | 2038 | 2039 | 2040 | 2041 | 2042
Nuclear | 9.6652 | 10.0302 | 9.6112 | 8.359 | 9.143 | 8.323 | 9.143 | 8.323 | 9.143 | 9.143 | 9.963 | 9.963 | 9.963 | 9.963 | 9.963 | 9.963 | 9.963 | 9.963 | 9.963 | 9.963
Gas/Oil | 10.6702 | 10.6702 | 10.6702 | 10.6702 | 10.6702 | 10.6702 | 10.6702 | 10.6702 | 10.6702 | 10.6702 | 10.6702 | 10.6702 | 10.6702 | 10.6702 | 10.6702 | 10.6702 | 10.6702 | 10.6702 | 10.6702 | 10.6702
Hydroelectric | 9.348 | 9.348 | 9.348 | 9.348 | 9.348 | 9.348 | 9.348 | 9.348 | 9.348 | 9.348 | 9.348 | 9.348 | 9.348 | 9.348 | 9.348 | 9.348 | 9.348 | 9.348 | 9.348 | 9.348
Wind | 5.5333 | 5.5333 | 5.5333 | 5.5333 | 5.5333 | 5.5333 | 5.5333 | 5.5333 | 5.5333 | 5.5333 | 5.5333 | 5.5333 | 5.5333 | 5.5333 | 5.5333 | 5.5333 | 5.5333 | 5.5333 | 5.5333 | 5.5333
Solar | 2.6677 | 2.6677 | 2.6677 | 2.6677 | 2.6677 | 2.6677 | 2.6677 | 2.6677 | 2.6677 | 2.6677 | 2.6677 | 2.6677 | 2.6677 | 2.6677 | 2.6677 | 2.6677 | 2.6677 | 2.6677 | 2.6677 | 2.6677
Demand Response and DL | 0.8076 | 0.8076 | 0.8076 | 0.8076 | 0.8076 | 0.8076 | 0.8076 | 0.8076 | 0.8076 | 0.8076 | 0.8076 | 0.8076 | 0.8076 | 0.8076 | 0.8076 | 0.8076 | 0.8076 | 0.8076 | 0.8076 | 0.8076
Bioenergy | 0.41053 | 0.41053 | 0.41053 | 0.41053 | 0.41053 | 0.41053 | 0.41053 | 0.41453 | 0.41453 | 0.41453 | 0.41453 | 0.41453 | 0.41453 | 0.41453 | 0.41453 | 0.41453 | 0.41453 | 0.41453 | 0.41453 | 0.41453
Import | 0.331 | 0.331 | 0.331 | 0.331 | 0.331 | 0.331 | 0.331 | 0.331 | 0.331 | 0.331 | 0.331 | 0.331 | 0.331 | 0.331 | 0.331 | 0.331 | 0.331 | 0.331 | 0.331 | 0.331
Storage | 0.007 | 0.007 | 0.007 | 0.007 | 0.007 | 0.007 | 0.007 | 0.007 | 0.007 | 0.007 | 0.007 | 0.007 | 0.007 | 0.007 | 0.007 | 0.007 | 0.007 | 0.007 | 0.007 | 0.007
Total | 39.4405 | 39.8055 | 39.3865 | 38.1343 | 38.9183 | 38.0983 | 38.9183 | 38.1023 | 38.9223 | 38.9223 | 39.7423 | 39.7423 | 39.7423 | 39.7423 | 39.7423 | 39.7423 | 39.7423 | 39.7423 | 39.7423 | 39.7423
Back to main menu

## Figure 7
Back to main menu
Figure 7: Summer Effective Capacity 2023-2042 (GW)
Fuel | 2023 | 2024 | 2025 | 2026 | 2027 | 2028 | 2029 | 2030 | 2031 | 2032 | 2033 | 2034 | 2035 | 2036 | 2037 | 2038 | 2039 | 2040 | 2041 | 2042
Nuclear | 9.1535 | 9.9491 | 9.0818 | 7.0994 | 7.9247 | 7.859 | 8.6535 | 7.8574 | 8.6521 | 8.6521 | 9.4482 | 9.4482 | 9.4482 | 9.4482 | 9.4482 | 9.4482 | 9.4482 | 9.4482 | 9.4482 | 9.4482
Gas/Oil | 8.6546 | 8.6546 | 8.6546 | 8.6546 | 8.6546 | 8.6546 | 8.6546 | 8.6546 | 8.6546 | 8.6546 | 8.6546 | 8.6546 | 8.6546 | 8.6546 | 8.6546 | 8.6546 | 8.6546 | 8.6546 | 8.6546 | 8.6546
Hydroelectric | 6.516 | 6.516 | 6.516 | 6.516 | 6.516 | 6.516 | 6.516 | 6.516 | 6.516 | 6.516 | 6.516 | 6.516 | 6.516 | 6.516 | 6.516 | 6.516 | 6.516 | 6.516 | 6.516 | 6.516
Wind | 0.73022 | 0.73022 | 0.73022 | 0.73022 | 0.73022 | 0.73022 | 0.73022 | 0.73022 | 0.73022 | 0.73022 | 0.73022 | 0.73022 | 0.73022 | 0.73022 | 0.73022 | 0.73022 | 0.73022 | 0.73022 | 0.73022 | 0.73022
Solar | 0.8838 | 0.8838 | 0.8838 | 0.8838 | 0.8838 | 0.8838 | 0.8838 | 0.8838 | 0.8838 | 0.8838 | 0.8838 | 0.8838 | 0.8838 | 0.8838 | 0.8838 | 0.8838 | 0.8838 | 0.8838 | 0.8838 | 0.8838
Demand Response and DL | 0.55724 | 0.55724 | 0.55724 | 0.55724 | 0.55724 | 0.55724 | 0.55724 | 0.55724 | 0.55724 | 0.55724 | 0.55724 | 0.55724 | 0.55724 | 0.55724 | 0.55724 | 0.55724 | 0.55724 | 0.55724 | 0.55724 | 0.55724
Bioenergy | 0.3774 | 0.3774 | 0.3774 | 0.3774 | 0.3774 | 0.3774 | 0.3774 | 0.38111 | 0.38111 | 0.38111 | 0.38111 | 0.38111 | 0.38111 | 0.38111 | 0.38111 | 0.38111 | 0.38111 | 0.38111 | 0.38111 | 0.38111
Import | 0.331 | 0.331 | 0.331 | 0.331 | 0.331 | 0.331 | 0.331 | 0.331 | 0.331 | 0.331 | 0.331 | 0.331 | 0.331 | 0.331 | 0.331 | 0.331 | 0.331 | 0.331 | 0.331 | 0.331
Storage | 0.001615 | 0.001615 | 0.001615 | 0.001615 | 0.001615 | 0.001615 | 0.001615 | 0.001615 | 0.001615 | 0.001615 | 0.001615 | 0.001615 | 0.001615 | 0.001615 | 0.001615 | 0.001615 | 0.001615 | 0.001615 | 0.001615 | 0.001615
Total | 27.2053 | 28.001 | 27.1337 | 25.1512 | 25.9765 | 25.9108 | 26.7054 | 25.913 | 26.7077 | 26.7077 | 27.5038 | 27.5038 | 27.5038 | 27.5038 | 27.5038 | 27.5038 | 27.5038 | 27.5038 | 27.5038 | 27.5038
Back to main menu

## Figure 8
Back to main menu
Figure 8: Winter Effective Capacity 2023-2042 (GW)
Fuel | 2023-24 | 2024-25 | 2025-26 | 2026-27 | 2027-28 | 2028-29 | 2029-30 | 2030-31 | 2031-32 | 2032-33 | 2033-34 | 2034-35 | 2035-36 | 2036-37 | 2037-38 | 2038-39 | 2039-40 | 2040-41 | 2041-42 | 2042-43
Nuclear | 9.9916 | 8.2829 | 7.1678 | 7.9652 | 8.7104 | 7.9127 | 8.7037 | 7.9027 | 8.7003 | 8.7003 | 9.5013 | 9.5013 | 9.5013 | 9.5013 | 9.5013 | 9.5013 | 9.5013 | 9.5013 | 9.5013 | 9.5013
Gas/Oil | 9.3859 | 9.3859 | 9.3859 | 9.3859 | 9.3859 | 9.3859 | 9.3859 | 9.3859 | 9.3859 | 9.3859 | 9.3859 | 9.3859 | 9.3859 | 9.3859 | 9.3859 | 9.3859 | 9.3859 | 9.3859 | 9.3859 | 9.3859
Hydroelectric | 7.237 | 7.237 | 7.237 | 7.237 | 7.237 | 7.237 | 7.237 | 7.237 | 7.237 | 7.237 | 7.237 | 7.237 | 7.237 | 7.237 | 7.237 | 7.237 | 7.237 | 7.237 | 7.237 | 7.237
Wind | 2.1185 | 2.1185 | 2.1185 | 2.1185 | 2.1185 | 2.1185 | 2.1185 | 2.1185 | 2.1185 | 2.1185 | 2.1185 | 2.1185 | 2.1185 | 2.1185 | 2.1185 | 2.1185 | 2.1185 | 2.1185 | 2.1185 | 2.1185
Solar | 0.1254 | 0.1254 | 0.1254 | 0.1254 | 0.1254 | 0.1254 | 0.1254 | 0.1254 | 0.1254 | 0.1254 | 0.1254 | 0.1254 | 0.1254 | 0.1254 | 0.1254 | 0.1254 | 0.1254 | 0.1254 | 0.1254 | 0.1254
Demand Response and DL | 0.71705 | 0.71705 | 0.71705 | 0.71705 | 0.71705 | 0.71705 | 0.71705 | 0.71705 | 0.71705 | 0.71705 | 0.71705 | 0.71705 | 0.71705 | 0.71705 | 0.71705 | 0.71705 | 0.71705 | 0.71705 | 0.71705 | 0.71705
Bioenergy | 0.3774 | 0.3774 | 0.3774 | 0.3774 | 0.3774 | 0.3774 | 0.3774 | 0.38111 | 0.38111 | 0.38111 | 0.38111 | 0.38111 | 0.38111 | 0.38111 | 0.38111 | 0.38111 | 0.38111 | 0.38111 | 0.38111 | 0.38111
Import | 0.243 | 0.243 | 0.243 | 0.243 | 0.243 | 0.243 | 0.243 | 0.243 | 0.243 | 0.243 | 0.243 | 0.243 | 0.243 | 0.243 | 0.243 | 0.243 | 0.243 | 0.243 | 0.243 | 0.243
Storage | 0.001615 | 0.001615 | 0.001615 | 0.001615 | 0.001615 | 0.001615 | 0.001615 | 0.001615 | 0.001615 | 0.001615 | 0.001615 | 0.001615 | 0.001615 | 0.001615 | 0.001615 | 0.001615 | 0.001615 | 0.001615 | 0.001615 | 0.001615
Total | 30.1975 | 28.4887 | 27.3736 | 28.1711 | 28.9162 | 28.1186 | 28.9095 | 28.1123 | 28.9099 | 28.9099 | 29.7109 | 29.7109 | 29.7109 | 29.7109 | 29.7109 | 29.7109 | 29.7109 | 29.7109 | 29.7109 | 29.7109
Back to main menu

## Figure 9
Back to main menu
Figure 9: Nuclear Refurbishment and Retirement Schedule
Unit | Out of Service | In Service
Bruce G3 | 2023-02-01 | 2026/6/30
Bruce G4 | 2025/1/1 | 2027/12/31
Bruce G5 | 2026/7/1 | 2029/6/30
Bruce G6 | 2020/1/17 | 2023/11/5
Bruce G7 | 2028/7/1 | 2031/6/30
Bruce G8 | 2030/7/1 | 2033/6/30
Darlington G1 | 2022/2/15 | 2025/4/18
Darlington G2 | 2016/10/14 | 2020/6/4
Darlington G3 | 2020/7/30 | 2024/1/2
Darlington G4 | 2023/9/15 | 2026/10/16
Pickering G1 | 2024/9/30 | -
Pickering G4 | 2024/12/31 | -
Pickering G5 | 2025/12/31 | -
Pickering G6 | 2025/12/31 | -
Pickering G7 | 2025/12/31 | -
Pickering G8 | 2025/12/31 | -
Back to main menu

## Figure 10
Back to main menu
Figure 10: Summer Refurbishment Outages
| 2023 | 2024 | 2025 | 2026 | 2027 | 2028 | 2029 | 2030 | 2031 | 2032 | 2033 | 2034 | 2035 | 2036 | 2037 | 2038 | 2039 | 2040 | 2041 | 2042
Number of Units On Refurbishment | 4 | 3 | 3 | 3 | 2 | 2 | 1 | 2 | 1 | 1 | 0 | 0 | 0 | 0 | 0 | 0 | 0 | 0 | 0 | 0
Back to main menu

## Figure 11
Back to main menu
Figure 11: Existing Resources Post-Contract Expiry 2023-2042 by Fuel Type (GW)
Fuel | 2023 | 2024 | 2025 | 2026 | 2027 | 2028 | 2029 | 2030 | 2031 | 2032 | 2033 | 2034 | 2035 | 2036 | 2037 | 2038 | 2039 | 2040 | 2041 | 2042
Gas/Oil | 2.2543 | 2.8425 | 2.8425 | 3.5207 | 3.5207 | 4.5688 | 6.9026 | 7.9526 | 8.2734 | 8.7365 | 8.7789 | 8.8554 | 9.08 | 9.1318 | 9.4725 | 9.4725 | 9.4772 | 10.5382 | 10.5382 | 10.5382
Hydroelectric | 0.0005 | 0.0005 | 0.014 | 0.014 | 0.020149 | 0.049099 | 1.0326 | 1.1351 | 1.1416 | 1.1603 | 1.1757 | 1.1773 | 1.1813 | 1.1814 | 1.1858 | 1.1858 | 1.2102 | 1.2253 | 1.23 | 1.2702
Wind | 0 | 0 | 0 | 0.3946 | 0.41101 | 0.77731 | 1.1845 | 1.2849 | 1.9159 | 2.0503 | 2.4876 | 3.4957 | 4.3683 | 4.8659 | 4.9742 | 5.0734 | 5.4335 | 5.4335 | 5.5333 | 5.5333
Solar | 0 | 0 | 0 | 0 | 3.52e-06 | 0.010306 | 0.039804 | 0.19459 | 0.43097 | 0.66094 | 1.0408 | 1.5817 | 2.1363 | 2.3633 | 2.4413 | 2.5152 | 2.6412 | 2.6502 | 2.6677 | 2.6677
Demand Response and DL | 0.8076 | 0.8076 | 0.8076 | 0.8076 | 0.8076 | 0.8076 | 0.8076 | 0.8076 | 0.8076 | 0.8076 | 0.8076 | 0.8076 | 0.8076 | 0.8076 | 0.8076 | 0.8076 | 0.8076 | 0.8076 | 0.8076 | 0.8076
Bioenergy | 0.0838 | 0.2968 | 0.2993 | 0.3009 | 0.3239 | 0.32778 | 0.32788 | 0.34755 | 0.35276 | 0.3588 | 0.3671 | 0.38939 | 0.40429 | 0.40517 | 0.40567 | 0.40653 | 0.40778 | 0.40803 | 0.40803 | 0.40803
Total | 3.1462 | 3.9474 | 3.9634 | 5.0378 | 5.0834 | 6.5409 | 10.295 | 11.7223 | 12.9223 | 13.7745 | 14.6577 | 16.3071 | 17.9778 | 18.7552 | 19.2872 | 19.4611 | 19.9775 | 21.0628 | 21.1847 | 21.2249
Back to main menu

## Figure 12
Back to main menu
Figure 12: Installed Capacity without Reacquistion of Expired Contracts 2023-2042 (GW)
Fuel | 2023 | 2024 | 2025 | 2026 | 2027 | 2028 | 2029 | 2030 | 2031 | 2032 | 2033 | 2034 | 2035 | 2036 | 2037 | 2038 | 2039 | 2040 | 2041 | 2042
Nuclear | 9.6652 | 10.0302 | 9.6112 | 8.359 | 9.143 | 8.323 | 9.143 | 8.323 | 9.143 | 9.143 | 9.963 | 9.963 | 9.963 | 9.963 | 9.963 | 9.963 | 9.963 | 9.963 | 9.963 | 9.963
Gas/Oil | 8.4158 | 7.8276 | 7.8276 | 7.1494 | 7.1494 | 6.1014 | 3.7676 | 2.7176 | 2.3968 | 1.9337 | 1.8913 | 1.8148 | 1.5901 | 1.5383 | 1.1977 | 1.1977 | 1.1929 | 0.132 | 0.132 | 0.132
Hydroelectric | 9.3475 | 9.3475 | 9.334 | 9.334 | 9.3279 | 9.2989 | 8.3154 | 8.213 | 8.2064 | 8.1877 | 8.1724 | 8.1707 | 8.1667 | 8.1666 | 8.1622 | 8.1622 | 8.1378 | 8.1227 | 8.118 | 8.0778
Wind | 5.5333 | 5.5333 | 5.5333 | 5.1387 | 5.1223 | 4.756 | 4.3488 | 4.2484 | 3.6173 | 3.4829 | 3.0456 | 2.0376 | 1.165 | 0.66735 | 0.55903 | 0.45991 | 0.09976 | 0.09976 | 0 | 0
Solar | 2.6677 | 2.6677 | 2.6677 | 2.6677 | 2.6677 | 2.6574 | 2.6279 | 2.4731 | 2.2367 | 2.0067 | 1.6268 | 1.0859 | 0.5314 | 0.30435 | 0.22636 | 0.15244 | 0.0265 | 0.0175 | 0 | 0
Demand Response and DL | 0 | 0 | 0 | 0 | 0 | 0 | 0 | 0 | 0 | 0 | 0 | 0 | 0 | 0 | 0 | 0 | 0 | 0 | 0 | 0
Bioenergy | 0.32673 | 0.11373 | 0.11123 | 0.10963 | 0.086633 | 0.082754 | 0.082654 | 0.066982 | 0.061768 | 0.055728 | 0.047437 | 0.02514 | 0.01024 | 0.00936 | 0.00886 | 0.008 | 0.00675 | 0.0065 | 0.0065 | 0.0065
Import | 0.331 | 0.331 | 0.331 | 0.331 | 0.331 | 0.331 | 0.331 | 0.331 | 0.331 | 0.331 | 0.331 | 0.331 | 0.331 | 0.331 | 0.331 | 0.331 | 0.331 | 0.331 | 0.331 | 0.331
Storage | 0.007 | 0.007 | 0.007 | 0.007 | 0.007 | 0.007 | 0.007 | 0.007 | 0.007 | 0.007 | 0.007 | 0.007 | 0.007 | 0.007 | 0.007 | 0.007 | 0.007 | 0.007 | 0.007 | 0.007
Total | 36.2942 | 35.858 | 35.423 | 33.0964 | 33.8349 | 31.5574 | 28.6233 | 26.38 | 26 | 25.1478 | 25.0845 | 23.4351 | 21.7645 | 20.987 | 20.4551 | 20.2812 | 19.7648 | 18.6795 | 18.5575 | 18.5173
Back to main menu

## Figure 13
Back to main menu
Figure 13: Summer Capacity without Reacquistion of Expired Contracts 2023-2042 (GW)
Fuel | 2023 | 2024 | 2025 | 2026 | 2027 | 2028 | 2029 | 2030 | 2031 | 2032 | 2033 | 2034 | 2035 | 2036 | 2037 | 2038 | 2039 | 2040 | 2041 | 2042
Nuclear | 9.1535 | 9.9491 | 9.0818 | 7.0994 | 7.9247 | 7.859 | 8.6535 | 7.8574 | 8.6521 | 8.6521 | 9.4482 | 9.4482 | 9.4482 | 9.4482 | 9.4482 | 9.4482 | 9.4482 | 9.4482 | 9.4482 | 9.4482
Gas/Oil | 6.8921 | 6.8921 | 6.3829 | 5.8748 | 5.8748 | 5.8681 | 3.0884 | 2.7727 | 2.1094 | 1.599 | 1.599 | 1.5004 | 1.3601 | 1.2897 | 1.0167 | 1.0113 | 1.0095 | 0.10609 | 0.10609 | 0.10609
Hydroelectric | 6.5157 | 6.5157 | 6.5157 | 6.5123 | 6.5108 | 6.5099 | 6.4978 | 5.7456 | 5.7385 | 5.732 | 5.7278 | 5.7245 | 5.722 | 5.7219 | 5.7199 | 5.7199 | 5.7123 | 5.7056 | 5.7035 | 5.6867
Wind | 0.73022 | 0.73022 | 0.73022 | 0.70168 | 0.6788 | 0.67399 | 0.58575 | 0.57454 | 0.55371 | 0.4741 | 0.43663 | 0.35393 | 0.22248 | 0.13872 | 0.09395 | 0.068088 | 0.068088 | 0.014665 | 0 | 0
Solar | 0.8838 | 0.8838 | 0.8838 | 0.8838 | 0.88379 | 0.8837 | 0.8783 | 0.8497 | 0.75399 | 0.65618 | 0.55923 | 0.44145 | 0.24283 | 0.15812 | 0.082366 | 0.045609 | 0.0082393 | 0.006633 | 0 | 0
Demand Response and DL | 0 | 0 | 0 | 0 | 0 | 0 | 0 | 0 | 0 | 0 | 0 | 0 | 0 | 0 | 0 | 0 | 0 | 0 | 0 | 0
Bioenergy | 0.30304 | 0.29563 | 0.10481 | 0.10188 | 0.08276 | 0.079662 | 0.076604 | 0.071205 | 0.060466 | 0.053729 | 0.044196 | 0.0233 | 0.022373 | 0.0094904 | 0.0082114 | 0.0082022 | 0.0067193 | 0.0060242 | 0.0060242 | 0.0060242
Import | 0.331 | 0.331 | 0.331 | 0.331 | 0.331 | 0.331 | 0.331 | 0.331 | 0.331 | 0.331 | 0.331 | 0.331 | 0.331 | 0.331 | 0.331 | 0.331 | 0.331 | 0.331 | 0.331 | 0.331
Storage | 0.001615 | 0.001615 | 0.001615 | 0.001615 | 0.001615 | 0.001615 | 0.001615 | 0.001615 | 0.001615 | 0.001615 | 0.001615 | 0.001615 | 0.001615 | 0.001615 | 0.001615 | 0.001615 | 0.001615 | 0.001615 | 0.001615 | 0.001615
Total | 24.8109 | 25.5992 | 24.0319 | 21.5065 | 22.2882 | 22.2069 | 20.113 | 18.2038 | 18.2008 | 17.4998 | 18.1476 | 17.8245 | 17.3506 | 17.0988 | 16.702 | 16.634 | 16.5857 | 15.6199 | 15.5965 | 15.5797
Back to main menu

## Figure 14
Back to main menu
Figure 14: Winter Capacity without Reacquistion of Expired Contracts 2023-2042 (GW)
Fuel | 2023 | 2024 | 2025 | 2026 | 2027 | 2028 | 2029 | 2030 | 2031 | 2032 | 2033 | 2034 | 2035 | 2036 | 2037 | 2038 | 2039 | 2040 | 2041 | 2042
Nuclear | 9.9916 | 8.2829 | 7.1678 | 7.9652 | 8.7104 | 7.9127 | 8.7037 | 7.9027 | 8.7003 | 8.7003 | 9.5013 | 9.5013 | 9.5013 | 9.5013 | 9.5013 | 9.5013 | 9.5013 | 9.5013 | 9.5013 | 9.5013
Gas/Oil | 7.6119 | 7.0573 | 6.5634 | 6.4881 | 6.4881 | 5.5107 | 3.3982 | 2.4647 | 2.1917 | 1.7478 | 1.6434 | 1.4744 | 1.3935 | 1.3935 | 1.0979 | 1.0979 | 1.0769 | 0.11597 | 0.11597 | 0.11597
Hydroelectric | 7.2366 | 7.2366 | 7.2324 | 7.2324 | 7.2281 | 7.2111 | 6.3265 | 6.2841 | 6.2645 | 6.2636 | 6.2516 | 6.2502 | 6.247 | 6.2469 | 6.2451 | 6.2451 | 6.2309 | 6.2216 | 6.2203 | 6.2002
Wind | 2.1185 | 2.1185 | 2.1185 | 1.9877 | 1.9812 | 1.8354 | 1.6848 | 1.6432 | 1.3955 | 1.3434 | 1.1722 | 0.7807 | 0.44678 | 0.26581 | 0.22115 | 0.18011 | 0.037011 | 0.037011 | 0 | 0
Solar | 0.1254 | 0.1254 | 0.1254 | 0.1254 | 0.1254 | 0.12489 | 0.12355 | 0.11558 | 0.10455 | 0.093538 | 0.075962 | 0.050617 | 0.024562 | 0.013842 | 0.010337 | 0.0060107 | 0.001271 | 0 | 0 | 0
Demand Response and DL | 0 | 0 | 0 | 0 | 0 | 0 | 0 | 0 | 0 | 0 | 0 | 0 | 0 | 0 | 0 | 0 | 0 | 0 | 0 | 0
Bioenergy | 0.30304 | 0.10481 | 0.10337 | 0.10188 | 0.080291 | 0.076696 | 0.076604 | 0.060559 | 0.057247 | 0.051649 | 0.043965 | 0.0233 | 0.0094904 | 0.0086748 | 0.0082114 | 0.0074144 | 0.0060242 | 0.0060242 | 0.0060242 | 0.0060242
Import | 0.243 | 0.243 | 0.243 | 0.243 | 0.243 | 0.243 | 0.243 | 0.243 | 0.243 | 0.243 | 0.243 | 0.243 | 0.243 | 0.243 | 0.243 | 0.243 | 0.243 | 0.243 | 0.243 | 0.243
Storage | 0.001615 | 0.001615 | 0.001615 | 0.001615 | 0.001615 | 0.001615 | 0.001615 | 0.001615 | 0.001615 | 0.001615 | 0.001615 | 0.001615 | 0.001615 | 0.001615 | 0.001615 | 0.001615 | 0.001615 | 0.001615 | 0.001615 | 0.001615
Total | 27.6317 | 25.1701 | 23.5555 | 24.1453 | 24.858 | 22.9163 | 20.5579 | 18.7155 | 18.9584 | 18.4449 | 18.9331 | 18.3252 | 17.8672 | 17.6746 | 17.3286 | 17.2824 | 17.098 | 16.1265 | 16.0882 | 16.0681
Back to main menu

## Table 3
Back to main menu
Table 3: Five-Year Reserve Margin, with Continued Availability of Existing Resources
Category | 2022 | 2023 | 2024 | 2025 | 2026
Reference Case Summer Peak Demand (MW) | 23916.4471 | 24364.6933 | 24731.5514 | 25074.3274 | 25398.8598
Existing Summer Effective Capacity (MW) | 27951.3616 | 27205.3155 | 28000.9875 | 27133.6814 | 25151.2008
Total Resource Requirement (MW) | 26850.7574 | 26826.2436 | 27553.0468 | 28437.6802 | 28831.2309
Reserve Margin Available (MW) | 4034.9145 | 2840.6222 | 3269.4361 | 2059.354 | -247.659
Capacity Surplus/Deficit (MW) | 1100.6042 | 379.0719 | 447.9407 | -1303.9988 | -3680.0301
Reserve Margin Available (%) | 16.87% | 11.66% | 13.22% | 8.213% | -0.9751%
Reserve Margin Requirement (%) | 12.49% | 10.39% | 11% | 13% | 14%
Back to main menu

## Figure 18
Back to main menu
Figure 18: Reserve Margin Requirement 2022-2042 (MW)
Category | 2022 | 2023 | 2024 | 2025 | 2026 | 2027 | 2028 | 2029 | 2030 | 2031 | 2032 | 2033 | 2034 | 2035 | 2036 | 2037 | 2038 | 2039 | 2040 | 2041 | 2042
2021 APO Summer Peak Demand | 23916.4471 | 24364.6933 | 24731.5514 | 25074.3274 | 25398.8598 | 25569.9335 | 25776.4606 | 26404.3208 | 26690.3277 | 26874.8569 | 26991.3584 | 27216.9971 | 27475.4615 | 27826.1306 | 28163.8651 | 28623.8022 | 29169.2574 | 29696.2478 | 30228.1353 | 30797.2622 | 31335.6026
Total Resource Requirement | 26850.7574 | 26826.2436 | 27553.0468 | 28437.6802 | 28831.2309 | 28349.3502 | 28637.5515 | 29189.3913 | 29720.1543 | 30064.0277 | 30107.1866 | 30524.878 | 31268.6926 | 31316.8708 | 33266.8709 | 32867.2756 | 33372.8513 | 34030.9909 | 34608.6143 | 35526.639 | 36129.5781
Reserve Margin Requirement | 2934.3102 | 2461.5503 | 2821.4954 | 3363.3528 | 3432.3711 | 2779.4167 | 2861.0909 | 2785.0705 | 3029.8266 | 3189.1708 | 3115.8282 | 3307.8809 | 3793.2312 | 3490.7402 | 5103.0058 | 4243.4733 | 4203.5939 | 4334.7431 | 4380.479 | 4729.3769 | 4793.9755
Back to main menu

## Figure 19
Back to main menu
Figure 19: Summer Capacity Surplus/Deficit (MW)
Scenario | 2023 | 2024 | 2025 | 2026 | 2027 | 2028 | 2029 | 2030 | 2031 | 2032 | 2033 | 2034 | 2035 | 2036 | 2037 | 2038 | 2039 | 2040 | 2041 | 2042
2021 APO Adequacy Need | 211.8232 | 161.3343 | -1795.6974 | -3755.9799 | -2559.5737 | -2865.4217 | -3129.5389 | -3863.151 | -3900.5415 | -3442.6565 | -3564.8893 | -3807.6715 | -3829.4657 | -5764.4098 | -5364.8145 | -5870.3905 | -6528.5296 | -7106.1536 | -8024.1782 | -8627.1169
2021 APO Adequacy Need Without Continued Availability of Existing Resources | -2119.6818 | -2629.1776 | -4789.811 | -7277.4962 | -6155.7536 | -6497.378 | -9362.9555 | -11259.9332 | -11980.7668 | -12270.3735 | -12558.9861 | -13174.0548 | -13511.4974 | -15887.9824 | -15460.756 | -16114.8645 | -16739.4683 | -18400.0884 | -18921.4401 | -19541.182
Back to main menu

## Figure 20
Back to main menu
Figure 20: Winter Capacity Surplus/Deficit (MW)
Scenario | 2023-24 | 2024-25 | 2025-26 | 2026-27 | 2027-28 | 2028-29 | 2029-30 | 2030-31 | 2031-32 | 2032-33 | 2033-34 | 2034-35 | 2035-36 | 2036-37 | 2037-38 | 2038-39 | 2039-40 | 2040-41 | 2041-42
2021 APO Adequacy Need | 1086.6061 | 926.5418 | -1620.9225 | -1706.771 | -567.3274 | -1165.7848 | -416.5222 | -1558.3863 | -1259.3554 | -678.2838 | -1080.9742 | -1021.7824 | -1381.2942 | -3088.1342 | -3443.5637 | -3944.5154 | -5130.6144 | -4707.4532 | -5213.5125
2021 APO Adequacy Need Without Continued Availability of Existing Resources | -1161.6642 | -2101.918 | -5258.8235 | -5181.4888 | -4261.6476 | -5694.9095 | -7854.1422 | -10153.6955 | -10072.7131 | -9949.6321 | -10589.0598 | -10740.1353 | -11547.3277 | -13154.7748 | -13897.8419 | -14389.4204 | -16209.4593 | -16343.3026 | -16828.5736
Back to main menu

## Figure 21
Back to main menu
Figure 21: Energy Adequacy Outlook, with Continued Availability of Existing Resources (TWh)
Fuel | 2023 | 2024 | 2025 | 2026 | 2027 | 2028 | 2029 | 2030 | 2031 | 2032 | 2033 | 2034 | 2035 | 2036 | 2037 | 2038 | 2039 | 2040 | 2041 | 2042
Nuclear | 68.5 | 74.1 | 70.2 | 59.6 | 63.7 | 65 | 68.7 | 67.6 | 67.7 | 71.9 | 74.3 | 76.2 | 77.8 | 76.7 | 78.8 | 75.5 | 77.1 | 75.6 | 78.2 | 77.5
Natural Gas | 18.2 | 16.3 | 20.9 | 30.8 | 29.1 | 29.5 | 30.8 | 33.4 | 34.6 | 31.9 | 32.4 | 32.8 | 35 | 38.3 | 39.5 | 44.7 | 46 | 49.7 | 50.6 | 49.3
Hydroelectric | 40.2 | 40 | 40.8 | 41.9 | 41.7 | 42 | 41.9 | 42.2 | 42.2 | 42 | 41.6 | 41.6 | 41.8 | 42.3 | 42.2 | 42.4 | 42.4 | 42.5 | 42.5 | 42.5
Non-Hydro Renewables | 19.6 | 19.6 | 19.8 | 20.5 | 20.4 | 20.5 | 20.5 | 20.6 | 20.6 | 20.6 | 20.6 | 20.6 | 20.5 | 20.7 | 20.6 | 20.7 | 20.7 | 20.8 | 20.7 | 20.7
Total Ontario Demand | 146.7 | 150.1 | 152 | 154.5 | 156 | 158 | 162.9 | 165.1 | 166.5 | 168 | 170.1 | 172.7 | 176.7 | 181 | 184.3 | 188.1 | 191.9 | 196.2 | 199.6 | 202.2
Back to main menu

## Figure 22
Back to main menu
Figure 22: Energy Adequacy Outlook, without Continued Availability of Existing Resources (TWh)
Fuel | 2023 | 2024 | 2025 | 2026 | 2027 | 2028 | 2029 | 2030 | 2031 | 2032 | 2033 | 2034 | 2035 | 2036 | 2037 | 2038 | 2039 | 2040 | 2041 | 2042
Nuclear | 68.5 | 74.1 | 70.2 | 59.6 | 63.7 | 65 | 68.7 | 67.6 | 67.7 | 71.9 | 74.3 | 76.2 | 77.8 | 76.7 | 78.8 | 75.5 | 77.1 | 75.6 | 78.2 | 77.5
Natural Gas | 19.1 | 17.2 | 21.6 | 30.1 | 29.6 | 30.1 | 25.6 | 21.8 | 18.1 | 14.1 | 13.2 | 12.6 | 11.3 | 10.9 | 9.2 | 8.6 | 8.6 | 2.7 | 1 | 1
Hydroelectric | 39.2 | 39.1 | 39.8 | 40.8 | 40.7 | 40.9 | 40.5 | 37.5 | 37.4 | 37.3 | 37 | 37.1 | 37.2 | 37.4 | 37.3 | 37.3 | 37.2 | 37.2 | 37.1 | 37.1
Non-Hydro Renewables | 19.6 | 19.4 | 19.5 | 19.7 | 19.1 | 18.8 | 17.5 | 16.9 | 15.9 | 14.1 | 12.7 | 10.1 | 6.2 | 3.5 | 2.4 | 1.7 | 1.2 | 0.3 | 0.2 | 0
Total Ontario Demand | 146.7 | 150.1 | 152 | 154.5 | 156 | 158 | 162.9 | 165.1 | 166.5 | 168 | 170.1 | 172.7 | 176.7 | 181 | 184.3 | 188.1 | 191.9 | 196.2 | 199.6 | 202.2
Back to main menu

## Figure 23
Back to main menu
Figure 23: Surplus Baseload Generation (TWh)
Fuel | 2023 | 2024 | 2025 | 2026 | 2027 | 2028 | 2029 | 2030 | 2031 | 2032 | 2033 | 2034 | 2035 | 2036 | 2037 | 2038 | 2039 | 2040 | 2041 | 2042
Continued Availability of Existing Resources | 2.9295 | 3.4239 | 2.2006 | 0.6314 | 0.83853 | 0.62135 | 0.56449 | 0.39779 | 0.31727 | 0.86435 | 1.3413 | 1.3395 | 0.96775 | 0.54628 | 0.48912 | 0.19446 | 0.12099 | 0.068421 | 0.033786 | 0.037567
Without Continued Availability of Existing Resources | 2.924 | 3.4033 | 2.1851 | 0.54738 | 0.67587 | 0.45629 | 0.27527 | 0.12365 | 0.056879 | 0.1907 | 0.41905 | 0.25852 | 0.10733 | 0.008845 | 0.006678 | 0.000512 | 0 | 0 | 0 | 0
Back to main menu

## Figure 24
Back to main menu
Figure 24: Energy Production Outlook, with Continued Availability of Existing Resources (TWh)
Fuel | 2023 | 2024 | 2025 | 2026 | 2027 | 2028 | 2029 | 2030 | 2031 | 2032 | 2033 | 2034 | 2035 | 2036 | 2037 | 2038 | 2039 | 2040 | 2041 | 2042
Nuclear | 68.5 | 74.2 | 70.2 | 59.6 | 63.7 | 65 | 68.7 | 67.6 | 67.7 | 71.9 | 74.3 | 76.2 | 77.8 | 76.7 | 78.8 | 75.5 | 77.1 | 75.6 | 78.2 | 77.5
Natural Gas | 19.9 | 18.8 | 21 | 27.6 | 27.5 | 28 | 28.5 | 30.7 | 32.8 | 31.1 | 32.8 | 34.1 | 35.8 | 38.5 | 39.9 | 43.3 | 44.5 | 47.4 | 47.9 | 46.2
Hydroelectric | 41 | 40.9 | 41.4 | 42.1 | 42 | 42.2 | 42.2 | 42.3 | 42.3 | 42.1 | 41.7 | 41.7 | 41.9 | 42.3 | 42.2 | 42.4 | 42.4 | 42.5 | 42.5 | 42.5
Non-Hydro Renewables | 19.8 | 19.8 | 20 | 20.5 | 20.4 | 20.5 | 20.5 | 20.5 | 20.6 | 20.5 | 20.3 | 20.3 | 20.3 | 20.6 | 20.5 | 20.6 | 20.6 | 20.7 | 20.7 | 20.7
Imports | 10.9 | 7.9 | 9 | 12.1 | 9.2 | 8.8 | 9.5 | 9.9 | 9.5 | 9.1 | 8 | 7.6 | 7.8 | 9.7 | 9.9 | 12.5 | 13.1 | 15.2 | 15.3 | 19
Ontario Demand + Exports | 157.8 | 161.6 | 161.7 | 162 | 162.9 | 164.6 | 169.3 | 171.2 | 172.9 | 174.8 | 177.1 | 179.9 | 183.7 | 187.9 | 191.4 | 194.3 | 197.8 | 201.7 | 204.9 | 206.8
Ontario Demand | 146.7 | 150.1 | 152 | 154.5 | 156 | 158 | 162.9 | 165.1 | 166.5 | 168 | 170.1 | 172.7 | 176.7 | 181 | 184.3 | 188.1 | 191.9 | 196.2 | 199.6 | 202.2
Back to main menu

## Figure 25
Back to main menu
Figure 25: Energy Production Outlook, without Continued Availability of Existing Resources (TWh)
Fuel | 2023 | 2024 | 2025 | 2026 | 2027 | 2028 | 2029 | 2030 | 2031 | 2032 | 2033 | 2034 | 2035 | 2036 | 2037 | 2038 | 2039 | 2040 | 2041 | 2042
Nuclear | 68.5 | 74.2 | 70.2 | 59.6 | 63.7 | 65 | 68.7 | 67.6 | 67.7 | 71.9 | 74.3 | 76.2 | 77.8 | 76.7 | 78.8 | 75.5 | 77.1 | 75.6 | 78.2 | 77.5
Natural Gas | 20.5 | 19.3 | 21 | 26.3 | 26.6 | 26.8 | 19.8 | 16.1 | 13.4 | 11.2 | 11.1 | 11.1 | 10.5 | 10.3 | 8.9 | 8.4 | 8.5 | 2.7 | 1 | 1
Hydroelectric | 39.8 | 39.7 | 40.2 | 40.9 | 40.9 | 41 | 40.6 | 37.5 | 37.4 | 37.2 | 36.9 | 37 | 37.1 | 37.3 | 37.2 | 37.2 | 37.2 | 37.2 | 37.1 | 37.1
Non-Hydro Renewables | 19.7 | 19.6 | 19.7 | 19.6 | 19 | 18.8 | 17.4 | 16.9 | 15.9 | 13.9 | 12.5 | 9.9 | 6.1 | 3.5 | 2.3 | 1.7 | 1.2 | 0.3 | 0.2 | 0
Imports | 11.2 | 8.3 | 9.9 | 14.2 | 11.5 | 11.6 | 18.6 | 26.4 | 30 | 30.6 | 31.3 | 32.6 | 36.5 | 39.3 | 40.4 | 42.3 | 42.7 | 43.8 | 43.8 | 43.8
Ontario Demand + Exports | 157.4 | 161.1 | 161 | 160.8 | 161.7 | 163.2 | 165.5 | 166 | 166.9 | 168.5 | 170.6 | 173.1 | 176.9 | 181.1 | 184.3 | 188.1 | 191.9 | 196.2 | 199.7 | 202.3
Ontario Demand | 146.6757 | 150.0906 | 152.0013 | 154.5255 | 155.999 | 158.0296 | 162.8698 | 165.0646 | 166.4751 | 168.044 | 170.0935 | 172.7046 | 176.7208 | 180.96 | 184.2829 | 188.1332 | 191.8523 | 196.2031 | 199.6373 | 202.2339
Back to main menu

## Figure 26
Back to main menu
Figure 26: Energy Production Outlook, Imports (TWh)
Imports | 2015 | 2016 | 2017 | 2018 | 2019 | 2020 | 2021 | 2022 | 2023 | 2024 | 2025 | 2026 | 2027 | 2028 | 2029 | 2030 | 2031 | 2032 | 2033 | 2034 | 2035 | 2036 | 2037 | 2038 | 2039 | 2040 | 2041 | 2042
Actual | 5.7635 | 7.9948 | 6.627 | 8.438 | 6.613 | 5.2 | 8.465
Continued availability of existing resources | [7 empty] | 13.669 | 8.6 | 7.9 | 9 | 12.1 | 9.2 | 8.8 | 9.5 | 9.9 | 9.5 | 9.1 | 8 | 7.6 | 7.8 | 9.7 | 9.9 | 12.5 | 13.1 | 15.2 | 15.3 | 19
Without continued availability of existing resources | [7 empty] | 13.669 | 8.9 | 8.3 | 9.9 | 14.2 | 11.5 | 11.6 | 18.6 | 26.4 | 30 | 30.6 | 31.3 | 32.6 | 36.5 | 39.3 | 40.4 | 42.3 | 42.7 | 43.8 | 43.8 | 43.8
* Note: For 2021, the 2019 Annual Planning Outlook forecast values are shown. For 2022, the 2020 Annual Planning Outlook forecast values are shown.
Back to main menu

## Figure 27
Back to main menu
Figure 27: Energy Production Outlook, Exports (TWh)
Exports | 2015 | 2016 | 2017 | 2018 | 2019 | 2020 | 2021 | 2022 | 2023 | 2024 | 2025 | 2026 | 2027 | 2028 | 2029 | 2030 | 2031 | 2032 | 2033 | 2034 | 2035 | 2036 | 2037 | 2038 | 2039 | 2040 | 2041 | 2042
Actual | 22.618 | 21.8581 | 19.098 | 18.591 | 19.779 | 20.4 | 15.97
Continued availability of existing resources | [7 empty] | 14.797 | 11.1 | 11.5 | 9.7 | 7.4 | 6.9 | 6.6 | 6.4 | 6.1 | 6.4 | 6.7 | 7 | 7.2 | 7 | 6.9 | 7.1 | 6.2 | 6 | 5.4 | 5.3 | 4.5
Without continued availability of existing resources | [7 empty] | 14.797 | 10.7 | 11 | 9 | 6.3 | 5.7 | 5.2 | 2.6 | 0.9 | 0.4 | 0.4 | 0.5 | 0.4 | 0.2 | 0.1 | 0.1 | 0.015155 | 0.0086583 | 0.008806 | 0.022002 | 0.048657
* Note: For 2021, the 2019 Annual Planning Outlook forecast values are shown. For 2022, the 2020 Annual Planning Outlook forecast values are shown.
Back to main menu

## Table 4
Back to main menu
Table 4: Incremental Summer Zonal Constraints, without Continued Availability of Existing Resources (MW)
| 2023 |  | 2026 |  | 2029
Zone | Min | Max | Min | Max | Min | Max
Bruce | 0 | N/A | 0 | 5350 | 0 | 4500
East | 0 | N/A | 0 | N/A | 0 | N/A
Essa | 0 | N/A | 0 | N/A | 0 | N/A
Niagara | 0 | 900 | 0 | 950 | 0 | 850
Northeast | 0 | 250 | 0 | 700 | 500 | 950
Northwest | 0 | 50 | 0 | 400 | 0 | 200
Ottawa | 0 | N/A | 0 | N/A | 0 | N/A
Southwest | 0 | N/A | 0 | N/A | 0 | N/A
Toronto | 0 | N/A | 0 | N/A | 0 | N/A
West | 0 | 850 | 0 | 1650 | 700 | 3300
Toronto+Essa+East+Ottawa | 0 | N/A | 1300 | N/A
Toronto+Essa+East+Ottawa+Northeast |  |  |  |  | 2200 | N/A
Northeast+Northwest | 0 | 250 | 0 | 700 | 500 | 950
Bruce+West+Niagara+Southwest | 0 | 2050 | 0 | 6250 | 700 | 4500
Back to main menu

## Table 5
Back to main menu
Table 5: Incremental Winter Zonal Constraints, without Continued Availability of Existing Resources (MW)
| 2023-24 |  | 2026-27 |  | 2029-30
Zone | Min | Max | Min | Max | Min | Max
Bruce | 0 | N/A | 0 | N/A | 0 | 4700
East | 0 | N/A | 0 | N/A | 0 | N/A
Essa | 0 | N/A | 0 | N/A | 0 | N/A
Niagara | 0 | 750 | 0 | 850 | 0 | 900
Northeast | 0 | 850 | 0 | 1200 | 0 | 2200
Northwest | 0 | 150 | 0 | 450 | 0 | 450
Ottawa | 0 | N/A | 0 | N/A | 0 | N/A
Southwest | 0 | N/A | 0 | N/A | 0 | N/A
Toronto | 0 | N/A | 0 | N/A | 0 | N/A
West | 0 | 600 | 0 | 800 | 950 | 3150
Toronto+Essa+East+Ottawa | 0 | N/A | 0 | N/A | 1950 | N/A
Northeast+Northwest | 0 | 850 | 0 | 1200 | 0 | 2200
Bruce+West+Niagara+Southwest | 0 | 1300 | 0 | 4950 | 950 | 5700
Back to main menu

## Figure 28
Back to main menu
Figure 28: FETT Security Outlook
Category | 2023 | 2024 | 2025 | 2026 | 2027 | 2028 | 2029 | 2030 | 2031 | 2032 | 2033 | 2034 | 2035 | 2036 | 2037 | 2038 | 2039 | 2040 | 2041 | 2042
Receiving Subsystem Supply (Committed) | 11587.0891 | 11388.8613 | 11236.8613 | 9062.5332 | 9905.5884 | 9895.2764 | 8277.3326 | 8104.0171 | 8071.9784 | 7535.4486 | 7471.145 | 7244.7138 | 6853.7874 | 6813.4722 | 6789.4851 | 6766.3954 | 6740.2388 | 5762.5301 | 5741.5935 | 5729.7626
Receiving Subsystem Supply (Reacquired) | 203.6131 | 401.8409 | 401.8409 | 512.169 | 547.1138 | 557.4258 | 2026.2572 | 4452.3923 | 4484.431 | 5020.9608 | 5085.2644 | 5311.6956 | 5553.5096 | 5742.9372 | 5766.9243 | 5790.014 | 5816.1706 | 6793.8793 | 6814.8159 | 6826.6468
Lennox (Reacquired) | 2100 | 2100 | 2100 | 2100 | 2100 | 2100 | 2100 | - | - | - | - | - | - | - | - | - | - | - | - | -
Transfer Capability | 3350 | 3350 | 3325 | 2580 | 2580 | 2580 | 2580 | 2580 | 2965 | 2965 | 3350 | 3350 | 3350 | 3350 | 3350 | 3350 | 3350 | 3350 | 3350 | 3350
Demand | 15823.0677 | 16088.0163 | 16345.5386 | 16555.5487 | 16609.8285 | 16705.9346 | 17216.5596 | 17390.7022 | 17482.0114 | 17526.7665 | 17670.1863 | 17852.8806 | 18101.0057 | 18415.9418 | 18815.6344 | 19198.7807 | 19567.3888 | 19937.1648 | 20279.3518 | 20548.5005
Upgrades | 0 | 0 | 0 | 2016 | 2016 | 2016 | 2016 | 2016 | 1770.5 | 1770.5 | 1525 | 1525 | 1525 | 1525 | 1525 | 1525 | 1525 | 1525 | 1525 | 1525
Back to main menu

## Figure 29
Back to main menu
Figure 29: FETT Security Outlook
Category | 2023 | 2024 | 2025 | 2026 | 2027 | 2028 | 2029 | 2030 | 2031 | 2032 | 2033 | 2034 | 2035 | 2036 | 2037 | 2038 | 2039 | 2040 | 2041 | 2042
Receiving Subsystem Supply (Committed) | 170.4352 | 170.4352 | 170.4352 | 170.4352 | 165.2451 | 164.7662 | 165.5735 | 149.9046 | 147.2027 | 132.6597 | 127.3076 | 55.1057 | 53.6763 | 49.6903 | 49.664 | 48.7617 | 45.1767 | 44.8793 | 30.0831 | 30.0831
Receiving Subsystem Supply (Reacquired) | 0 | 0 | 0 | 0 | 5.1901 | 5.669 | 5.7616 | 20.5306 | 23.2325 | 37.7755 | 43.1275 | 115.3294 | 117.6589 | 120.7448 | 120.7711 | 121.6735 | 125.2584 | 125.5559 | 141.2521 | 140.3521
Transfer Capability | 1630 | 1630 | 1630 | 1630 | 1630 | 1630 | 1630 | 1630 | 1630 | 1630 | 1630 | 1630 | 1630 | 1630 | 1630 | 1630 | 1630 | 1630 | 1630 | 1630
Demand | 1735.092 | 1754.4424 | 1773.4116 | 1792.4968 | 1802.673 | 1821.7606 | 1840.4879 | 1862.9374 | 1879.2852 | 1891.136 | 1908.3019 | 1930.1885 | 1957.7364 | 1983.7005 | 2013.1625 | 2064.9323 | 2116.2875 | 2168.8348 | 2223.0128 | 2265.2772
Back to main menu

## Figure 30
Back to main menu
Figure 30: MISSW Security Outlook – All Elements Initially in Service
Category | 2023 | 2024 | 2025 | 2026 | 2027 | 2028 | 2029 | 2030 | 2031 | 2032 | 2033 | 2034 | 2035 | 2036 | 2037 | 2038 | 2039 | 2040 | 2041 | 2042
Receiving Subsystem Supply (Committed) | 553.3109 | 546.4844 | 546.4844 | 544.7779 | 524.5924 | 524.5924 | 517.1458 | 293.706 | 293.706 | 269.8524 | 269.5676 | 268.724 | 249.3528 | 245.0682 | 244.9645 | 244.9645 | 244.9645 | 244.9645 | 244.3119 | 239.8386
Receiving Subsystem Supply (Reacquired) | 52.6891 | 59.5156 | 59.5156 | 61.2221 | 81.4076 | 81.4076 | 88.8542 | 312.294 | 312.294 | 336.1476 | 336.4324 | 337.276 | 356.6472 | 360.9318 | 361.0355 | 361.0355 | 361.0355 | 361.0355 | 361.6881 | 366.1614
Transfer Capability | 585 | 585 | 585 | 585 | 585 | 585 | 512 | 512 | 512 | 512 | 512 | 512 | 512 | 512 | 512 | 512 | 512 | 512 | 512 | 512
Demand | 1039.7748 | 1083.8996 | 1148.5977 | 1202.8753 | 1195.3298 | 1146.3936 | 1443.3964 | 1440.664 | 1409.8015 | 1415.5978 | 1408.635 | 1406.0377 | 1414.5665 | 1419.2137 | 1429.1077 | 1429.2015 | 1424.821 | 1427.3052 | 1433.9747 | 1433.9747
Back to main menu

## Figure 31
Back to main menu
Figure 31: FN Security Outlook – One Element Initially out of Service
Category | 2023 | 2024 | 2025 | 2026 | 2027 | 2028 | 2029 | 2030 | 2031 | 2032 | 2033 | 2034 | 2035 | 2036 | 2037 | 2038 | 2039 | 2040 | 2041 | 2042
Receiving Subsystem Supply (Committed) | 1972.2973 | 1734.1081 | 1734.1081 | 1717.3592 | 1690.0034 | 1688.2215 | 1600.7816 | 1315.7732 | 1304.154 | 1165.0084 | 1163.5358 | 1100.4034 | 1053.0291 | 1000.9369 | 997.3964 | 993.2808 | 988.835 | 985.7948 | 982.9233 | 970.472
Receiving Subsystem Supply (Reacquired) | 245.7027 | 483.8919 | 483.8919 | 500.6408 | 527.9966 | 529.7785 | 617.2184 | 902.2268 | 913.846 | 1052.9916 | 1054.4642 | 1117.5966 | 1164.9709 | 1217.0631 | 1220.6036 | 1224.7192 | 1229.165 | 1232.2052 | 1235.0767 | 1247.528
Transfer Capability | 561 | 561 | 561 | 561 | 561 | 561 | 561 | 561 | 561 | 561 | 561 | 561 | 561 | 561 | 561 | 561 | 561 | 561 | 561 | 561
Demand | 2470 | 2536 | 2615 | 2645 | 2634 | 2653 | 2941 | 2934 | 2906 | 2856 | 2907 | 2893 | 2838 | 2848 | 2856 | 2850 | 2905 | 2862 | 2879 | 2879
Back to main menu

## Figure 32
Back to main menu
Figure 32: Capacity Gap East of the FETT Interface (Summer)
Category | 2023 | 2024 | 2025 | 2026 | 2027 | 2028 | 2029 | 2030 | 2031 | 2032 | 2033 | 2034 | 2035 | 2036 | 2037 | 2038 | 2039 | 2040 | 2041 | 2042
Remaining Capacity Gap East of FETT with Lennox until 2029 (excluding Northern Ontario) | 0 | 0 | 0 | 361.6991 | 0 | 0 | 1280.0222 | 3611.6663 | 3615.0287 | 4124.9071 | 4195.1692 | 4563.4584 | 5060.6922 | 5441.0218 | 5855.7555 | 6253.0523 | 6637.0052 | 7980.4993 | 8453.6063 | 8812.1507
Back to main menu

## Figure 33
Back to main menu
Figure 33: Capacity Gap in the Ottawa Zone (Summer)
Category | 2023 | 2024 | 2025 | 2026 | 2027 | 2028 | 2029 | 2030 | 2031 | 2032 | 2033 | 2034 | 2035 | 2036 | 2037 | 2038 | 2039 | 2040 | 2041 | 2042
Remaining Capacity Gap in the Ottawa Zone | 0 | 0 | 0 | 0 | 7.4279 | 26.9944 | 44.9144 | 83.0328 | 102.0825 | 128.4763 | 150.9943 | 245.0828 | 274.0601 | 304.0102 | 333.4985 | 386.1707 | 441.1108 | 493.9555 | 562.9298 | 604.1942
Back to main menu

## Figure 34
Back to main menu
Figure 34: Capacity Gap in Northern Ontario including MISSW (Winter)
Category | 2023 | 2024 | 2025 | 2026 | 2027 | 2028 | 2029 | 2030 | 2031 | 2032 | 2033 | 2034 | 2035 | 2036 | 2037 | 2038 | 2039 | 2040 | 2041 | 2042
Capacity Gap West of MISSW | 0 | 0 | 17.1132 | 73.0973 | 85.7374 | 36.8012 | 414.2506 | 634.958 | 604.0955 | 633.7454 | 627.0673 | 625.3137 | 653.2138 | 662.1454 | 672.1432 | 672.237 | 667.8565 | 670.3407 | 677.6628 | 682.136
Remaining Capacity Gap in Northern Ontario | 0 | 240.8919 | 302.7787 | 293.5435 | 297.2593 | 366.9773 | 364.9678 | 422.2688 | 436.7505 | 496.2462 | 555.3968 | 606.2829 | 570.7571 | 623.9176 | 625.4604 | 623.4822 | 687.3085 | 644.8646 | 657.4139 | 665.392
Back to main menu

## Figure 35
Back to main menu
Figure 35: Summary of Summer Capacity Needs including Locational Requirements, without Continued Availability of Existing Resources
Category | 2023 | 2024 | 2025 | 2026 | 2027 | 2028 | 2029 | 2030 | 2031 | 2032 | 2033 | 2034 | 2035 | 2036 | 2037 | 2038 | 2039 | 2040 | 2041 | 2042
West Zone | 0 | 218 | 250 | 312 | 458 | 0 | 0 | 1525 | 1900 | 1900 | 1975 | 1975 | 1975 | 1975 | 1975 | 1975 | 1975 | 1975 | 1975 | 1975
Ottawa Zone | 0 | 0 | 0 | 0 | 7.4279 | 26.9944 | 44.9144 | 83.0328 | 102.0825 | 128.4763 | 150.9943 | 245.0828 | 274.0601 | 304.0102 | 333.4985 | 386.1707 | 441.1108 | 493.9555 | 562.9298 | 604.1942
East of FETT (excludes Northern Ontario and Ottawa Zones) | 866.9654 | 1017.6114 | 1384.1267 | 2461.6991 | 1662.5475 | 1794.5002 | 3335.1078 | 3528.6334 | 3512.9462 | 3996.4308 | 4044.1748 | 4318.3757 | 4786.6321 | 5137.0116 | 5522.257 | 5866.8816 | 6195.8945 | 7486.5438 | 7890.6766 | 8207.9565
West of MISSW | 0 | 0 | 17.1132 | 73.0973 | 85.7374 | 36.8012 | 414.2506 | 634.958 | 604.0955 | 633.7454 | 627.0673 | 625.3137 | 653.2138 | 662.1454 | 672.1432 | 672.237 | 667.8565 | 670.3407 | 677.6628 | 682.136
Northern Ontario (excludes region west of MISSW) | 0 | 240.8919 | 302.7787 | 293.5435 | 297.2593 | 366.9773 | 364.9678 | 422.2688 | 436.7505 | 496.2462 | 555.3968 | 606.2829 | 570.7571 | 623.9176 | 625.4604 | 623.4822 | 687.3085 | 644.8646 | 657.4139 | 665.392
Remaining Capacity Deficit (Not Locationally Restricted) | 1252.7164 | 1152.6744 | 2835.7924 | 4137.1563 | 3637.3536 | 4245.1106 | 5158.8006 | 4983.0073 | 5322.8095 | 4986.9985 | 5055.3584 | 5158.917 | 4977.7743 | 6881.8873 | 5998.8984 | 6204.9223 | 6331.1874 | 6635.4283 | 6594.8273 | 6802.3091
Back to main menu

## Figure 36
Back to main menu
Figure 36: Summary of Winter Capacity Needs including Locational Requirements, without Continued Availability of Existing Resources
Category | 2023 | 2024 | 2025 | 2026 | 2027 | 2028 | 2029 | 2030 | 2031 | 2032 | 2033 | 2034 | 2035 | 2036 | 2037 | 2038 | 2039 | 2040 | 2041 | 2042
West Zone | 0 | 240 | 303 | 381 | 524 | 0 | 0 | 1550 | 1925 | 1850 | 1975 | 1975 | 1975 | 1975 | 1975 | 1975 | 1975 | 1975 | 1975 | 5729.7626
Ottawa Zone | 0 | 0 | 0 | 0 | 0 | 0 | 0 | 0 | 9.6104 | 43.154 | 148.749 | 183.4936 | 216.4897 | 255.3042 | 292.4784 | 332.299 | 387.1381 | 440.4045 | 495.5019 | 6826.6468
East of FETT (excludes Northern Ontario and Ottawa Zones) | 825.4311 | 1865.6526 | 3408.7187 | 2658.0211 | 2815.1504 | 3022.2397 | 4794.0857 | 4993.4766 | 5121.0745 | 5791.1778 | 6021.547 | 6532.9139 | 6889.1811 | 7305.5515 | 7756.9376 | 8174.761 | 8697.6454 | 10076.4146 | 10352.2508
West of MISSW | 0 | 0 | 17.1132 | 73.0973 | 85.7374 | 36.8012 | 414.2506 | 634.958 | 604.0955 | 633.7454 | 627.0673 | 625.3137 | 653.2138 | 662.1454 | 672.1432 | 672.237 | 667.8565 | 670.3407 | 677.6628 | 3350
Northern Ontario (excludes region west of MISSW) | 0 | 240.8919 | 302.7787 | 293.5435 | 297.2593 | 366.9773 | 364.9678 | 422.2688 | 436.7505 | 496.2462 | 555.3968 | 606.2829 | 570.7571 | 623.9176 | 625.4604 | 623.4822 | 687.3085 | 644.8646 | 657.4139 | 20548.5005
Remaining Capacity Deficit (Not Locationally Restricted) | 336.233 | 0 | 1227.2129 | 1775.8269 | 539.5005 | 2268.8913 | 2280.8381 | 2552.9922 | 1966.5718 | 1092.1548 | 1112.5507 | 633.6375 | 1026.1963 | 2077.5518 | 2283.3438 | 2279.3422 | 3407.3726 | 2095.8738 | 2175.2422 | 1525
Back to main menu

## Figure 37
Back to main menu
Figure 37: Potentially Unserved Energy (TWh)
Scenario | 2023 | 2024 | 2025 | 2026 | 2027 | 2028 | 2029 | 2030 | 2031 | 2032 | 2033 | 2034 | 2035 | 2036 | 2037 | 2038 | 2039 | 2040 | 2041 | 2042
Continued availability of existing resources | 0.091 | 0.071 | 0.279 | 1.714 | 0.959 | 0.915 | 0.932 | 1.251 | 1.323 | 1.53 | 1.236 | 1.575 | 1.585 | 2.896 | 3.164 | 4.953 | 5.734 | 7.637 | 7.709 | 12.274
Without continued availability of existing resources | 0.294 | 0.283 | 0.858 | 4.266 | 2.917 | 3.141 | 10.521 | 21.23 | 27.378 | 30.592 | 32.828 | 36.671 | 44.226 | 52.432 | 56.602 | 65 | 67.711 | 80.418 | 83.189 | 86.619
Back to main menu

## Figure 38
Back to main menu
Figure 38: Duration Curves, with Continued Availability of Existing Resources
|  |  | 2023 |  |  | 2042
Duration curve for Index | % of Time | Demand (GW) | Demand minus Baseload (GW) | Demand, after All Existing Resources (Unserved Energy) (GW) | Demand (GW) | Demand minus Baseload (GW) | Demand, after All Existing Resources (Unserved Energy) (GW)
1 | 0.011416 | 24 | 8 | 3 | 31 | 14 | 9
2 | 0.022831 | 24 | 8 | 2 | 31 | 13 | 9
3 | 0.034247 | 24 | 8 | 2 | 31 | 13 | 9
4 | 0.045662 | 24 | 8 | 2 | 31 | 13 | 8
5 | 0.057078 | 24 | 8 | 2 | 31 | 13 | 8
6 | 0.068493 | 24 | 8 | 2 | 31 | 13 | 8
7 | 0.079909 | 23 | 8 | 2 | 30 | 13 | 8
8 | 0.091324 | 23 | 8 | 2 | 30 | 13 | 8
9 | 0.10274 | 23 | 8 | 1 | 30 | 13 | 8
10 | 0.11416 | 23 | 8 | 1 | 30 | 13 | 8
11 | 0.12557 | 23 | 8 | 1 | 30 | 13 | 8
12 | 0.13699 | 23 | 7 | 0.939 | 30 | 13 | 8
13 | 0.1484 | 23 | 7 | 0.936 | 30 | 13 | 8
14 | 0.15982 | 23 | 7 | 0.894 | 30 | 13 | 8
15 | 0.17123 | 23 | 7 | 0.837 | 30 | 13 | 8
16 | 0.18265 | 23 | 7 | 0.792 | 30 | 13 | 8
17 | 0.19406 | 23 | 7 | 0.72 | 30 | 13 | 8
18 | 0.20548 | 23 | 7 | 0.716 | 30 | 13 | 8
19 | 0.21689 | 23 | 7 | 0.712 | 30 | 12 | 8
20 | 0.22831 | 23 | 7 | 0.655 | 30 | 12 | 8
21 | 0.23973 | 23 | 7 | 0.594 | 30 | 12 | 8
22 | 0.25114 | 23 | 7 | 0.593 | 30 | 12 | 8
23 | 0.26256 | 23 | 7 | 0.539 | 30 | 12 | 8
24 | 0.27397 | 23 | 7 | 0.502 | 29 | 12 | 7
25 | 0.28539 | 23 | 7 | 0.489 | 29 | 12 | 7
26 | 0.2968 | 23 | 7 | 0.471 | 29 | 12 | 7
27 | 0.30822 | 23 | 7 | 0.461 | 29 | 12 | 7
28 | 0.31963 | 23 | 7 | 0.46 | 29 | 12 | 7
29 | 0.33105 | 23 | 7 | 0.44 | 29 | 12 | 7
30 | 0.34247 | 23 | 7 | 0.428 | 29 | 12 | 7
31 | 0.35388 | 23 | 7 | 0.424 | 29 | 12 | 7
32 | 0.3653 | 23 | 7 | 0.401 | 29 | 12 | 7
33 | 0.37671 | 23 | 7 | 0.355 | 29 | 12 | 7
34 | 0.38813 | 23 | 7 | 0.351 | 29 | 12 | 7
35 | 0.39954 | 23 | 7 | 0.331 | 29 | 12 | 7
36 | 0.41096 | 23 | 7 | 0.331 | 29 | 12 | 7
37 | 0.42237 | 23 | 7 | 0.331 | 29 | 12 | 7
38 | 0.43379 | 23 | 7 | 0.331 | 29 | 12 | 7
39 | 0.44521 | 23 | 7 | 0.331 | 29 | 12 | 7
40 | 0.45662 | 23 | 7 | 0.331 | 29 | 12 | 7
41 | 0.46804 | 23 | 7 | 0.331 | 29 | 12 | 7
42 | 0.47945 | 23 | 7 | 0.331 | 29 | 11 | 7
43 | 0.49087 | 23 | 7 | 0.331 | 29 | 11 | 7
44 | 0.50228 | 23 | 7 | 0.331 | 29 | 11 | 7
45 | 0.5137 | 23 | 7 | 0.331 | 29 | 11 | 7
46 | 0.52511 | 23 | 7 | 0.331 | 29 | 11 | 7
47 | 0.53653 | 23 | 7 | 0.331 | 29 | 11 | 7
48 | 0.54795 | 23 | 7 | 0.331 | 29 | 11 | 7
49 | 0.55936 | 23 | 7 | 0.331 | 29 | 11 | 7
50 | 0.57078 | 23 | 7 | 0.331 | 29 | 11 | 7
51 | 0.58219 | 23 | 7 | 0.331 | 29 | 11 | 7
52 | 0.59361 | 23 | 7 | 0.331 | 29 | 11 | 7
53 | 0.60502 | 23 | 7 | 0.331 | 29 | 11 | 7
54 | 0.61644 | 23 | 7 | 0.331 | 29 | 11 | 7
55 | 0.62785 | 23 | 7 | 0.331 | 29 | 11 | 7
56 | 0.63927 | 23 | 7 | 0.331 | 29 | 11 | 7
57 | 0.65068 | 23 | 7 | 0.331 | 29 | 11 | 7
58 | 0.6621 | 23 | 7 | 0.331 | 29 | 11 | 7
59 | 0.67352 | 23 | 7 | 0.331 | 29 | 11 | 7
60 | 0.68493 | 23 | 7 | 0.331 | 29 | 11 | 7
61 | 0.69635 | 23 | 7 | 0.331 | 29 | 11 | 7
62 | 0.70776 | 23 | 7 | 0.331 | 29 | 11 | 7
63 | 0.71918 | 23 | 7 | 0.331 | 29 | 11 | 7
64 | 0.73059 | 23 | 7 | 0.331 | 29 | 11 | 7
65 | 0.74201 | 23 | 7 | 0.331 | 29 | 11 | 7
66 | 0.75342 | 23 | 7 | 0.331 | 29 | 11 | 7
67 | 0.76484 | 23 | 7 | 0.331 | 29 | 11 | 7
68 | 0.77626 | 23 | 7 | 0.331 | 29 | 11 | 6
69 | 0.78767 | 23 | 7 | 0.331 | 29 | 11 | 6
70 | 0.79909 | 23 | 7 | 0.331 | 29 | 11 | 6
71 | 0.8105 | 23 | 7 | 0.331 | 29 | 11 | 6
72 | 0.82192 | 23 | 7 | 0.331 | 29 | 11 | 6
73 | 0.83333 | 23 | 7 | 0.331 | 29 | 11 | 6
74 | 0.84475 | 22 | 7 | 0.331 | 29 | 11 | 6
75 | 0.85616 | 22 | 7 | 0.331 | 29 | 11 | 6
76 | 0.86758 | 22 | 7 | 0.331 | 29 | 11 | 6
77 | 0.879 | 22 | 7 | 0.331 | 29 | 11 | 6
78 | 0.89041 | 22 | 7 | 0.311 | 29 | 11 | 6
79 | 0.90183 | 22 | 7 | 0.311 | 29 | 11 | 6
80 | 0.91324 | 22 | 7 | 0.306 | 29 | 11 | 6
81 | 0.92466 | 22 | 7 | 0.294 | 29 | 11 | 6
82 | 0.93607 | 22 | 7 | 0.293 | 29 | 11 | 6
83 | 0.94749 | 22 | 7 | 0.288 | 29 | 11 | 6
84 | 0.9589 | 22 | 7 | 0.286 | 29 | 11 | 6
85 | 0.97032 | 22 | 7 | 0.279 | 29 | 11 | 6
86 | 0.98174 | 22 | 7 | 0.265 | 29 | 11 | 6
87 | 0.99315 | 22 | 7 | 0.256 | 29 | 11 | 6
88 | 1.0046 | 22 | 7 | 0.253 | 29 | 11 | 6
89 | 1.016 | 22 | 7 | 0.249 | 29 | 11 | 6
90 | 1.0274 | 22 | 7 | 0.249 | 29 | 11 | 6
91 | 1.0388 | 22 | 7 | 0.245 | 29 | 11 | 6
92 | 1.0502 | 22 | 7 | 0.243 | 29 | 11 | 6
93 | 1.0616 | 22 | 7 | 0.243 | 29 | 11 | 6
94 | 1.0731 | 22 | 7 | 0.243 | 29 | 11 | 6
95 | 1.0845 | 22 | 7 | 0.243 | 29 | 11 | 6
96 | 1.0959 | 22 | 7 | 0.243 | 29 | 11 | 6
97 | 1.1073 | 22 | 7 | 0.243 | 29 | 11 | 6
98 | 1.1187 | 22 | 7 | 0.243 | 29 | 11 | 6
99 | 1.1301 | 22 | 7 | 0.243 | 29 | 11 | 6
100 | 1.1416 | 22 | 7 | 0.243 | 29 | 11 | 6
101 | 1.153 | 22 | 7 | 0.243 | 29 | 11 | 6
102 | 1.1644 | 22 | 7 | 0.243 | 29 | 10 | 6
103 | 1.1758 | 22 | 7 | 0.243 | 29 | 10 | 6
104 | 1.1872 | 22 | 7 | 0.243 | 29 | 10 | 6
105 | 1.1986 | 22 | 7 | 0.243 | 29 | 10 | 6
106 | 1.21 | 22 | 7 | 0.243 | 29 | 10 | 6
107 | 1.2215 | 22 | 7 | 0.243 | 29 | 10 | 6
108 | 1.2329 | 22 | 7 | 0.243 | 29 | 10 | 6
109 | 1.2443 | 22 | 7 | 0.243 | 29 | 10 | 6
110 | 1.2557 | 22 | 7 | 0.243 | 29 | 10 | 6
111 | 1.2671 | 22 | 7 | 0.243 | 29 | 10 | 6
112 | 1.2785 | 22 | 6 | 0.243 | 29 | 10 | 6
113 | 1.29 | 22 | 6 | 0.243 | 29 | 10 | 6
114 | 1.3014 | 22 | 6 | 0.243 | 29 | 10 | 6
115 | 1.3128 | 22 | 6 | 0.243 | 29 | 10 | 6
116 | 1.3242 | 22 | 6 | 0.243 | 29 | 10 | 6
117 | 1.3356 | 22 | 6 | 0.243 | 29 | 10 | 6
118 | 1.347 | 22 | 6 | 0.243 | 29 | 10 | 6
119 | 1.3584 | 22 | 6 | 0.243 | 29 | 10 | 6
120 | 1.3699 | 22 | 6 | 0.243 | 29 | 10 | 6
121 | 1.3813 | 22 | 6 | 0.243 | 29 | 10 | 6
122 | 1.3927 | 22 | 6 | 0.243 | 29 | 10 | 6
123 | 1.4041 | 22 | 6 | 0.243 | 29 | 10 | 6
124 | 1.4155 | 22 | 6 | 0.243 | 29 | 10 | 6
125 | 1.4269 | 22 | 6 | 0.243 | 29 | 10 | 6
126 | 1.4384 | 22 | 6 | 0.243 | 29 | 10 | 6
127 | 1.4498 | 22 | 6 | 0.243 | 28 | 10 | 6
128 | 1.4612 | 22 | 6 | 0.243 | 28 | 10 | 6
129 | 1.4726 | 22 | 6 | 0.243 | 28 | 10 | 6
130 | 1.484 | 22 | 6 | 0.243 | 28 | 10 | 6
131 | 1.4954 | 22 | 6 | 0.243 | 28 | 10 | 6
132 | 1.5068 | 22 | 6 | 0.243 | 28 | 10 | 6
133 | 1.5183 | 22 | 6 | 0.243 | 28 | 10 | 6
134 | 1.5297 | 22 | 6 | 0.243 | 28 | 10 | 6
135 | 1.5411 | 22 | 6 | 0.243 | 28 | 10 | 6
136 | 1.5525 | 22 | 6 | 0.243 | 28 | 10 | 6
137 | 1.5639 | 22 | 6 | 0.243 | 28 | 10 | 6
138 | 1.5753 | 22 | 6 | 0.243 | 28 | 10 | 6
139 | 1.5868 | 22 | 6 | 0.243 | 28 | 10 | 6
140 | 1.5982 | 22 | 6 | 0.243 | 28 | 10 | 6
141 | 1.6096 | 22 | 6 | 0.243 | 28 | 10 | 6
142 | 1.621 | 22 | 6 | 0.243 | 28 | 10 | 6
143 | 1.6324 | 22 | 6 | 0.243 | 28 | 10 | 6
144 | 1.6438 | 22 | 6 | 0.243 | 28 | 10 | 6
145 | 1.6553 | 22 | 6 | 0.243 | 28 | 10 | 6
146 | 1.6667 | 22 | 6 | 0.243 | 28 | 10 | 6
147 | 1.6781 | 22 | 6 | 0.243 | 28 | 10 | 6
148 | 1.6895 | 22 | 6 | 0.243 | 28 | 10 | 6
149 | 1.7009 | 22 | 6 | 0.243 | 28 | 10 | 6
150 | 1.7123 | 22 | 6 | 0.243 | 28 | 10 | 6
151 | 1.7237 | 22 | 6 | 0.243 | 28 | 10 | 6
152 | 1.7352 | 22 | 6 | 0.243 | 28 | 10 | 6
153 | 1.7466 | 22 | 6 | 0.243 | 28 | 10 | 6
154 | 1.758 | 22 | 6 | 0.243 | 28 | 10 | 6
155 | 1.7694 | 22 | 6 | 0.243 | 28 | 10 | 6
156 | 1.7808 | 22 | 6 | 0.243 | 28 | 10 | 6
157 | 1.7922 | 22 | 6 | 0.243 | 28 | 10 | 6
158 | 1.8037 | 22 | 6 | 0.243 | 28 | 10 | 6
159 | 1.8151 | 22 | 6 | 0.243 | 28 | 10 | 6
160 | 1.8265 | 22 | 6 | 0.243 | 28 | 10 | 6
161 | 1.8379 | 22 | 6 | 0.243 | 28 | 10 | 6
162 | 1.8493 | 22 | 6 | 0.243 | 28 | 10 | 6
163 | 1.8607 | 22 | 6 | 0.243 | 28 | 10 | 5
164 | 1.8721 | 22 | 6 | 0.243 | 28 | 10 | 5
165 | 1.8836 | 22 | 6 | 0.243 | 28 | 10 | 5
166 | 1.895 | 22 | 6 | 0.243 | 28 | 10 | 5
167 | 1.9064 | 22 | 6 | 0.243 | 28 | 10 | 5
168 | 1.9178 | 22 | 6 | 0.243 | 28 | 10 | 5
169 | 1.9292 | 22 | 6 | 0.243 | 28 | 10 | 5
170 | 1.9406 | 22 | 6 | 0.243 | 28 | 10 | 5
171 | 1.9521 | 22 | 6 | 0.243 | 28 | 10 | 5
172 | 1.9635 | 22 | 6 | 0.243 | 28 | 10 | 5
173 | 1.9749 | 22 | 6 | 0.243 | 28 | 10 | 5
174 | 1.9863 | 22 | 6 | 0.243 | 28 | 10 | 5
175 | 1.9977 | 22 | 6 | 0.243 | 28 | 10 | 5
176 | 2.0091 | 22 | 6 | 0.243 | 28 | 10 | 5
177 | 2.0205 | 22 | 6 | 0.243 | 28 | 10 | 5
178 | 2.032 | 22 | 6 | 0.243 | 28 | 10 | 5
179 | 2.0434 | 22 | 6 | 0.243 | 28 | 10 | 5
180 | 2.0548 | 22 | 6 | 0.243 | 28 | 10 | 5
181 | 2.0662 | 22 | 6 | 0.243 | 28 | 10 | 5
182 | 2.0776 | 22 | 6 | 0.243 | 28 | 10 | 5
183 | 2.089 | 22 | 6 | 0.243 | 28 | 10 | 5
184 | 2.1005 | 22 | 6 | 0.243 | 28 | 10 | 5
185 | 2.1119 | 22 | 6 | 0.243 | 28 | 10 | 5
186 | 2.1233 | 22 | 6 | 0.243 | 28 | 10 | 5
187 | 2.1347 | 22 | 6 | 0.243 | 28 | 10 | 5
188 | 2.1461 | 22 | 6 | 0.243 | 28 | 10 | 5
189 | 2.1575 | 22 | 6 | 0.243 | 28 | 10 | 5
190 | 2.1689 | 21 | 6 | 0.243 | 28 | 10 | 5
191 | 2.1804 | 21 | 6 | 0.243 | 28 | 10 | 5
192 | 2.1918 | 21 | 6 | 0.243 | 28 | 10 | 5
193 | 2.2032 | 21 | 6 | 0.243 | 28 | 10 | 5
194 | 2.2146 | 21 | 6 | 0.243 | 28 | 10 | 5
195 | 2.226 | 21 | 6 | 0.243 | 28 | 10 | 5
196 | 2.2374 | 21 | 6 | 0.243 | 28 | 10 | 5
197 | 2.2489 | 21 | 6 | 0.243 | 28 | 10 | 5
198 | 2.2603 | 21 | 6 | 0.243 | 28 | 10 | 5
199 | 2.2717 | 21 | 6 | 0.243 | 28 | 10 | 5
200 | 2.2831 | 21 | 6 | 0.243 | 28 | 10 | 5
201 | 2.2945 | 21 | 6 | 0.243 | 28 | 10 | 5
202 | 2.3059 | 21 | 6 | 0.243 | 28 | 10 | 5
203 | 2.3174 | 21 | 6 | 0.243 | 28 | 10 | 5
204 | 2.3288 | 21 | 6 | 0.243 | 28 | 10 | 5
205 | 2.3402 | 21 | 6 | 0.243 | 28 | 10 | 5
206 | 2.3516 | 21 | 6 | 0.243 | 28 | 10 | 5
207 | 2.363 | 21 | 6 | 0.243 | 28 | 10 | 5
208 | 2.3744 | 21 | 6 | 0.243 | 28 | 10 | 5
209 | 2.3858 | 21 | 6 | 0.243 | 28 | 10 | 5
210 | 2.3973 | 21 | 6 | 0.243 | 28 | 10 | 5
211 | 2.4087 | 21 | 6 | 0.243 | 28 | 10 | 5
212 | 2.4201 | 21 | 6 | 0.243 | 28 | 10 | 5
213 | 2.4315 | 21 | 6 | 0.243 | 28 | 10 | 5
214 | 2.4429 | 21 | 6 | 0.243 | 28 | 10 | 5
215 | 2.4543 | 21 | 6 | 0.243 | 28 | 10 | 5
216 | 2.4658 | 21 | 6 | 0.243 | 28 | 10 | 5
217 | 2.4772 | 21 | 6 | 0.243 | 28 | 10 | 5
218 | 2.4886 | 21 | 6 | 0.243 | 28 | 10 | 5
219 | 2.5 | 21 | 6 | 0.243 | 28 | 10 | 5
220 | 2.5114 | 21 | 6 | 0.243 | 28 | 10 | 5
221 | 2.5228 | 21 | 6 | 0.243 | 28 | 10 | 5
222 | 2.5342 | 21 | 6 | 0.243 | 28 | 10 | 5
223 | 2.5457 | 21 | 6 | 0.243 | 28 | 10 | 5
224 | 2.5571 | 21 | 6 | 0.242 | 28 | 10 | 5
225 | 2.5685 | 21 | 6 | 0.239 | 28 | 10 | 5
226 | 2.5799 | 21 | 6 | 0.233 | 28 | 10 | 5
227 | 2.5913 | 21 | 6 | 0.214 | 28 | 10 | 5
228 | 2.6027 | 21 | 6 | 0.212 | 28 | 10 | 5
229 | 2.6142 | 21 | 6 | 0.212 | 28 | 10 | 5
230 | 2.6256 | 21 | 6 | 0.212 | 28 | 10 | 5
231 | 2.637 | 21 | 6 | 0.208 | 28 | 10 | 5
232 | 2.6484 | 21 | 6 | 0.205 | 28 | 10 | 5
233 | 2.6598 | 21 | 6 | 0.2 | 28 | 10 | 5
234 | 2.6712 | 21 | 6 | 0.198 | 28 | 10 | 5
235 | 2.6826 | 21 | 6 | 0.197 | 28 | 10 | 5
236 | 2.6941 | 21 | 6 | 0.193 | 28 | 10 | 5
237 | 2.7055 | 21 | 6 | 0.188 | 28 | 10 | 5
238 | 2.7169 | 21 | 6 | 0.187 | 28 | 10 | 5
239 | 2.7283 | 21 | 6 | 0.185 | 28 | 10 | 5
240 | 2.7397 | 21 | 6 | 0.182 | 28 | 10 | 5
241 | 2.7511 | 21 | 6 | 0.168 | 28 | 10 | 5
242 | 2.7626 | 21 | 6 | 0.168 | 28 | 10 | 5
243 | 2.774 | 21 | 6 | 0.164 | 28 | 10 | 5
244 | 2.7854 | 21 | 6 | 0.163 | 28 | 10 | 5
245 | 2.7968 | 21 | 6 | 0.163 | 28 | 10 | 5
246 | 2.8082 | 21 | 6 | 0.16 | 28 | 10 | 5
247 | 2.8196 | 21 | 6 | 0.156 | 28 | 10 | 5
248 | 2.8311 | 21 | 6 | 0.152 | 28 | 10 | 5
249 | 2.8425 | 21 | 6 | 0.149 | 28 | 10 | 5
250 | 2.8539 | 21 | 6 | 0.147 | 28 | 10 | 5
251 | 2.8653 | 21 | 6 | 0.143 | 28 | 10 | 5
252 | 2.8767 | 21 | 6 | 0.139 | 28 | 10 | 5
253 | 2.8881 | 21 | 6 | 0.136 | 28 | 10 | 5
254 | 2.8995 | 21 | 6 | 0.134 | 28 | 10 | 5
255 | 2.911 | 21 | 6 | 0.132 | 28 | 10 | 5
256 | 2.9224 | 21 | 6 | 0.12 | 28 | 10 | 5
257 | 2.9338 | 21 | 6 | 0.114 | 28 | 10 | 5
258 | 2.9452 | 21 | 6 | 0.107 | 28 | 10 | 5
259 | 2.9566 | 21 | 6 | 0.106 | 28 | 10 | 5
260 | 2.968 | 21 | 6 | 0.102 | 28 | 10 | 5
261 | 2.9795 | 21 | 6 | 0.101 | 28 | 10 | 5
262 | 2.9909 | 21 | 6 | 0.072 | 28 | 10 | 5
263 | 3.0023 | 21 | 6 | 0.071 | 28 | 10 | 5
264 | 3.0137 | 21 | 6 | 0.066 | 28 | 10 | 5
265 | 3.0251 | 21 | 6 | 0.065 | 28 | 10 | 5
266 | 3.0365 | 21 | 6 | 0.065 | 28 | 10 | 5
267 | 3.0479 | 21 | 6 | 0.064 | 28 | 10 | 5
268 | 3.0594 | 21 | 6 | 0.062 | 28 | 10 | 5
269 | 3.0708 | 21 | 6 | 0.055 | 28 | 10 | 5
270 | 3.0822 | 21 | 6 | 0.051 | 28 | 10 | 5
271 | 3.0936 | 21 | 6 | 0.047 | 28 | 10 | 5
272 | 3.105 | 21 | 6 | 0.046 | 28 | 10 | 5
273 | 3.1164 | 21 | 6 | 0.043 | 28 | 10 | 5
274 | 3.1279 | 21 | 6 | 0.039 | 28 | 10 | 5
275 | 3.1393 | 21 | 6 | 0.038 | 28 | 10 | 5
276 | 3.1507 | 21 | 6 | 0.035 | 28 | 10 | 5
277 | 3.1621 | 21 | 6 | 0.027 | 28 | 10 | 5
278 | 3.1735 | 21 | 6 | 0.026 | 28 | 10 | 5
279 | 3.1849 | 21 | 6 | 0.022 | 28 | 10 | 5
280 | 3.1963 | 21 | 6 | 0.021 | 28 | 10 | 5
281 | 3.2078 | 21 | 6 | 0.016 | 28 | 10 | 5
282 | 3.2192 | 21 | 6 | 0.015 | 28 | 10 | 5
283 | 3.2306 | 21 | 6 | 0.013 | 28 | 10 | 5
284 | 3.242 | 21 | 6 | 0.008 | 28 | 10 | 5
285 | 3.2534 | 21 | 6 | - | 28 | 10 | 5
286 | 3.2648 | 21 | 6 | - | 28 | 10 | 5
287 | 3.2763 | 21 | 6 | - | 28 | 10 | 5
288 | 3.2877 | 21 | 6 | - | 28 | 10 | 5
289 | 3.2991 | 21 | 6 | - | 28 | 10 | 5
290 | 3.3105 | 21 | 6 | - | 28 | 10 | 5
291 | 3.3219 | 21 | 6 | - | 28 | 10 | 5
292 | 3.3333 | 21 | 6 | - | 28 | 10 | 5
293 | 3.3447 | 21 | 6 | - | 28 | 10 | 5
294 | 3.3562 | 21 | 6 | - | 28 | 10 | 5
295 | 3.3676 | 21 | 6 | - | 28 | 10 | 5
296 | 3.379 | 21 | 6 | - | 28 | 10 | 5
297 | 3.3904 | 21 | 6 | - | 28 | 10 | 5
298 | 3.4018 | 21 | 6 | - | 28 | 10 | 5
299 | 3.4132 | 21 | 6 | - | 28 | 9 | 5
300 | 3.4247 | 21 | 6 | - | 28 | 9 | 5
301 | 3.4361 | 21 | 6 | - | 28 | 9 | 5
302 | 3.4475 | 21 | 6 | - | 28 | 9 | 5
303 | 3.4589 | 21 | 6 | - | 28 | 9 | 5
304 | 3.4703 | 21 | 6 | - | 28 | 9 | 5
305 | 3.4817 | 21 | 6 | - | 28 | 9 | 5
306 | 3.4932 | 21 | 6 | - | 28 | 9 | 5
307 | 3.5046 | 21 | 6 | - | 28 | 9 | 5
308 | 3.516 | 21 | 6 | - | 28 | 9 | 5
309 | 3.5274 | 21 | 6 | - | 28 | 9 | 5
310 | 3.5388 | 21 | 6 | - | 28 | 9 | 5
311 | 3.5502 | 21 | 6 | - | 28 | 9 | 5
312 | 3.5616 | 21 | 6 | - | 28 | 9 | 5
313 | 3.5731 | 21 | 6 | - | 28 | 9 | 5
314 | 3.5845 | 21 | 6 | - | 28 | 9 | 5
315 | 3.5959 | 21 | 6 | - | 28 | 9 | 5
316 | 3.6073 | 21 | 6 | - | 28 | 9 | 5
317 | 3.6187 | 21 | 6 | - | 28 | 9 | 5
318 | 3.6301 | 21 | 6 | - | 28 | 9 | 5
319 | 3.6416 | 21 | 6 | - | 28 | 9 | 5
320 | 3.653 | 21 | 6 | - | 28 | 9 | 5
321 | 3.6644 | 21 | 6 | - | 28 | 9 | 5
322 | 3.6758 | 21 | 6 | - | 28 | 9 | 5
323 | 3.6872 | 21 | 6 | - | 28 | 9 | 5
324 | 3.6986 | 21 | 6 | - | 28 | 9 | 5
325 | 3.71 | 21 | 6 | - | 28 | 9 | 5
326 | 3.7215 | 21 | 6 | - | 28 | 9 | 5
327 | 3.7329 | 21 | 6 | - | 28 | 9 | 5
328 | 3.7443 | 21 | 6 | - | 28 | 9 | 5
329 | 3.7557 | 21 | 6 | - | 28 | 9 | 5
330 | 3.7671 | 21 | 6 | - | 28 | 9 | 5
331 | 3.7785 | 21 | 6 | - | 28 | 9 | 5
332 | 3.79 | 21 | 6 | - | 28 | 9 | 5
333 | 3.8014 | 21 | 6 | - | 28 | 9 | 5
334 | 3.8128 | 21 | 6 | - | 28 | 9 | 5
335 | 3.8242 | 21 | 6 | - | 28 | 9 | 5
336 | 3.8356 | 21 | 6 | - | 28 | 9 | 5
337 | 3.847 | 21 | 6 | - | 28 | 9 | 5
338 | 3.8584 | 21 | 6 | - | 28 | 9 | 5
339 | 3.8699 | 21 | 6 | - | 28 | 9 | 5
340 | 3.8813 | 21 | 6 | - | 28 | 9 | 5
341 | 3.8927 | 21 | 6 | - | 28 | 9 | 5
342 | 3.9041 | 21 | 6 | - | 28 | 9 | 5
343 | 3.9155 | 21 | 6 | - | 28 | 9 | 5
344 | 3.9269 | 21 | 6 | - | 28 | 9 | 5
345 | 3.9384 | 21 | 6 | - | 28 | 9 | 5
346 | 3.9498 | 21 | 6 | - | 28 | 9 | 5
347 | 3.9612 | 21 | 6 | - | 28 | 9 | 5
348 | 3.9726 | 21 | 6 | - | 28 | 9 | 5
349 | 3.984 | 21 | 6 | - | 28 | 9 | 5
350 | 3.9954 | 21 | 6 | - | 28 | 9 | 5
351 | 4.0068 | 21 | 6 | - | 28 | 9 | 5
352 | 4.0183 | 21 | 6 | - | 28 | 9 | 5
353 | 4.0297 | 21 | 6 | - | 28 | 9 | 5
354 | 4.0411 | 21 | 6 | - | 28 | 9 | 5
355 | 4.0525 | 21 | 6 | - | 28 | 9 | 5
356 | 4.0639 | 21 | 6 | - | 28 | 9 | 5
357 | 4.0753 | 21 | 6 | - | 28 | 9 | 5
358 | 4.0868 | 21 | 6 | - | 28 | 9 | 5
359 | 4.0982 | 21 | 6 | - | 28 | 9 | 5
360 | 4.1096 | 21 | 6 | - | 28 | 9 | 5
361 | 4.121 | 21 | 6 | - | 28 | 9 | 5
362 | 4.1324 | 21 | 6 | - | 28 | 9 | 5
363 | 4.1438 | 21 | 6 | - | 28 | 9 | 5
364 | 4.1553 | 21 | 6 | - | 28 | 9 | 5
365 | 4.1667 | 21 | 6 | - | 28 | 9 | 5
366 | 4.1781 | 21 | 6 | - | 28 | 9 | 5
367 | 4.1895 | 21 | 6 | - | 28 | 9 | 5
368 | 4.2009 | 21 | 6 | - | 28 | 9 | 5
369 | 4.2123 | 21 | 6 | - | 28 | 9 | 5
370 | 4.2237 | 21 | 6 | - | 28 | 9 | 5
371 | 4.2352 | 21 | 6 | - | 28 | 9 | 5
372 | 4.2466 | 21 | 6 | - | 28 | 9 | 5
373 | 4.258 | 21 | 6 | - | 28 | 9 | 5
374 | 4.2694 | 21 | 6 | - | 28 | 9 | 5
375 | 4.2808 | 21 | 6 | - | 28 | 9 | 5
376 | 4.2922 | 21 | 6 | - | 28 | 9 | 5
377 | 4.3037 | 21 | 6 | - | 28 | 9 | 5
378 | 4.3151 | 21 | 6 | - | 28 | 9 | 5
379 | 4.3265 | 21 | 6 | - | 28 | 9 | 5
380 | 4.3379 | 21 | 6 | - | 28 | 9 | 5
381 | 4.3493 | 21 | 6 | - | 28 | 9 | 5
382 | 4.3607 | 21 | 6 | - | 28 | 9 | 5
383 | 4.3721 | 21 | 6 | - | 28 | 9 | 5
384 | 4.3836 | 21 | 6 | - | 28 | 9 | 5
385 | 4.395 | 21 | 6 | - | 28 | 9 | 5
386 | 4.4064 | 21 | 6 | - | 28 | 9 | 5
387 | 4.4178 | 21 | 6 | - | 28 | 9 | 5
388 | 4.4292 | 21 | 6 | - | 28 | 9 | 5
389 | 4.4406 | 21 | 6 | - | 28 | 9 | 5
390 | 4.4521 | 21 | 6 | - | 28 | 9 | 5
391 | 4.4635 | 21 | 6 | - | 28 | 9 | 5
392 | 4.4749 | 21 | 6 | - | 28 | 9 | 5
393 | 4.4863 | 21 | 6 | - | 28 | 9 | 5
394 | 4.4977 | 21 | 6 | - | 28 | 9 | 5
395 | 4.5091 | 21 | 6 | - | 28 | 9 | 5
396 | 4.5205 | 21 | 6 | - | 28 | 9 | 5
397 | 4.532 | 21 | 6 | - | 28 | 9 | 5
398 | 4.5434 | 21 | 6 | - | 28 | 9 | 5
399 | 4.5548 | 21 | 6 | - | 28 | 9 | 5
400 | 4.5662 | 21 | 6 | - | 28 | 9 | 5
401 | 4.5776 | 21 | 6 | - | 28 | 9 | 5
402 | 4.589 | 21 | 6 | - | 28 | 9 | 5
403 | 4.6005 | 21 | 6 | - | 28 | 9 | 5
404 | 4.6119 | 21 | 6 | - | 28 | 9 | 5
405 | 4.6233 | 21 | 6 | - | 28 | 9 | 5
406 | 4.6347 | 21 | 6 | - | 28 | 9 | 5
407 | 4.6461 | 21 | 6 | - | 28 | 9 | 5
408 | 4.6575 | 21 | 6 | - | 28 | 9 | 5
409 | 4.6689 | 21 | 6 | - | 28 | 9 | 5
410 | 4.6804 | 21 | 6 | - | 27 | 9 | 5
411 | 4.6918 | 21 | 6 | - | 27 | 9 | 5
412 | 4.7032 | 21 | 6 | - | 27 | 9 | 5
413 | 4.7146 | 21 | 6 | - | 27 | 9 | 5
414 | 4.726 | 21 | 6 | - | 27 | 9 | 5
415 | 4.7374 | 21 | 6 | - | 27 | 9 | 5
416 | 4.7489 | 21 | 6 | - | 27 | 9 | 5
417 | 4.7603 | 21 | 6 | - | 27 | 9 | 5
418 | 4.7717 | 21 | 5 | - | 27 | 9 | 5
419 | 4.7831 | 21 | 5 | - | 27 | 9 | 5
420 | 4.7945 | 21 | 5 | - | 27 | 9 | 5
421 | 4.8059 | 21 | 5 | - | 27 | 9 | 5
422 | 4.8174 | 21 | 5 | - | 27 | 9 | 5
423 | 4.8288 | 21 | 5 | - | 27 | 9 | 5
424 | 4.8402 | 21 | 5 | - | 27 | 9 | 5
425 | 4.8516 | 21 | 5 | - | 27 | 9 | 5
426 | 4.863 | 21 | 5 | - | 27 | 9 | 5
427 | 4.8744 | 21 | 5 | - | 27 | 9 | 5
428 | 4.8858 | 21 | 5 | - | 27 | 9 | 5
429 | 4.8973 | 21 | 5 | - | 27 | 9 | 5
430 | 4.9087 | 21 | 5 | - | 27 | 9 | 5
431 | 4.9201 | 21 | 5 | - | 27 | 9 | 5
432 | 4.9315 | 21 | 5 | - | 27 | 9 | 5
433 | 4.9429 | 21 | 5 | - | 27 | 9 | 5
434 | 4.9543 | 21 | 5 | - | 27 | 9 | 5
435 | 4.9658 | 21 | 5 | - | 27 | 9 | 5
436 | 4.9772 | 21 | 5 | - | 27 | 9 | 5
437 | 4.9886 | 21 | 5 | - | 27 | 9 | 5
438 | 5 | 21 | 5 | - | 27 | 9 | 5
439 | 5.0114 | 21 | 5 | - | 27 | 9 | 5
440 | 5.0228 | 21 | 5 | - | 27 | 9 | 5
441 | 5.0342 | 21 | 5 | - | 27 | 9 | 5
442 | 5.0457 | 21 | 5 | - | 27 | 9 | 5
443 | 5.0571 | 21 | 5 | - | 27 | 9 | 5
444 | 5.0685 | 21 | 5 | - | 27 | 9 | 5
445 | 5.0799 | 21 | 5 | - | 27 | 9 | 5
446 | 5.0913 | 21 | 5 | - | 27 | 9 | 5
447 | 5.1027 | 21 | 5 | - | 27 | 9 | 5
448 | 5.1142 | 21 | 5 | - | 27 | 9 | 5
449 | 5.1256 | 21 | 5 | - | 27 | 9 | 5
450 | 5.137 | 21 | 5 | - | 27 | 9 | 5
451 | 5.1484 | 21 | 5 | - | 27 | 9 | 5
452 | 5.1598 | 21 | 5 | - | 27 | 9 | 5
453 | 5.1712 | 21 | 5 | - | 27 | 9 | 5
454 | 5.1826 | 21 | 5 | - | 27 | 9 | 5
455 | 5.1941 | 21 | 5 | - | 27 | 9 | 5
456 | 5.2055 | 21 | 5 | - | 27 | 9 | 5
457 | 5.2169 | 21 | 5 | - | 27 | 9 | 5
458 | 5.2283 | 21 | 5 | - | 27 | 9 | 5
459 | 5.2397 | 21 | 5 | - | 27 | 9 | 5
460 | 5.2511 | 21 | 5 | - | 27 | 9 | 5
461 | 5.2626 | 21 | 5 | - | 27 | 9 | 5
462 | 5.274 | 21 | 5 | - | 27 | 9 | 5
463 | 5.2854 | 21 | 5 | - | 27 | 9 | 5
464 | 5.2968 | 21 | 5 | - | 27 | 9 | 5
465 | 5.3082 | 21 | 5 | - | 27 | 9 | 5
466 | 5.3196 | 21 | 5 | - | 27 | 9 | 5
467 | 5.3311 | 21 | 5 | - | 27 | 9 | 5
468 | 5.3425 | 21 | 5 | - | 27 | 9 | 5
469 | 5.3539 | 21 | 5 | - | 27 | 9 | 5
470 | 5.3653 | 21 | 5 | - | 27 | 9 | 5
471 | 5.3767 | 21 | 5 | - | 27 | 9 | 5
472 | 5.3881 | 21 | 5 | - | 27 | 9 | 5
473 | 5.3995 | 21 | 5 | - | 27 | 9 | 5
474 | 5.411 | 21 | 5 | - | 27 | 9 | 5
475 | 5.4224 | 21 | 5 | - | 27 | 9 | 5
476 | 5.4338 | 21 | 5 | - | 27 | 9 | 5
477 | 5.4452 | 21 | 5 | - | 27 | 9 | 5
478 | 5.4566 | 21 | 5 | - | 27 | 9 | 5
479 | 5.468 | 21 | 5 | - | 27 | 9 | 5
480 | 5.4795 | 21 | 5 | - | 27 | 9 | 5
481 | 5.4909 | 21 | 5 | - | 27 | 9 | 5
482 | 5.5023 | 21 | 5 | - | 27 | 9 | 5
483 | 5.5137 | 21 | 5 | - | 27 | 9 | 5
484 | 5.5251 | 21 | 5 | - | 27 | 9 | 5
485 | 5.5365 | 21 | 5 | - | 27 | 9 | 5
486 | 5.5479 | 21 | 5 | - | 27 | 9 | 5
487 | 5.5594 | 21 | 5 | - | 27 | 9 | 5
488 | 5.5708 | 21 | 5 | - | 27 | 9 | 5
489 | 5.5822 | 21 | 5 | - | 27 | 9 | 5
490 | 5.5936 | 21 | 5 | - | 27 | 9 | 5
491 | 5.605 | 21 | 5 | - | 27 | 9 | 5
492 | 5.6164 | 21 | 5 | - | 27 | 9 | 5
493 | 5.6279 | 21 | 5 | - | 27 | 9 | 5
494 | 5.6393 | 21 | 5 | - | 27 | 9 | 5
495 | 5.6507 | 21 | 5 | - | 27 | 9 | 5
496 | 5.6621 | 21 | 5 | - | 27 | 9 | 5
497 | 5.6735 | 21 | 5 | - | 27 | 9 | 5
498 | 5.6849 | 21 | 5 | - | 27 | 9 | 5
499 | 5.6963 | 21 | 5 | - | 27 | 9 | 5
500 | 5.7078 | 21 | 5 | - | 27 | 9 | 5
501 | 5.7192 | 21 | 5 | - | 27 | 9 | 5
502 | 5.7306 | 20 | 5 | - | 27 | 9 | 5
503 | 5.742 | 20 | 5 | - | 27 | 9 | 5
504 | 5.7534 | 20 | 5 | - | 27 | 9 | 5
505 | 5.7648 | 20 | 5 | - | 27 | 9 | 5
506 | 5.7763 | 20 | 5 | - | 27 | 9 | 5
507 | 5.7877 | 20 | 5 | - | 27 | 9 | 5
508 | 5.7991 | 20 | 5 | - | 27 | 9 | 5
509 | 5.8105 | 20 | 5 | - | 27 | 9 | 5
510 | 5.8219 | 20 | 5 | - | 27 | 9 | 5
511 | 5.8333 | 20 | 5 | - | 27 | 9 | 5
512 | 5.8447 | 20 | 5 | - | 27 | 9 | 5
513 | 5.8562 | 20 | 5 | - | 27 | 9 | 5
514 | 5.8676 | 20 | 5 | - | 27 | 9 | 5
515 | 5.879 | 20 | 5 | - | 27 | 9 | 5
516 | 5.8904 | 20 | 5 | - | 27 | 9 | 5
517 | 5.9018 | 20 | 5 | - | 27 | 9 | 5
518 | 5.9132 | 20 | 5 | - | 27 | 9 | 5
519 | 5.9247 | 20 | 5 | - | 27 | 9 | 5
520 | 5.9361 | 20 | 5 | - | 27 | 9 | 5
521 | 5.9475 | 20 | 5 | - | 27 | 9 | 5
522 | 5.9589 | 20 | 5 | - | 27 | 9 | 5
523 | 5.9703 | 20 | 5 | - | 27 | 9 | 5
524 | 5.9817 | 20 | 5 | - | 27 | 9 | 5
525 | 5.9932 | 20 | 5 | - | 27 | 9 | 5
526 | 6.0046 | 20 | 5 | - | 27 | 9 | 5
527 | 6.016 | 20 | 5 | - | 27 | 9 | 5
528 | 6.0274 | 20 | 5 | - | 27 | 9 | 5
529 | 6.0388 | 20 | 5 | - | 27 | 9 | 5
530 | 6.0502 | 20 | 5 | - | 27 | 9 | 5
531 | 6.0616 | 20 | 5 | - | 27 | 9 | 5
532 | 6.0731 | 20 | 5 | - | 27 | 9 | 5
533 | 6.0845 | 20 | 5 | - | 27 | 9 | 5
534 | 6.0959 | 20 | 5 | - | 27 | 9 | 5
535 | 6.1073 | 20 | 5 | - | 27 | 9 | 5
536 | 6.1187 | 20 | 5 | - | 27 | 9 | 5
537 | 6.1301 | 20 | 5 | - | 27 | 9 | 5
538 | 6.1416 | 20 | 5 | - | 27 | 9 | 5
539 | 6.153 | 20 | 5 | - | 27 | 9 | 5
540 | 6.1644 | 20 | 5 | - | 27 | 9 | 5
541 | 6.1758 | 20 | 5 | - | 27 | 9 | 5
542 | 6.1872 | 20 | 5 | - | 27 | 9 | 5
543 | 6.1986 | 20 | 5 | - | 27 | 9 | 5
544 | 6.21 | 20 | 5 | - | 27 | 9 | 5
545 | 6.2215 | 20 | 5 | - | 27 | 9 | 5
546 | 6.2329 | 20 | 5 | - | 27 | 9 | 5
547 | 6.2443 | 20 | 5 | - | 27 | 9 | 5
548 | 6.2557 | 20 | 5 | - | 27 | 9 | 5
549 | 6.2671 | 20 | 5 | - | 27 | 9 | 5
550 | 6.2785 | 20 | 5 | - | 27 | 9 | 5
551 | 6.29 | 20 | 5 | - | 27 | 9 | 5
552 | 6.3014 | 20 | 5 | - | 27 | 9 | 5
553 | 6.3128 | 20 | 5 | - | 27 | 9 | 5
554 | 6.3242 | 20 | 5 | - | 27 | 9 | 5
555 | 6.3356 | 20 | 5 | - | 27 | 9 | 5
556 | 6.347 | 20 | 5 | - | 27 | 9 | 5
557 | 6.3584 | 20 | 5 | - | 27 | 9 | 5
558 | 6.3699 | 20 | 5 | - | 27 | 9 | 5
559 | 6.3813 | 20 | 5 | - | 27 | 9 | 5
560 | 6.3927 | 20 | 5 | - | 27 | 9 | 5
561 | 6.4041 | 20 | 5 | - | 27 | 9 | 5
562 | 6.4155 | 20 | 5 | - | 27 | 9 | 5
563 | 6.4269 | 20 | 5 | - | 27 | 9 | 5
564 | 6.4384 | 20 | 5 | - | 27 | 9 | 5
565 | 6.4498 | 20 | 5 | - | 27 | 9 | 5
566 | 6.4612 | 20 | 5 | - | 27 | 9 | 5
567 | 6.4726 | 20 | 5 | - | 27 | 9 | 5
568 | 6.484 | 20 | 5 | - | 27 | 9 | 5
569 | 6.4954 | 20 | 5 | - | 27 | 9 | 5
570 | 6.5068 | 20 | 5 | - | 27 | 9 | 5
571 | 6.5183 | 20 | 5 | - | 27 | 9 | 5
572 | 6.5297 | 20 | 5 | - | 27 | 9 | 5
573 | 6.5411 | 20 | 5 | - | 27 | 9 | 5
574 | 6.5525 | 20 | 5 | - | 27 | 9 | 5
575 | 6.5639 | 20 | 5 | - | 27 | 9 | 5
576 | 6.5753 | 20 | 5 | - | 27 | 9 | 5
577 | 6.5868 | 20 | 5 | - | 27 | 9 | 5
578 | 6.5982 | 20 | 5 | - | 27 | 9 | 5
579 | 6.6096 | 20 | 5 | - | 27 | 9 | 5
580 | 6.621 | 20 | 5 | - | 27 | 9 | 5
581 | 6.6324 | 20 | 5 | - | 27 | 9 | 5
582 | 6.6438 | 20 | 5 | - | 27 | 9 | 5
583 | 6.6553 | 20 | 5 | - | 27 | 9 | 5
584 | 6.6667 | 20 | 5 | - | 27 | 9 | 5
585 | 6.6781 | 20 | 5 | - | 27 | 9 | 5
586 | 6.6895 | 20 | 5 | - | 27 | 9 | 5
587 | 6.7009 | 20 | 5 | - | 27 | 9 | 5
588 | 6.7123 | 20 | 5 | - | 27 | 9 | 5
589 | 6.7237 | 20 | 5 | - | 27 | 9 | 5
590 | 6.7352 | 20 | 5 | - | 27 | 9 | 5
591 | 6.7466 | 20 | 5 | - | 27 | 9 | 5
592 | 6.758 | 20 | 5 | - | 27 | 9 | 5
593 | 6.7694 | 20 | 5 | - | 27 | 9 | 5
594 | 6.7808 | 20 | 5 | - | 27 | 9 | 5
595 | 6.7922 | 20 | 5 | - | 27 | 9 | 5
596 | 6.8037 | 20 | 5 | - | 27 | 9 | 5
597 | 6.8151 | 20 | 5 | - | 27 | 9 | 5
598 | 6.8265 | 20 | 5 | - | 27 | 9 | 5
599 | 6.8379 | 20 | 5 | - | 27 | 9 | 5
600 | 6.8493 | 20 | 5 | - | 27 | 9 | 5
601 | 6.8607 | 20 | 5 | - | 27 | 9 | 5
602 | 6.8721 | 20 | 5 | - | 27 | 9 | 5
603 | 6.8836 | 20 | 5 | - | 27 | 9 | 5
604 | 6.895 | 20 | 5 | - | 27 | 9 | 5
605 | 6.9064 | 20 | 5 | - | 27 | 9 | 5
606 | 6.9178 | 20 | 5 | - | 27 | 9 | 5
607 | 6.9292 | 20 | 5 | - | 27 | 9 | 5
608 | 6.9406 | 20 | 5 | - | 27 | 9 | 5
609 | 6.9521 | 20 | 5 | - | 27 | 9 | 5
610 | 6.9635 | 20 | 5 | - | 27 | 9 | 5
611 | 6.9749 | 20 | 5 | - | 27 | 9 | 5
612 | 6.9863 | 20 | 5 | - | 27 | 9 | 5
613 | 6.9977 | 20 | 5 | - | 27 | 9 | 5
614 | 7.0091 | 20 | 5 | - | 27 | 9 | 5
615 | 7.0205 | 20 | 5 | - | 27 | 9 | 5
616 | 7.032 | 20 | 5 | - | 27 | 9 | 5
617 | 7.0434 | 20 | 5 | - | 27 | 9 | 5
618 | 7.0548 | 20 | 5 | - | 27 | 9 | 5
619 | 7.0662 | 20 | 5 | - | 27 | 9 | 5
620 | 7.0776 | 20 | 5 | - | 27 | 9 | 5
621 | 7.089 | 20 | 5 | - | 27 | 9 | 5
622 | 7.1005 | 20 | 5 | - | 27 | 9 | 5
623 | 7.1119 | 20 | 5 | - | 27 | 9 | 5
624 | 7.1233 | 20 | 5 | - | 27 | 9 | 5
625 | 7.1347 | 20 | 5 | - | 27 | 9 | 5
626 | 7.1461 | 20 | 5 | - | 27 | 9 | 5
627 | 7.1575 | 20 | 5 | - | 27 | 9 | 5
628 | 7.1689 | 20 | 5 | - | 27 | 9 | 5
629 | 7.1804 | 20 | 5 | - | 27 | 9 | 5
630 | 7.1918 | 20 | 5 | - | 27 | 9 | 5
631 | 7.2032 | 20 | 5 | - | 27 | 9 | 5
632 | 7.2146 | 20 | 5 | - | 27 | 9 | 5
633 | 7.226 | 20 | 5 | - | 27 | 9 | 5
634 | 7.2374 | 20 | 5 | - | 27 | 9 | 5
635 | 7.2489 | 20 | 5 | - | 27 | 9 | 5
636 | 7.2603 | 20 | 5 | - | 27 | 9 | 5
637 | 7.2717 | 20 | 5 | - | 27 | 9 | 5
638 | 7.2831 | 20 | 5 | - | 27 | 9 | 5
639 | 7.2945 | 20 | 5 | - | 27 | 9 | 5
640 | 7.3059 | 20 | 5 | - | 27 | 9 | 5
641 | 7.3174 | 20 | 5 | - | 27 | 9 | 5
642 | 7.3288 | 20 | 5 | - | 27 | 9 | 5
643 | 7.3402 | 20 | 5 | - | 27 | 9 | 5
644 | 7.3516 | 20 | 5 | - | 27 | 9 | 5
645 | 7.363 | 20 | 5 | - | 27 | 9 | 5
646 | 7.3744 | 20 | 5 | - | 27 | 9 | 5
647 | 7.3858 | 20 | 5 | - | 27 | 9 | 5
648 | 7.3973 | 20 | 5 | - | 27 | 9 | 5
649 | 7.4087 | 20 | 5 | - | 27 | 9 | 5
650 | 7.4201 | 20 | 5 | - | 27 | 9 | 5
651 | 7.4315 | 20 | 5 | - | 27 | 9 | 5
652 | 7.4429 | 20 | 5 | - | 27 | 9 | 5
653 | 7.4543 | 20 | 5 | - | 27 | 9 | 5
654 | 7.4658 | 20 | 5 | - | 27 | 9 | 5
655 | 7.4772 | 20 | 5 | - | 27 | 9 | 5
656 | 7.4886 | 20 | 5 | - | 27 | 9 | 5
657 | 7.5 | 20 | 5 | - | 27 | 9 | 5
658 | 7.5114 | 20 | 5 | - | 27 | 9 | 5
659 | 7.5228 | 20 | 5 | - | 27 | 9 | 5
660 | 7.5342 | 20 | 5 | - | 27 | 9 | 5
661 | 7.5457 | 20 | 5 | - | 27 | 9 | 5
662 | 7.5571 | 20 | 5 | - | 27 | 9 | 5
663 | 7.5685 | 20 | 5 | - | 27 | 9 | 5
664 | 7.5799 | 20 | 5 | - | 27 | 9 | 5
665 | 7.5913 | 20 | 5 | - | 27 | 9 | 5
666 | 7.6027 | 20 | 5 | - | 27 | 9 | 5
667 | 7.6142 | 20 | 5 | - | 27 | 9 | 5
668 | 7.6256 | 20 | 5 | - | 27 | 9 | 5
669 | 7.637 | 20 | 5 | - | 27 | 9 | 5
670 | 7.6484 | 20 | 5 | - | 27 | 9 | 5
671 | 7.6598 | 20 | 5 | - | 27 | 9 | 5
672 | 7.6712 | 20 | 5 | - | 27 | 9 | 5
673 | 7.6826 | 20 | 5 | - | 27 | 9 | 5
674 | 7.6941 | 20 | 5 | - | 27 | 9 | 5
675 | 7.7055 | 20 | 5 | - | 27 | 9 | 5
676 | 7.7169 | 20 | 5 | - | 27 | 9 | 5
677 | 7.7283 | 20 | 5 | - | 27 | 9 | 5
678 | 7.7397 | 20 | 5 | - | 27 | 9 | 5
679 | 7.7511 | 20 | 5 | - | 27 | 9 | 5
680 | 7.7626 | 20 | 5 | - | 27 | 9 | 5
681 | 7.774 | 20 | 5 | - | 27 | 9 | 5
682 | 7.7854 | 20 | 5 | - | 27 | 9 | 4
683 | 7.7968 | 20 | 5 | - | 27 | 9 | 4
684 | 7.8082 | 20 | 5 | - | 27 | 9 | 4
685 | 7.8196 | 20 | 5 | - | 27 | 9 | 4
686 | 7.8311 | 20 | 5 | - | 27 | 9 | 4
687 | 7.8425 | 20 | 5 | - | 27 | 9 | 4
688 | 7.8539 | 20 | 5 | - | 27 | 9 | 4
689 | 7.8653 | 20 | 5 | - | 27 | 9 | 4
690 | 7.8767 | 20 | 5 | - | 27 | 9 | 4
691 | 7.8881 | 20 | 5 | - | 27 | 9 | 4
692 | 7.8995 | 20 | 5 | - | 27 | 9 | 4
693 | 7.911 | 20 | 5 | - | 27 | 9 | 4
694 | 7.9224 | 20 | 5 | - | 27 | 9 | 4
695 | 7.9338 | 20 | 5 | - | 27 | 9 | 4
696 | 7.9452 | 20 | 5 | - | 27 | 9 | 4
697 | 7.9566 | 20 | 5 | - | 27 | 9 | 4
698 | 7.968 | 20 | 5 | - | 27 | 9 | 4
699 | 7.9795 | 20 | 5 | - | 27 | 9 | 4
700 | 7.9909 | 20 | 5 | - | 27 | 9 | 4
701 | 8.0023 | 20 | 5 | - | 27 | 9 | 4
702 | 8.0137 | 20 | 5 | - | 27 | 9 | 4
703 | 8.0251 | 20 | 5 | - | 27 | 9 | 4
704 | 8.0365 | 20 | 5 | - | 27 | 9 | 4
705 | 8.0479 | 20 | 5 | - | 27 | 9 | 4
706 | 8.0594 | 20 | 5 | - | 27 | 9 | 4
707 | 8.0708 | 20 | 5 | - | 27 | 9 | 4
708 | 8.0822 | 20 | 5 | - | 27 | 9 | 4
709 | 8.0936 | 20 | 5 | - | 27 | 9 | 4
710 | 8.105 | 20 | 5 | - | 27 | 9 | 4
711 | 8.1164 | 20 | 5 | - | 27 | 9 | 4
712 | 8.1279 | 20 | 5 | - | 27 | 9 | 4
713 | 8.1393 | 20 | 5 | - | 27 | 9 | 4
714 | 8.1507 | 20 | 5 | - | 27 | 9 | 4
715 | 8.1621 | 20 | 5 | - | 27 | 9 | 4
716 | 8.1735 | 20 | 5 | - | 27 | 9 | 4
717 | 8.1849 | 20 | 5 | - | 27 | 9 | 4
718 | 8.1963 | 20 | 5 | - | 27 | 9 | 4
719 | 8.2078 | 20 | 5 | - | 27 | 9 | 4
720 | 8.2192 | 20 | 5 | - | 27 | 9 | 4
721 | 8.2306 | 20 | 5 | - | 27 | 9 | 4
722 | 8.242 | 20 | 5 | - | 27 | 9 | 4
723 | 8.2534 | 20 | 5 | - | 27 | 9 | 4
724 | 8.2648 | 20 | 5 | - | 27 | 9 | 4
725 | 8.2763 | 20 | 5 | - | 27 | 9 | 4
726 | 8.2877 | 20 | 5 | - | 27 | 9 | 4
727 | 8.2991 | 20 | 5 | - | 27 | 9 | 4
728 | 8.3105 | 20 | 5 | - | 27 | 9 | 4
729 | 8.3219 | 20 | 5 | - | 27 | 9 | 4
730 | 8.3333 | 20 | 5 | - | 27 | 9 | 4
731 | 8.3447 | 20 | 5 | - | 27 | 9 | 4
732 | 8.3562 | 20 | 5 | - | 27 | 9 | 4
733 | 8.3676 | 20 | 5 | - | 27 | 9 | 4
734 | 8.379 | 20 | 5 | - | 27 | 9 | 4
735 | 8.3904 | 20 | 5 | - | 27 | 9 | 4
736 | 8.4018 | 20 | 5 | - | 27 | 9 | 4
737 | 8.4132 | 20 | 5 | - | 27 | 8 | 4
738 | 8.4247 | 20 | 5 | - | 27 | 8 | 4
739 | 8.4361 | 20 | 5 | - | 27 | 8 | 4
740 | 8.4475 | 20 | 5 | - | 27 | 8 | 4
741 | 8.4589 | 20 | 5 | - | 27 | 8 | 4
742 | 8.4703 | 20 | 5 | - | 27 | 8 | 4
743 | 8.4817 | 20 | 5 | - | 27 | 8 | 4
744 | 8.4932 | 20 | 5 | - | 27 | 8 | 4
745 | 8.5046 | 20 | 5 | - | 27 | 8 | 4
746 | 8.516 | 20 | 5 | - | 27 | 8 | 4
747 | 8.5274 | 20 | 5 | - | 27 | 8 | 4
748 | 8.5388 | 20 | 5 | - | 27 | 8 | 4
749 | 8.5502 | 20 | 5 | - | 27 | 8 | 4
750 | 8.5616 | 20 | 5 | - | 27 | 8 | 4
751 | 8.5731 | 20 | 5 | - | 27 | 8 | 4
752 | 8.5845 | 20 | 5 | - | 27 | 8 | 4
753 | 8.5959 | 20 | 5 | - | 27 | 8 | 4
754 | 8.6073 | 20 | 5 | - | 27 | 8 | 4
755 | 8.6187 | 20 | 5 | - | 27 | 8 | 4
756 | 8.6301 | 20 | 5 | - | 27 | 8 | 4
757 | 8.6416 | 20 | 5 | - | 27 | 8 | 4
758 | 8.653 | 20 | 5 | - | 27 | 8 | 4
759 | 8.6644 | 20 | 5 | - | 27 | 8 | 4
760 | 8.6758 | 20 | 5 | - | 27 | 8 | 4
761 | 8.6872 | 20 | 5 | - | 27 | 8 | 4
762 | 8.6986 | 20 | 5 | - | 27 | 8 | 4
763 | 8.71 | 20 | 5 | - | 27 | 8 | 4
764 | 8.7215 | 20 | 5 | - | 27 | 8 | 4
765 | 8.7329 | 20 | 5 | - | 27 | 8 | 4
766 | 8.7443 | 20 | 5 | - | 27 | 8 | 4
767 | 8.7557 | 20 | 5 | - | 27 | 8 | 4
768 | 8.7671 | 20 | 5 | - | 27 | 8 | 4
769 | 8.7785 | 20 | 5 | - | 27 | 8 | 4
770 | 8.79 | 20 | 5 | - | 27 | 8 | 4
771 | 8.8014 | 20 | 5 | - | 27 | 8 | 4
772 | 8.8128 | 20 | 5 | - | 27 | 8 | 4
773 | 8.8242 | 20 | 5 | - | 27 | 8 | 4
774 | 8.8356 | 20 | 5 | - | 27 | 8 | 4
775 | 8.847 | 20 | 5 | - | 27 | 8 | 4
776 | 8.8584 | 20 | 5 | - | 27 | 8 | 4
777 | 8.8699 | 20 | 5 | - | 27 | 8 | 4
778 | 8.8813 | 20 | 5 | - | 27 | 8 | 4
779 | 8.8927 | 20 | 5 | - | 27 | 8 | 4
780 | 8.9041 | 20 | 5 | - | 27 | 8 | 4
781 | 8.9155 | 20 | 5 | - | 27 | 8 | 4
782 | 8.9269 | 20 | 5 | - | 27 | 8 | 4
783 | 8.9384 | 20 | 5 | - | 27 | 8 | 4
784 | 8.9498 | 20 | 5 | - | 27 | 8 | 4
785 | 8.9612 | 20 | 5 | - | 27 | 8 | 4
786 | 8.9726 | 20 | 5 | - | 27 | 8 | 4
787 | 8.984 | 20 | 5 | - | 27 | 8 | 4
788 | 8.9954 | 20 | 5 | - | 27 | 8 | 4
789 | 9.0068 | 20 | 5 | - | 27 | 8 | 4
790 | 9.0183 | 20 | 5 | - | 27 | 8 | 4
791 | 9.0297 | 20 | 5 | - | 27 | 8 | 4
792 | 9.0411 | 20 | 5 | - | 27 | 8 | 4
793 | 9.0525 | 20 | 5 | - | 27 | 8 | 4
794 | 9.0639 | 20 | 5 | - | 27 | 8 | 4
795 | 9.0753 | 20 | 5 | - | 27 | 8 | 4
796 | 9.0868 | 20 | 5 | - | 27 | 8 | 4
797 | 9.0982 | 20 | 5 | - | 27 | 8 | 4
798 | 9.1096 | 20 | 5 | - | 27 | 8 | 4
799 | 9.121 | 20 | 5 | - | 27 | 8 | 4
800 | 9.1324 | 20 | 5 | - | 27 | 8 | 4
801 | 9.1438 | 20 | 5 | - | 27 | 8 | 4
802 | 9.1553 | 20 | 5 | - | 27 | 8 | 4
803 | 9.1667 | 20 | 5 | - | 27 | 8 | 4
804 | 9.1781 | 20 | 5 | - | 27 | 8 | 4
805 | 9.1895 | 20 | 5 | - | 27 | 8 | 4
806 | 9.2009 | 20 | 5 | - | 27 | 8 | 4
807 | 9.2123 | 20 | 5 | - | 27 | 8 | 4
808 | 9.2237 | 20 | 5 | - | 27 | 8 | 4
809 | 9.2352 | 20 | 5 | - | 27 | 8 | 4
810 | 9.2466 | 20 | 5 | - | 27 | 8 | 4
811 | 9.258 | 20 | 5 | - | 27 | 8 | 4
812 | 9.2694 | 20 | 5 | - | 27 | 8 | 4
813 | 9.2808 | 20 | 5 | - | 27 | 8 | 4
814 | 9.2922 | 20 | 5 | - | 27 | 8 | 4
815 | 9.3037 | 20 | 5 | - | 27 | 8 | 4
816 | 9.3151 | 20 | 5 | - | 27 | 8 | 4
817 | 9.3265 | 20 | 5 | - | 27 | 8 | 4
818 | 9.3379 | 20 | 5 | - | 27 | 8 | 4
819 | 9.3493 | 20 | 5 | - | 27 | 8 | 4
820 | 9.3607 | 20 | 5 | - | 27 | 8 | 4
821 | 9.3721 | 20 | 5 | - | 27 | 8 | 4
822 | 9.3836 | 20 | 5 | - | 27 | 8 | 4
823 | 9.395 | 20 | 5 | - | 27 | 8 | 4
824 | 9.4064 | 20 | 5 | - | 27 | 8 | 4
825 | 9.4178 | 20 | 5 | - | 27 | 8 | 4
826 | 9.4292 | 20 | 5 | - | 27 | 8 | 4
827 | 9.4406 | 20 | 5 | - | 27 | 8 | 4
828 | 9.4521 | 20 | 5 | - | 27 | 8 | 4
829 | 9.4635 | 20 | 5 | - | 27 | 8 | 4
830 | 9.4749 | 20 | 5 | - | 27 | 8 | 4
831 | 9.4863 | 20 | 5 | - | 27 | 8 | 4
832 | 9.4977 | 20 | 5 | - | 27 | 8 | 4
833 | 9.5091 | 20 | 5 | - | 27 | 8 | 4
834 | 9.5205 | 20 | 5 | - | 27 | 8 | 4
835 | 9.532 | 20 | 5 | - | 27 | 8 | 4
836 | 9.5434 | 20 | 5 | - | 27 | 8 | 4
837 | 9.5548 | 20 | 5 | - | 27 | 8 | 4
838 | 9.5662 | 20 | 5 | - | 27 | 8 | 4
839 | 9.5776 | 20 | 5 | - | 27 | 8 | 4
840 | 9.589 | 20 | 5 | - | 27 | 8 | 4
841 | 9.6005 | 20 | 5 | - | 27 | 8 | 4
842 | 9.6119 | 20 | 5 | - | 27 | 8 | 4
843 | 9.6233 | 20 | 5 | - | 27 | 8 | 4
844 | 9.6347 | 20 | 5 | - | 27 | 8 | 4
845 | 9.6461 | 20 | 5 | - | 27 | 8 | 4
846 | 9.6575 | 20 | 5 | - | 27 | 8 | 4
847 | 9.6689 | 20 | 5 | - | 27 | 8 | 4
848 | 9.6804 | 20 | 5 | - | 27 | 8 | 4
849 | 9.6918 | 20 | 5 | - | 27 | 8 | 4
850 | 9.7032 | 20 | 5 | - | 27 | 8 | 4
851 | 9.7146 | 20 | 5 | - | 27 | 8 | 4
852 | 9.726 | 20 | 5 | - | 27 | 8 | 4
853 | 9.7374 | 20 | 5 | - | 27 | 8 | 4
854 | 9.7489 | 20 | 5 | - | 27 | 8 | 4
855 | 9.7603 | 20 | 5 | - | 27 | 8 | 4
856 | 9.7717 | 20 | 5 | - | 27 | 8 | 4
857 | 9.7831 | 20 | 5 | - | 27 | 8 | 4
858 | 9.7945 | 20 | 5 | - | 27 | 8 | 4
859 | 9.8059 | 20 | 5 | - | 27 | 8 | 4
860 | 9.8174 | 20 | 5 | - | 27 | 8 | 4
861 | 9.8288 | 20 | 5 | - | 27 | 8 | 4
862 | 9.8402 | 20 | 5 | - | 27 | 8 | 4
863 | 9.8516 | 20 | 5 | - | 27 | 8 | 4
864 | 9.863 | 20 | 5 | - | 27 | 8 | 4
865 | 9.8744 | 20 | 5 | - | 27 | 8 | 4
866 | 9.8858 | 20 | 5 | - | 27 | 8 | 4
867 | 9.8973 | 20 | 5 | - | 27 | 8 | 4
868 | 9.9087 | 20 | 5 | - | 27 | 8 | 4
869 | 9.9201 | 20 | 5 | - | 27 | 8 | 4
870 | 9.9315 | 20 | 5 | - | 27 | 8 | 4
871 | 9.9429 | 20 | 5 | - | 27 | 8 | 4
872 | 9.9543 | 20 | 5 | - | 27 | 8 | 4
873 | 9.9658 | 20 | 5 | - | 27 | 8 | 4
874 | 9.9772 | 20 | 5 | - | 27 | 8 | 4
875 | 9.9886 | 20 | 5 | - | 27 | 8 | 4
876 | 10 | 20 | 5 | - | 27 | 8 | 4
877 | 10.0114 | 20 | 5 | - | 27 | 8 | 4
878 | 10.0228 | 20 | 5 | - | 27 | 8 | 4
879 | 10.0342 | 20 | 5 | - | 27 | 8 | 4
880 | 10.0457 | 20 | 5 | - | 27 | 8 | 4
881 | 10.0571 | 20 | 5 | - | 27 | 8 | 4
882 | 10.0685 | 20 | 5 | - | 27 | 8 | 4
883 | 10.0799 | 20 | 5 | - | 27 | 8 | 4
884 | 10.0913 | 20 | 5 | - | 27 | 8 | 4
885 | 10.1027 | 20 | 5 | - | 27 | 8 | 4
886 | 10.1142 | 20 | 5 | - | 27 | 8 | 4
887 | 10.1256 | 20 | 5 | - | 27 | 8 | 4
888 | 10.137 | 20 | 5 | - | 27 | 8 | 4
889 | 10.1484 | 20 | 5 | - | 27 | 8 | 4
890 | 10.1598 | 20 | 5 | - | 27 | 8 | 4
891 | 10.1712 | 20 | 5 | - | 27 | 8 | 4
892 | 10.1826 | 20 | 5 | - | 27 | 8 | 4
893 | 10.1941 | 20 | 5 | - | 27 | 8 | 4
894 | 10.2055 | 20 | 5 | - | 27 | 8 | 4
895 | 10.2169 | 20 | 5 | - | 27 | 8 | 4
896 | 10.2283 | 20 | 5 | - | 27 | 8 | 4
897 | 10.2397 | 20 | 5 | - | 27 | 8 | 4
898 | 10.2511 | 20 | 5 | - | 27 | 8 | 4
899 | 10.2626 | 20 | 5 | - | 27 | 8 | 4
900 | 10.274 | 20 | 5 | - | 27 | 8 | 4
901 | 10.2854 | 20 | 5 | - | 27 | 8 | 4
902 | 10.2968 | 20 | 5 | - | 27 | 8 | 4
903 | 10.3082 | 20 | 5 | - | 27 | 8 | 4
904 | 10.3196 | 20 | 5 | - | 27 | 8 | 4
905 | 10.3311 | 20 | 5 | - | 27 | 8 | 4
906 | 10.3425 | 20 | 5 | - | 27 | 8 | 4
907 | 10.3539 | 20 | 5 | - | 27 | 8 | 4
908 | 10.3653 | 20 | 5 | - | 27 | 8 | 4
909 | 10.3767 | 20 | 5 | - | 27 | 8 | 4
910 | 10.3881 | 20 | 5 | - | 27 | 8 | 4
911 | 10.3995 | 20 | 5 | - | 27 | 8 | 4
912 | 10.411 | 20 | 5 | - | 27 | 8 | 4
913 | 10.4224 | 20 | 5 | - | 27 | 8 | 4
914 | 10.4338 | 20 | 5 | - | 27 | 8 | 4
915 | 10.4452 | 20 | 5 | - | 27 | 8 | 4
916 | 10.4566 | 20 | 5 | - | 27 | 8 | 4
917 | 10.468 | 20 | 5 | - | 27 | 8 | 4
918 | 10.4795 | 20 | 5 | - | 27 | 8 | 4
919 | 10.4909 | 20 | 5 | - | 27 | 8 | 4
920 | 10.5023 | 20 | 5 | - | 27 | 8 | 4
921 | 10.5137 | 20 | 5 | - | 27 | 8 | 4
922 | 10.5251 | 20 | 5 | - | 27 | 8 | 4
923 | 10.5365 | 20 | 5 | - | 27 | 8 | 4
924 | 10.5479 | 20 | 5 | - | 27 | 8 | 4
925 | 10.5594 | 20 | 5 | - | 27 | 8 | 4
926 | 10.5708 | 20 | 5 | - | 27 | 8 | 4
927 | 10.5822 | 20 | 5 | - | 27 | 8 | 4
928 | 10.5936 | 20 | 5 | - | 27 | 8 | 4
929 | 10.605 | 20 | 5 | - | 27 | 8 | 4
930 | 10.6164 | 20 | 5 | - | 27 | 8 | 4
931 | 10.6279 | 20 | 5 | - | 27 | 8 | 4
932 | 10.6393 | 20 | 5 | - | 27 | 8 | 4
933 | 10.6507 | 20 | 5 | - | 27 | 8 | 4
934 | 10.6621 | 20 | 5 | - | 27 | 8 | 4
935 | 10.6735 | 20 | 5 | - | 27 | 8 | 4
936 | 10.6849 | 20 | 5 | - | 27 | 8 | 4
937 | 10.6963 | 20 | 5 | - | 27 | 8 | 4
938 | 10.7078 | 20 | 5 | - | 27 | 8 | 4
939 | 10.7192 | 20 | 5 | - | 27 | 8 | 4
940 | 10.7306 | 20 | 5 | - | 27 | 8 | 4
941 | 10.742 | 20 | 5 | - | 27 | 8 | 4
942 | 10.7534 | 20 | 5 | - | 27 | 8 | 4
943 | 10.7648 | 20 | 5 | - | 27 | 8 | 4
944 | 10.7763 | 20 | 5 | - | 27 | 8 | 4
945 | 10.7877 | 20 | 5 | - | 27 | 8 | 4
946 | 10.7991 | 20 | 5 | - | 27 | 8 | 4
947 | 10.8105 | 20 | 5 | - | 27 | 8 | 4
948 | 10.8219 | 20 | 5 | - | 27 | 8 | 4
949 | 10.8333 | 20 | 5 | - | 27 | 8 | 4
950 | 10.8447 | 20 | 5 | - | 27 | 8 | 4
951 | 10.8562 | 20 | 5 | - | 27 | 8 | 4
952 | 10.8676 | 20 | 5 | - | 27 | 8 | 4
953 | 10.879 | 20 | 5 | - | 27 | 8 | 4
954 | 10.8904 | 20 | 5 | - | 27 | 8 | 4
955 | 10.9018 | 20 | 5 | - | 27 | 8 | 4
956 | 10.9132 | 20 | 5 | - | 27 | 8 | 4
957 | 10.9247 | 20 | 5 | - | 27 | 8 | 4
958 | 10.9361 | 20 | 5 | - | 27 | 8 | 4
959 | 10.9475 | 20 | 5 | - | 27 | 8 | 4
960 | 10.9589 | 20 | 5 | - | 27 | 8 | 4
961 | 10.9703 | 20 | 5 | - | 27 | 8 | 4
962 | 10.9817 | 20 | 5 | - | 27 | 8 | 4
963 | 10.9932 | 20 | 5 | - | 27 | 8 | 4
964 | 11.0046 | 20 | 5 | - | 27 | 8 | 4
965 | 11.016 | 20 | 5 | - | 27 | 8 | 4
966 | 11.0274 | 20 | 5 | - | 27 | 8 | 4
967 | 11.0388 | 20 | 5 | - | 27 | 8 | 4
968 | 11.0502 | 20 | 5 | - | 27 | 8 | 4
969 | 11.0616 | 20 | 5 | - | 27 | 8 | 4
970 | 11.0731 | 20 | 5 | - | 27 | 8 | 4
971 | 11.0845 | 20 | 5 | - | 26 | 8 | 4
972 | 11.0959 | 20 | 5 | - | 26 | 8 | 4
973 | 11.1073 | 20 | 5 | - | 26 | 8 | 4
974 | 11.1187 | 20 | 5 | - | 26 | 8 | 4
975 | 11.1301 | 20 | 5 | - | 26 | 8 | 4
976 | 11.1416 | 20 | 5 | - | 26 | 8 | 4
977 | 11.153 | 20 | 5 | - | 26 | 8 | 4
978 | 11.1644 | 20 | 5 | - | 26 | 8 | 4
979 | 11.1758 | 20 | 5 | - | 26 | 8 | 4
980 | 11.1872 | 20 | 5 | - | 26 | 8 | 4
981 | 11.1986 | 20 | 5 | - | 26 | 8 | 4
982 | 11.21 | 20 | 5 | - | 26 | 8 | 4
983 | 11.2215 | 20 | 5 | - | 26 | 8 | 4
984 | 11.2329 | 20 | 5 | - | 26 | 8 | 4
985 | 11.2443 | 20 | 5 | - | 26 | 8 | 4
986 | 11.2557 | 20 | 5 | - | 26 | 8 | 4
987 | 11.2671 | 20 | 5 | - | 26 | 8 | 4
988 | 11.2785 | 20 | 5 | - | 26 | 8 | 4
989 | 11.29 | 20 | 5 | - | 26 | 8 | 4
990 | 11.3014 | 20 | 5 | - | 26 | 8 | 4
991 | 11.3128 | 20 | 5 | - | 26 | 8 | 4
992 | 11.3242 | 20 | 5 | - | 26 | 8 | 4
993 | 11.3356 | 20 | 5 | - | 26 | 8 | 4
994 | 11.347 | 20 | 5 | - | 26 | 8 | 4
995 | 11.3584 | 20 | 5 | - | 26 | 8 | 4
996 | 11.3699 | 20 | 5 | - | 26 | 8 | 4
997 | 11.3813 | 20 | 5 | - | 26 | 8 | 4
998 | 11.3927 | 20 | 5 | - | 26 | 8 | 4
999 | 11.4041 | 20 | 5 | - | 26 | 8 | 4
1000 | 11.4155 | 20 | 5 | - | 26 | 8 | 4
1001 | 11.4269 | 20 | 5 | - | 26 | 8 | 4
1002 | 11.4384 | 20 | 5 | - | 26 | 8 | 4
1003 | 11.4498 | 20 | 5 | - | 26 | 8 | 4
1004 | 11.4612 | 20 | 5 | - | 26 | 8 | 4
1005 | 11.4726 | 20 | 5 | - | 26 | 8 | 4
1006 | 11.484 | 20 | 5 | - | 26 | 8 | 4
1007 | 11.4954 | 20 | 5 | - | 26 | 8 | 4
1008 | 11.5068 | 20 | 5 | - | 26 | 8 | 4
1009 | 11.5183 | 20 | 5 | - | 26 | 8 | 4
1010 | 11.5297 | 20 | 5 | - | 26 | 8 | 4
1011 | 11.5411 | 20 | 5 | - | 26 | 8 | 4
1012 | 11.5525 | 20 | 5 | - | 26 | 8 | 4
1013 | 11.5639 | 20 | 5 | - | 26 | 8 | 4
1014 | 11.5753 | 20 | 5 | - | 26 | 8 | 4
1015 | 11.5868 | 20 | 5 | - | 26 | 8 | 4
1016 | 11.5982 | 20 | 5 | - | 26 | 8 | 4
1017 | 11.6096 | 20 | 5 | - | 26 | 8 | 4
1018 | 11.621 | 20 | 5 | - | 26 | 8 | 4
1019 | 11.6324 | 20 | 5 | - | 26 | 8 | 4
1020 | 11.6438 | 20 | 5 | - | 26 | 8 | 4
1021 | 11.6553 | 20 | 5 | - | 26 | 8 | 4
1022 | 11.6667 | 20 | 5 | - | 26 | 8 | 4
1023 | 11.6781 | 20 | 5 | - | 26 | 8 | 4
1024 | 11.6895 | 20 | 5 | - | 26 | 8 | 4
1025 | 11.7009 | 20 | 5 | - | 26 | 8 | 4
1026 | 11.7123 | 20 | 5 | - | 26 | 8 | 4
1027 | 11.7237 | 20 | 5 | - | 26 | 8 | 4
1028 | 11.7352 | 20 | 5 | - | 26 | 8 | 4
1029 | 11.7466 | 20 | 5 | - | 26 | 8 | 4
1030 | 11.758 | 20 | 5 | - | 26 | 8 | 4
1031 | 11.7694 | 20 | 5 | - | 26 | 8 | 4
1032 | 11.7808 | 20 | 5 | - | 26 | 8 | 4
1033 | 11.7922 | 20 | 5 | - | 26 | 8 | 4
1034 | 11.8037 | 20 | 5 | - | 26 | 8 | 4
1035 | 11.8151 | 20 | 5 | - | 26 | 8 | 4
1036 | 11.8265 | 20 | 5 | - | 26 | 8 | 4
1037 | 11.8379 | 20 | 5 | - | 26 | 8 | 4
1038 | 11.8493 | 20 | 5 | - | 26 | 8 | 4
1039 | 11.8607 | 20 | 5 | - | 26 | 8 | 4
1040 | 11.8721 | 20 | 5 | - | 26 | 8 | 4
1041 | 11.8836 | 20 | 5 | - | 26 | 8 | 4
1042 | 11.895 | 20 | 5 | - | 26 | 8 | 4
1043 | 11.9064 | 20 | 5 | - | 26 | 8 | 4
1044 | 11.9178 | 20 | 5 | - | 26 | 8 | 4
1045 | 11.9292 | 20 | 5 | - | 26 | 8 | 4
1046 | 11.9406 | 20 | 5 | - | 26 | 8 | 4
1047 | 11.9521 | 20 | 5 | - | 26 | 8 | 4
1048 | 11.9635 | 20 | 5 | - | 26 | 8 | 4
1049 | 11.9749 | 20 | 5 | - | 26 | 8 | 4
1050 | 11.9863 | 20 | 5 | - | 26 | 8 | 4
1051 | 11.9977 | 20 | 5 | - | 26 | 8 | 4
1052 | 12.0091 | 20 | 5 | - | 26 | 8 | 4
1053 | 12.0205 | 20 | 5 | - | 26 | 8 | 4
1054 | 12.032 | 20 | 5 | - | 26 | 8 | 4
1055 | 12.0434 | 20 | 5 | - | 26 | 8 | 4
1056 | 12.0548 | 20 | 5 | - | 26 | 8 | 4
1057 | 12.0662 | 20 | 5 | - | 26 | 8 | 4
1058 | 12.0776 | 20 | 5 | - | 26 | 8 | 4
1059 | 12.089 | 20 | 5 | - | 26 | 8 | 4
1060 | 12.1005 | 20 | 5 | - | 26 | 8 | 4
1061 | 12.1119 | 20 | 5 | - | 26 | 8 | 4
1062 | 12.1233 | 20 | 5 | - | 26 | 8 | 4
1063 | 12.1347 | 20 | 5 | - | 26 | 8 | 4
1064 | 12.1461 | 20 | 5 | - | 26 | 8 | 4
1065 | 12.1575 | 20 | 5 | - | 26 | 8 | 4
1066 | 12.1689 | 20 | 5 | - | 26 | 8 | 4
1067 | 12.1804 | 20 | 5 | - | 26 | 8 | 4
1068 | 12.1918 | 20 | 5 | - | 26 | 8 | 4
1069 | 12.2032 | 20 | 5 | - | 26 | 8 | 4
1070 | 12.2146 | 20 | 5 | - | 26 | 8 | 4
1071 | 12.226 | 20 | 5 | - | 26 | 8 | 4
1072 | 12.2374 | 20 | 5 | - | 26 | 8 | 4
1073 | 12.2489 | 20 | 5 | - | 26 | 8 | 4
1074 | 12.2603 | 20 | 5 | - | 26 | 8 | 4
1075 | 12.2717 | 20 | 5 | - | 26 | 8 | 4
1076 | 12.2831 | 20 | 5 | - | 26 | 8 | 4
1077 | 12.2945 | 20 | 5 | - | 26 | 8 | 4
1078 | 12.3059 | 20 | 5 | - | 26 | 8 | 4
1079 | 12.3174 | 20 | 5 | - | 26 | 8 | 4
1080 | 12.3288 | 20 | 5 | - | 26 | 8 | 4
1081 | 12.3402 | 20 | 5 | - | 26 | 8 | 4
1082 | 12.3516 | 20 | 5 | - | 26 | 8 | 4
1083 | 12.363 | 20 | 5 | - | 26 | 8 | 4
1084 | 12.3744 | 20 | 5 | - | 26 | 8 | 4
1085 | 12.3858 | 20 | 5 | - | 26 | 8 | 4
1086 | 12.3973 | 20 | 5 | - | 26 | 8 | 4
1087 | 12.4087 | 20 | 5 | - | 26 | 8 | 4
1088 | 12.4201 | 20 | 5 | - | 26 | 8 | 4
1089 | 12.4315 | 20 | 4 | - | 26 | 8 | 4
1090 | 12.4429 | 20 | 4 | - | 26 | 8 | 4
1091 | 12.4543 | 20 | 4 | - | 26 | 8 | 4
1092 | 12.4658 | 20 | 4 | - | 26 | 8 | 4
1093 | 12.4772 | 20 | 4 | - | 26 | 8 | 4
1094 | 12.4886 | 20 | 4 | - | 26 | 8 | 4
1095 | 12.5 | 20 | 4 | - | 26 | 8 | 4
1096 | 12.5114 | 20 | 4 | - | 26 | 8 | 4
1097 | 12.5228 | 20 | 4 | - | 26 | 8 | 4
1098 | 12.5342 | 20 | 4 | - | 26 | 8 | 4
1099 | 12.5457 | 20 | 4 | - | 26 | 8 | 4
1100 | 12.5571 | 20 | 4 | - | 26 | 8 | 4
1101 | 12.5685 | 20 | 4 | - | 26 | 8 | 4
1102 | 12.5799 | 20 | 4 | - | 26 | 8 | 4
1103 | 12.5913 | 20 | 4 | - | 26 | 8 | 4
1104 | 12.6027 | 20 | 4 | - | 26 | 8 | 4
1105 | 12.6142 | 20 | 4 | - | 26 | 8 | 4
1106 | 12.6256 | 20 | 4 | - | 26 | 8 | 4
1107 | 12.637 | 20 | 4 | - | 26 | 8 | 4
1108 | 12.6484 | 20 | 4 | - | 26 | 8 | 4
1109 | 12.6598 | 20 | 4 | - | 26 | 8 | 4
1110 | 12.6712 | 20 | 4 | - | 26 | 8 | 4
1111 | 12.6826 | 20 | 4 | - | 26 | 8 | 4
1112 | 12.6941 | 20 | 4 | - | 26 | 8 | 4
1113 | 12.7055 | 20 | 4 | - | 26 | 8 | 4
1114 | 12.7169 | 20 | 4 | - | 26 | 8 | 4
1115 | 12.7283 | 20 | 4 | - | 26 | 8 | 4
1116 | 12.7397 | 20 | 4 | - | 26 | 8 | 4
1117 | 12.7511 | 20 | 4 | - | 26 | 8 | 4
1118 | 12.7626 | 20 | 4 | - | 26 | 8 | 4
1119 | 12.774 | 20 | 4 | - | 26 | 8 | 4
1120 | 12.7854 | 20 | 4 | - | 26 | 8 | 4
1121 | 12.7968 | 20 | 4 | - | 26 | 8 | 4
1122 | 12.8082 | 20 | 4 | - | 26 | 8 | 4
1123 | 12.8196 | 20 | 4 | - | 26 | 8 | 4
1124 | 12.8311 | 20 | 4 | - | 26 | 8 | 4
1125 | 12.8425 | 20 | 4 | - | 26 | 8 | 4
1126 | 12.8539 | 20 | 4 | - | 26 | 8 | 4
1127 | 12.8653 | 20 | 4 | - | 26 | 8 | 4
1128 | 12.8767 | 20 | 4 | - | 26 | 8 | 4
1129 | 12.8881 | 20 | 4 | - | 26 | 8 | 4
1130 | 12.8995 | 20 | 4 | - | 26 | 8 | 4
1131 | 12.911 | 20 | 4 | - | 26 | 8 | 4
1132 | 12.9224 | 20 | 4 | - | 26 | 8 | 4
1133 | 12.9338 | 20 | 4 | - | 26 | 8 | 4
1134 | 12.9452 | 20 | 4 | - | 26 | 8 | 4
1135 | 12.9566 | 20 | 4 | - | 26 | 8 | 4
1136 | 12.968 | 20 | 4 | - | 26 | 8 | 4
1137 | 12.9795 | 20 | 4 | - | 26 | 8 | 4
1138 | 12.9909 | 20 | 4 | - | 26 | 8 | 4
1139 | 13.0023 | 20 | 4 | - | 26 | 8 | 4
1140 | 13.0137 | 20 | 4 | - | 26 | 8 | 4
1141 | 13.0251 | 20 | 4 | - | 26 | 8 | 4
1142 | 13.0365 | 20 | 4 | - | 26 | 8 | 4
1143 | 13.0479 | 20 | 4 | - | 26 | 8 | 4
1144 | 13.0594 | 20 | 4 | - | 26 | 8 | 4
1145 | 13.0708 | 20 | 4 | - | 26 | 8 | 4
1146 | 13.0822 | 20 | 4 | - | 26 | 8 | 4
1147 | 13.0936 | 20 | 4 | - | 26 | 8 | 4
1148 | 13.105 | 20 | 4 | - | 26 | 8 | 4
1149 | 13.1164 | 20 | 4 | - | 26 | 8 | 4
1150 | 13.1279 | 20 | 4 | - | 26 | 8 | 4
1151 | 13.1393 | 20 | 4 | - | 26 | 8 | 4
1152 | 13.1507 | 20 | 4 | - | 26 | 8 | 4
1153 | 13.1621 | 20 | 4 | - | 26 | 8 | 4
1154 | 13.1735 | 20 | 4 | - | 26 | 8 | 4
1155 | 13.1849 | 20 | 4 | - | 26 | 8 | 4
1156 | 13.1963 | 20 | 4 | - | 26 | 8 | 4
1157 | 13.2078 | 20 | 4 | - | 26 | 8 | 4
1158 | 13.2192 | 20 | 4 | - | 26 | 8 | 4
1159 | 13.2306 | 20 | 4 | - | 26 | 8 | 4
1160 | 13.242 | 20 | 4 | - | 26 | 8 | 4
1161 | 13.2534 | 20 | 4 | - | 26 | 8 | 4
1162 | 13.2648 | 20 | 4 | - | 26 | 8 | 4
1163 | 13.2763 | 19 | 4 | - | 26 | 8 | 4
1164 | 13.2877 | 19 | 4 | - | 26 | 8 | 4
1165 | 13.2991 | 19 | 4 | - | 26 | 8 | 4
1166 | 13.3105 | 19 | 4 | - | 26 | 8 | 4
1167 | 13.3219 | 19 | 4 | - | 26 | 8 | 4
1168 | 13.3333 | 19 | 4 | - | 26 | 8 | 4
1169 | 13.3447 | 19 | 4 | - | 26 | 8 | 4
1170 | 13.3562 | 19 | 4 | - | 26 | 8 | 4
1171 | 13.3676 | 19 | 4 | - | 26 | 8 | 4
1172 | 13.379 | 19 | 4 | - | 26 | 8 | 4
1173 | 13.3904 | 19 | 4 | - | 26 | 8 | 4
1174 | 13.4018 | 19 | 4 | - | 26 | 8 | 4
1175 | 13.4132 | 19 | 4 | - | 26 | 8 | 4
1176 | 13.4247 | 19 | 4 | - | 26 | 8 | 4
1177 | 13.4361 | 19 | 4 | - | 26 | 8 | 4
1178 | 13.4475 | 19 | 4 | - | 26 | 8 | 4
1179 | 13.4589 | 19 | 4 | - | 26 | 8 | 4
1180 | 13.4703 | 19 | 4 | - | 26 | 8 | 4
1181 | 13.4817 | 19 | 4 | - | 26 | 8 | 4
1182 | 13.4932 | 19 | 4 | - | 26 | 8 | 4
1183 | 13.5046 | 19 | 4 | - | 26 | 8 | 4
1184 | 13.516 | 19 | 4 | - | 26 | 8 | 4
1185 | 13.5274 | 19 | 4 | - | 26 | 8 | 4
1186 | 13.5388 | 19 | 4 | - | 26 | 8 | 4
1187 | 13.5502 | 19 | 4 | - | 26 | 8 | 4
1188 | 13.5616 | 19 | 4 | - | 26 | 8 | 4
1189 | 13.5731 | 19 | 4 | - | 26 | 8 | 4
1190 | 13.5845 | 19 | 4 | - | 26 | 8 | 4
1191 | 13.5959 | 19 | 4 | - | 26 | 8 | 4
1192 | 13.6073 | 19 | 4 | - | 26 | 8 | 4
1193 | 13.6187 | 19 | 4 | - | 26 | 8 | 4
1194 | 13.6301 | 19 | 4 | - | 26 | 8 | 4
1195 | 13.6416 | 19 | 4 | - | 26 | 8 | 4
1196 | 13.653 | 19 | 4 | - | 26 | 8 | 4
1197 | 13.6644 | 19 | 4 | - | 26 | 8 | 4
1198 | 13.6758 | 19 | 4 | - | 26 | 8 | 4
1199 | 13.6872 | 19 | 4 | - | 26 | 8 | 4
1200 | 13.6986 | 19 | 4 | - | 26 | 8 | 4
1201 | 13.71 | 19 | 4 | - | 26 | 8 | 4
1202 | 13.7215 | 19 | 4 | - | 26 | 8 | 4
1203 | 13.7329 | 19 | 4 | - | 26 | 8 | 4
1204 | 13.7443 | 19 | 4 | - | 26 | 8 | 4
1205 | 13.7557 | 19 | 4 | - | 26 | 8 | 4
1206 | 13.7671 | 19 | 4 | - | 26 | 8 | 4
1207 | 13.7785 | 19 | 4 | - | 26 | 8 | 4
1208 | 13.79 | 19 | 4 | - | 26 | 8 | 4
1209 | 13.8014 | 19 | 4 | - | 26 | 8 | 4
1210 | 13.8128 | 19 | 4 | - | 26 | 8 | 4
1211 | 13.8242 | 19 | 4 | - | 26 | 8 | 4
1212 | 13.8356 | 19 | 4 | - | 26 | 8 | 4
1213 | 13.847 | 19 | 4 | - | 26 | 8 | 4
1214 | 13.8584 | 19 | 4 | - | 26 | 8 | 4
1215 | 13.8699 | 19 | 4 | - | 26 | 8 | 4
1216 | 13.8813 | 19 | 4 | - | 26 | 8 | 4
1217 | 13.8927 | 19 | 4 | - | 26 | 8 | 4
1218 | 13.9041 | 19 | 4 | - | 26 | 8 | 4
1219 | 13.9155 | 19 | 4 | - | 26 | 8 | 4
1220 | 13.9269 | 19 | 4 | - | 26 | 8 | 4
1221 | 13.9384 | 19 | 4 | - | 26 | 8 | 4
1222 | 13.9498 | 19 | 4 | - | 26 | 8 | 4
1223 | 13.9612 | 19 | 4 | - | 26 | 8 | 4
1224 | 13.9726 | 19 | 4 | - | 26 | 8 | 4
1225 | 13.984 | 19 | 4 | - | 26 | 8 | 4
1226 | 13.9954 | 19 | 4 | - | 26 | 8 | 4
1227 | 14.0068 | 19 | 4 | - | 26 | 8 | 4
1228 | 14.0183 | 19 | 4 | - | 26 | 8 | 4
1229 | 14.0297 | 19 | 4 | - | 26 | 8 | 4
1230 | 14.0411 | 19 | 4 | - | 26 | 8 | 4
1231 | 14.0525 | 19 | 4 | - | 26 | 8 | 4
1232 | 14.0639 | 19 | 4 | - | 26 | 8 | 4
1233 | 14.0753 | 19 | 4 | - | 26 | 8 | 4
1234 | 14.0868 | 19 | 4 | - | 26 | 8 | 4
1235 | 14.0982 | 19 | 4 | - | 26 | 8 | 4
1236 | 14.1096 | 19 | 4 | - | 26 | 8 | 4
1237 | 14.121 | 19 | 4 | - | 26 | 8 | 4
1238 | 14.1324 | 19 | 4 | - | 26 | 8 | 4
1239 | 14.1438 | 19 | 4 | - | 26 | 8 | 4
1240 | 14.1553 | 19 | 4 | - | 26 | 8 | 4
1241 | 14.1667 | 19 | 4 | - | 26 | 8 | 4
1242 | 14.1781 | 19 | 4 | - | 26 | 8 | 4
1243 | 14.1895 | 19 | 4 | - | 26 | 8 | 4
1244 | 14.2009 | 19 | 4 | - | 26 | 8 | 4
1245 | 14.2123 | 19 | 4 | - | 26 | 8 | 4
1246 | 14.2237 | 19 | 4 | - | 26 | 8 | 4
1247 | 14.2352 | 19 | 4 | - | 26 | 8 | 4
1248 | 14.2466 | 19 | 4 | - | 26 | 8 | 4
1249 | 14.258 | 19 | 4 | - | 26 | 8 | 4
1250 | 14.2694 | 19 | 4 | - | 26 | 8 | 4
1251 | 14.2808 | 19 | 4 | - | 26 | 8 | 4
1252 | 14.2922 | 19 | 4 | - | 26 | 8 | 4
1253 | 14.3037 | 19 | 4 | - | 26 | 8 | 4
1254 | 14.3151 | 19 | 4 | - | 26 | 8 | 4
1255 | 14.3265 | 19 | 4 | - | 26 | 8 | 4
1256 | 14.3379 | 19 | 4 | - | 26 | 8 | 4
1257 | 14.3493 | 19 | 4 | - | 26 | 8 | 4
1258 | 14.3607 | 19 | 4 | - | 26 | 8 | 4
1259 | 14.3721 | 19 | 4 | - | 26 | 8 | 4
1260 | 14.3836 | 19 | 4 | - | 26 | 8 | 4
1261 | 14.395 | 19 | 4 | - | 26 | 8 | 3
1262 | 14.4064 | 19 | 4 | - | 26 | 8 | 3
1263 | 14.4178 | 19 | 4 | - | 26 | 8 | 3
1264 | 14.4292 | 19 | 4 | - | 26 | 8 | 3
1265 | 14.4406 | 19 | 4 | - | 26 | 8 | 3
1266 | 14.4521 | 19 | 4 | - | 26 | 8 | 3
1267 | 14.4635 | 19 | 4 | - | 26 | 8 | 3
1268 | 14.4749 | 19 | 4 | - | 26 | 8 | 3
1269 | 14.4863 | 19 | 4 | - | 26 | 8 | 3
1270 | 14.4977 | 19 | 4 | - | 26 | 8 | 3
1271 | 14.5091 | 19 | 4 | - | 26 | 8 | 3
1272 | 14.5205 | 19 | 4 | - | 26 | 8 | 3
1273 | 14.532 | 19 | 4 | - | 26 | 8 | 3
1274 | 14.5434 | 19 | 4 | - | 26 | 8 | 3
1275 | 14.5548 | 19 | 4 | - | 26 | 8 | 3
1276 | 14.5662 | 19 | 4 | - | 26 | 8 | 3
1277 | 14.5776 | 19 | 4 | - | 26 | 8 | 3
1278 | 14.589 | 19 | 4 | - | 26 | 8 | 3
1279 | 14.6005 | 19 | 4 | - | 26 | 8 | 3
1280 | 14.6119 | 19 | 4 | - | 26 | 8 | 3
1281 | 14.6233 | 19 | 4 | - | 26 | 8 | 3
1282 | 14.6347 | 19 | 4 | - | 26 | 8 | 3
1283 | 14.6461 | 19 | 4 | - | 26 | 8 | 3
1284 | 14.6575 | 19 | 4 | - | 26 | 8 | 3
1285 | 14.6689 | 19 | 4 | - | 26 | 8 | 3
1286 | 14.6804 | 19 | 4 | - | 26 | 8 | 3
1287 | 14.6918 | 19 | 4 | - | 26 | 8 | 3
1288 | 14.7032 | 19 | 4 | - | 26 | 8 | 3
1289 | 14.7146 | 19 | 4 | - | 26 | 8 | 3
1290 | 14.726 | 19 | 4 | - | 26 | 8 | 3
1291 | 14.7374 | 19 | 4 | - | 26 | 8 | 3
1292 | 14.7489 | 19 | 4 | - | 26 | 8 | 3
1293 | 14.7603 | 19 | 4 | - | 26 | 8 | 3
1294 | 14.7717 | 19 | 4 | - | 26 | 8 | 3
1295 | 14.7831 | 19 | 4 | - | 26 | 8 | 3
1296 | 14.7945 | 19 | 4 | - | 26 | 8 | 3
1297 | 14.8059 | 19 | 4 | - | 26 | 8 | 3
1298 | 14.8174 | 19 | 4 | - | 26 | 8 | 3
1299 | 14.8288 | 19 | 4 | - | 26 | 8 | 3
1300 | 14.8402 | 19 | 4 | - | 26 | 8 | 3
1301 | 14.8516 | 19 | 4 | - | 26 | 8 | 3
1302 | 14.863 | 19 | 4 | - | 26 | 8 | 3
1303 | 14.8744 | 19 | 4 | - | 26 | 8 | 3
1304 | 14.8858 | 19 | 4 | - | 26 | 8 | 3
1305 | 14.8973 | 19 | 4 | - | 26 | 8 | 3
1306 | 14.9087 | 19 | 4 | - | 26 | 8 | 3
1307 | 14.9201 | 19 | 4 | - | 26 | 8 | 3
1308 | 14.9315 | 19 | 4 | - | 26 | 8 | 3
1309 | 14.9429 | 19 | 4 | - | 26 | 8 | 3
1310 | 14.9543 | 19 | 4 | - | 26 | 8 | 3
1311 | 14.9658 | 19 | 4 | - | 26 | 8 | 3
1312 | 14.9772 | 19 | 4 | - | 26 | 8 | 3
1313 | 14.9886 | 19 | 4 | - | 26 | 8 | 3
1314 | 15 | 19 | 4 | - | 26 | 8 | 3
1315 | 15.0114 | 19 | 4 | - | 26 | 8 | 3
1316 | 15.0228 | 19 | 4 | - | 26 | 8 | 3
1317 | 15.0342 | 19 | 4 | - | 26 | 8 | 3
1318 | 15.0457 | 19 | 4 | - | 26 | 8 | 3
1319 | 15.0571 | 19 | 4 | - | 26 | 8 | 3
1320 | 15.0685 | 19 | 4 | - | 26 | 8 | 3
1321 | 15.0799 | 19 | 4 | - | 26 | 8 | 3
1322 | 15.0913 | 19 | 4 | - | 26 | 8 | 3
1323 | 15.1027 | 19 | 4 | - | 26 | 8 | 3
1324 | 15.1142 | 19 | 4 | - | 26 | 8 | 3
1325 | 15.1256 | 19 | 4 | - | 26 | 8 | 3
1326 | 15.137 | 19 | 4 | - | 26 | 8 | 3
1327 | 15.1484 | 19 | 4 | - | 26 | 8 | 3
1328 | 15.1598 | 19 | 4 | - | 26 | 8 | 3
1329 | 15.1712 | 19 | 4 | - | 26 | 8 | 3
1330 | 15.1826 | 19 | 4 | - | 26 | 8 | 3
1331 | 15.1941 | 19 | 4 | - | 26 | 7 | 3
1332 | 15.2055 | 19 | 4 | - | 26 | 7 | 3
1333 | 15.2169 | 19 | 4 | - | 26 | 7 | 3
1334 | 15.2283 | 19 | 4 | - | 26 | 7 | 3
1335 | 15.2397 | 19 | 4 | - | 26 | 7 | 3
1336 | 15.2511 | 19 | 4 | - | 26 | 7 | 3
1337 | 15.2626 | 19 | 4 | - | 26 | 7 | 3
1338 | 15.274 | 19 | 4 | - | 26 | 7 | 3
1339 | 15.2854 | 19 | 4 | - | 26 | 7 | 3
1340 | 15.2968 | 19 | 4 | - | 26 | 7 | 3
1341 | 15.3082 | 19 | 4 | - | 26 | 7 | 3
1342 | 15.3196 | 19 | 4 | - | 26 | 7 | 3
1343 | 15.3311 | 19 | 4 | - | 26 | 7 | 3
1344 | 15.3425 | 19 | 4 | - | 26 | 7 | 3
1345 | 15.3539 | 19 | 4 | - | 26 | 7 | 3
1346 | 15.3653 | 19 | 4 | - | 26 | 7 | 3
1347 | 15.3767 | 19 | 4 | - | 26 | 7 | 3
1348 | 15.3881 | 19 | 4 | - | 26 | 7 | 3
1349 | 15.3995 | 19 | 4 | - | 26 | 7 | 3
1350 | 15.411 | 19 | 4 | - | 26 | 7 | 3
1351 | 15.4224 | 19 | 4 | - | 26 | 7 | 3
1352 | 15.4338 | 19 | 4 | - | 26 | 7 | 3
1353 | 15.4452 | 19 | 4 | - | 26 | 7 | 3
1354 | 15.4566 | 19 | 4 | - | 26 | 7 | 3
1355 | 15.468 | 19 | 4 | - | 26 | 7 | 3
1356 | 15.4795 | 19 | 4 | - | 26 | 7 | 3
1357 | 15.4909 | 19 | 4 | - | 26 | 7 | 3
1358 | 15.5023 | 19 | 4 | - | 26 | 7 | 3
1359 | 15.5137 | 19 | 4 | - | 26 | 7 | 3
1360 | 15.5251 | 19 | 4 | - | 26 | 7 | 3
1361 | 15.5365 | 19 | 4 | - | 26 | 7 | 3
1362 | 15.5479 | 19 | 4 | - | 26 | 7 | 3
1363 | 15.5594 | 19 | 4 | - | 26 | 7 | 3
1364 | 15.5708 | 19 | 4 | - | 26 | 7 | 3
1365 | 15.5822 | 19 | 4 | - | 26 | 7 | 3
1366 | 15.5936 | 19 | 4 | - | 26 | 7 | 3
1367 | 15.605 | 19 | 4 | - | 26 | 7 | 3
1368 | 15.6164 | 19 | 4 | - | 26 | 7 | 3
1369 | 15.6279 | 19 | 4 | - | 26 | 7 | 3
1370 | 15.6393 | 19 | 4 | - | 26 | 7 | 3
1371 | 15.6507 | 19 | 4 | - | 26 | 7 | 3
1372 | 15.6621 | 19 | 4 | - | 26 | 7 | 3
1373 | 15.6735 | 19 | 4 | - | 26 | 7 | 3
1374 | 15.6849 | 19 | 4 | - | 26 | 7 | 3
1375 | 15.6963 | 19 | 4 | - | 26 | 7 | 3
1376 | 15.7078 | 19 | 4 | - | 26 | 7 | 3
1377 | 15.7192 | 19 | 4 | - | 26 | 7 | 3
1378 | 15.7306 | 19 | 4 | - | 26 | 7 | 3
1379 | 15.742 | 19 | 4 | - | 26 | 7 | 3
1380 | 15.7534 | 19 | 4 | - | 26 | 7 | 3
1381 | 15.7648 | 19 | 4 | - | 26 | 7 | 3
1382 | 15.7763 | 19 | 4 | - | 26 | 7 | 3
1383 | 15.7877 | 19 | 4 | - | 26 | 7 | 3
1384 | 15.7991 | 19 | 4 | - | 26 | 7 | 3
1385 | 15.8105 | 19 | 4 | - | 26 | 7 | 3
1386 | 15.8219 | 19 | 4 | - | 26 | 7 | 3
1387 | 15.8333 | 19 | 4 | - | 26 | 7 | 3
1388 | 15.8447 | 19 | 4 | - | 26 | 7 | 3
1389 | 15.8562 | 19 | 4 | - | 26 | 7 | 3
1390 | 15.8676 | 19 | 4 | - | 26 | 7 | 3
1391 | 15.879 | 19 | 4 | - | 26 | 7 | 3
1392 | 15.8904 | 19 | 4 | - | 26 | 7 | 3
1393 | 15.9018 | 19 | 4 | - | 26 | 7 | 3
1394 | 15.9132 | 19 | 4 | - | 26 | 7 | 3
1395 | 15.9247 | 19 | 4 | - | 26 | 7 | 3
1396 | 15.9361 | 19 | 4 | - | 26 | 7 | 3
1397 | 15.9475 | 19 | 4 | - | 26 | 7 | 3
1398 | 15.9589 | 19 | 4 | - | 26 | 7 | 3
1399 | 15.9703 | 19 | 4 | - | 26 | 7 | 3
1400 | 15.9817 | 19 | 4 | - | 26 | 7 | 3
1401 | 15.9932 | 19 | 4 | - | 26 | 7 | 3
1402 | 16.0046 | 19 | 4 | - | 26 | 7 | 3
1403 | 16.016 | 19 | 4 | - | 26 | 7 | 3
1404 | 16.0274 | 19 | 4 | - | 26 | 7 | 3
1405 | 16.0388 | 19 | 4 | - | 26 | 7 | 3
1406 | 16.0502 | 19 | 4 | - | 26 | 7 | 3
1407 | 16.0616 | 19 | 4 | - | 26 | 7 | 3
1408 | 16.0731 | 19 | 4 | - | 26 | 7 | 3
1409 | 16.0845 | 19 | 4 | - | 26 | 7 | 3
1410 | 16.0959 | 19 | 4 | - | 26 | 7 | 3
1411 | 16.1073 | 19 | 4 | - | 26 | 7 | 3
1412 | 16.1187 | 19 | 4 | - | 26 | 7 | 3
1413 | 16.1301 | 19 | 4 | - | 26 | 7 | 3
1414 | 16.1416 | 19 | 4 | - | 26 | 7 | 3
1415 | 16.153 | 19 | 4 | - | 26 | 7 | 3
1416 | 16.1644 | 19 | 4 | - | 26 | 7 | 3
1417 | 16.1758 | 19 | 4 | - | 26 | 7 | 3
1418 | 16.1872 | 19 | 4 | - | 26 | 7 | 3
1419 | 16.1986 | 19 | 4 | - | 26 | 7 | 3
1420 | 16.21 | 19 | 4 | - | 26 | 7 | 3
1421 | 16.2215 | 19 | 4 | - | 26 | 7 | 3
1422 | 16.2329 | 19 | 4 | - | 26 | 7 | 3
1423 | 16.2443 | 19 | 4 | - | 26 | 7 | 3
1424 | 16.2557 | 19 | 4 | - | 26 | 7 | 3
1425 | 16.2671 | 19 | 4 | - | 26 | 7 | 3
1426 | 16.2785 | 19 | 4 | - | 26 | 7 | 3
1427 | 16.29 | 19 | 4 | - | 26 | 7 | 3
1428 | 16.3014 | 19 | 4 | - | 26 | 7 | 3
1429 | 16.3128 | 19 | 4 | - | 26 | 7 | 3
1430 | 16.3242 | 19 | 4 | - | 26 | 7 | 3
1431 | 16.3356 | 19 | 4 | - | 26 | 7 | 3
1432 | 16.347 | 19 | 4 | - | 26 | 7 | 3
1433 | 16.3584 | 19 | 4 | - | 26 | 7 | 3
1434 | 16.3699 | 19 | 4 | - | 26 | 7 | 3
1435 | 16.3813 | 19 | 4 | - | 26 | 7 | 3
1436 | 16.3927 | 19 | 4 | - | 26 | 7 | 3
1437 | 16.4041 | 19 | 4 | - | 26 | 7 | 3
1438 | 16.4155 | 19 | 4 | - | 26 | 7 | 3
1439 | 16.4269 | 19 | 4 | - | 26 | 7 | 3
1440 | 16.4384 | 19 | 4 | - | 26 | 7 | 3
1441 | 16.4498 | 19 | 4 | - | 26 | 7 | 3
1442 | 16.4612 | 19 | 4 | - | 26 | 7 | 3
1443 | 16.4726 | 19 | 4 | - | 26 | 7 | 3
1444 | 16.484 | 19 | 4 | - | 26 | 7 | 3
1445 | 16.4954 | 19 | 4 | - | 26 | 7 | 3
1446 | 16.5068 | 19 | 4 | - | 26 | 7 | 3
1447 | 16.5183 | 19 | 4 | - | 26 | 7 | 3
1448 | 16.5297 | 19 | 4 | - | 26 | 7 | 3
1449 | 16.5411 | 19 | 4 | - | 26 | 7 | 3
1450 | 16.5525 | 19 | 4 | - | 26 | 7 | 3
1451 | 16.5639 | 19 | 4 | - | 26 | 7 | 3
1452 | 16.5753 | 19 | 4 | - | 26 | 7 | 3
1453 | 16.5868 | 19 | 4 | - | 26 | 7 | 3
1454 | 16.5982 | 19 | 4 | - | 26 | 7 | 3
1455 | 16.6096 | 19 | 4 | - | 26 | 7 | 3
1456 | 16.621 | 19 | 4 | - | 26 | 7 | 3
1457 | 16.6324 | 19 | 4 | - | 26 | 7 | 3
1458 | 16.6438 | 19 | 4 | - | 26 | 7 | 3
1459 | 16.6553 | 19 | 4 | - | 26 | 7 | 3
1460 | 16.6667 | 19 | 4 | - | 26 | 7 | 3
1461 | 16.6781 | 19 | 4 | - | 26 | 7 | 3
1462 | 16.6895 | 19 | 4 | - | 26 | 7 | 3
1463 | 16.7009 | 19 | 4 | - | 26 | 7 | 3
1464 | 16.7123 | 19 | 4 | - | 26 | 7 | 3
1465 | 16.7237 | 19 | 4 | - | 26 | 7 | 3
1466 | 16.7352 | 19 | 4 | - | 26 | 7 | 3
1467 | 16.7466 | 19 | 4 | - | 26 | 7 | 3
1468 | 16.758 | 19 | 4 | - | 26 | 7 | 3
1469 | 16.7694 | 19 | 4 | - | 26 | 7 | 3
1470 | 16.7808 | 19 | 4 | - | 26 | 7 | 3
1471 | 16.7922 | 19 | 4 | - | 26 | 7 | 3
1472 | 16.8037 | 19 | 4 | - | 26 | 7 | 3
1473 | 16.8151 | 19 | 4 | - | 26 | 7 | 3
1474 | 16.8265 | 19 | 4 | - | 26 | 7 | 3
1475 | 16.8379 | 19 | 4 | - | 26 | 7 | 3
1476 | 16.8493 | 19 | 4 | - | 26 | 7 | 3
1477 | 16.8607 | 19 | 4 | - | 26 | 7 | 3
1478 | 16.8721 | 19 | 4 | - | 26 | 7 | 3
1479 | 16.8836 | 19 | 4 | - | 26 | 7 | 3
1480 | 16.895 | 19 | 4 | - | 26 | 7 | 3
1481 | 16.9064 | 19 | 4 | - | 26 | 7 | 3
1482 | 16.9178 | 19 | 4 | - | 26 | 7 | 3
1483 | 16.9292 | 19 | 4 | - | 26 | 7 | 3
1484 | 16.9406 | 19 | 4 | - | 26 | 7 | 3
1485 | 16.9521 | 19 | 4 | - | 26 | 7 | 3
1486 | 16.9635 | 19 | 4 | - | 26 | 7 | 3
1487 | 16.9749 | 19 | 4 | - | 26 | 7 | 3
1488 | 16.9863 | 19 | 4 | - | 26 | 7 | 3
1489 | 16.9977 | 19 | 4 | - | 26 | 7 | 3
1490 | 17.0091 | 19 | 4 | - | 26 | 7 | 3
1491 | 17.0205 | 19 | 4 | - | 26 | 7 | 3
1492 | 17.032 | 19 | 4 | - | 26 | 7 | 3
1493 | 17.0434 | 19 | 4 | - | 26 | 7 | 3
1494 | 17.0548 | 19 | 4 | - | 26 | 7 | 3
1495 | 17.0662 | 19 | 4 | - | 26 | 7 | 3
1496 | 17.0776 | 19 | 4 | - | 26 | 7 | 3
1497 | 17.089 | 19 | 4 | - | 26 | 7 | 3
1498 | 17.1005 | 19 | 4 | - | 26 | 7 | 3
1499 | 17.1119 | 19 | 4 | - | 26 | 7 | 3
1500 | 17.1233 | 19 | 4 | - | 26 | 7 | 3
1501 | 17.1347 | 19 | 4 | - | 26 | 7 | 3
1502 | 17.1461 | 19 | 4 | - | 26 | 7 | 3
1503 | 17.1575 | 19 | 4 | - | 26 | 7 | 3
1504 | 17.1689 | 19 | 4 | - | 26 | 7 | 3
1505 | 17.1804 | 19 | 4 | - | 26 | 7 | 3
1506 | 17.1918 | 19 | 4 | - | 26 | 7 | 3
1507 | 17.2032 | 19 | 4 | - | 26 | 7 | 3
1508 | 17.2146 | 19 | 4 | - | 26 | 7 | 3
1509 | 17.226 | 19 | 4 | - | 26 | 7 | 3
1510 | 17.2374 | 19 | 4 | - | 26 | 7 | 3
1511 | 17.2489 | 19 | 4 | - | 26 | 7 | 3
1512 | 17.2603 | 19 | 4 | - | 26 | 7 | 3
1513 | 17.2717 | 19 | 4 | - | 26 | 7 | 3
1514 | 17.2831 | 19 | 4 | - | 26 | 7 | 3
1515 | 17.2945 | 19 | 4 | - | 26 | 7 | 3
1516 | 17.3059 | 19 | 4 | - | 26 | 7 | 3
1517 | 17.3174 | 19 | 4 | - | 26 | 7 | 3
1518 | 17.3288 | 19 | 4 | - | 26 | 7 | 3
1519 | 17.3402 | 19 | 4 | - | 26 | 7 | 3
1520 | 17.3516 | 19 | 4 | - | 26 | 7 | 3
1521 | 17.363 | 19 | 4 | - | 26 | 7 | 3
1522 | 17.3744 | 19 | 4 | - | 26 | 7 | 3
1523 | 17.3858 | 19 | 4 | - | 26 | 7 | 3
1524 | 17.3973 | 19 | 4 | - | 26 | 7 | 3
1525 | 17.4087 | 19 | 4 | - | 26 | 7 | 3
1526 | 17.4201 | 19 | 4 | - | 26 | 7 | 3
1527 | 17.4315 | 19 | 4 | - | 26 | 7 | 3
1528 | 17.4429 | 19 | 4 | - | 26 | 7 | 3
1529 | 17.4543 | 19 | 4 | - | 26 | 7 | 3
1530 | 17.4658 | 19 | 4 | - | 26 | 7 | 3
1531 | 17.4772 | 19 | 4 | - | 26 | 7 | 3
1532 | 17.4886 | 19 | 4 | - | 26 | 7 | 3
1533 | 17.5 | 19 | 4 | - | 26 | 7 | 3
1534 | 17.5114 | 19 | 4 | - | 26 | 7 | 3
1535 | 17.5228 | 19 | 4 | - | 26 | 7 | 3
1536 | 17.5342 | 19 | 4 | - | 26 | 7 | 3
1537 | 17.5457 | 19 | 4 | - | 26 | 7 | 3
1538 | 17.5571 | 19 | 4 | - | 26 | 7 | 3
1539 | 17.5685 | 19 | 4 | - | 26 | 7 | 3
1540 | 17.5799 | 19 | 4 | - | 26 | 7 | 3
1541 | 17.5913 | 19 | 4 | - | 26 | 7 | 3
1542 | 17.6027 | 19 | 4 | - | 26 | 7 | 3
1543 | 17.6142 | 19 | 4 | - | 26 | 7 | 3
1544 | 17.6256 | 19 | 4 | - | 26 | 7 | 3
1545 | 17.637 | 19 | 4 | - | 26 | 7 | 3
1546 | 17.6484 | 19 | 4 | - | 26 | 7 | 3
1547 | 17.6598 | 19 | 4 | - | 26 | 7 | 3
1548 | 17.6712 | 19 | 4 | - | 26 | 7 | 3
1549 | 17.6826 | 19 | 4 | - | 26 | 7 | 3
1550 | 17.6941 | 19 | 4 | - | 26 | 7 | 3
1551 | 17.7055 | 19 | 4 | - | 26 | 7 | 3
1552 | 17.7169 | 19 | 4 | - | 26 | 7 | 3
1553 | 17.7283 | 19 | 4 | - | 26 | 7 | 3
1554 | 17.7397 | 19 | 4 | - | 26 | 7 | 3
1555 | 17.7511 | 19 | 4 | - | 26 | 7 | 3
1556 | 17.7626 | 19 | 4 | - | 26 | 7 | 3
1557 | 17.774 | 19 | 4 | - | 26 | 7 | 3
1558 | 17.7854 | 19 | 4 | - | 26 | 7 | 3
1559 | 17.7968 | 19 | 4 | - | 26 | 7 | 3
1560 | 17.8082 | 19 | 4 | - | 26 | 7 | 3
1561 | 17.8196 | 19 | 4 | - | 26 | 7 | 3
1562 | 17.8311 | 19 | 4 | - | 26 | 7 | 3
1563 | 17.8425 | 19 | 4 | - | 26 | 7 | 3
1564 | 17.8539 | 19 | 4 | - | 26 | 7 | 3
1565 | 17.8653 | 19 | 4 | - | 26 | 7 | 3
1566 | 17.8767 | 19 | 4 | - | 26 | 7 | 3
1567 | 17.8881 | 19 | 4 | - | 26 | 7 | 3
1568 | 17.8995 | 19 | 4 | - | 26 | 7 | 3
1569 | 17.911 | 19 | 4 | - | 26 | 7 | 3
1570 | 17.9224 | 19 | 4 | - | 26 | 7 | 3
1571 | 17.9338 | 19 | 4 | - | 26 | 7 | 3
1572 | 17.9452 | 19 | 4 | - | 26 | 7 | 3
1573 | 17.9566 | 19 | 4 | - | 26 | 7 | 3
1574 | 17.968 | 19 | 4 | - | 26 | 7 | 3
1575 | 17.9795 | 19 | 4 | - | 26 | 7 | 3
1576 | 17.9909 | 19 | 4 | - | 26 | 7 | 3
1577 | 18.0023 | 19 | 4 | - | 26 | 7 | 3
1578 | 18.0137 | 19 | 4 | - | 26 | 7 | 3
1579 | 18.0251 | 19 | 4 | - | 26 | 7 | 3
1580 | 18.0365 | 19 | 4 | - | 26 | 7 | 3
1581 | 18.0479 | 19 | 4 | - | 26 | 7 | 3
1582 | 18.0594 | 19 | 4 | - | 26 | 7 | 3
1583 | 18.0708 | 19 | 4 | - | 26 | 7 | 3
1584 | 18.0822 | 19 | 4 | - | 26 | 7 | 3
1585 | 18.0936 | 19 | 4 | - | 26 | 7 | 3
1586 | 18.105 | 19 | 4 | - | 26 | 7 | 3
1587 | 18.1164 | 19 | 4 | - | 26 | 7 | 3
1588 | 18.1279 | 19 | 4 | - | 26 | 7 | 3
1589 | 18.1393 | 19 | 4 | - | 26 | 7 | 3
1590 | 18.1507 | 19 | 4 | - | 26 | 7 | 3
1591 | 18.1621 | 19 | 4 | - | 26 | 7 | 3
1592 | 18.1735 | 19 | 4 | - | 26 | 7 | 3
1593 | 18.1849 | 19 | 4 | - | 26 | 7 | 3
1594 | 18.1963 | 19 | 4 | - | 26 | 7 | 3
1595 | 18.2078 | 19 | 4 | - | 26 | 7 | 3
1596 | 18.2192 | 19 | 4 | - | 26 | 7 | 3
1597 | 18.2306 | 19 | 4 | - | 26 | 7 | 3
1598 | 18.242 | 19 | 4 | - | 26 | 7 | 3
1599 | 18.2534 | 19 | 4 | - | 26 | 7 | 3
1600 | 18.2648 | 19 | 4 | - | 26 | 7 | 3
1601 | 18.2763 | 19 | 4 | - | 26 | 7 | 3
1602 | 18.2877 | 19 | 4 | - | 26 | 7 | 3
1603 | 18.2991 | 19 | 4 | - | 26 | 7 | 3
1604 | 18.3105 | 19 | 4 | - | 26 | 7 | 3
1605 | 18.3219 | 19 | 4 | - | 26 | 7 | 3
1606 | 18.3333 | 19 | 4 | - | 26 | 7 | 3
1607 | 18.3447 | 19 | 4 | - | 26 | 7 | 3
1608 | 18.3562 | 19 | 4 | - | 26 | 7 | 3
1609 | 18.3676 | 19 | 4 | - | 26 | 7 | 3
1610 | 18.379 | 19 | 4 | - | 26 | 7 | 3
1611 | 18.3904 | 19 | 4 | - | 26 | 7 | 3
1612 | 18.4018 | 19 | 4 | - | 26 | 7 | 3
1613 | 18.4132 | 19 | 4 | - | 26 | 7 | 3
1614 | 18.4247 | 19 | 4 | - | 26 | 7 | 3
1615 | 18.4361 | 19 | 4 | - | 26 | 7 | 3
1616 | 18.4475 | 19 | 4 | - | 26 | 7 | 3
1617 | 18.4589 | 19 | 4 | - | 26 | 7 | 3
1618 | 18.4703 | 19 | 4 | - | 26 | 7 | 3
1619 | 18.4817 | 19 | 4 | - | 26 | 7 | 3
1620 | 18.4932 | 19 | 4 | - | 26 | 7 | 3
1621 | 18.5046 | 19 | 4 | - | 26 | 7 | 3
1622 | 18.516 | 19 | 4 | - | 26 | 7 | 3
1623 | 18.5274 | 19 | 4 | - | 26 | 7 | 3
1624 | 18.5388 | 19 | 4 | - | 26 | 7 | 3
1625 | 18.5502 | 19 | 4 | - | 26 | 7 | 3
1626 | 18.5616 | 19 | 4 | - | 26 | 7 | 3
1627 | 18.5731 | 19 | 4 | - | 26 | 7 | 3
1628 | 18.5845 | 19 | 4 | - | 26 | 7 | 3
1629 | 18.5959 | 19 | 4 | - | 26 | 7 | 3
1630 | 18.6073 | 19 | 4 | - | 26 | 7 | 3
1631 | 18.6187 | 19 | 4 | - | 26 | 7 | 3
1632 | 18.6301 | 19 | 4 | - | 26 | 7 | 3
1633 | 18.6416 | 19 | 4 | - | 26 | 7 | 3
1634 | 18.653 | 19 | 4 | - | 26 | 7 | 3
1635 | 18.6644 | 19 | 4 | - | 26 | 7 | 3
1636 | 18.6758 | 19 | 4 | - | 26 | 7 | 3
1637 | 18.6872 | 19 | 4 | - | 26 | 7 | 3
1638 | 18.6986 | 19 | 4 | - | 26 | 7 | 3
1639 | 18.71 | 19 | 4 | - | 26 | 7 | 3
1640 | 18.7215 | 19 | 4 | - | 26 | 7 | 3
1641 | 18.7329 | 19 | 4 | - | 26 | 7 | 3
1642 | 18.7443 | 19 | 4 | - | 26 | 7 | 3
1643 | 18.7557 | 19 | 4 | - | 26 | 7 | 3
1644 | 18.7671 | 19 | 4 | - | 26 | 7 | 3
1645 | 18.7785 | 19 | 4 | - | 26 | 7 | 3
1646 | 18.79 | 19 | 4 | - | 26 | 7 | 3
1647 | 18.8014 | 19 | 4 | - | 26 | 7 | 3
1648 | 18.8128 | 19 | 4 | - | 26 | 7 | 3
1649 | 18.8242 | 19 | 4 | - | 26 | 7 | 3
1650 | 18.8356 | 19 | 4 | - | 26 | 7 | 3
1651 | 18.847 | 19 | 4 | - | 26 | 7 | 3
1652 | 18.8584 | 19 | 4 | - | 26 | 7 | 3
1653 | 18.8699 | 19 | 4 | - | 26 | 7 | 3
1654 | 18.8813 | 19 | 4 | - | 26 | 7 | 3
1655 | 18.8927 | 19 | 4 | - | 26 | 7 | 3
1656 | 18.9041 | 19 | 4 | - | 26 | 7 | 3
1657 | 18.9155 | 19 | 4 | - | 26 | 7 | 3
1658 | 18.9269 | 19 | 4 | - | 26 | 7 | 3
1659 | 18.9384 | 19 | 4 | - | 26 | 7 | 3
1660 | 18.9498 | 19 | 4 | - | 26 | 7 | 3
1661 | 18.9612 | 19 | 4 | - | 26 | 7 | 3
1662 | 18.9726 | 19 | 4 | - | 26 | 7 | 3
1663 | 18.984 | 19 | 4 | - | 26 | 7 | 3
1664 | 18.9954 | 19 | 4 | - | 26 | 7 | 3
1665 | 19.0068 | 19 | 4 | - | 26 | 7 | 3
1666 | 19.0183 | 19 | 4 | - | 26 | 7 | 3
1667 | 19.0297 | 19 | 4 | - | 26 | 7 | 3
1668 | 19.0411 | 19 | 4 | - | 26 | 7 | 3
1669 | 19.0525 | 19 | 4 | - | 26 | 7 | 3
1670 | 19.0639 | 19 | 4 | - | 26 | 7 | 3
1671 | 19.0753 | 19 | 4 | - | 26 | 7 | 3
1672 | 19.0868 | 19 | 4 | - | 26 | 7 | 3
1673 | 19.0982 | 19 | 4 | - | 26 | 7 | 3
1674 | 19.1096 | 19 | 4 | - | 26 | 7 | 3
1675 | 19.121 | 19 | 4 | - | 26 | 7 | 3
1676 | 19.1324 | 19 | 4 | - | 26 | 7 | 3
1677 | 19.1438 | 19 | 4 | - | 26 | 7 | 3
1678 | 19.1553 | 19 | 4 | - | 26 | 7 | 3
1679 | 19.1667 | 19 | 4 | - | 26 | 7 | 3
1680 | 19.1781 | 19 | 4 | - | 26 | 7 | 3
1681 | 19.1895 | 19 | 4 | - | 26 | 7 | 3
1682 | 19.2009 | 19 | 4 | - | 26 | 7 | 3
1683 | 19.2123 | 19 | 4 | - | 26 | 7 | 3
1684 | 19.2237 | 19 | 4 | - | 26 | 7 | 3
1685 | 19.2352 | 19 | 4 | - | 26 | 7 | 3
1686 | 19.2466 | 19 | 4 | - | 26 | 7 | 3
1687 | 19.258 | 19 | 4 | - | 26 | 7 | 3
1688 | 19.2694 | 19 | 4 | - | 26 | 7 | 3
1689 | 19.2808 | 19 | 4 | - | 26 | 7 | 3
1690 | 19.2922 | 19 | 4 | - | 26 | 7 | 3
1691 | 19.3037 | 19 | 4 | - | 26 | 7 | 3
1692 | 19.3151 | 19 | 4 | - | 26 | 7 | 3
1693 | 19.3265 | 19 | 4 | - | 26 | 7 | 3
1694 | 19.3379 | 19 | 4 | - | 26 | 7 | 3
1695 | 19.3493 | 19 | 4 | - | 26 | 7 | 3
1696 | 19.3607 | 19 | 4 | - | 26 | 7 | 3
1697 | 19.3721 | 19 | 4 | - | 26 | 7 | 3
1698 | 19.3836 | 19 | 4 | - | 26 | 7 | 3
1699 | 19.395 | 19 | 4 | - | 26 | 7 | 3
1700 | 19.4064 | 19 | 4 | - | 26 | 7 | 3
1701 | 19.4178 | 19 | 4 | - | 26 | 7 | 3
1702 | 19.4292 | 19 | 4 | - | 26 | 7 | 3
1703 | 19.4406 | 19 | 4 | - | 26 | 7 | 3
1704 | 19.4521 | 19 | 4 | - | 26 | 7 | 3
1705 | 19.4635 | 19 | 4 | - | 26 | 7 | 3
1706 | 19.4749 | 19 | 4 | - | 26 | 7 | 3
1707 | 19.4863 | 19 | 4 | - | 26 | 7 | 3
1708 | 19.4977 | 19 | 4 | - | 26 | 7 | 3
1709 | 19.5091 | 19 | 4 | - | 26 | 7 | 3
1710 | 19.5205 | 19 | 4 | - | 26 | 7 | 3
1711 | 19.532 | 19 | 4 | - | 26 | 7 | 3
1712 | 19.5434 | 19 | 4 | - | 26 | 7 | 3
1713 | 19.5548 | 19 | 4 | - | 26 | 7 | 3
1714 | 19.5662 | 19 | 4 | - | 26 | 7 | 3
1715 | 19.5776 | 19 | 4 | - | 26 | 7 | 3
1716 | 19.589 | 19 | 4 | - | 26 | 7 | 3
1717 | 19.6005 | 19 | 4 | - | 26 | 7 | 3
1718 | 19.6119 | 19 | 4 | - | 26 | 7 | 3
1719 | 19.6233 | 19 | 4 | - | 26 | 7 | 3
1720 | 19.6347 | 19 | 4 | - | 26 | 7 | 3
1721 | 19.6461 | 19 | 4 | - | 26 | 7 | 3
1722 | 19.6575 | 19 | 4 | - | 26 | 7 | 3
1723 | 19.6689 | 19 | 4 | - | 26 | 7 | 3
1724 | 19.6804 | 19 | 4 | - | 26 | 7 | 3
1725 | 19.6918 | 19 | 4 | - | 26 | 7 | 3
1726 | 19.7032 | 19 | 4 | - | 26 | 7 | 3
1727 | 19.7146 | 19 | 4 | - | 26 | 7 | 3
1728 | 19.726 | 19 | 4 | - | 26 | 7 | 3
1729 | 19.7374 | 19 | 4 | - | 26 | 7 | 3
1730 | 19.7489 | 19 | 4 | - | 26 | 7 | 3
1731 | 19.7603 | 19 | 4 | - | 26 | 7 | 3
1732 | 19.7717 | 19 | 4 | - | 26 | 7 | 3
1733 | 19.7831 | 19 | 4 | - | 26 | 7 | 3
1734 | 19.7945 | 19 | 4 | - | 26 | 7 | 3
1735 | 19.8059 | 19 | 4 | - | 26 | 7 | 3
1736 | 19.8174 | 19 | 4 | - | 26 | 7 | 3
1737 | 19.8288 | 19 | 4 | - | 26 | 7 | 3
1738 | 19.8402 | 19 | 4 | - | 26 | 7 | 3
1739 | 19.8516 | 19 | 4 | - | 26 | 7 | 3
1740 | 19.863 | 19 | 4 | - | 26 | 7 | 3
1741 | 19.8744 | 19 | 4 | - | 26 | 7 | 3
1742 | 19.8858 | 19 | 4 | - | 26 | 7 | 3
1743 | 19.8973 | 19 | 4 | - | 26 | 7 | 3
1744 | 19.9087 | 19 | 4 | - | 26 | 7 | 3
1745 | 19.9201 | 19 | 4 | - | 26 | 7 | 3
1746 | 19.9315 | 19 | 4 | - | 25 | 7 | 3
1747 | 19.9429 | 19 | 4 | - | 25 | 7 | 3
1748 | 19.9543 | 19 | 4 | - | 25 | 7 | 3
1749 | 19.9658 | 19 | 4 | - | 25 | 7 | 3
1750 | 19.9772 | 19 | 4 | - | 25 | 7 | 3
1751 | 19.9886 | 19 | 4 | - | 25 | 7 | 3
1752 | 20 | 19 | 4 | - | 25 | 7 | 3
1753 | 20.0114 | 19 | 4 | - | 25 | 7 | 3
1754 | 20.0228 | 19 | 4 | - | 25 | 7 | 3
1755 | 20.0342 | 19 | 4 | - | 25 | 7 | 3
1756 | 20.0457 | 19 | 4 | - | 25 | 7 | 3
1757 | 20.0571 | 19 | 4 | - | 25 | 7 | 3
1758 | 20.0685 | 19 | 4 | - | 25 | 7 | 3
1759 | 20.0799 | 19 | 4 | - | 25 | 7 | 3
1760 | 20.0913 | 19 | 4 | - | 25 | 7 | 3
1761 | 20.1027 | 19 | 4 | - | 25 | 7 | 3
1762 | 20.1142 | 19 | 4 | - | 25 | 7 | 3
1763 | 20.1256 | 19 | 4 | - | 25 | 7 | 3
1764 | 20.137 | 19 | 4 | - | 25 | 7 | 3
1765 | 20.1484 | 19 | 4 | - | 25 | 7 | 3
1766 | 20.1598 | 19 | 4 | - | 25 | 7 | 3
1767 | 20.1712 | 19 | 4 | - | 25 | 7 | 3
1768 | 20.1826 | 19 | 4 | - | 25 | 7 | 3
1769 | 20.1941 | 19 | 4 | - | 25 | 7 | 3
1770 | 20.2055 | 19 | 4 | - | 25 | 7 | 3
1771 | 20.2169 | 19 | 4 | - | 25 | 7 | 3
1772 | 20.2283 | 19 | 4 | - | 25 | 7 | 3
1773 | 20.2397 | 19 | 4 | - | 25 | 7 | 3
1774 | 20.2511 | 19 | 4 | - | 25 | 7 | 3
1775 | 20.2626 | 19 | 4 | - | 25 | 7 | 3
1776 | 20.274 | 19 | 4 | - | 25 | 7 | 3
1777 | 20.2854 | 19 | 4 | - | 25 | 7 | 3
1778 | 20.2968 | 19 | 4 | - | 25 | 7 | 3
1779 | 20.3082 | 19 | 4 | - | 25 | 7 | 3
1780 | 20.3196 | 19 | 4 | - | 25 | 7 | 3
1781 | 20.3311 | 19 | 4 | - | 25 | 7 | 3
1782 | 20.3425 | 19 | 4 | - | 25 | 7 | 3
1783 | 20.3539 | 19 | 4 | - | 25 | 7 | 3
1784 | 20.3653 | 19 | 4 | - | 25 | 7 | 3
1785 | 20.3767 | 19 | 4 | - | 25 | 7 | 3
1786 | 20.3881 | 19 | 4 | - | 25 | 7 | 3
1787 | 20.3995 | 19 | 4 | - | 25 | 7 | 3
1788 | 20.411 | 19 | 4 | - | 25 | 7 | 3
1789 | 20.4224 | 19 | 4 | - | 25 | 7 | 3
1790 | 20.4338 | 19 | 4 | - | 25 | 7 | 3
1791 | 20.4452 | 19 | 4 | - | 25 | 7 | 3
1792 | 20.4566 | 19 | 4 | - | 25 | 7 | 3
1793 | 20.468 | 19 | 4 | - | 25 | 7 | 3
1794 | 20.4795 | 19 | 4 | - | 25 | 7 | 3
1795 | 20.4909 | 19 | 4 | - | 25 | 7 | 3
1796 | 20.5023 | 19 | 4 | - | 25 | 7 | 3
1797 | 20.5137 | 19 | 4 | - | 25 | 7 | 3
1798 | 20.5251 | 19 | 4 | - | 25 | 7 | 3
1799 | 20.5365 | 19 | 4 | - | 25 | 7 | 3
1800 | 20.5479 | 19 | 4 | - | 25 | 7 | 3
1801 | 20.5594 | 19 | 4 | - | 25 | 7 | 3
1802 | 20.5708 | 19 | 4 | - | 25 | 7 | 3
1803 | 20.5822 | 19 | 4 | - | 25 | 7 | 3
1804 | 20.5936 | 19 | 4 | - | 25 | 7 | 3
1805 | 20.605 | 19 | 4 | - | 25 | 7 | 3
1806 | 20.6164 | 19 | 4 | - | 25 | 7 | 3
1807 | 20.6279 | 19 | 4 | - | 25 | 7 | 3
1808 | 20.6393 | 19 | 4 | - | 25 | 7 | 3
1809 | 20.6507 | 19 | 4 | - | 25 | 7 | 3
1810 | 20.6621 | 19 | 4 | - | 25 | 7 | 3
1811 | 20.6735 | 19 | 4 | - | 25 | 7 | 3
1812 | 20.6849 | 19 | 4 | - | 25 | 7 | 3
1813 | 20.6963 | 19 | 4 | - | 25 | 7 | 3
1814 | 20.7078 | 19 | 4 | - | 25 | 7 | 3
1815 | 20.7192 | 19 | 4 | - | 25 | 7 | 3
1816 | 20.7306 | 19 | 4 | - | 25 | 7 | 3
1817 | 20.742 | 19 | 4 | - | 25 | 7 | 3
1818 | 20.7534 | 19 | 4 | - | 25 | 7 | 3
1819 | 20.7648 | 19 | 4 | - | 25 | 7 | 3
1820 | 20.7763 | 19 | 4 | - | 25 | 7 | 3
1821 | 20.7877 | 19 | 4 | - | 25 | 7 | 3
1822 | 20.7991 | 19 | 4 | - | 25 | 7 | 3
1823 | 20.8105 | 19 | 4 | - | 25 | 7 | 3
1824 | 20.8219 | 19 | 4 | - | 25 | 7 | 3
1825 | 20.8333 | 19 | 4 | - | 25 | 7 | 3
1826 | 20.8447 | 19 | 4 | - | 25 | 7 | 3
1827 | 20.8562 | 19 | 4 | - | 25 | 7 | 3
1828 | 20.8676 | 19 | 4 | - | 25 | 7 | 3
1829 | 20.879 | 19 | 4 | - | 25 | 7 | 3
1830 | 20.8904 | 19 | 4 | - | 25 | 7 | 3
1831 | 20.9018 | 19 | 4 | - | 25 | 7 | 3
1832 | 20.9132 | 19 | 4 | - | 25 | 7 | 3
1833 | 20.9247 | 19 | 4 | - | 25 | 7 | 3
1834 | 20.9361 | 19 | 4 | - | 25 | 7 | 3
1835 | 20.9475 | 19 | 4 | - | 25 | 7 | 3
1836 | 20.9589 | 19 | 4 | - | 25 | 7 | 3
1837 | 20.9703 | 19 | 4 | - | 25 | 7 | 3
1838 | 20.9817 | 19 | 4 | - | 25 | 7 | 3
1839 | 20.9932 | 19 | 4 | - | 25 | 7 | 3
1840 | 21.0046 | 19 | 4 | - | 25 | 7 | 3
1841 | 21.016 | 19 | 4 | - | 25 | 7 | 3
1842 | 21.0274 | 19 | 4 | - | 25 | 7 | 3
1843 | 21.0388 | 19 | 4 | - | 25 | 7 | 3
1844 | 21.0502 | 19 | 4 | - | 25 | 7 | 3
1845 | 21.0616 | 19 | 4 | - | 25 | 7 | 3
1846 | 21.0731 | 19 | 4 | - | 25 | 7 | 3
1847 | 21.0845 | 19 | 4 | - | 25 | 7 | 3
1848 | 21.0959 | 19 | 4 | - | 25 | 7 | 3
1849 | 21.1073 | 19 | 4 | - | 25 | 7 | 3
1850 | 21.1187 | 19 | 4 | - | 25 | 7 | 3
1851 | 21.1301 | 19 | 4 | - | 25 | 7 | 3
1852 | 21.1416 | 19 | 4 | - | 25 | 7 | 3
1853 | 21.153 | 19 | 4 | - | 25 | 7 | 3
1854 | 21.1644 | 19 | 4 | - | 25 | 7 | 3
1855 | 21.1758 | 19 | 4 | - | 25 | 7 | 3
1856 | 21.1872 | 19 | 4 | - | 25 | 7 | 3
1857 | 21.1986 | 19 | 4 | - | 25 | 7 | 3
1858 | 21.21 | 19 | 4 | - | 25 | 7 | 3
1859 | 21.2215 | 19 | 4 | - | 25 | 7 | 3
1860 | 21.2329 | 19 | 4 | - | 25 | 7 | 3
1861 | 21.2443 | 19 | 4 | - | 25 | 7 | 3
1862 | 21.2557 | 19 | 4 | - | 25 | 7 | 3
1863 | 21.2671 | 19 | 4 | - | 25 | 7 | 3
1864 | 21.2785 | 19 | 4 | - | 25 | 7 | 3
1865 | 21.29 | 19 | 4 | - | 25 | 7 | 3
1866 | 21.3014 | 19 | 4 | - | 25 | 7 | 3
1867 | 21.3128 | 19 | 4 | - | 25 | 7 | 3
1868 | 21.3242 | 19 | 4 | - | 25 | 7 | 3
1869 | 21.3356 | 19 | 4 | - | 25 | 7 | 3
1870 | 21.347 | 19 | 4 | - | 25 | 7 | 3
1871 | 21.3584 | 19 | 4 | - | 25 | 7 | 3
1872 | 21.3699 | 19 | 4 | - | 25 | 7 | 3
1873 | 21.3813 | 19 | 4 | - | 25 | 7 | 3
1874 | 21.3927 | 19 | 4 | - | 25 | 7 | 3
1875 | 21.4041 | 19 | 4 | - | 25 | 7 | 3
1876 | 21.4155 | 19 | 4 | - | 25 | 7 | 3
1877 | 21.4269 | 19 | 4 | - | 25 | 7 | 3
1878 | 21.4384 | 19 | 4 | - | 25 | 7 | 3
1879 | 21.4498 | 19 | 4 | - | 25 | 7 | 3
1880 | 21.4612 | 19 | 4 | - | 25 | 7 | 3
1881 | 21.4726 | 19 | 4 | - | 25 | 7 | 3
1882 | 21.484 | 19 | 4 | - | 25 | 7 | 3
1883 | 21.4954 | 19 | 4 | - | 25 | 7 | 3
1884 | 21.5068 | 19 | 4 | - | 25 | 7 | 3
1885 | 21.5183 | 19 | 4 | - | 25 | 7 | 3
1886 | 21.5297 | 19 | 4 | - | 25 | 7 | 3
1887 | 21.5411 | 19 | 4 | - | 25 | 7 | 3
1888 | 21.5525 | 19 | 4 | - | 25 | 7 | 3
1889 | 21.5639 | 19 | 4 | - | 25 | 7 | 3
1890 | 21.5753 | 19 | 4 | - | 25 | 7 | 3
1891 | 21.5868 | 19 | 4 | - | 25 | 7 | 3
1892 | 21.5982 | 19 | 4 | - | 25 | 7 | 3
1893 | 21.6096 | 19 | 4 | - | 25 | 7 | 3
1894 | 21.621 | 19 | 4 | - | 25 | 7 | 3
1895 | 21.6324 | 19 | 4 | - | 25 | 7 | 3
1896 | 21.6438 | 19 | 4 | - | 25 | 7 | 3
1897 | 21.6553 | 19 | 4 | - | 25 | 7 | 3
1898 | 21.6667 | 19 | 4 | - | 25 | 7 | 3
1899 | 21.6781 | 19 | 4 | - | 25 | 7 | 3
1900 | 21.6895 | 19 | 4 | - | 25 | 7 | 3
1901 | 21.7009 | 19 | 4 | - | 25 | 7 | 3
1902 | 21.7123 | 19 | 4 | - | 25 | 7 | 3
1903 | 21.7237 | 19 | 4 | - | 25 | 7 | 3
1904 | 21.7352 | 19 | 4 | - | 25 | 7 | 3
1905 | 21.7466 | 19 | 4 | - | 25 | 7 | 3
1906 | 21.758 | 19 | 4 | - | 25 | 7 | 3
1907 | 21.7694 | 19 | 4 | - | 25 | 7 | 3
1908 | 21.7808 | 19 | 4 | - | 25 | 7 | 3
1909 | 21.7922 | 19 | 4 | - | 25 | 7 | 3
1910 | 21.8037 | 19 | 4 | - | 25 | 7 | 3
1911 | 21.8151 | 19 | 4 | - | 25 | 7 | 3
1912 | 21.8265 | 19 | 4 | - | 25 | 7 | 3
1913 | 21.8379 | 19 | 4 | - | 25 | 7 | 3
1914 | 21.8493 | 19 | 4 | - | 25 | 7 | 3
1915 | 21.8607 | 19 | 4 | - | 25 | 7 | 3
1916 | 21.8721 | 19 | 4 | - | 25 | 7 | 3
1917 | 21.8836 | 19 | 4 | - | 25 | 7 | 3
1918 | 21.895 | 19 | 4 | - | 25 | 7 | 3
1919 | 21.9064 | 19 | 4 | - | 25 | 7 | 3
1920 | 21.9178 | 19 | 4 | - | 25 | 7 | 3
1921 | 21.9292 | 19 | 4 | - | 25 | 7 | 3
1922 | 21.9406 | 19 | 4 | - | 25 | 7 | 3
1923 | 21.9521 | 19 | 4 | - | 25 | 7 | 3
1924 | 21.9635 | 19 | 4 | - | 25 | 7 | 3
1925 | 21.9749 | 19 | 4 | - | 25 | 7 | 3
1926 | 21.9863 | 19 | 4 | - | 25 | 7 | 3
1927 | 21.9977 | 19 | 4 | - | 25 | 7 | 3
1928 | 22.0091 | 19 | 4 | - | 25 | 7 | 3
1929 | 22.0205 | 19 | 4 | - | 25 | 7 | 3
1930 | 22.032 | 19 | 4 | - | 25 | 7 | 3
1931 | 22.0434 | 19 | 4 | - | 25 | 7 | 3
1932 | 22.0548 | 19 | 4 | - | 25 | 7 | 3
1933 | 22.0662 | 19 | 4 | - | 25 | 7 | 3
1934 | 22.0776 | 19 | 4 | - | 25 | 7 | 3
1935 | 22.089 | 19 | 4 | - | 25 | 7 | 3
1936 | 22.1005 | 19 | 4 | - | 25 | 7 | 3
1937 | 22.1119 | 19 | 4 | - | 25 | 7 | 3
1938 | 22.1233 | 19 | 4 | - | 25 | 7 | 3
1939 | 22.1347 | 19 | 4 | - | 25 | 7 | 3
1940 | 22.1461 | 19 | 4 | - | 25 | 7 | 3
1941 | 22.1575 | 19 | 4 | - | 25 | 7 | 3
1942 | 22.1689 | 19 | 4 | - | 25 | 7 | 3
1943 | 22.1804 | 19 | 4 | - | 25 | 7 | 3
1944 | 22.1918 | 19 | 4 | - | 25 | 7 | 3
1945 | 22.2032 | 19 | 4 | - | 25 | 7 | 3
1946 | 22.2146 | 19 | 4 | - | 25 | 7 | 3
1947 | 22.226 | 19 | 4 | - | 25 | 7 | 3
1948 | 22.2374 | 19 | 4 | - | 25 | 7 | 3
1949 | 22.2489 | 19 | 4 | - | 25 | 7 | 3
1950 | 22.2603 | 19 | 4 | - | 25 | 7 | 3
1951 | 22.2717 | 19 | 4 | - | 25 | 7 | 3
1952 | 22.2831 | 19 | 4 | - | 25 | 7 | 3
1953 | 22.2945 | 19 | 4 | - | 25 | 7 | 3
1954 | 22.3059 | 19 | 4 | - | 25 | 7 | 3
1955 | 22.3174 | 19 | 4 | - | 25 | 7 | 3
1956 | 22.3288 | 19 | 3 | - | 25 | 7 | 3
1957 | 22.3402 | 19 | 3 | - | 25 | 7 | 3
1958 | 22.3516 | 19 | 3 | - | 25 | 7 | 3
1959 | 22.363 | 19 | 3 | - | 25 | 7 | 3
1960 | 22.3744 | 19 | 3 | - | 25 | 7 | 3
1961 | 22.3858 | 19 | 3 | - | 25 | 7 | 3
1962 | 22.3973 | 19 | 3 | - | 25 | 7 | 3
1963 | 22.4087 | 19 | 3 | - | 25 | 7 | 3
1964 | 22.4201 | 19 | 3 | - | 25 | 7 | 3
1965 | 22.4315 | 19 | 3 | - | 25 | 7 | 3
1966 | 22.4429 | 19 | 3 | - | 25 | 7 | 3
1967 | 22.4543 | 19 | 3 | - | 25 | 7 | 3
1968 | 22.4658 | 19 | 3 | - | 25 | 7 | 3
1969 | 22.4772 | 19 | 3 | - | 25 | 7 | 3
1970 | 22.4886 | 19 | 3 | - | 25 | 7 | 3
1971 | 22.5 | 19 | 3 | - | 25 | 7 | 3
1972 | 22.5114 | 19 | 3 | - | 25 | 7 | 3
1973 | 22.5228 | 19 | 3 | - | 25 | 7 | 3
1974 | 22.5342 | 19 | 3 | - | 25 | 7 | 3
1975 | 22.5457 | 19 | 3 | - | 25 | 7 | 3
1976 | 22.5571 | 19 | 3 | - | 25 | 7 | 3
1977 | 22.5685 | 19 | 3 | - | 25 | 7 | 3
1978 | 22.5799 | 19 | 3 | - | 25 | 7 | 3
1979 | 22.5913 | 19 | 3 | - | 25 | 7 | 3
1980 | 22.6027 | 19 | 3 | - | 25 | 7 | 3
1981 | 22.6142 | 19 | 3 | - | 25 | 7 | 3
1982 | 22.6256 | 19 | 3 | - | 25 | 7 | 3
1983 | 22.637 | 19 | 3 | - | 25 | 7 | 3
1984 | 22.6484 | 19 | 3 | - | 25 | 7 | 3
1985 | 22.6598 | 19 | 3 | - | 25 | 7 | 3
1986 | 22.6712 | 19 | 3 | - | 25 | 7 | 3
1987 | 22.6826 | 19 | 3 | - | 25 | 7 | 3
1988 | 22.6941 | 19 | 3 | - | 25 | 7 | 3
1989 | 22.7055 | 19 | 3 | - | 25 | 7 | 3
1990 | 22.7169 | 19 | 3 | - | 25 | 7 | 3
1991 | 22.7283 | 19 | 3 | - | 25 | 7 | 3
1992 | 22.7397 | 19 | 3 | - | 25 | 7 | 3
1993 | 22.7511 | 19 | 3 | - | 25 | 7 | 3
1994 | 22.7626 | 19 | 3 | - | 25 | 7 | 3
1995 | 22.774 | 19 | 3 | - | 25 | 7 | 3
1996 | 22.7854 | 19 | 3 | - | 25 | 7 | 3
1997 | 22.7968 | 19 | 3 | - | 25 | 7 | 3
1998 | 22.8082 | 19 | 3 | - | 25 | 7 | 3
1999 | 22.8196 | 19 | 3 | - | 25 | 7 | 3
2000 | 22.8311 | 19 | 3 | - | 25 | 7 | 3
2001 | 22.8425 | 19 | 3 | - | 25 | 7 | 3
2002 | 22.8539 | 19 | 3 | - | 25 | 7 | 3
2003 | 22.8653 | 19 | 3 | - | 25 | 7 | 3
2004 | 22.8767 | 19 | 3 | - | 25 | 7 | 3
2005 | 22.8881 | 19 | 3 | - | 25 | 7 | 3
2006 | 22.8995 | 19 | 3 | - | 25 | 7 | 3
2007 | 22.911 | 19 | 3 | - | 25 | 7 | 3
2008 | 22.9224 | 19 | 3 | - | 25 | 7 | 3
2009 | 22.9338 | 19 | 3 | - | 25 | 7 | 3
2010 | 22.9452 | 19 | 3 | - | 25 | 7 | 3
2011 | 22.9566 | 19 | 3 | - | 25 | 7 | 3
2012 | 22.968 | 19 | 3 | - | 25 | 7 | 3
2013 | 22.9795 | 19 | 3 | - | 25 | 7 | 3
2014 | 22.9909 | 19 | 3 | - | 25 | 7 | 3
2015 | 23.0023 | 19 | 3 | - | 25 | 7 | 3
2016 | 23.0137 | 19 | 3 | - | 25 | 7 | 3
2017 | 23.0251 | 19 | 3 | - | 25 | 7 | 3
2018 | 23.0365 | 19 | 3 | - | 25 | 7 | 3
2019 | 23.0479 | 19 | 3 | - | 25 | 7 | 3
2020 | 23.0594 | 19 | 3 | - | 25 | 7 | 3
2021 | 23.0708 | 19 | 3 | - | 25 | 7 | 3
2022 | 23.0822 | 19 | 3 | - | 25 | 7 | 3
2023 | 23.0936 | 19 | 3 | - | 25 | 7 | 3
2024 | 23.105 | 19 | 3 | - | 25 | 7 | 3
2025 | 23.1164 | 19 | 3 | - | 25 | 7 | 3
2026 | 23.1279 | 19 | 3 | - | 25 | 7 | 3
2027 | 23.1393 | 19 | 3 | - | 25 | 7 | 3
2028 | 23.1507 | 19 | 3 | - | 25 | 7 | 3
2029 | 23.1621 | 19 | 3 | - | 25 | 7 | 3
2030 | 23.1735 | 19 | 3 | - | 25 | 7 | 3
2031 | 23.1849 | 19 | 3 | - | 25 | 7 | 3
2032 | 23.1963 | 19 | 3 | - | 25 | 7 | 3
2033 | 23.2078 | 19 | 3 | - | 25 | 7 | 3
2034 | 23.2192 | 19 | 3 | - | 25 | 7 | 3
2035 | 23.2306 | 19 | 3 | - | 25 | 7 | 3
2036 | 23.242 | 19 | 3 | - | 25 | 7 | 3
2037 | 23.2534 | 19 | 3 | - | 25 | 7 | 3
2038 | 23.2648 | 19 | 3 | - | 25 | 7 | 3
2039 | 23.2763 | 19 | 3 | - | 25 | 7 | 3
2040 | 23.2877 | 19 | 3 | - | 25 | 7 | 3
2041 | 23.2991 | 19 | 3 | - | 25 | 7 | 3
2042 | 23.3105 | 19 | 3 | - | 25 | 7 | 3
2043 | 23.3219 | 19 | 3 | - | 25 | 7 | 3
2044 | 23.3333 | 19 | 3 | - | 25 | 7 | 3
2045 | 23.3447 | 19 | 3 | - | 25 | 7 | 3
2046 | 23.3562 | 19 | 3 | - | 25 | 7 | 3
2047 | 23.3676 | 19 | 3 | - | 25 | 7 | 3
2048 | 23.379 | 19 | 3 | - | 25 | 7 | 3
2049 | 23.3904 | 19 | 3 | - | 25 | 7 | 3
2050 | 23.4018 | 19 | 3 | - | 25 | 7 | 3
2051 | 23.4132 | 19 | 3 | - | 25 | 7 | 3
2052 | 23.4247 | 19 | 3 | - | 25 | 7 | 3
2053 | 23.4361 | 19 | 3 | - | 25 | 7 | 3
2054 | 23.4475 | 19 | 3 | - | 25 | 7 | 3
2055 | 23.4589 | 19 | 3 | - | 25 | 7 | 3
2056 | 23.4703 | 19 | 3 | - | 25 | 7 | 3
2057 | 23.4817 | 19 | 3 | - | 25 | 7 | 3
2058 | 23.4932 | 19 | 3 | - | 25 | 7 | 3
2059 | 23.5046 | 19 | 3 | - | 25 | 7 | 3
2060 | 23.516 | 19 | 3 | - | 25 | 7 | 3
2061 | 23.5274 | 19 | 3 | - | 25 | 7 | 3
2062 | 23.5388 | 19 | 3 | - | 25 | 7 | 3
2063 | 23.5502 | 19 | 3 | - | 25 | 7 | 3
2064 | 23.5616 | 19 | 3 | - | 25 | 7 | 3
2065 | 23.5731 | 19 | 3 | - | 25 | 7 | 3
2066 | 23.5845 | 19 | 3 | - | 25 | 7 | 3
2067 | 23.5959 | 19 | 3 | - | 25 | 7 | 3
2068 | 23.6073 | 19 | 3 | - | 25 | 7 | 3
2069 | 23.6187 | 19 | 3 | - | 25 | 7 | 3
2070 | 23.6301 | 19 | 3 | - | 25 | 7 | 3
2071 | 23.6416 | 19 | 3 | - | 25 | 7 | 3
2072 | 23.653 | 19 | 3 | - | 25 | 7 | 3
2073 | 23.6644 | 19 | 3 | - | 25 | 7 | 3
2074 | 23.6758 | 19 | 3 | - | 25 | 7 | 3
2075 | 23.6872 | 19 | 3 | - | 25 | 7 | 3
2076 | 23.6986 | 19 | 3 | - | 25 | 7 | 3
2077 | 23.71 | 19 | 3 | - | 25 | 7 | 3
2078 | 23.7215 | 19 | 3 | - | 25 | 7 | 3
2079 | 23.7329 | 19 | 3 | - | 25 | 7 | 3
2080 | 23.7443 | 19 | 3 | - | 25 | 7 | 3
2081 | 23.7557 | 19 | 3 | - | 25 | 7 | 3
2082 | 23.7671 | 19 | 3 | - | 25 | 7 | 3
2083 | 23.7785 | 19 | 3 | - | 25 | 7 | 3
2084 | 23.79 | 19 | 3 | - | 25 | 7 | 3
2085 | 23.8014 | 19 | 3 | - | 25 | 7 | 3
2086 | 23.8128 | 19 | 3 | - | 25 | 7 | 3
2087 | 23.8242 | 19 | 3 | - | 25 | 7 | 3
2088 | 23.8356 | 19 | 3 | - | 25 | 7 | 3
2089 | 23.847 | 19 | 3 | - | 25 | 7 | 3
2090 | 23.8584 | 19 | 3 | - | 25 | 7 | 3
2091 | 23.8699 | 19 | 3 | - | 25 | 7 | 3
2092 | 23.8813 | 19 | 3 | - | 25 | 7 | 3
2093 | 23.8927 | 19 | 3 | - | 25 | 7 | 3
2094 | 23.9041 | 19 | 3 | - | 25 | 7 | 3
2095 | 23.9155 | 19 | 3 | - | 25 | 7 | 3
2096 | 23.9269 | 19 | 3 | - | 25 | 7 | 3
2097 | 23.9384 | 19 | 3 | - | 25 | 7 | 3
2098 | 23.9498 | 19 | 3 | - | 25 | 7 | 3
2099 | 23.9612 | 19 | 3 | - | 25 | 7 | 3
2100 | 23.9726 | 19 | 3 | - | 25 | 7 | 3
2101 | 23.984 | 19 | 3 | - | 25 | 7 | 3
2102 | 23.9954 | 19 | 3 | - | 25 | 7 | 3
2103 | 24.0068 | 19 | 3 | - | 25 | 7 | 3
2104 | 24.0183 | 19 | 3 | - | 25 | 7 | 3
2105 | 24.0297 | 19 | 3 | - | 25 | 7 | 3
2106 | 24.0411 | 19 | 3 | - | 25 | 7 | 3
2107 | 24.0525 | 19 | 3 | - | 25 | 7 | 3
2108 | 24.0639 | 18 | 3 | - | 25 | 7 | 3
2109 | 24.0753 | 18 | 3 | - | 25 | 7 | 3
2110 | 24.0868 | 18 | 3 | - | 25 | 7 | 3
2111 | 24.0982 | 18 | 3 | - | 25 | 7 | 3
2112 | 24.1096 | 18 | 3 | - | 25 | 7 | 3
2113 | 24.121 | 18 | 3 | - | 25 | 7 | 3
2114 | 24.1324 | 18 | 3 | - | 25 | 7 | 3
2115 | 24.1438 | 18 | 3 | - | 25 | 7 | 3
2116 | 24.1553 | 18 | 3 | - | 25 | 7 | 3
2117 | 24.1667 | 18 | 3 | - | 25 | 7 | 3
2118 | 24.1781 | 18 | 3 | - | 25 | 7 | 3
2119 | 24.1895 | 18 | 3 | - | 25 | 7 | 3
2120 | 24.2009 | 18 | 3 | - | 25 | 7 | 3
2121 | 24.2123 | 18 | 3 | - | 25 | 7 | 3
2122 | 24.2237 | 18 | 3 | - | 25 | 7 | 3
2123 | 24.2352 | 18 | 3 | - | 25 | 7 | 3
2124 | 24.2466 | 18 | 3 | - | 25 | 7 | 3
2125 | 24.258 | 18 | 3 | - | 25 | 7 | 3
2126 | 24.2694 | 18 | 3 | - | 25 | 7 | 3
2127 | 24.2808 | 18 | 3 | - | 25 | 7 | 3
2128 | 24.2922 | 18 | 3 | - | 25 | 7 | 3
2129 | 24.3037 | 18 | 3 | - | 25 | 7 | 3
2130 | 24.3151 | 18 | 3 | - | 25 | 7 | 3
2131 | 24.3265 | 18 | 3 | - | 25 | 7 | 3
2132 | 24.3379 | 18 | 3 | - | 25 | 7 | 3
2133 | 24.3493 | 18 | 3 | - | 25 | 7 | 3
2134 | 24.3607 | 18 | 3 | - | 25 | 7 | 3
2135 | 24.3721 | 18 | 3 | - | 25 | 7 | 3
2136 | 24.3836 | 18 | 3 | - | 25 | 7 | 3
2137 | 24.395 | 18 | 3 | - | 25 | 7 | 3
2138 | 24.4064 | 18 | 3 | - | 25 | 7 | 2
2139 | 24.4178 | 18 | 3 | - | 25 | 7 | 2
2140 | 24.4292 | 18 | 3 | - | 25 | 7 | 2
2141 | 24.4406 | 18 | 3 | - | 25 | 7 | 2
2142 | 24.4521 | 18 | 3 | - | 25 | 7 | 2
2143 | 24.4635 | 18 | 3 | - | 25 | 7 | 2
2144 | 24.4749 | 18 | 3 | - | 25 | 7 | 2
2145 | 24.4863 | 18 | 3 | - | 25 | 7 | 2
2146 | 24.4977 | 18 | 3 | - | 25 | 7 | 2
2147 | 24.5091 | 18 | 3 | - | 25 | 7 | 2
2148 | 24.5205 | 18 | 3 | - | 25 | 7 | 2
2149 | 24.532 | 18 | 3 | - | 25 | 7 | 2
2150 | 24.5434 | 18 | 3 | - | 25 | 7 | 2
2151 | 24.5548 | 18 | 3 | - | 25 | 7 | 2
2152 | 24.5662 | 18 | 3 | - | 25 | 7 | 2
2153 | 24.5776 | 18 | 3 | - | 25 | 7 | 2
2154 | 24.589 | 18 | 3 | - | 25 | 7 | 2
2155 | 24.6005 | 18 | 3 | - | 25 | 7 | 2
2156 | 24.6119 | 18 | 3 | - | 25 | 7 | 2
2157 | 24.6233 | 18 | 3 | - | 25 | 7 | 2
2158 | 24.6347 | 18 | 3 | - | 25 | 7 | 2
2159 | 24.6461 | 18 | 3 | - | 25 | 7 | 2
2160 | 24.6575 | 18 | 3 | - | 25 | 7 | 2
2161 | 24.6689 | 18 | 3 | - | 25 | 7 | 2
2162 | 24.6804 | 18 | 3 | - | 25 | 7 | 2
2163 | 24.6918 | 18 | 3 | - | 25 | 7 | 2
2164 | 24.7032 | 18 | 3 | - | 25 | 7 | 2
2165 | 24.7146 | 18 | 3 | - | 25 | 7 | 2
2166 | 24.726 | 18 | 3 | - | 25 | 7 | 2
2167 | 24.7374 | 18 | 3 | - | 25 | 7 | 2
2168 | 24.7489 | 18 | 3 | - | 25 | 7 | 2
2169 | 24.7603 | 18 | 3 | - | 25 | 7 | 2
2170 | 24.7717 | 18 | 3 | - | 25 | 7 | 2
2171 | 24.7831 | 18 | 3 | - | 25 | 7 | 2
2172 | 24.7945 | 18 | 3 | - | 25 | 7 | 2
2173 | 24.8059 | 18 | 3 | - | 25 | 7 | 2
2174 | 24.8174 | 18 | 3 | - | 25 | 7 | 2
2175 | 24.8288 | 18 | 3 | - | 25 | 7 | 2
2176 | 24.8402 | 18 | 3 | - | 25 | 7 | 2
2177 | 24.8516 | 18 | 3 | - | 25 | 7 | 2
2178 | 24.863 | 18 | 3 | - | 25 | 7 | 2
2179 | 24.8744 | 18 | 3 | - | 25 | 7 | 2
2180 | 24.8858 | 18 | 3 | - | 25 | 7 | 2
2181 | 24.8973 | 18 | 3 | - | 25 | 7 | 2
2182 | 24.9087 | 18 | 3 | - | 25 | 7 | 2
2183 | 24.9201 | 18 | 3 | - | 25 | 7 | 2
2184 | 24.9315 | 18 | 3 | - | 25 | 7 | 2
2185 | 24.9429 | 18 | 3 | - | 25 | 7 | 2
2186 | 24.9543 | 18 | 3 | - | 25 | 7 | 2
2187 | 24.9658 | 18 | 3 | - | 25 | 7 | 2
2188 | 24.9772 | 18 | 3 | - | 25 | 7 | 2
2189 | 24.9886 | 18 | 3 | - | 25 | 7 | 2
2190 | 25 | 18 | 3 | - | 25 | 7 | 2
2191 | 25.0114 | 18 | 3 | - | 25 | 7 | 2
2192 | 25.0228 | 18 | 3 | - | 25 | 7 | 2
2193 | 25.0342 | 18 | 3 | - | 25 | 7 | 2
2194 | 25.0457 | 18 | 3 | - | 25 | 7 | 2
2195 | 25.0571 | 18 | 3 | - | 25 | 7 | 2
2196 | 25.0685 | 18 | 3 | - | 25 | 7 | 2
2197 | 25.0799 | 18 | 3 | - | 25 | 7 | 2
2198 | 25.0913 | 18 | 3 | - | 25 | 7 | 2
2199 | 25.1027 | 18 | 3 | - | 25 | 7 | 2
2200 | 25.1142 | 18 | 3 | - | 25 | 7 | 2
2201 | 25.1256 | 18 | 3 | - | 25 | 7 | 2
2202 | 25.137 | 18 | 3 | - | 25 | 7 | 2
2203 | 25.1484 | 18 | 3 | - | 25 | 7 | 2
2204 | 25.1598 | 18 | 3 | - | 25 | 7 | 2
2205 | 25.1712 | 18 | 3 | - | 25 | 7 | 2
2206 | 25.1826 | 18 | 3 | - | 25 | 7 | 2
2207 | 25.1941 | 18 | 3 | - | 25 | 7 | 2
2208 | 25.2055 | 18 | 3 | - | 25 | 7 | 2
2209 | 25.2169 | 18 | 3 | - | 25 | 7 | 2
2210 | 25.2283 | 18 | 3 | - | 25 | 7 | 2
2211 | 25.2397 | 18 | 3 | - | 25 | 7 | 2
2212 | 25.2511 | 18 | 3 | - | 25 | 7 | 2
2213 | 25.2626 | 18 | 3 | - | 25 | 7 | 2
2214 | 25.274 | 18 | 3 | - | 25 | 7 | 2
2215 | 25.2854 | 18 | 3 | - | 25 | 7 | 2
2216 | 25.2968 | 18 | 3 | - | 25 | 7 | 2
2217 | 25.3082 | 18 | 3 | - | 25 | 7 | 2
2218 | 25.3196 | 18 | 3 | - | 25 | 7 | 2
2219 | 25.3311 | 18 | 3 | - | 25 | 7 | 2
2220 | 25.3425 | 18 | 3 | - | 25 | 7 | 2
2221 | 25.3539 | 18 | 3 | - | 25 | 7 | 2
2222 | 25.3653 | 18 | 3 | - | 25 | 7 | 2
2223 | 25.3767 | 18 | 3 | - | 25 | 7 | 2
2224 | 25.3881 | 18 | 3 | - | 25 | 7 | 2
2225 | 25.3995 | 18 | 3 | - | 25 | 7 | 2
2226 | 25.411 | 18 | 3 | - | 25 | 7 | 2
2227 | 25.4224 | 18 | 3 | - | 25 | 7 | 2
2228 | 25.4338 | 18 | 3 | - | 25 | 7 | 2
2229 | 25.4452 | 18 | 3 | - | 25 | 7 | 2
2230 | 25.4566 | 18 | 3 | - | 25 | 7 | 2
2231 | 25.468 | 18 | 3 | - | 25 | 7 | 2
2232 | 25.4795 | 18 | 3 | - | 25 | 7 | 2
2233 | 25.4909 | 18 | 3 | - | 25 | 7 | 2
2234 | 25.5023 | 18 | 3 | - | 25 | 6 | 2
2235 | 25.5137 | 18 | 3 | - | 25 | 6 | 2
2236 | 25.5251 | 18 | 3 | - | 25 | 6 | 2
2237 | 25.5365 | 18 | 3 | - | 25 | 6 | 2
2238 | 25.5479 | 18 | 3 | - | 25 | 6 | 2
2239 | 25.5594 | 18 | 3 | - | 25 | 6 | 2
2240 | 25.5708 | 18 | 3 | - | 25 | 6 | 2
2241 | 25.5822 | 18 | 3 | - | 25 | 6 | 2
2242 | 25.5936 | 18 | 3 | - | 25 | 6 | 2
2243 | 25.605 | 18 | 3 | - | 25 | 6 | 2
2244 | 25.6164 | 18 | 3 | - | 25 | 6 | 2
2245 | 25.6279 | 18 | 3 | - | 25 | 6 | 2
2246 | 25.6393 | 18 | 3 | - | 25 | 6 | 2
2247 | 25.6507 | 18 | 3 | - | 25 | 6 | 2
2248 | 25.6621 | 18 | 3 | - | 25 | 6 | 2
2249 | 25.6735 | 18 | 3 | - | 25 | 6 | 2
2250 | 25.6849 | 18 | 3 | - | 25 | 6 | 2
2251 | 25.6963 | 18 | 3 | - | 25 | 6 | 2
2252 | 25.7078 | 18 | 3 | - | 25 | 6 | 2
2253 | 25.7192 | 18 | 3 | - | 25 | 6 | 2
2254 | 25.7306 | 18 | 3 | - | 25 | 6 | 2
2255 | 25.742 | 18 | 3 | - | 25 | 6 | 2
2256 | 25.7534 | 18 | 3 | - | 25 | 6 | 2
2257 | 25.7648 | 18 | 3 | - | 25 | 6 | 2
2258 | 25.7763 | 18 | 3 | - | 25 | 6 | 2
2259 | 25.7877 | 18 | 3 | - | 25 | 6 | 2
2260 | 25.7991 | 18 | 3 | - | 25 | 6 | 2
2261 | 25.8105 | 18 | 3 | - | 25 | 6 | 2
2262 | 25.8219 | 18 | 3 | - | 25 | 6 | 2
2263 | 25.8333 | 18 | 3 | - | 25 | 6 | 2
2264 | 25.8447 | 18 | 3 | - | 25 | 6 | 2
2265 | 25.8562 | 18 | 3 | - | 25 | 6 | 2
2266 | 25.8676 | 18 | 3 | - | 25 | 6 | 2
2267 | 25.879 | 18 | 3 | - | 25 | 6 | 2
2268 | 25.8904 | 18 | 3 | - | 25 | 6 | 2
2269 | 25.9018 | 18 | 3 | - | 25 | 6 | 2
2270 | 25.9132 | 18 | 3 | - | 25 | 6 | 2
2271 | 25.9247 | 18 | 3 | - | 25 | 6 | 2
2272 | 25.9361 | 18 | 3 | - | 25 | 6 | 2
2273 | 25.9475 | 18 | 3 | - | 25 | 6 | 2
2274 | 25.9589 | 18 | 3 | - | 25 | 6 | 2
2275 | 25.9703 | 18 | 3 | - | 25 | 6 | 2
2276 | 25.9817 | 18 | 3 | - | 25 | 6 | 2
2277 | 25.9932 | 18 | 3 | - | 25 | 6 | 2
2278 | 26.0046 | 18 | 3 | - | 25 | 6 | 2
2279 | 26.016 | 18 | 3 | - | 25 | 6 | 2
2280 | 26.0274 | 18 | 3 | - | 25 | 6 | 2
2281 | 26.0388 | 18 | 3 | - | 25 | 6 | 2
2282 | 26.0502 | 18 | 3 | - | 25 | 6 | 2
2283 | 26.0616 | 18 | 3 | - | 25 | 6 | 2
2284 | 26.0731 | 18 | 3 | - | 25 | 6 | 2
2285 | 26.0845 | 18 | 3 | - | 25 | 6 | 2
2286 | 26.0959 | 18 | 3 | - | 25 | 6 | 2
2287 | 26.1073 | 18 | 3 | - | 25 | 6 | 2
2288 | 26.1187 | 18 | 3 | - | 25 | 6 | 2
2289 | 26.1301 | 18 | 3 | - | 25 | 6 | 2
2290 | 26.1416 | 18 | 3 | - | 25 | 6 | 2
2291 | 26.153 | 18 | 3 | - | 25 | 6 | 2
2292 | 26.1644 | 18 | 3 | - | 25 | 6 | 2
2293 | 26.1758 | 18 | 3 | - | 25 | 6 | 2
2294 | 26.1872 | 18 | 3 | - | 25 | 6 | 2
2295 | 26.1986 | 18 | 3 | - | 25 | 6 | 2
2296 | 26.21 | 18 | 3 | - | 25 | 6 | 2
2297 | 26.2215 | 18 | 3 | - | 25 | 6 | 2
2298 | 26.2329 | 18 | 3 | - | 25 | 6 | 2
2299 | 26.2443 | 18 | 3 | - | 25 | 6 | 2
2300 | 26.2557 | 18 | 3 | - | 25 | 6 | 2
2301 | 26.2671 | 18 | 3 | - | 25 | 6 | 2
2302 | 26.2785 | 18 | 3 | - | 25 | 6 | 2
2303 | 26.29 | 18 | 3 | - | 25 | 6 | 2
2304 | 26.3014 | 18 | 3 | - | 25 | 6 | 2
2305 | 26.3128 | 18 | 3 | - | 25 | 6 | 2
2306 | 26.3242 | 18 | 3 | - | 25 | 6 | 2
2307 | 26.3356 | 18 | 3 | - | 25 | 6 | 2
2308 | 26.347 | 18 | 3 | - | 25 | 6 | 2
2309 | 26.3584 | 18 | 3 | - | 25 | 6 | 2
2310 | 26.3699 | 18 | 3 | - | 25 | 6 | 2
2311 | 26.3813 | 18 | 3 | - | 25 | 6 | 2
2312 | 26.3927 | 18 | 3 | - | 25 | 6 | 2
2313 | 26.4041 | 18 | 3 | - | 25 | 6 | 2
2314 | 26.4155 | 18 | 3 | - | 25 | 6 | 2
2315 | 26.4269 | 18 | 3 | - | 25 | 6 | 2
2316 | 26.4384 | 18 | 3 | - | 25 | 6 | 2
2317 | 26.4498 | 18 | 3 | - | 25 | 6 | 2
2318 | 26.4612 | 18 | 3 | - | 25 | 6 | 2
2319 | 26.4726 | 18 | 3 | - | 25 | 6 | 2
2320 | 26.484 | 18 | 3 | - | 25 | 6 | 2
2321 | 26.4954 | 18 | 3 | - | 25 | 6 | 2
2322 | 26.5068 | 18 | 3 | - | 25 | 6 | 2
2323 | 26.5183 | 18 | 3 | - | 25 | 6 | 2
2324 | 26.5297 | 18 | 3 | - | 25 | 6 | 2
2325 | 26.5411 | 18 | 3 | - | 25 | 6 | 2
2326 | 26.5525 | 18 | 3 | - | 25 | 6 | 2
2327 | 26.5639 | 18 | 3 | - | 25 | 6 | 2
2328 | 26.5753 | 18 | 3 | - | 25 | 6 | 2
2329 | 26.5868 | 18 | 3 | - | 25 | 6 | 2
2330 | 26.5982 | 18 | 3 | - | 25 | 6 | 2
2331 | 26.6096 | 18 | 3 | - | 25 | 6 | 2
2332 | 26.621 | 18 | 3 | - | 25 | 6 | 2
2333 | 26.6324 | 18 | 3 | - | 25 | 6 | 2
2334 | 26.6438 | 18 | 3 | - | 25 | 6 | 2
2335 | 26.6553 | 18 | 3 | - | 25 | 6 | 2
2336 | 26.6667 | 18 | 3 | - | 25 | 6 | 2
2337 | 26.6781 | 18 | 3 | - | 25 | 6 | 2
2338 | 26.6895 | 18 | 3 | - | 25 | 6 | 2
2339 | 26.7009 | 18 | 3 | - | 25 | 6 | 2
2340 | 26.7123 | 18 | 3 | - | 25 | 6 | 2
2341 | 26.7237 | 18 | 3 | - | 25 | 6 | 2
2342 | 26.7352 | 18 | 3 | - | 25 | 6 | 2
2343 | 26.7466 | 18 | 3 | - | 25 | 6 | 2
2344 | 26.758 | 18 | 3 | - | 25 | 6 | 2
2345 | 26.7694 | 18 | 3 | - | 25 | 6 | 2
2346 | 26.7808 | 18 | 3 | - | 25 | 6 | 2
2347 | 26.7922 | 18 | 3 | - | 25 | 6 | 2
2348 | 26.8037 | 18 | 3 | - | 25 | 6 | 2
2349 | 26.8151 | 18 | 3 | - | 25 | 6 | 2
2350 | 26.8265 | 18 | 3 | - | 25 | 6 | 2
2351 | 26.8379 | 18 | 3 | - | 25 | 6 | 2
2352 | 26.8493 | 18 | 3 | - | 25 | 6 | 2
2353 | 26.8607 | 18 | 3 | - | 25 | 6 | 2
2354 | 26.8721 | 18 | 3 | - | 25 | 6 | 2
2355 | 26.8836 | 18 | 3 | - | 25 | 6 | 2
2356 | 26.895 | 18 | 3 | - | 25 | 6 | 2
2357 | 26.9064 | 18 | 3 | - | 25 | 6 | 2
2358 | 26.9178 | 18 | 3 | - | 25 | 6 | 2
2359 | 26.9292 | 18 | 3 | - | 25 | 6 | 2
2360 | 26.9406 | 18 | 3 | - | 25 | 6 | 2
2361 | 26.9521 | 18 | 3 | - | 25 | 6 | 2
2362 | 26.9635 | 18 | 3 | - | 25 | 6 | 2
2363 | 26.9749 | 18 | 3 | - | 25 | 6 | 2
2364 | 26.9863 | 18 | 3 | - | 25 | 6 | 2
2365 | 26.9977 | 18 | 3 | - | 25 | 6 | 2
2366 | 27.0091 | 18 | 3 | - | 25 | 6 | 2
2367 | 27.0205 | 18 | 3 | - | 25 | 6 | 2
2368 | 27.032 | 18 | 3 | - | 25 | 6 | 2
2369 | 27.0434 | 18 | 3 | - | 25 | 6 | 2
2370 | 27.0548 | 18 | 3 | - | 25 | 6 | 2
2371 | 27.0662 | 18 | 3 | - | 25 | 6 | 2
2372 | 27.0776 | 18 | 3 | - | 25 | 6 | 2
2373 | 27.089 | 18 | 3 | - | 25 | 6 | 2
2374 | 27.1005 | 18 | 3 | - | 25 | 6 | 2
2375 | 27.1119 | 18 | 3 | - | 25 | 6 | 2
2376 | 27.1233 | 18 | 3 | - | 25 | 6 | 2
2377 | 27.1347 | 18 | 3 | - | 25 | 6 | 2
2378 | 27.1461 | 18 | 3 | - | 25 | 6 | 2
2379 | 27.1575 | 18 | 3 | - | 25 | 6 | 2
2380 | 27.1689 | 18 | 3 | - | 25 | 6 | 2
2381 | 27.1804 | 18 | 3 | - | 25 | 6 | 2
2382 | 27.1918 | 18 | 3 | - | 25 | 6 | 2
2383 | 27.2032 | 18 | 3 | - | 25 | 6 | 2
2384 | 27.2146 | 18 | 3 | - | 25 | 6 | 2
2385 | 27.226 | 18 | 3 | - | 25 | 6 | 2
2386 | 27.2374 | 18 | 3 | - | 25 | 6 | 2
2387 | 27.2489 | 18 | 3 | - | 25 | 6 | 2
2388 | 27.2603 | 18 | 3 | - | 25 | 6 | 2
2389 | 27.2717 | 18 | 3 | - | 25 | 6 | 2
2390 | 27.2831 | 18 | 3 | - | 25 | 6 | 2
2391 | 27.2945 | 18 | 3 | - | 25 | 6 | 2
2392 | 27.3059 | 18 | 3 | - | 25 | 6 | 2
2393 | 27.3174 | 18 | 3 | - | 25 | 6 | 2
2394 | 27.3288 | 18 | 3 | - | 25 | 6 | 2
2395 | 27.3402 | 18 | 3 | - | 25 | 6 | 2
2396 | 27.3516 | 18 | 3 | - | 25 | 6 | 2
2397 | 27.363 | 18 | 3 | - | 25 | 6 | 2
2398 | 27.3744 | 18 | 3 | - | 25 | 6 | 2
2399 | 27.3858 | 18 | 3 | - | 25 | 6 | 2
2400 | 27.3973 | 18 | 3 | - | 25 | 6 | 2
2401 | 27.4087 | 18 | 3 | - | 25 | 6 | 2
2402 | 27.4201 | 18 | 3 | - | 25 | 6 | 2
2403 | 27.4315 | 18 | 3 | - | 25 | 6 | 2
2404 | 27.4429 | 18 | 3 | - | 25 | 6 | 2
2405 | 27.4543 | 18 | 3 | - | 25 | 6 | 2
2406 | 27.4658 | 18 | 3 | - | 25 | 6 | 2
2407 | 27.4772 | 18 | 3 | - | 25 | 6 | 2
2408 | 27.4886 | 18 | 3 | - | 25 | 6 | 2
2409 | 27.5 | 18 | 3 | - | 25 | 6 | 2
2410 | 27.5114 | 18 | 3 | - | 25 | 6 | 2
2411 | 27.5228 | 18 | 3 | - | 25 | 6 | 2
2412 | 27.5342 | 18 | 3 | - | 25 | 6 | 2
2413 | 27.5457 | 18 | 3 | - | 25 | 6 | 2
2414 | 27.5571 | 18 | 3 | - | 25 | 6 | 2
2415 | 27.5685 | 18 | 3 | - | 25 | 6 | 2
2416 | 27.5799 | 18 | 3 | - | 25 | 6 | 2
2417 | 27.5913 | 18 | 3 | - | 25 | 6 | 2
2418 | 27.6027 | 18 | 3 | - | 25 | 6 | 2
2419 | 27.6142 | 18 | 3 | - | 25 | 6 | 2
2420 | 27.6256 | 18 | 3 | - | 25 | 6 | 2
2421 | 27.637 | 18 | 3 | - | 25 | 6 | 2
2422 | 27.6484 | 18 | 3 | - | 25 | 6 | 2
2423 | 27.6598 | 18 | 3 | - | 25 | 6 | 2
2424 | 27.6712 | 18 | 3 | - | 25 | 6 | 2
2425 | 27.6826 | 18 | 3 | - | 25 | 6 | 2
2426 | 27.6941 | 18 | 3 | - | 25 | 6 | 2
2427 | 27.7055 | 18 | 3 | - | 25 | 6 | 2
2428 | 27.7169 | 18 | 3 | - | 25 | 6 | 2
2429 | 27.7283 | 18 | 3 | - | 25 | 6 | 2
2430 | 27.7397 | 18 | 3 | - | 25 | 6 | 2
2431 | 27.7511 | 18 | 3 | - | 25 | 6 | 2
2432 | 27.7626 | 18 | 3 | - | 25 | 6 | 2
2433 | 27.774 | 18 | 3 | - | 25 | 6 | 2
2434 | 27.7854 | 18 | 3 | - | 25 | 6 | 2
2435 | 27.7968 | 18 | 3 | - | 25 | 6 | 2
2436 | 27.8082 | 18 | 3 | - | 25 | 6 | 2
2437 | 27.8196 | 18 | 3 | - | 25 | 6 | 2
2438 | 27.8311 | 18 | 3 | - | 25 | 6 | 2
2439 | 27.8425 | 18 | 3 | - | 25 | 6 | 2
2440 | 27.8539 | 18 | 3 | - | 25 | 6 | 2
2441 | 27.8653 | 18 | 3 | - | 25 | 6 | 2
2442 | 27.8767 | 18 | 3 | - | 25 | 6 | 2
2443 | 27.8881 | 18 | 3 | - | 25 | 6 | 2
2444 | 27.8995 | 18 | 3 | - | 25 | 6 | 2
2445 | 27.911 | 18 | 3 | - | 25 | 6 | 2
2446 | 27.9224 | 18 | 3 | - | 25 | 6 | 2
2447 | 27.9338 | 18 | 3 | - | 25 | 6 | 2
2448 | 27.9452 | 18 | 3 | - | 25 | 6 | 2
2449 | 27.9566 | 18 | 3 | - | 25 | 6 | 2
2450 | 27.968 | 18 | 3 | - | 25 | 6 | 2
2451 | 27.9795 | 18 | 3 | - | 25 | 6 | 2
2452 | 27.9909 | 18 | 3 | - | 25 | 6 | 2
2453 | 28.0023 | 18 | 3 | - | 25 | 6 | 2
2454 | 28.0137 | 18 | 3 | - | 25 | 6 | 2
2455 | 28.0251 | 18 | 3 | - | 25 | 6 | 2
2456 | 28.0365 | 18 | 3 | - | 25 | 6 | 2
2457 | 28.0479 | 18 | 3 | - | 25 | 6 | 2
2458 | 28.0594 | 18 | 3 | - | 25 | 6 | 2
2459 | 28.0708 | 18 | 3 | - | 25 | 6 | 2
2460 | 28.0822 | 18 | 3 | - | 25 | 6 | 2
2461 | 28.0936 | 18 | 3 | - | 25 | 6 | 2
2462 | 28.105 | 18 | 3 | - | 25 | 6 | 2
2463 | 28.1164 | 18 | 3 | - | 25 | 6 | 2
2464 | 28.1279 | 18 | 3 | - | 25 | 6 | 2
2465 | 28.1393 | 18 | 3 | - | 25 | 6 | 2
2466 | 28.1507 | 18 | 3 | - | 25 | 6 | 2
2467 | 28.1621 | 18 | 3 | - | 25 | 6 | 2
2468 | 28.1735 | 18 | 3 | - | 25 | 6 | 2
2469 | 28.1849 | 18 | 3 | - | 25 | 6 | 2
2470 | 28.1963 | 18 | 3 | - | 25 | 6 | 2
2471 | 28.2078 | 18 | 3 | - | 25 | 6 | 2
2472 | 28.2192 | 18 | 3 | - | 25 | 6 | 2
2473 | 28.2306 | 18 | 3 | - | 25 | 6 | 2
2474 | 28.242 | 18 | 3 | - | 25 | 6 | 2
2475 | 28.2534 | 18 | 3 | - | 25 | 6 | 2
2476 | 28.2648 | 18 | 3 | - | 25 | 6 | 2
2477 | 28.2763 | 18 | 3 | - | 25 | 6 | 2
2478 | 28.2877 | 18 | 3 | - | 25 | 6 | 2
2479 | 28.2991 | 18 | 3 | - | 25 | 6 | 2
2480 | 28.3105 | 18 | 3 | - | 25 | 6 | 2
2481 | 28.3219 | 18 | 3 | - | 25 | 6 | 2
2482 | 28.3333 | 18 | 3 | - | 25 | 6 | 2
2483 | 28.3447 | 18 | 3 | - | 25 | 6 | 2
2484 | 28.3562 | 18 | 3 | - | 25 | 6 | 2
2485 | 28.3676 | 18 | 3 | - | 25 | 6 | 2
2486 | 28.379 | 18 | 3 | - | 25 | 6 | 2
2487 | 28.3904 | 18 | 3 | - | 25 | 6 | 2
2488 | 28.4018 | 18 | 3 | - | 25 | 6 | 2
2489 | 28.4132 | 18 | 3 | - | 25 | 6 | 2
2490 | 28.4247 | 18 | 3 | - | 25 | 6 | 2
2491 | 28.4361 | 18 | 3 | - | 25 | 6 | 2
2492 | 28.4475 | 18 | 3 | - | 25 | 6 | 2
2493 | 28.4589 | 18 | 3 | - | 25 | 6 | 2
2494 | 28.4703 | 18 | 3 | - | 25 | 6 | 2
2495 | 28.4817 | 18 | 3 | - | 25 | 6 | 2
2496 | 28.4932 | 18 | 3 | - | 25 | 6 | 2
2497 | 28.5046 | 18 | 3 | - | 25 | 6 | 2
2498 | 28.516 | 18 | 3 | - | 25 | 6 | 2
2499 | 28.5274 | 18 | 3 | - | 25 | 6 | 2
2500 | 28.5388 | 18 | 3 | - | 25 | 6 | 2
2501 | 28.5502 | 18 | 3 | - | 25 | 6 | 2
2502 | 28.5616 | 18 | 3 | - | 25 | 6 | 2
2503 | 28.5731 | 18 | 3 | - | 25 | 6 | 2
2504 | 28.5845 | 18 | 3 | - | 25 | 6 | 2
2505 | 28.5959 | 18 | 3 | - | 25 | 6 | 2
2506 | 28.6073 | 18 | 3 | - | 25 | 6 | 2
2507 | 28.6187 | 18 | 3 | - | 25 | 6 | 2
2508 | 28.6301 | 18 | 3 | - | 25 | 6 | 2
2509 | 28.6416 | 18 | 3 | - | 25 | 6 | 2
2510 | 28.653 | 18 | 3 | - | 25 | 6 | 2
2511 | 28.6644 | 18 | 3 | - | 25 | 6 | 2
2512 | 28.6758 | 18 | 3 | - | 25 | 6 | 2
2513 | 28.6872 | 18 | 3 | - | 25 | 6 | 2
2514 | 28.6986 | 18 | 3 | - | 25 | 6 | 2
2515 | 28.71 | 18 | 3 | - | 25 | 6 | 2
2516 | 28.7215 | 18 | 3 | - | 25 | 6 | 2
2517 | 28.7329 | 18 | 3 | - | 25 | 6 | 2
2518 | 28.7443 | 18 | 3 | - | 25 | 6 | 2
2519 | 28.7557 | 18 | 3 | - | 25 | 6 | 2
2520 | 28.7671 | 18 | 3 | - | 25 | 6 | 2
2521 | 28.7785 | 18 | 3 | - | 25 | 6 | 2
2522 | 28.79 | 18 | 3 | - | 25 | 6 | 2
2523 | 28.8014 | 18 | 3 | - | 25 | 6 | 2
2524 | 28.8128 | 18 | 3 | - | 25 | 6 | 2
2525 | 28.8242 | 18 | 3 | - | 25 | 6 | 2
2526 | 28.8356 | 18 | 3 | - | 25 | 6 | 2
2527 | 28.847 | 18 | 3 | - | 25 | 6 | 2
2528 | 28.8584 | 18 | 3 | - | 25 | 6 | 2
2529 | 28.8699 | 18 | 3 | - | 25 | 6 | 2
2530 | 28.8813 | 18 | 3 | - | 25 | 6 | 2
2531 | 28.8927 | 18 | 3 | - | 25 | 6 | 2
2532 | 28.9041 | 18 | 3 | - | 25 | 6 | 2
2533 | 28.9155 | 18 | 3 | - | 25 | 6 | 2
2534 | 28.9269 | 18 | 3 | - | 25 | 6 | 2
2535 | 28.9384 | 18 | 3 | - | 25 | 6 | 2
2536 | 28.9498 | 18 | 3 | - | 25 | 6 | 2
2537 | 28.9612 | 18 | 3 | - | 25 | 6 | 2
2538 | 28.9726 | 18 | 3 | - | 25 | 6 | 2
2539 | 28.984 | 18 | 3 | - | 25 | 6 | 2
2540 | 28.9954 | 18 | 3 | - | 25 | 6 | 2
2541 | 29.0068 | 18 | 3 | - | 25 | 6 | 2
2542 | 29.0183 | 18 | 3 | - | 25 | 6 | 2
2543 | 29.0297 | 18 | 3 | - | 25 | 6 | 2
2544 | 29.0411 | 18 | 3 | - | 25 | 6 | 2
2545 | 29.0525 | 18 | 3 | - | 25 | 6 | 2
2546 | 29.0639 | 18 | 3 | - | 25 | 6 | 2
2547 | 29.0753 | 18 | 3 | - | 25 | 6 | 2
2548 | 29.0868 | 18 | 3 | - | 25 | 6 | 2
2549 | 29.0982 | 18 | 3 | - | 25 | 6 | 2
2550 | 29.1096 | 18 | 3 | - | 25 | 6 | 2
2551 | 29.121 | 18 | 3 | - | 25 | 6 | 2
2552 | 29.1324 | 18 | 3 | - | 25 | 6 | 2
2553 | 29.1438 | 18 | 3 | - | 25 | 6 | 2
2554 | 29.1553 | 18 | 3 | - | 25 | 6 | 2
2555 | 29.1667 | 18 | 3 | - | 25 | 6 | 2
2556 | 29.1781 | 18 | 3 | - | 25 | 6 | 2
2557 | 29.1895 | 18 | 3 | - | 25 | 6 | 2
2558 | 29.2009 | 18 | 3 | - | 25 | 6 | 2
2559 | 29.2123 | 18 | 3 | - | 25 | 6 | 2
2560 | 29.2237 | 18 | 3 | - | 25 | 6 | 2
2561 | 29.2352 | 18 | 3 | - | 25 | 6 | 2
2562 | 29.2466 | 18 | 3 | - | 25 | 6 | 2
2563 | 29.258 | 18 | 3 | - | 25 | 6 | 2
2564 | 29.2694 | 18 | 3 | - | 25 | 6 | 2
2565 | 29.2808 | 18 | 3 | - | 25 | 6 | 2
2566 | 29.2922 | 18 | 3 | - | 25 | 6 | 2
2567 | 29.3037 | 18 | 3 | - | 25 | 6 | 2
2568 | 29.3151 | 18 | 3 | - | 25 | 6 | 2
2569 | 29.3265 | 18 | 3 | - | 25 | 6 | 2
2570 | 29.3379 | 18 | 3 | - | 25 | 6 | 2
2571 | 29.3493 | 18 | 3 | - | 25 | 6 | 2
2572 | 29.3607 | 18 | 3 | - | 25 | 6 | 2
2573 | 29.3721 | 18 | 3 | - | 25 | 6 | 2
2574 | 29.3836 | 18 | 3 | - | 25 | 6 | 2
2575 | 29.395 | 18 | 3 | - | 25 | 6 | 2
2576 | 29.4064 | 18 | 3 | - | 25 | 6 | 2
2577 | 29.4178 | 18 | 3 | - | 25 | 6 | 2
2578 | 29.4292 | 18 | 3 | - | 25 | 6 | 2
2579 | 29.4406 | 18 | 3 | - | 25 | 6 | 2
2580 | 29.4521 | 18 | 3 | - | 25 | 6 | 2
2581 | 29.4635 | 18 | 3 | - | 25 | 6 | 2
2582 | 29.4749 | 18 | 3 | - | 25 | 6 | 2
2583 | 29.4863 | 18 | 3 | - | 25 | 6 | 2
2584 | 29.4977 | 18 | 3 | - | 25 | 6 | 2
2585 | 29.5091 | 18 | 3 | - | 25 | 6 | 2
2586 | 29.5205 | 18 | 3 | - | 25 | 6 | 2
2587 | 29.532 | 18 | 3 | - | 25 | 6 | 2
2588 | 29.5434 | 18 | 3 | - | 25 | 6 | 2
2589 | 29.5548 | 18 | 3 | - | 25 | 6 | 2
2590 | 29.5662 | 18 | 3 | - | 25 | 6 | 2
2591 | 29.5776 | 18 | 3 | - | 25 | 6 | 2
2592 | 29.589 | 18 | 3 | - | 25 | 6 | 2
2593 | 29.6005 | 18 | 3 | - | 25 | 6 | 2
2594 | 29.6119 | 18 | 3 | - | 25 | 6 | 2
2595 | 29.6233 | 18 | 3 | - | 25 | 6 | 2
2596 | 29.6347 | 18 | 3 | - | 25 | 6 | 2
2597 | 29.6461 | 18 | 3 | - | 25 | 6 | 2
2598 | 29.6575 | 18 | 3 | - | 25 | 6 | 2
2599 | 29.6689 | 18 | 3 | - | 25 | 6 | 2
2600 | 29.6804 | 18 | 3 | - | 25 | 6 | 2
2601 | 29.6918 | 18 | 3 | - | 25 | 6 | 2
2602 | 29.7032 | 18 | 3 | - | 25 | 6 | 2
2603 | 29.7146 | 18 | 3 | - | 25 | 6 | 2
2604 | 29.726 | 18 | 3 | - | 25 | 6 | 2
2605 | 29.7374 | 18 | 3 | - | 25 | 6 | 2
2606 | 29.7489 | 18 | 3 | - | 25 | 6 | 2
2607 | 29.7603 | 18 | 3 | - | 25 | 6 | 2
2608 | 29.7717 | 18 | 3 | - | 25 | 6 | 2
2609 | 29.7831 | 18 | 3 | - | 25 | 6 | 2
2610 | 29.7945 | 18 | 3 | - | 25 | 6 | 2
2611 | 29.8059 | 18 | 3 | - | 25 | 6 | 2
2612 | 29.8174 | 18 | 3 | - | 25 | 6 | 2
2613 | 29.8288 | 18 | 3 | - | 25 | 6 | 2
2614 | 29.8402 | 18 | 3 | - | 25 | 6 | 2
2615 | 29.8516 | 18 | 3 | - | 25 | 6 | 2
2616 | 29.863 | 18 | 3 | - | 25 | 6 | 2
2617 | 29.8744 | 18 | 3 | - | 25 | 6 | 2
2618 | 29.8858 | 18 | 3 | - | 25 | 6 | 2
2619 | 29.8973 | 18 | 3 | - | 25 | 6 | 2
2620 | 29.9087 | 18 | 3 | - | 25 | 6 | 2
2621 | 29.9201 | 18 | 3 | - | 25 | 6 | 2
2622 | 29.9315 | 18 | 3 | - | 25 | 6 | 2
2623 | 29.9429 | 18 | 3 | - | 25 | 6 | 2
2624 | 29.9543 | 18 | 3 | - | 25 | 6 | 2
2625 | 29.9658 | 18 | 3 | - | 25 | 6 | 2
2626 | 29.9772 | 18 | 3 | - | 25 | 6 | 2
2627 | 29.9886 | 18 | 3 | - | 25 | 6 | 2
2628 | 30 | 18 | 3 | - | 25 | 6 | 2
2629 | 30.0114 | 18 | 3 | - | 25 | 6 | 2
2630 | 30.0228 | 18 | 3 | - | 25 | 6 | 2
2631 | 30.0342 | 18 | 3 | - | 25 | 6 | 2
2632 | 30.0457 | 18 | 3 | - | 25 | 6 | 2
2633 | 30.0571 | 18 | 3 | - | 25 | 6 | 2
2634 | 30.0685 | 18 | 3 | - | 25 | 6 | 2
2635 | 30.0799 | 18 | 3 | - | 25 | 6 | 2
2636 | 30.0913 | 18 | 3 | - | 25 | 6 | 2
2637 | 30.1027 | 18 | 3 | - | 25 | 6 | 2
2638 | 30.1142 | 18 | 3 | - | 25 | 6 | 2
2639 | 30.1256 | 18 | 3 | - | 25 | 6 | 2
2640 | 30.137 | 18 | 3 | - | 25 | 6 | 2
2641 | 30.1484 | 18 | 3 | - | 25 | 6 | 2
2642 | 30.1598 | 18 | 3 | - | 25 | 6 | 2
2643 | 30.1712 | 18 | 3 | - | 25 | 6 | 2
2644 | 30.1826 | 18 | 3 | - | 25 | 6 | 2
2645 | 30.1941 | 18 | 3 | - | 25 | 6 | 2
2646 | 30.2055 | 18 | 3 | - | 25 | 6 | 2
2647 | 30.2169 | 18 | 3 | - | 25 | 6 | 2
2648 | 30.2283 | 18 | 3 | - | 25 | 6 | 2
2649 | 30.2397 | 18 | 3 | - | 25 | 6 | 2
2650 | 30.2511 | 18 | 3 | - | 25 | 6 | 2
2651 | 30.2626 | 18 | 3 | - | 25 | 6 | 2
2652 | 30.274 | 18 | 3 | - | 25 | 6 | 2
2653 | 30.2854 | 18 | 3 | - | 25 | 6 | 2
2654 | 30.2968 | 18 | 3 | - | 25 | 6 | 2
2655 | 30.3082 | 18 | 3 | - | 25 | 6 | 2
2656 | 30.3196 | 18 | 3 | - | 25 | 6 | 2
2657 | 30.3311 | 18 | 3 | - | 25 | 6 | 2
2658 | 30.3425 | 18 | 3 | - | 25 | 6 | 2
2659 | 30.3539 | 18 | 3 | - | 25 | 6 | 2
2660 | 30.3653 | 18 | 3 | - | 25 | 6 | 2
2661 | 30.3767 | 18 | 3 | - | 25 | 6 | 2
2662 | 30.3881 | 18 | 3 | - | 25 | 6 | 2
2663 | 30.3995 | 18 | 3 | - | 25 | 6 | 2
2664 | 30.411 | 18 | 3 | - | 25 | 6 | 2
2665 | 30.4224 | 18 | 3 | - | 25 | 6 | 2
2666 | 30.4338 | 18 | 3 | - | 25 | 6 | 2
2667 | 30.4452 | 18 | 3 | - | 25 | 6 | 2
2668 | 30.4566 | 18 | 3 | - | 25 | 6 | 2
2669 | 30.468 | 18 | 3 | - | 25 | 6 | 2
2670 | 30.4795 | 18 | 3 | - | 25 | 6 | 2
2671 | 30.4909 | 18 | 3 | - | 25 | 6 | 2
2672 | 30.5023 | 18 | 3 | - | 25 | 6 | 2
2673 | 30.5137 | 18 | 3 | - | 25 | 6 | 2
2674 | 30.5251 | 18 | 3 | - | 25 | 6 | 2
2675 | 30.5365 | 18 | 3 | - | 25 | 6 | 2
2676 | 30.5479 | 18 | 3 | - | 25 | 6 | 2
2677 | 30.5594 | 18 | 3 | - | 25 | 6 | 2
2678 | 30.5708 | 18 | 3 | - | 25 | 6 | 2
2679 | 30.5822 | 18 | 3 | - | 25 | 6 | 2
2680 | 30.5936 | 18 | 3 | - | 25 | 6 | 2
2681 | 30.605 | 18 | 3 | - | 25 | 6 | 2
2682 | 30.6164 | 18 | 3 | - | 25 | 6 | 2
2683 | 30.6279 | 18 | 3 | - | 25 | 6 | 2
2684 | 30.6393 | 18 | 3 | - | 25 | 6 | 2
2685 | 30.6507 | 18 | 3 | - | 25 | 6 | 2
2686 | 30.6621 | 18 | 3 | - | 25 | 6 | 2
2687 | 30.6735 | 18 | 3 | - | 25 | 6 | 2
2688 | 30.6849 | 18 | 3 | - | 25 | 6 | 2
2689 | 30.6963 | 18 | 3 | - | 25 | 6 | 2
2690 | 30.7078 | 18 | 3 | - | 25 | 6 | 2
2691 | 30.7192 | 18 | 3 | - | 25 | 6 | 2
2692 | 30.7306 | 18 | 3 | - | 25 | 6 | 2
2693 | 30.742 | 18 | 3 | - | 25 | 6 | 2
2694 | 30.7534 | 18 | 3 | - | 25 | 6 | 2
2695 | 30.7648 | 18 | 3 | - | 25 | 6 | 2
2696 | 30.7763 | 18 | 3 | - | 25 | 6 | 2
2697 | 30.7877 | 18 | 3 | - | 25 | 6 | 2
2698 | 30.7991 | 18 | 3 | - | 25 | 6 | 2
2699 | 30.8105 | 18 | 3 | - | 25 | 6 | 2
2700 | 30.8219 | 18 | 3 | - | 25 | 6 | 2
2701 | 30.8333 | 18 | 3 | - | 25 | 6 | 2
2702 | 30.8447 | 18 | 3 | - | 25 | 6 | 2
2703 | 30.8562 | 18 | 3 | - | 25 | 6 | 2
2704 | 30.8676 | 18 | 3 | - | 25 | 6 | 2
2705 | 30.879 | 18 | 3 | - | 25 | 6 | 2
2706 | 30.8904 | 18 | 3 | - | 24 | 6 | 2
2707 | 30.9018 | 18 | 3 | - | 24 | 6 | 2
2708 | 30.9132 | 18 | 3 | - | 24 | 6 | 2
2709 | 30.9247 | 18 | 3 | - | 24 | 6 | 2
2710 | 30.9361 | 18 | 3 | - | 24 | 6 | 2
2711 | 30.9475 | 18 | 3 | - | 24 | 6 | 2
2712 | 30.9589 | 18 | 3 | - | 24 | 6 | 2
2713 | 30.9703 | 18 | 3 | - | 24 | 6 | 2
2714 | 30.9817 | 18 | 3 | - | 24 | 6 | 2
2715 | 30.9932 | 18 | 3 | - | 24 | 6 | 2
2716 | 31.0046 | 18 | 3 | - | 24 | 6 | 2
2717 | 31.016 | 18 | 3 | - | 24 | 6 | 2
2718 | 31.0274 | 18 | 3 | - | 24 | 6 | 2
2719 | 31.0388 | 18 | 3 | - | 24 | 6 | 2
2720 | 31.0502 | 18 | 3 | - | 24 | 6 | 2
2721 | 31.0616 | 18 | 3 | - | 24 | 6 | 2
2722 | 31.0731 | 18 | 3 | - | 24 | 6 | 2
2723 | 31.0845 | 18 | 3 | - | 24 | 6 | 2
2724 | 31.0959 | 18 | 3 | - | 24 | 6 | 2
2725 | 31.1073 | 18 | 3 | - | 24 | 6 | 2
2726 | 31.1187 | 18 | 3 | - | 24 | 6 | 2
2727 | 31.1301 | 18 | 3 | - | 24 | 6 | 2
2728 | 31.1416 | 18 | 3 | - | 24 | 6 | 2
2729 | 31.153 | 18 | 3 | - | 24 | 6 | 2
2730 | 31.1644 | 18 | 3 | - | 24 | 6 | 2
2731 | 31.1758 | 18 | 3 | - | 24 | 6 | 2
2732 | 31.1872 | 18 | 3 | - | 24 | 6 | 2
2733 | 31.1986 | 18 | 3 | - | 24 | 6 | 2
2734 | 31.21 | 18 | 3 | - | 24 | 6 | 2
2735 | 31.2215 | 18 | 3 | - | 24 | 6 | 2
2736 | 31.2329 | 18 | 3 | - | 24 | 6 | 2
2737 | 31.2443 | 18 | 3 | - | 24 | 6 | 2
2738 | 31.2557 | 18 | 3 | - | 24 | 6 | 2
2739 | 31.2671 | 18 | 3 | - | 24 | 6 | 2
2740 | 31.2785 | 18 | 3 | - | 24 | 6 | 2
2741 | 31.29 | 18 | 3 | - | 24 | 6 | 2
2742 | 31.3014 | 18 | 3 | - | 24 | 6 | 2
2743 | 31.3128 | 18 | 3 | - | 24 | 6 | 2
2744 | 31.3242 | 18 | 3 | - | 24 | 6 | 2
2745 | 31.3356 | 18 | 3 | - | 24 | 6 | 2
2746 | 31.347 | 18 | 3 | - | 24 | 6 | 2
2747 | 31.3584 | 18 | 3 | - | 24 | 6 | 2
2748 | 31.3699 | 18 | 3 | - | 24 | 6 | 2
2749 | 31.3813 | 18 | 3 | - | 24 | 6 | 2
2750 | 31.3927 | 18 | 3 | - | 24 | 6 | 2
2751 | 31.4041 | 18 | 3 | - | 24 | 6 | 2
2752 | 31.4155 | 18 | 3 | - | 24 | 6 | 2
2753 | 31.4269 | 18 | 3 | - | 24 | 6 | 2
2754 | 31.4384 | 18 | 3 | - | 24 | 6 | 2
2755 | 31.4498 | 18 | 3 | - | 24 | 6 | 2
2756 | 31.4612 | 18 | 3 | - | 24 | 6 | 2
2757 | 31.4726 | 18 | 3 | - | 24 | 6 | 2
2758 | 31.484 | 18 | 3 | - | 24 | 6 | 2
2759 | 31.4954 | 18 | 3 | - | 24 | 6 | 2
2760 | 31.5068 | 18 | 3 | - | 24 | 6 | 2
2761 | 31.5183 | 18 | 3 | - | 24 | 6 | 2
2762 | 31.5297 | 18 | 3 | - | 24 | 6 | 2
2763 | 31.5411 | 18 | 3 | - | 24 | 6 | 2
2764 | 31.5525 | 18 | 3 | - | 24 | 6 | 2
2765 | 31.5639 | 18 | 3 | - | 24 | 6 | 2
2766 | 31.5753 | 18 | 3 | - | 24 | 6 | 2
2767 | 31.5868 | 18 | 3 | - | 24 | 6 | 2
2768 | 31.5982 | 18 | 3 | - | 24 | 6 | 2
2769 | 31.6096 | 18 | 3 | - | 24 | 6 | 2
2770 | 31.621 | 18 | 3 | - | 24 | 6 | 2
2771 | 31.6324 | 18 | 3 | - | 24 | 6 | 2
2772 | 31.6438 | 18 | 3 | - | 24 | 6 | 2
2773 | 31.6553 | 18 | 3 | - | 24 | 6 | 2
2774 | 31.6667 | 18 | 3 | - | 24 | 6 | 2
2775 | 31.6781 | 18 | 3 | - | 24 | 6 | 2
2776 | 31.6895 | 18 | 3 | - | 24 | 6 | 2
2777 | 31.7009 | 18 | 3 | - | 24 | 6 | 2
2778 | 31.7123 | 18 | 3 | - | 24 | 6 | 2
2779 | 31.7237 | 18 | 3 | - | 24 | 6 | 2
2780 | 31.7352 | 18 | 3 | - | 24 | 6 | 2
2781 | 31.7466 | 18 | 3 | - | 24 | 6 | 2
2782 | 31.758 | 18 | 3 | - | 24 | 6 | 2
2783 | 31.7694 | 18 | 3 | - | 24 | 6 | 2
2784 | 31.7808 | 18 | 3 | - | 24 | 6 | 2
2785 | 31.7922 | 18 | 3 | - | 24 | 6 | 2
2786 | 31.8037 | 18 | 3 | - | 24 | 6 | 2
2787 | 31.8151 | 18 | 3 | - | 24 | 6 | 2
2788 | 31.8265 | 18 | 3 | - | 24 | 6 | 2
2789 | 31.8379 | 18 | 3 | - | 24 | 6 | 2
2790 | 31.8493 | 18 | 3 | - | 24 | 6 | 2
2791 | 31.8607 | 18 | 3 | - | 24 | 6 | 2
2792 | 31.8721 | 18 | 3 | - | 24 | 6 | 2
2793 | 31.8836 | 18 | 3 | - | 24 | 6 | 2
2794 | 31.895 | 18 | 3 | - | 24 | 6 | 2
2795 | 31.9064 | 18 | 3 | - | 24 | 6 | 2
2796 | 31.9178 | 18 | 3 | - | 24 | 6 | 2
2797 | 31.9292 | 18 | 3 | - | 24 | 6 | 2
2798 | 31.9406 | 18 | 3 | - | 24 | 6 | 2
2799 | 31.9521 | 18 | 3 | - | 24 | 6 | 2
2800 | 31.9635 | 18 | 3 | - | 24 | 6 | 2
2801 | 31.9749 | 18 | 3 | - | 24 | 6 | 2
2802 | 31.9863 | 18 | 3 | - | 24 | 6 | 2
2803 | 31.9977 | 18 | 3 | - | 24 | 6 | 2
2804 | 32.0091 | 18 | 3 | - | 24 | 6 | 2
2805 | 32.0205 | 18 | 3 | - | 24 | 6 | 2
2806 | 32.032 | 18 | 3 | - | 24 | 6 | 2
2807 | 32.0434 | 18 | 3 | - | 24 | 6 | 2
2808 | 32.0548 | 18 | 3 | - | 24 | 6 | 2
2809 | 32.0662 | 18 | 3 | - | 24 | 6 | 2
2810 | 32.0776 | 18 | 3 | - | 24 | 6 | 2
2811 | 32.089 | 18 | 3 | - | 24 | 6 | 2
2812 | 32.1005 | 18 | 3 | - | 24 | 6 | 2
2813 | 32.1119 | 18 | 3 | - | 24 | 6 | 2
2814 | 32.1233 | 18 | 3 | - | 24 | 6 | 2
2815 | 32.1347 | 18 | 3 | - | 24 | 6 | 2
2816 | 32.1461 | 18 | 3 | - | 24 | 6 | 2
2817 | 32.1575 | 18 | 3 | - | 24 | 6 | 2
2818 | 32.1689 | 18 | 3 | - | 24 | 6 | 2
2819 | 32.1804 | 18 | 3 | - | 24 | 6 | 2
2820 | 32.1918 | 18 | 3 | - | 24 | 6 | 2
2821 | 32.2032 | 18 | 3 | - | 24 | 6 | 2
2822 | 32.2146 | 18 | 3 | - | 24 | 6 | 2
2823 | 32.226 | 18 | 3 | - | 24 | 6 | 2
2824 | 32.2374 | 18 | 3 | - | 24 | 6 | 2
2825 | 32.2489 | 18 | 3 | - | 24 | 6 | 2
2826 | 32.2603 | 18 | 3 | - | 24 | 6 | 2
2827 | 32.2717 | 18 | 3 | - | 24 | 6 | 2
2828 | 32.2831 | 18 | 3 | - | 24 | 6 | 2
2829 | 32.2945 | 18 | 3 | - | 24 | 6 | 2
2830 | 32.3059 | 18 | 3 | - | 24 | 6 | 2
2831 | 32.3174 | 18 | 3 | - | 24 | 6 | 2
2832 | 32.3288 | 18 | 3 | - | 24 | 6 | 2
2833 | 32.3402 | 18 | 3 | - | 24 | 6 | 2
2834 | 32.3516 | 18 | 3 | - | 24 | 6 | 2
2835 | 32.363 | 18 | 3 | - | 24 | 6 | 2
2836 | 32.3744 | 18 | 3 | - | 24 | 6 | 2
2837 | 32.3858 | 18 | 3 | - | 24 | 6 | 2
2838 | 32.3973 | 18 | 3 | - | 24 | 6 | 2
2839 | 32.4087 | 18 | 3 | - | 24 | 6 | 2
2840 | 32.4201 | 18 | 3 | - | 24 | 6 | 2
2841 | 32.4315 | 18 | 3 | - | 24 | 6 | 2
2842 | 32.4429 | 18 | 3 | - | 24 | 6 | 2
2843 | 32.4543 | 18 | 3 | - | 24 | 6 | 2
2844 | 32.4658 | 18 | 3 | - | 24 | 6 | 2
2845 | 32.4772 | 18 | 3 | - | 24 | 6 | 2
2846 | 32.4886 | 18 | 3 | - | 24 | 6 | 2
2847 | 32.5 | 18 | 3 | - | 24 | 6 | 2
2848 | 32.5114 | 18 | 3 | - | 24 | 6 | 2
2849 | 32.5228 | 18 | 3 | - | 24 | 6 | 2
2850 | 32.5342 | 18 | 3 | - | 24 | 6 | 2
2851 | 32.5457 | 18 | 3 | - | 24 | 6 | 2
2852 | 32.5571 | 18 | 3 | - | 24 | 6 | 2
2853 | 32.5685 | 18 | 3 | - | 24 | 6 | 2
2854 | 32.5799 | 18 | 3 | - | 24 | 6 | 2
2855 | 32.5913 | 18 | 3 | - | 24 | 6 | 2
2856 | 32.6027 | 18 | 3 | - | 24 | 6 | 2
2857 | 32.6142 | 18 | 3 | - | 24 | 6 | 2
2858 | 32.6256 | 18 | 3 | - | 24 | 6 | 2
2859 | 32.637 | 18 | 3 | - | 24 | 6 | 2
2860 | 32.6484 | 18 | 3 | - | 24 | 6 | 2
2861 | 32.6598 | 18 | 3 | - | 24 | 6 | 2
2862 | 32.6712 | 18 | 3 | - | 24 | 6 | 2
2863 | 32.6826 | 18 | 3 | - | 24 | 6 | 2
2864 | 32.6941 | 18 | 3 | - | 24 | 6 | 2
2865 | 32.7055 | 18 | 3 | - | 24 | 6 | 2
2866 | 32.7169 | 18 | 3 | - | 24 | 6 | 2
2867 | 32.7283 | 18 | 3 | - | 24 | 6 | 2
2868 | 32.7397 | 18 | 3 | - | 24 | 6 | 2
2869 | 32.7511 | 18 | 3 | - | 24 | 6 | 2
2870 | 32.7626 | 18 | 3 | - | 24 | 6 | 2
2871 | 32.774 | 18 | 3 | - | 24 | 6 | 2
2872 | 32.7854 | 18 | 3 | - | 24 | 6 | 2
2873 | 32.7968 | 18 | 3 | - | 24 | 6 | 2
2874 | 32.8082 | 18 | 3 | - | 24 | 6 | 2
2875 | 32.8196 | 18 | 3 | - | 24 | 6 | 2
2876 | 32.8311 | 18 | 3 | - | 24 | 6 | 2
2877 | 32.8425 | 18 | 3 | - | 24 | 6 | 2
2878 | 32.8539 | 18 | 3 | - | 24 | 6 | 2
2879 | 32.8653 | 18 | 3 | - | 24 | 6 | 2
2880 | 32.8767 | 18 | 3 | - | 24 | 6 | 2
2881 | 32.8881 | 18 | 3 | - | 24 | 6 | 2
2882 | 32.8995 | 18 | 3 | - | 24 | 6 | 2
2883 | 32.911 | 18 | 3 | - | 24 | 6 | 2
2884 | 32.9224 | 18 | 3 | - | 24 | 6 | 2
2885 | 32.9338 | 18 | 3 | - | 24 | 6 | 2
2886 | 32.9452 | 18 | 3 | - | 24 | 6 | 2
2887 | 32.9566 | 18 | 3 | - | 24 | 6 | 2
2888 | 32.968 | 18 | 3 | - | 24 | 6 | 2
2889 | 32.9795 | 18 | 3 | - | 24 | 6 | 2
2890 | 32.9909 | 18 | 3 | - | 24 | 6 | 2
2891 | 33.0023 | 18 | 3 | - | 24 | 6 | 2
2892 | 33.0137 | 18 | 3 | - | 24 | 6 | 2
2893 | 33.0251 | 18 | 3 | - | 24 | 6 | 2
2894 | 33.0365 | 18 | 3 | - | 24 | 6 | 2
2895 | 33.0479 | 18 | 3 | - | 24 | 6 | 2
2896 | 33.0594 | 18 | 3 | - | 24 | 6 | 2
2897 | 33.0708 | 18 | 3 | - | 24 | 6 | 2
2898 | 33.0822 | 18 | 3 | - | 24 | 6 | 2
2899 | 33.0936 | 18 | 3 | - | 24 | 6 | 2
2900 | 33.105 | 18 | 3 | - | 24 | 6 | 2
2901 | 33.1164 | 18 | 3 | - | 24 | 6 | 2
2902 | 33.1279 | 18 | 3 | - | 24 | 6 | 2
2903 | 33.1393 | 18 | 3 | - | 24 | 6 | 2
2904 | 33.1507 | 18 | 3 | - | 24 | 6 | 2
2905 | 33.1621 | 18 | 3 | - | 24 | 6 | 2
2906 | 33.1735 | 18 | 3 | - | 24 | 6 | 2
2907 | 33.1849 | 18 | 3 | - | 24 | 6 | 2
2908 | 33.1963 | 18 | 3 | - | 24 | 6 | 2
2909 | 33.2078 | 18 | 3 | - | 24 | 6 | 2
2910 | 33.2192 | 18 | 3 | - | 24 | 6 | 2
2911 | 33.2306 | 18 | 3 | - | 24 | 6 | 2
2912 | 33.242 | 18 | 3 | - | 24 | 6 | 2
2913 | 33.2534 | 18 | 3 | - | 24 | 6 | 2
2914 | 33.2648 | 18 | 3 | - | 24 | 6 | 2
2915 | 33.2763 | 18 | 3 | - | 24 | 6 | 2
2916 | 33.2877 | 18 | 3 | - | 24 | 6 | 2
2917 | 33.2991 | 18 | 3 | - | 24 | 6 | 2
2918 | 33.3105 | 18 | 3 | - | 24 | 6 | 2
2919 | 33.3219 | 18 | 3 | - | 24 | 6 | 2
2920 | 33.3333 | 18 | 3 | - | 24 | 6 | 2
2921 | 33.3447 | 18 | 3 | - | 24 | 6 | 2
2922 | 33.3562 | 18 | 3 | - | 24 | 6 | 2
2923 | 33.3676 | 18 | 3 | - | 24 | 6 | 2
2924 | 33.379 | 18 | 3 | - | 24 | 6 | 2
2925 | 33.3904 | 18 | 3 | - | 24 | 6 | 2
2926 | 33.4018 | 18 | 3 | - | 24 | 6 | 2
2927 | 33.4132 | 18 | 3 | - | 24 | 6 | 2
2928 | 33.4247 | 18 | 3 | - | 24 | 6 | 2
2929 | 33.4361 | 18 | 3 | - | 24 | 6 | 2
2930 | 33.4475 | 18 | 3 | - | 24 | 6 | 2
2931 | 33.4589 | 18 | 3 | - | 24 | 6 | 2
2932 | 33.4703 | 18 | 3 | - | 24 | 6 | 2
2933 | 33.4817 | 18 | 3 | - | 24 | 6 | 2
2934 | 33.4932 | 18 | 3 | - | 24 | 6 | 2
2935 | 33.5046 | 18 | 3 | - | 24 | 6 | 2
2936 | 33.516 | 18 | 3 | - | 24 | 6 | 2
2937 | 33.5274 | 18 | 3 | - | 24 | 6 | 2
2938 | 33.5388 | 18 | 3 | - | 24 | 6 | 2
2939 | 33.5502 | 18 | 3 | - | 24 | 6 | 2
2940 | 33.5616 | 18 | 3 | - | 24 | 6 | 2
2941 | 33.5731 | 18 | 3 | - | 24 | 6 | 2
2942 | 33.5845 | 18 | 3 | - | 24 | 6 | 2
2943 | 33.5959 | 18 | 3 | - | 24 | 6 | 2
2944 | 33.6073 | 18 | 3 | - | 24 | 6 | 2
2945 | 33.6187 | 18 | 3 | - | 24 | 6 | 2
2946 | 33.6301 | 18 | 3 | - | 24 | 6 | 2
2947 | 33.6416 | 18 | 3 | - | 24 | 6 | 2
2948 | 33.653 | 18 | 3 | - | 24 | 6 | 2
2949 | 33.6644 | 18 | 3 | - | 24 | 6 | 2
2950 | 33.6758 | 18 | 3 | - | 24 | 6 | 2
2951 | 33.6872 | 18 | 3 | - | 24 | 6 | 2
2952 | 33.6986 | 18 | 3 | - | 24 | 6 | 2
2953 | 33.71 | 18 | 3 | - | 24 | 6 | 2
2954 | 33.7215 | 18 | 3 | - | 24 | 6 | 2
2955 | 33.7329 | 18 | 3 | - | 24 | 6 | 2
2956 | 33.7443 | 18 | 3 | - | 24 | 6 | 2
2957 | 33.7557 | 18 | 3 | - | 24 | 6 | 2
2958 | 33.7671 | 18 | 3 | - | 24 | 6 | 2
2959 | 33.7785 | 18 | 3 | - | 24 | 6 | 2
2960 | 33.79 | 18 | 3 | - | 24 | 6 | 2
2961 | 33.8014 | 18 | 3 | - | 24 | 6 | 2
2962 | 33.8128 | 18 | 3 | - | 24 | 6 | 2
2963 | 33.8242 | 18 | 3 | - | 24 | 6 | 2
2964 | 33.8356 | 18 | 3 | - | 24 | 6 | 2
2965 | 33.847 | 18 | 3 | - | 24 | 6 | 2
2966 | 33.8584 | 18 | 3 | - | 24 | 6 | 2
2967 | 33.8699 | 18 | 3 | - | 24 | 6 | 2
2968 | 33.8813 | 18 | 3 | - | 24 | 6 | 2
2969 | 33.8927 | 18 | 3 | - | 24 | 6 | 2
2970 | 33.9041 | 18 | 3 | - | 24 | 6 | 2
2971 | 33.9155 | 18 | 3 | - | 24 | 6 | 2
2972 | 33.9269 | 18 | 3 | - | 24 | 6 | 2
2973 | 33.9384 | 18 | 3 | - | 24 | 6 | 2
2974 | 33.9498 | 18 | 3 | - | 24 | 6 | 2
2975 | 33.9612 | 18 | 3 | - | 24 | 6 | 2
2976 | 33.9726 | 18 | 3 | - | 24 | 6 | 2
2977 | 33.984 | 18 | 3 | - | 24 | 6 | 2
2978 | 33.9954 | 18 | 3 | - | 24 | 6 | 2
2979 | 34.0068 | 18 | 3 | - | 24 | 6 | 2
2980 | 34.0183 | 18 | 3 | - | 24 | 6 | 2
2981 | 34.0297 | 18 | 3 | - | 24 | 6 | 2
2982 | 34.0411 | 18 | 3 | - | 24 | 6 | 2
2983 | 34.0525 | 18 | 3 | - | 24 | 6 | 2
2984 | 34.0639 | 18 | 3 | - | 24 | 6 | 2
2985 | 34.0753 | 18 | 3 | - | 24 | 6 | 2
2986 | 34.0868 | 18 | 3 | - | 24 | 6 | 2
2987 | 34.0982 | 18 | 3 | - | 24 | 6 | 2
2988 | 34.1096 | 18 | 3 | - | 24 | 6 | 2
2989 | 34.121 | 18 | 3 | - | 24 | 6 | 2
2990 | 34.1324 | 18 | 3 | - | 24 | 6 | 2
2991 | 34.1438 | 18 | 3 | - | 24 | 6 | 2
2992 | 34.1553 | 18 | 3 | - | 24 | 6 | 2
2993 | 34.1667 | 18 | 3 | - | 24 | 6 | 2
2994 | 34.1781 | 18 | 3 | - | 24 | 6 | 2
2995 | 34.1895 | 18 | 3 | - | 24 | 6 | 2
2996 | 34.2009 | 18 | 3 | - | 24 | 6 | 2
2997 | 34.2123 | 18 | 3 | - | 24 | 6 | 2
2998 | 34.2237 | 18 | 3 | - | 24 | 6 | 2
2999 | 34.2352 | 18 | 3 | - | 24 | 6 | 2
3000 | 34.2466 | 18 | 3 | - | 24 | 6 | 2
3001 | 34.258 | 18 | 3 | - | 24 | 6 | 2
3002 | 34.2694 | 18 | 3 | - | 24 | 6 | 2
3003 | 34.2808 | 18 | 3 | - | 24 | 6 | 2
3004 | 34.2922 | 18 | 3 | - | 24 | 6 | 2
3005 | 34.3037 | 18 | 3 | - | 24 | 6 | 2
3006 | 34.3151 | 18 | 3 | - | 24 | 6 | 2
3007 | 34.3265 | 18 | 3 | - | 24 | 6 | 2
3008 | 34.3379 | 18 | 3 | - | 24 | 6 | 2
3009 | 34.3493 | 18 | 3 | - | 24 | 6 | 2
3010 | 34.3607 | 18 | 3 | - | 24 | 6 | 2
3011 | 34.3721 | 18 | 3 | - | 24 | 6 | 2
3012 | 34.3836 | 18 | 3 | - | 24 | 6 | 2
3013 | 34.395 | 18 | 3 | - | 24 | 6 | 2
3014 | 34.4064 | 18 | 3 | - | 24 | 6 | 2
3015 | 34.4178 | 18 | 3 | - | 24 | 6 | 2
3016 | 34.4292 | 18 | 3 | - | 24 | 6 | 2
3017 | 34.4406 | 18 | 3 | - | 24 | 6 | 2
3018 | 34.4521 | 18 | 3 | - | 24 | 6 | 2
3019 | 34.4635 | 18 | 3 | - | 24 | 6 | 2
3020 | 34.4749 | 18 | 3 | - | 24 | 6 | 2
3021 | 34.4863 | 18 | 3 | - | 24 | 6 | 2
3022 | 34.4977 | 18 | 3 | - | 24 | 6 | 2
3023 | 34.5091 | 18 | 3 | - | 24 | 6 | 2
3024 | 34.5205 | 18 | 3 | - | 24 | 6 | 2
3025 | 34.532 | 18 | 3 | - | 24 | 6 | 2
3026 | 34.5434 | 18 | 3 | - | 24 | 6 | 2
3027 | 34.5548 | 18 | 3 | - | 24 | 6 | 2
3028 | 34.5662 | 18 | 3 | - | 24 | 6 | 2
3029 | 34.5776 | 18 | 3 | - | 24 | 6 | 2
3030 | 34.589 | 18 | 3 | - | 24 | 6 | 2
3031 | 34.6005 | 18 | 3 | - | 24 | 6 | 2
3032 | 34.6119 | 18 | 3 | - | 24 | 6 | 2
3033 | 34.6233 | 18 | 3 | - | 24 | 6 | 2
3034 | 34.6347 | 18 | 3 | - | 24 | 6 | 2
3035 | 34.6461 | 18 | 3 | - | 24 | 6 | 2
3036 | 34.6575 | 18 | 3 | - | 24 | 6 | 2
3037 | 34.6689 | 18 | 3 | - | 24 | 6 | 2
3038 | 34.6804 | 18 | 3 | - | 24 | 6 | 2
3039 | 34.6918 | 18 | 3 | - | 24 | 6 | 2
3040 | 34.7032 | 18 | 3 | - | 24 | 6 | 2
3041 | 34.7146 | 18 | 3 | - | 24 | 6 | 2
3042 | 34.726 | 18 | 3 | - | 24 | 6 | 2
3043 | 34.7374 | 18 | 3 | - | 24 | 6 | 2
3044 | 34.7489 | 18 | 3 | - | 24 | 6 | 2
3045 | 34.7603 | 18 | 3 | - | 24 | 6 | 2
3046 | 34.7717 | 18 | 3 | - | 24 | 6 | 2
3047 | 34.7831 | 18 | 3 | - | 24 | 6 | 2
3048 | 34.7945 | 18 | 3 | - | 24 | 6 | 2
3049 | 34.8059 | 18 | 3 | - | 24 | 6 | 2
3050 | 34.8174 | 18 | 3 | - | 24 | 6 | 2
3051 | 34.8288 | 18 | 3 | - | 24 | 6 | 2
3052 | 34.8402 | 18 | 3 | - | 24 | 6 | 2
3053 | 34.8516 | 18 | 3 | - | 24 | 6 | 2
3054 | 34.863 | 18 | 3 | - | 24 | 6 | 2
3055 | 34.8744 | 18 | 3 | - | 24 | 6 | 2
3056 | 34.8858 | 18 | 3 | - | 24 | 6 | 2
3057 | 34.8973 | 18 | 3 | - | 24 | 6 | 2
3058 | 34.9087 | 18 | 3 | - | 24 | 6 | 2
3059 | 34.9201 | 18 | 3 | - | 24 | 6 | 2
3060 | 34.9315 | 18 | 3 | - | 24 | 6 | 2
3061 | 34.9429 | 18 | 3 | - | 24 | 6 | 2
3062 | 34.9543 | 18 | 3 | - | 24 | 6 | 2
3063 | 34.9658 | 18 | 3 | - | 24 | 6 | 2
3064 | 34.9772 | 18 | 3 | - | 24 | 6 | 2
3065 | 34.9886 | 18 | 3 | - | 24 | 6 | 2
3066 | 35 | 18 | 3 | - | 24 | 6 | 2
3067 | 35.0114 | 18 | 3 | - | 24 | 6 | 2
3068 | 35.0228 | 18 | 3 | - | 24 | 6 | 2
3069 | 35.0342 | 18 | 3 | - | 24 | 6 | 2
3070 | 35.0457 | 18 | 3 | - | 24 | 6 | 2
3071 | 35.0571 | 18 | 3 | - | 24 | 6 | 2
3072 | 35.0685 | 18 | 3 | - | 24 | 6 | 2
3073 | 35.0799 | 18 | 3 | - | 24 | 6 | 2
3074 | 35.0913 | 18 | 3 | - | 24 | 6 | 2
3075 | 35.1027 | 18 | 3 | - | 24 | 6 | 2
3076 | 35.1142 | 18 | 3 | - | 24 | 6 | 2
3077 | 35.1256 | 18 | 3 | - | 24 | 6 | 2
3078 | 35.137 | 18 | 3 | - | 24 | 6 | 2
3079 | 35.1484 | 18 | 3 | - | 24 | 6 | 2
3080 | 35.1598 | 18 | 3 | - | 24 | 6 | 2
3081 | 35.1712 | 18 | 3 | - | 24 | 6 | 2
3082 | 35.1826 | 18 | 3 | - | 24 | 6 | 2
3083 | 35.1941 | 18 | 3 | - | 24 | 6 | 2
3084 | 35.2055 | 18 | 3 | - | 24 | 6 | 2
3085 | 35.2169 | 18 | 3 | - | 24 | 6 | 2
3086 | 35.2283 | 18 | 3 | - | 24 | 6 | 2
3087 | 35.2397 | 18 | 3 | - | 24 | 6 | 2
3088 | 35.2511 | 18 | 3 | - | 24 | 6 | 2
3089 | 35.2626 | 18 | 3 | - | 24 | 6 | 2
3090 | 35.274 | 18 | 3 | - | 24 | 6 | 2
3091 | 35.2854 | 18 | 3 | - | 24 | 6 | 2
3092 | 35.2968 | 18 | 3 | - | 24 | 6 | 2
3093 | 35.3082 | 18 | 3 | - | 24 | 6 | 2
3094 | 35.3196 | 18 | 3 | - | 24 | 6 | 2
3095 | 35.3311 | 18 | 3 | - | 24 | 6 | 2
3096 | 35.3425 | 18 | 3 | - | 24 | 6 | 2
3097 | 35.3539 | 18 | 3 | - | 24 | 6 | 2
3098 | 35.3653 | 18 | 3 | - | 24 | 6 | 2
3099 | 35.3767 | 18 | 3 | - | 24 | 6 | 2
3100 | 35.3881 | 18 | 3 | - | 24 | 6 | 2
3101 | 35.3995 | 18 | 3 | - | 24 | 6 | 2
3102 | 35.411 | 18 | 3 | - | 24 | 6 | 2
3103 | 35.4224 | 18 | 3 | - | 24 | 6 | 2
3104 | 35.4338 | 18 | 3 | - | 24 | 6 | 2
3105 | 35.4452 | 18 | 3 | - | 24 | 6 | 2
3106 | 35.4566 | 18 | 3 | - | 24 | 6 | 2
3107 | 35.468 | 18 | 3 | - | 24 | 6 | 2
3108 | 35.4795 | 18 | 3 | - | 24 | 6 | 2
3109 | 35.4909 | 18 | 3 | - | 24 | 6 | 2
3110 | 35.5023 | 18 | 3 | - | 24 | 6 | 2
3111 | 35.5137 | 18 | 3 | - | 24 | 6 | 2
3112 | 35.5251 | 18 | 3 | - | 24 | 6 | 2
3113 | 35.5365 | 18 | 3 | - | 24 | 6 | 2
3114 | 35.5479 | 18 | 3 | - | 24 | 6 | 2
3115 | 35.5594 | 18 | 3 | - | 24 | 6 | 2
3116 | 35.5708 | 18 | 2 | - | 24 | 6 | 2
3117 | 35.5822 | 18 | 2 | - | 24 | 6 | 2
3118 | 35.5936 | 18 | 2 | - | 24 | 6 | 2
3119 | 35.605 | 18 | 2 | - | 24 | 6 | 2
3120 | 35.6164 | 18 | 2 | - | 24 | 6 | 2
3121 | 35.6279 | 18 | 2 | - | 24 | 6 | 2
3122 | 35.6393 | 18 | 2 | - | 24 | 6 | 2
3123 | 35.6507 | 18 | 2 | - | 24 | 6 | 2
3124 | 35.6621 | 18 | 2 | - | 24 | 6 | 2
3125 | 35.6735 | 18 | 2 | - | 24 | 6 | 2
3126 | 35.6849 | 18 | 2 | - | 24 | 6 | 2
3127 | 35.6963 | 18 | 2 | - | 24 | 6 | 2
3128 | 35.7078 | 18 | 2 | - | 24 | 6 | 2
3129 | 35.7192 | 18 | 2 | - | 24 | 6 | 2
3130 | 35.7306 | 18 | 2 | - | 24 | 6 | 2
3131 | 35.742 | 18 | 2 | - | 24 | 6 | 2
3132 | 35.7534 | 18 | 2 | - | 24 | 6 | 2
3133 | 35.7648 | 18 | 2 | - | 24 | 6 | 2
3134 | 35.7763 | 18 | 2 | - | 24 | 6 | 2
3135 | 35.7877 | 18 | 2 | - | 24 | 6 | 2
3136 | 35.7991 | 18 | 2 | - | 24 | 6 | 2
3137 | 35.8105 | 18 | 2 | - | 24 | 6 | 2
3138 | 35.8219 | 18 | 2 | - | 24 | 6 | 2
3139 | 35.8333 | 18 | 2 | - | 24 | 6 | 2
3140 | 35.8447 | 18 | 2 | - | 24 | 6 | 2
3141 | 35.8562 | 18 | 2 | - | 24 | 6 | 2
3142 | 35.8676 | 18 | 2 | - | 24 | 6 | 2
3143 | 35.879 | 18 | 2 | - | 24 | 6 | 2
3144 | 35.8904 | 18 | 2 | - | 24 | 6 | 2
3145 | 35.9018 | 18 | 2 | - | 24 | 6 | 2
3146 | 35.9132 | 18 | 2 | - | 24 | 6 | 2
3147 | 35.9247 | 18 | 2 | - | 24 | 6 | 2
3148 | 35.9361 | 18 | 2 | - | 24 | 6 | 2
3149 | 35.9475 | 18 | 2 | - | 24 | 6 | 2
3150 | 35.9589 | 18 | 2 | - | 24 | 6 | 2
3151 | 35.9703 | 18 | 2 | - | 24 | 6 | 2
3152 | 35.9817 | 18 | 2 | - | 24 | 6 | 2
3153 | 35.9932 | 18 | 2 | - | 24 | 6 | 2
3154 | 36.0046 | 18 | 2 | - | 24 | 6 | 2
3155 | 36.016 | 18 | 2 | - | 24 | 6 | 2
3156 | 36.0274 | 18 | 2 | - | 24 | 6 | 2
3157 | 36.0388 | 18 | 2 | - | 24 | 6 | 2
3158 | 36.0502 | 18 | 2 | - | 24 | 6 | 2
3159 | 36.0616 | 18 | 2 | - | 24 | 6 | 2
3160 | 36.0731 | 18 | 2 | - | 24 | 6 | 2
3161 | 36.0845 | 18 | 2 | - | 24 | 6 | 2
3162 | 36.0959 | 18 | 2 | - | 24 | 6 | 2
3163 | 36.1073 | 18 | 2 | - | 24 | 6 | 2
3164 | 36.1187 | 18 | 2 | - | 24 | 6 | 2
3165 | 36.1301 | 18 | 2 | - | 24 | 6 | 2
3166 | 36.1416 | 18 | 2 | - | 24 | 6 | 2
3167 | 36.153 | 18 | 2 | - | 24 | 6 | 2
3168 | 36.1644 | 18 | 2 | - | 24 | 6 | 2
3169 | 36.1758 | 18 | 2 | - | 24 | 6 | 2
3170 | 36.1872 | 18 | 2 | - | 24 | 6 | 2
3171 | 36.1986 | 18 | 2 | - | 24 | 6 | 2
3172 | 36.21 | 18 | 2 | - | 24 | 6 | 2
3173 | 36.2215 | 18 | 2 | - | 24 | 6 | 2
3174 | 36.2329 | 18 | 2 | - | 24 | 6 | 2
3175 | 36.2443 | 18 | 2 | - | 24 | 6 | 2
3176 | 36.2557 | 18 | 2 | - | 24 | 6 | 2
3177 | 36.2671 | 18 | 2 | - | 24 | 6 | 2
3178 | 36.2785 | 18 | 2 | - | 24 | 6 | 2
3179 | 36.29 | 18 | 2 | - | 24 | 6 | 2
3180 | 36.3014 | 18 | 2 | - | 24 | 6 | 2
3181 | 36.3128 | 18 | 2 | - | 24 | 6 | 2
3182 | 36.3242 | 18 | 2 | - | 24 | 6 | 2
3183 | 36.3356 | 18 | 2 | - | 24 | 6 | 2
3184 | 36.347 | 18 | 2 | - | 24 | 6 | 2
3185 | 36.3584 | 18 | 2 | - | 24 | 6 | 2
3186 | 36.3699 | 18 | 2 | - | 24 | 6 | 2
3187 | 36.3813 | 18 | 2 | - | 24 | 6 | 2
3188 | 36.3927 | 18 | 2 | - | 24 | 6 | 2
3189 | 36.4041 | 18 | 2 | - | 24 | 6 | 2
3190 | 36.4155 | 18 | 2 | - | 24 | 6 | 2
3191 | 36.4269 | 18 | 2 | - | 24 | 6 | 2
3192 | 36.4384 | 18 | 2 | - | 24 | 6 | 2
3193 | 36.4498 | 18 | 2 | - | 24 | 6 | 2
3194 | 36.4612 | 18 | 2 | - | 24 | 6 | 2
3195 | 36.4726 | 18 | 2 | - | 24 | 6 | 2
3196 | 36.484 | 18 | 2 | - | 24 | 6 | 2
3197 | 36.4954 | 18 | 2 | - | 24 | 6 | 2
3198 | 36.5068 | 18 | 2 | - | 24 | 6 | 2
3199 | 36.5183 | 18 | 2 | - | 24 | 6 | 2
3200 | 36.5297 | 18 | 2 | - | 24 | 6 | 2
3201 | 36.5411 | 18 | 2 | - | 24 | 6 | 2
3202 | 36.5525 | 18 | 2 | - | 24 | 6 | 2
3203 | 36.5639 | 18 | 2 | - | 24 | 6 | 2
3204 | 36.5753 | 18 | 2 | - | 24 | 6 | 2
3205 | 36.5868 | 18 | 2 | - | 24 | 6 | 2
3206 | 36.5982 | 18 | 2 | - | 24 | 6 | 2
3207 | 36.6096 | 18 | 2 | - | 24 | 6 | 2
3208 | 36.621 | 18 | 2 | - | 24 | 6 | 2
3209 | 36.6324 | 18 | 2 | - | 24 | 6 | 2
3210 | 36.6438 | 18 | 2 | - | 24 | 6 | 2
3211 | 36.6553 | 18 | 2 | - | 24 | 6 | 2
3212 | 36.6667 | 18 | 2 | - | 24 | 6 | 2
3213 | 36.6781 | 18 | 2 | - | 24 | 6 | 2
3214 | 36.6895 | 18 | 2 | - | 24 | 6 | 2
3215 | 36.7009 | 18 | 2 | - | 24 | 6 | 2
3216 | 36.7123 | 18 | 2 | - | 24 | 6 | 2
3217 | 36.7237 | 18 | 2 | - | 24 | 6 | 2
3218 | 36.7352 | 18 | 2 | - | 24 | 6 | 2
3219 | 36.7466 | 18 | 2 | - | 24 | 6 | 2
3220 | 36.758 | 18 | 2 | - | 24 | 6 | 2
3221 | 36.7694 | 18 | 2 | - | 24 | 6 | 2
3222 | 36.7808 | 18 | 2 | - | 24 | 6 | 2
3223 | 36.7922 | 18 | 2 | - | 24 | 6 | 2
3224 | 36.8037 | 18 | 2 | - | 24 | 6 | 2
3225 | 36.8151 | 18 | 2 | - | 24 | 6 | 2
3226 | 36.8265 | 18 | 2 | - | 24 | 6 | 2
3227 | 36.8379 | 18 | 2 | - | 24 | 6 | 2
3228 | 36.8493 | 18 | 2 | - | 24 | 6 | 2
3229 | 36.8607 | 18 | 2 | - | 24 | 6 | 2
3230 | 36.8721 | 18 | 2 | - | 24 | 6 | 2
3231 | 36.8836 | 18 | 2 | - | 24 | 6 | 2
3232 | 36.895 | 18 | 2 | - | 24 | 6 | 2
3233 | 36.9064 | 18 | 2 | - | 24 | 6 | 2
3234 | 36.9178 | 18 | 2 | - | 24 | 6 | 2
3235 | 36.9292 | 18 | 2 | - | 24 | 6 | 2
3236 | 36.9406 | 18 | 2 | - | 24 | 6 | 2
3237 | 36.9521 | 18 | 2 | - | 24 | 6 | 2
3238 | 36.9635 | 18 | 2 | - | 24 | 6 | 2
3239 | 36.9749 | 18 | 2 | - | 24 | 6 | 2
3240 | 36.9863 | 18 | 2 | - | 24 | 6 | 2
3241 | 36.9977 | 18 | 2 | - | 24 | 6 | 2
3242 | 37.0091 | 18 | 2 | - | 24 | 6 | 2
3243 | 37.0205 | 18 | 2 | - | 24 | 6 | 2
3244 | 37.032 | 18 | 2 | - | 24 | 6 | 2
3245 | 37.0434 | 18 | 2 | - | 24 | 6 | 2
3246 | 37.0548 | 18 | 2 | - | 24 | 6 | 2
3247 | 37.0662 | 18 | 2 | - | 24 | 6 | 2
3248 | 37.0776 | 18 | 2 | - | 24 | 6 | 2
3249 | 37.089 | 18 | 2 | - | 24 | 6 | 2
3250 | 37.1005 | 18 | 2 | - | 24 | 6 | 2
3251 | 37.1119 | 18 | 2 | - | 24 | 6 | 2
3252 | 37.1233 | 18 | 2 | - | 24 | 6 | 2
3253 | 37.1347 | 18 | 2 | - | 24 | 6 | 2
3254 | 37.1461 | 18 | 2 | - | 24 | 6 | 2
3255 | 37.1575 | 18 | 2 | - | 24 | 6 | 2
3256 | 37.1689 | 18 | 2 | - | 24 | 6 | 2
3257 | 37.1804 | 18 | 2 | - | 24 | 6 | 2
3258 | 37.1918 | 18 | 2 | - | 24 | 6 | 2
3259 | 37.2032 | 18 | 2 | - | 24 | 6 | 2
3260 | 37.2146 | 18 | 2 | - | 24 | 6 | 2
3261 | 37.226 | 18 | 2 | - | 24 | 6 | 2
3262 | 37.2374 | 18 | 2 | - | 24 | 6 | 2
3263 | 37.2489 | 18 | 2 | - | 24 | 6 | 2
3264 | 37.2603 | 18 | 2 | - | 24 | 6 | 2
3265 | 37.2717 | 18 | 2 | - | 24 | 6 | 2
3266 | 37.2831 | 18 | 2 | - | 24 | 6 | 2
3267 | 37.2945 | 18 | 2 | - | 24 | 6 | 2
3268 | 37.3059 | 18 | 2 | - | 24 | 6 | 2
3269 | 37.3174 | 18 | 2 | - | 24 | 6 | 2
3270 | 37.3288 | 18 | 2 | - | 24 | 6 | 2
3271 | 37.3402 | 18 | 2 | - | 24 | 6 | 2
3272 | 37.3516 | 18 | 2 | - | 24 | 6 | 1
3273 | 37.363 | 18 | 2 | - | 24 | 6 | 1
3274 | 37.3744 | 18 | 2 | - | 24 | 6 | 1
3275 | 37.3858 | 18 | 2 | - | 24 | 6 | 1
3276 | 37.3973 | 18 | 2 | - | 24 | 6 | 1
3277 | 37.4087 | 18 | 2 | - | 24 | 6 | 1
3278 | 37.4201 | 18 | 2 | - | 24 | 6 | 1
3279 | 37.4315 | 18 | 2 | - | 24 | 6 | 1
3280 | 37.4429 | 18 | 2 | - | 24 | 6 | 1
3281 | 37.4543 | 18 | 2 | - | 24 | 6 | 1
3282 | 37.4658 | 18 | 2 | - | 24 | 6 | 1
3283 | 37.4772 | 18 | 2 | - | 24 | 6 | 1
3284 | 37.4886 | 18 | 2 | - | 24 | 6 | 1
3285 | 37.5 | 18 | 2 | - | 24 | 6 | 1
3286 | 37.5114 | 18 | 2 | - | 24 | 6 | 1
3287 | 37.5228 | 18 | 2 | - | 24 | 6 | 1
3288 | 37.5342 | 18 | 2 | - | 24 | 6 | 1
3289 | 37.5457 | 18 | 2 | - | 24 | 6 | 1
3290 | 37.5571 | 18 | 2 | - | 24 | 6 | 1
3291 | 37.5685 | 18 | 2 | - | 24 | 6 | 1
3292 | 37.5799 | 18 | 2 | - | 24 | 6 | 1
3293 | 37.5913 | 18 | 2 | - | 24 | 6 | 1
3294 | 37.6027 | 18 | 2 | - | 24 | 6 | 1
3295 | 37.6142 | 18 | 2 | - | 24 | 6 | 1
3296 | 37.6256 | 18 | 2 | - | 24 | 6 | 1
3297 | 37.637 | 18 | 2 | - | 24 | 6 | 1
3298 | 37.6484 | 18 | 2 | - | 24 | 6 | 1
3299 | 37.6598 | 18 | 2 | - | 24 | 6 | 1
3300 | 37.6712 | 18 | 2 | - | 24 | 6 | 1
3301 | 37.6826 | 18 | 2 | - | 24 | 6 | 1
3302 | 37.6941 | 18 | 2 | - | 24 | 6 | 1
3303 | 37.7055 | 18 | 2 | - | 24 | 6 | 1
3304 | 37.7169 | 18 | 2 | - | 24 | 6 | 1
3305 | 37.7283 | 18 | 2 | - | 24 | 6 | 1
3306 | 37.7397 | 18 | 2 | - | 24 | 6 | 1
3307 | 37.7511 | 18 | 2 | - | 24 | 6 | 1
3308 | 37.7626 | 18 | 2 | - | 24 | 6 | 1
3309 | 37.774 | 18 | 2 | - | 24 | 6 | 1
3310 | 37.7854 | 18 | 2 | - | 24 | 6 | 1
3311 | 37.7968 | 18 | 2 | - | 24 | 6 | 1
3312 | 37.8082 | 18 | 2 | - | 24 | 6 | 1
3313 | 37.8196 | 18 | 2 | - | 24 | 6 | 1
3314 | 37.8311 | 18 | 2 | - | 24 | 6 | 1
3315 | 37.8425 | 18 | 2 | - | 24 | 6 | 1
3316 | 37.8539 | 18 | 2 | - | 24 | 6 | 1
3317 | 37.8653 | 18 | 2 | - | 24 | 6 | 1
3318 | 37.8767 | 18 | 2 | - | 24 | 6 | 1
3319 | 37.8881 | 18 | 2 | - | 24 | 6 | 1
3320 | 37.8995 | 18 | 2 | - | 24 | 6 | 1
3321 | 37.911 | 18 | 2 | - | 24 | 6 | 1
3322 | 37.9224 | 18 | 2 | - | 24 | 6 | 1
3323 | 37.9338 | 18 | 2 | - | 24 | 6 | 1
3324 | 37.9452 | 18 | 2 | - | 24 | 6 | 1
3325 | 37.9566 | 18 | 2 | - | 24 | 6 | 1
3326 | 37.968 | 18 | 2 | - | 24 | 6 | 1
3327 | 37.9795 | 18 | 2 | - | 24 | 6 | 1
3328 | 37.9909 | 18 | 2 | - | 24 | 6 | 1
3329 | 38.0023 | 18 | 2 | - | 24 | 6 | 1
3330 | 38.0137 | 18 | 2 | - | 24 | 6 | 1
3331 | 38.0251 | 18 | 2 | - | 24 | 6 | 1
3332 | 38.0365 | 18 | 2 | - | 24 | 6 | 1
3333 | 38.0479 | 18 | 2 | - | 24 | 6 | 1
3334 | 38.0594 | 18 | 2 | - | 24 | 6 | 1
3335 | 38.0708 | 18 | 2 | - | 24 | 6 | 1
3336 | 38.0822 | 18 | 2 | - | 24 | 6 | 1
3337 | 38.0936 | 18 | 2 | - | 24 | 6 | 1
3338 | 38.105 | 18 | 2 | - | 24 | 6 | 1
3339 | 38.1164 | 18 | 2 | - | 24 | 6 | 1
3340 | 38.1279 | 18 | 2 | - | 24 | 6 | 1
3341 | 38.1393 | 18 | 2 | - | 24 | 6 | 1
3342 | 38.1507 | 18 | 2 | - | 24 | 6 | 1
3343 | 38.1621 | 18 | 2 | - | 24 | 6 | 1
3344 | 38.1735 | 18 | 2 | - | 24 | 6 | 1
3345 | 38.1849 | 18 | 2 | - | 24 | 6 | 1
3346 | 38.1963 | 18 | 2 | - | 24 | 6 | 1
3347 | 38.2078 | 18 | 2 | - | 24 | 6 | 1
3348 | 38.2192 | 18 | 2 | - | 24 | 6 | 1
3349 | 38.2306 | 18 | 2 | - | 24 | 6 | 1
3350 | 38.242 | 18 | 2 | - | 24 | 6 | 1
3351 | 38.2534 | 18 | 2 | - | 24 | 6 | 1
3352 | 38.2648 | 18 | 2 | - | 24 | 6 | 1
3353 | 38.2763 | 18 | 2 | - | 24 | 6 | 1
3354 | 38.2877 | 18 | 2 | - | 24 | 6 | 1
3355 | 38.2991 | 18 | 2 | - | 24 | 6 | 1
3356 | 38.3105 | 18 | 2 | - | 24 | 6 | 1
3357 | 38.3219 | 18 | 2 | - | 24 | 6 | 1
3358 | 38.3333 | 18 | 2 | - | 24 | 6 | 1
3359 | 38.3447 | 18 | 2 | - | 24 | 6 | 1
3360 | 38.3562 | 18 | 2 | - | 24 | 6 | 1
3361 | 38.3676 | 18 | 2 | - | 24 | 6 | 1
3362 | 38.379 | 18 | 2 | - | 24 | 6 | 1
3363 | 38.3904 | 18 | 2 | - | 24 | 6 | 1
3364 | 38.4018 | 18 | 2 | - | 24 | 6 | 1
3365 | 38.4132 | 18 | 2 | - | 24 | 6 | 1
3366 | 38.4247 | 18 | 2 | - | 24 | 6 | 1
3367 | 38.4361 | 18 | 2 | - | 24 | 6 | 1
3368 | 38.4475 | 18 | 2 | - | 24 | 6 | 1
3369 | 38.4589 | 18 | 2 | - | 24 | 6 | 1
3370 | 38.4703 | 18 | 2 | - | 24 | 6 | 1
3371 | 38.4817 | 18 | 2 | - | 24 | 6 | 1
3372 | 38.4932 | 18 | 2 | - | 24 | 6 | 1
3373 | 38.5046 | 18 | 2 | - | 24 | 6 | 1
3374 | 38.516 | 18 | 2 | - | 24 | 6 | 1
3375 | 38.5274 | 18 | 2 | - | 24 | 6 | 1
3376 | 38.5388 | 18 | 2 | - | 24 | 6 | 1
3377 | 38.5502 | 18 | 2 | - | 24 | 6 | 1
3378 | 38.5616 | 18 | 2 | - | 24 | 6 | 1
3379 | 38.5731 | 18 | 2 | - | 24 | 6 | 1
3380 | 38.5845 | 18 | 2 | - | 24 | 6 | 1
3381 | 38.5959 | 18 | 2 | - | 24 | 6 | 1
3382 | 38.6073 | 18 | 2 | - | 24 | 6 | 1
3383 | 38.6187 | 18 | 2 | - | 24 | 6 | 1
3384 | 38.6301 | 18 | 2 | - | 24 | 6 | 1
3385 | 38.6416 | 18 | 2 | - | 24 | 6 | 1
3386 | 38.653 | 18 | 2 | - | 24 | 6 | 1
3387 | 38.6644 | 18 | 2 | - | 24 | 6 | 1
3388 | 38.6758 | 18 | 2 | - | 24 | 6 | 1
3389 | 38.6872 | 18 | 2 | - | 24 | 6 | 1
3390 | 38.6986 | 18 | 2 | - | 24 | 6 | 1
3391 | 38.71 | 18 | 2 | - | 24 | 6 | 1
3392 | 38.7215 | 18 | 2 | - | 24 | 6 | 1
3393 | 38.7329 | 18 | 2 | - | 24 | 6 | 1
3394 | 38.7443 | 18 | 2 | - | 24 | 6 | 1
3395 | 38.7557 | 18 | 2 | - | 24 | 5 | 1
3396 | 38.7671 | 18 | 2 | - | 24 | 5 | 1
3397 | 38.7785 | 18 | 2 | - | 24 | 5 | 1
3398 | 38.79 | 18 | 2 | - | 24 | 5 | 1
3399 | 38.8014 | 18 | 2 | - | 24 | 5 | 1
3400 | 38.8128 | 18 | 2 | - | 24 | 5 | 1
3401 | 38.8242 | 18 | 2 | - | 24 | 5 | 1
3402 | 38.8356 | 18 | 2 | - | 24 | 5 | 1
3403 | 38.847 | 18 | 2 | - | 24 | 5 | 1
3404 | 38.8584 | 18 | 2 | - | 24 | 5 | 1
3405 | 38.8699 | 18 | 2 | - | 24 | 5 | 1
3406 | 38.8813 | 18 | 2 | - | 24 | 5 | 1
3407 | 38.8927 | 18 | 2 | - | 24 | 5 | 1
3408 | 38.9041 | 18 | 2 | - | 24 | 5 | 1
3409 | 38.9155 | 18 | 2 | - | 24 | 5 | 1
3410 | 38.9269 | 18 | 2 | - | 24 | 5 | 1
3411 | 38.9384 | 18 | 2 | - | 24 | 5 | 1
3412 | 38.9498 | 18 | 2 | - | 24 | 5 | 1
3413 | 38.9612 | 18 | 2 | - | 24 | 5 | 1
3414 | 38.9726 | 18 | 2 | - | 24 | 5 | 1
3415 | 38.984 | 18 | 2 | - | 24 | 5 | 1
3416 | 38.9954 | 18 | 2 | - | 24 | 5 | 1
3417 | 39.0068 | 18 | 2 | - | 24 | 5 | 1
3418 | 39.0183 | 18 | 2 | - | 24 | 5 | 1
3419 | 39.0297 | 18 | 2 | - | 24 | 5 | 1
3420 | 39.0411 | 18 | 2 | - | 24 | 5 | 1
3421 | 39.0525 | 18 | 2 | - | 24 | 5 | 1
3422 | 39.0639 | 18 | 2 | - | 24 | 5 | 1
3423 | 39.0753 | 18 | 2 | - | 24 | 5 | 1
3424 | 39.0868 | 18 | 2 | - | 24 | 5 | 1
3425 | 39.0982 | 18 | 2 | - | 24 | 5 | 1
3426 | 39.1096 | 18 | 2 | - | 24 | 5 | 1
3427 | 39.121 | 18 | 2 | - | 24 | 5 | 1
3428 | 39.1324 | 18 | 2 | - | 24 | 5 | 1
3429 | 39.1438 | 18 | 2 | - | 24 | 5 | 1
3430 | 39.1553 | 18 | 2 | - | 24 | 5 | 1
3431 | 39.1667 | 18 | 2 | - | 24 | 5 | 1
3432 | 39.1781 | 18 | 2 | - | 24 | 5 | 1
3433 | 39.1895 | 18 | 2 | - | 24 | 5 | 1
3434 | 39.2009 | 18 | 2 | - | 24 | 5 | 1
3435 | 39.2123 | 18 | 2 | - | 24 | 5 | 1
3436 | 39.2237 | 18 | 2 | - | 24 | 5 | 1
3437 | 39.2352 | 18 | 2 | - | 24 | 5 | 1
3438 | 39.2466 | 18 | 2 | - | 24 | 5 | 1
3439 | 39.258 | 18 | 2 | - | 24 | 5 | 1
3440 | 39.2694 | 18 | 2 | - | 24 | 5 | 1
3441 | 39.2808 | 18 | 2 | - | 24 | 5 | 1
3442 | 39.2922 | 18 | 2 | - | 24 | 5 | 1
3443 | 39.3037 | 18 | 2 | - | 24 | 5 | 1
3444 | 39.3151 | 18 | 2 | - | 24 | 5 | 1
3445 | 39.3265 | 18 | 2 | - | 24 | 5 | 1
3446 | 39.3379 | 18 | 2 | - | 24 | 5 | 1
3447 | 39.3493 | 18 | 2 | - | 24 | 5 | 1
3448 | 39.3607 | 18 | 2 | - | 24 | 5 | 1
3449 | 39.3721 | 18 | 2 | - | 24 | 5 | 1
3450 | 39.3836 | 18 | 2 | - | 24 | 5 | 1
3451 | 39.395 | 18 | 2 | - | 24 | 5 | 1
3452 | 39.4064 | 18 | 2 | - | 24 | 5 | 1
3453 | 39.4178 | 18 | 2 | - | 24 | 5 | 1
3454 | 39.4292 | 18 | 2 | - | 24 | 5 | 1
3455 | 39.4406 | 18 | 2 | - | 24 | 5 | 1
3456 | 39.4521 | 18 | 2 | - | 24 | 5 | 1
3457 | 39.4635 | 18 | 2 | - | 24 | 5 | 1
3458 | 39.4749 | 18 | 2 | - | 24 | 5 | 1
3459 | 39.4863 | 17 | 2 | - | 24 | 5 | 1
3460 | 39.4977 | 17 | 2 | - | 24 | 5 | 1
3461 | 39.5091 | 17 | 2 | - | 24 | 5 | 1
3462 | 39.5205 | 17 | 2 | - | 24 | 5 | 1
3463 | 39.532 | 17 | 2 | - | 24 | 5 | 1
3464 | 39.5434 | 17 | 2 | - | 24 | 5 | 1
3465 | 39.5548 | 17 | 2 | - | 24 | 5 | 1
3466 | 39.5662 | 17 | 2 | - | 24 | 5 | 1
3467 | 39.5776 | 17 | 2 | - | 24 | 5 | 1
3468 | 39.589 | 17 | 2 | - | 24 | 5 | 1
3469 | 39.6005 | 17 | 2 | - | 24 | 5 | 1
3470 | 39.6119 | 17 | 2 | - | 24 | 5 | 1
3471 | 39.6233 | 17 | 2 | - | 24 | 5 | 1
3472 | 39.6347 | 17 | 2 | - | 24 | 5 | 1
3473 | 39.6461 | 17 | 2 | - | 24 | 5 | 1
3474 | 39.6575 | 17 | 2 | - | 24 | 5 | 1
3475 | 39.6689 | 17 | 2 | - | 24 | 5 | 1
3476 | 39.6804 | 17 | 2 | - | 24 | 5 | 1
3477 | 39.6918 | 17 | 2 | - | 24 | 5 | 1
3478 | 39.7032 | 17 | 2 | - | 24 | 5 | 1
3479 | 39.7146 | 17 | 2 | - | 24 | 5 | 1
3480 | 39.726 | 17 | 2 | - | 24 | 5 | 1
3481 | 39.7374 | 17 | 2 | - | 24 | 5 | 1
3482 | 39.7489 | 17 | 2 | - | 24 | 5 | 1
3483 | 39.7603 | 17 | 2 | - | 24 | 5 | 1
3484 | 39.7717 | 17 | 2 | - | 24 | 5 | 1
3485 | 39.7831 | 17 | 2 | - | 24 | 5 | 1
3486 | 39.7945 | 17 | 2 | - | 24 | 5 | 1
3487 | 39.8059 | 17 | 2 | - | 24 | 5 | 1
3488 | 39.8174 | 17 | 2 | - | 24 | 5 | 1
3489 | 39.8288 | 17 | 2 | - | 24 | 5 | 1
3490 | 39.8402 | 17 | 2 | - | 24 | 5 | 1
3491 | 39.8516 | 17 | 2 | - | 24 | 5 | 1
3492 | 39.863 | 17 | 2 | - | 24 | 5 | 1
3493 | 39.8744 | 17 | 2 | - | 24 | 5 | 1
3494 | 39.8858 | 17 | 2 | - | 24 | 5 | 1
3495 | 39.8973 | 17 | 2 | - | 24 | 5 | 1
3496 | 39.9087 | 17 | 2 | - | 24 | 5 | 1
3497 | 39.9201 | 17 | 2 | - | 24 | 5 | 1
3498 | 39.9315 | 17 | 2 | - | 24 | 5 | 1
3499 | 39.9429 | 17 | 2 | - | 24 | 5 | 1
3500 | 39.9543 | 17 | 2 | - | 24 | 5 | 1
3501 | 39.9658 | 17 | 2 | - | 24 | 5 | 1
3502 | 39.9772 | 17 | 2 | - | 24 | 5 | 1
3503 | 39.9886 | 17 | 2 | - | 24 | 5 | 1
3504 | 40 | 17 | 2 | - | 24 | 5 | 1
3505 | 40.0114 | 17 | 2 | - | 24 | 5 | 1
3506 | 40.0228 | 17 | 2 | - | 24 | 5 | 1
3507 | 40.0342 | 17 | 2 | - | 24 | 5 | 1
3508 | 40.0457 | 17 | 2 | - | 24 | 5 | 1
3509 | 40.0571 | 17 | 2 | - | 24 | 5 | 1
3510 | 40.0685 | 17 | 2 | - | 24 | 5 | 1
3511 | 40.0799 | 17 | 2 | - | 24 | 5 | 1
3512 | 40.0913 | 17 | 2 | - | 24 | 5 | 1
3513 | 40.1027 | 17 | 2 | - | 24 | 5 | 1
3514 | 40.1142 | 17 | 2 | - | 24 | 5 | 1
3515 | 40.1256 | 17 | 2 | - | 24 | 5 | 1
3516 | 40.137 | 17 | 2 | - | 24 | 5 | 1
3517 | 40.1484 | 17 | 2 | - | 24 | 5 | 1
3518 | 40.1598 | 17 | 2 | - | 24 | 5 | 1
3519 | 40.1712 | 17 | 2 | - | 24 | 5 | 1
3520 | 40.1826 | 17 | 2 | - | 24 | 5 | 1
3521 | 40.1941 | 17 | 2 | - | 24 | 5 | 1
3522 | 40.2055 | 17 | 2 | - | 24 | 5 | 1
3523 | 40.2169 | 17 | 2 | - | 24 | 5 | 1
3524 | 40.2283 | 17 | 2 | - | 24 | 5 | 1
3525 | 40.2397 | 17 | 2 | - | 24 | 5 | 1
3526 | 40.2511 | 17 | 2 | - | 24 | 5 | 1
3527 | 40.2626 | 17 | 2 | - | 24 | 5 | 1
3528 | 40.274 | 17 | 2 | - | 24 | 5 | 1
3529 | 40.2854 | 17 | 2 | - | 24 | 5 | 1
3530 | 40.2968 | 17 | 2 | - | 24 | 5 | 1
3531 | 40.3082 | 17 | 2 | - | 24 | 5 | 1
3532 | 40.3196 | 17 | 2 | - | 24 | 5 | 1
3533 | 40.3311 | 17 | 2 | - | 24 | 5 | 1
3534 | 40.3425 | 17 | 2 | - | 24 | 5 | 1
3535 | 40.3539 | 17 | 2 | - | 24 | 5 | 1
3536 | 40.3653 | 17 | 2 | - | 24 | 5 | 1
3537 | 40.3767 | 17 | 2 | - | 24 | 5 | 1
3538 | 40.3881 | 17 | 2 | - | 24 | 5 | 1
3539 | 40.3995 | 17 | 2 | - | 24 | 5 | 1
3540 | 40.411 | 17 | 2 | - | 24 | 5 | 1
3541 | 40.4224 | 17 | 2 | - | 24 | 5 | 1
3542 | 40.4338 | 17 | 2 | - | 24 | 5 | 1
3543 | 40.4452 | 17 | 2 | - | 24 | 5 | 1
3544 | 40.4566 | 17 | 2 | - | 24 | 5 | 1
3545 | 40.468 | 17 | 2 | - | 24 | 5 | 1
3546 | 40.4795 | 17 | 2 | - | 24 | 5 | 1
3547 | 40.4909 | 17 | 2 | - | 24 | 5 | 1
3548 | 40.5023 | 17 | 2 | - | 24 | 5 | 1
3549 | 40.5137 | 17 | 2 | - | 24 | 5 | 1
3550 | 40.5251 | 17 | 2 | - | 24 | 5 | 1
3551 | 40.5365 | 17 | 2 | - | 24 | 5 | 1
3552 | 40.5479 | 17 | 2 | - | 24 | 5 | 1
3553 | 40.5594 | 17 | 2 | - | 24 | 5 | 1
3554 | 40.5708 | 17 | 2 | - | 24 | 5 | 1
3555 | 40.5822 | 17 | 2 | - | 24 | 5 | 1
3556 | 40.5936 | 17 | 2 | - | 24 | 5 | 1
3557 | 40.605 | 17 | 2 | - | 24 | 5 | 1
3558 | 40.6164 | 17 | 2 | - | 24 | 5 | 1
3559 | 40.6279 | 17 | 2 | - | 24 | 5 | 1
3560 | 40.6393 | 17 | 2 | - | 24 | 5 | 1
3561 | 40.6507 | 17 | 2 | - | 24 | 5 | 1
3562 | 40.6621 | 17 | 2 | - | 24 | 5 | 1
3563 | 40.6735 | 17 | 2 | - | 24 | 5 | 1
3564 | 40.6849 | 17 | 2 | - | 24 | 5 | 1
3565 | 40.6963 | 17 | 2 | - | 24 | 5 | 1
3566 | 40.7078 | 17 | 2 | - | 24 | 5 | 1
3567 | 40.7192 | 17 | 2 | - | 24 | 5 | 1
3568 | 40.7306 | 17 | 2 | - | 24 | 5 | 1
3569 | 40.742 | 17 | 2 | - | 24 | 5 | 1
3570 | 40.7534 | 17 | 2 | - | 24 | 5 | 1
3571 | 40.7648 | 17 | 2 | - | 24 | 5 | 1
3572 | 40.7763 | 17 | 2 | - | 24 | 5 | 1
3573 | 40.7877 | 17 | 2 | - | 24 | 5 | 1
3574 | 40.7991 | 17 | 2 | - | 24 | 5 | 1
3575 | 40.8105 | 17 | 2 | - | 24 | 5 | 1
3576 | 40.8219 | 17 | 2 | - | 24 | 5 | 1
3577 | 40.8333 | 17 | 2 | - | 24 | 5 | 1
3578 | 40.8447 | 17 | 2 | - | 24 | 5 | 1
3579 | 40.8562 | 17 | 2 | - | 24 | 5 | 1
3580 | 40.8676 | 17 | 2 | - | 24 | 5 | 1
3581 | 40.879 | 17 | 2 | - | 24 | 5 | 1
3582 | 40.8904 | 17 | 2 | - | 24 | 5 | 1
3583 | 40.9018 | 17 | 2 | - | 24 | 5 | 1
3584 | 40.9132 | 17 | 2 | - | 24 | 5 | 1
3585 | 40.9247 | 17 | 2 | - | 24 | 5 | 1
3586 | 40.9361 | 17 | 2 | - | 24 | 5 | 1
3587 | 40.9475 | 17 | 2 | - | 24 | 5 | 1
3588 | 40.9589 | 17 | 2 | - | 24 | 5 | 1
3589 | 40.9703 | 17 | 2 | - | 24 | 5 | 1
3590 | 40.9817 | 17 | 2 | - | 24 | 5 | 1
3591 | 40.9932 | 17 | 2 | - | 24 | 5 | 1
3592 | 41.0046 | 17 | 2 | - | 24 | 5 | 1
3593 | 41.016 | 17 | 2 | - | 24 | 5 | 1
3594 | 41.0274 | 17 | 2 | - | 24 | 5 | 1
3595 | 41.0388 | 17 | 2 | - | 24 | 5 | 1
3596 | 41.0502 | 17 | 2 | - | 24 | 5 | 1
3597 | 41.0616 | 17 | 2 | - | 24 | 5 | 1
3598 | 41.0731 | 17 | 2 | - | 24 | 5 | 1
3599 | 41.0845 | 17 | 2 | - | 24 | 5 | 1
3600 | 41.0959 | 17 | 2 | - | 24 | 5 | 1
3601 | 41.1073 | 17 | 2 | - | 24 | 5 | 1
3602 | 41.1187 | 17 | 2 | - | 24 | 5 | 1
3603 | 41.1301 | 17 | 2 | - | 24 | 5 | 1
3604 | 41.1416 | 17 | 2 | - | 24 | 5 | 1
3605 | 41.153 | 17 | 2 | - | 24 | 5 | 1
3606 | 41.1644 | 17 | 2 | - | 24 | 5 | 1
3607 | 41.1758 | 17 | 2 | - | 24 | 5 | 1
3608 | 41.1872 | 17 | 2 | - | 24 | 5 | 1
3609 | 41.1986 | 17 | 2 | - | 24 | 5 | 1
3610 | 41.21 | 17 | 2 | - | 24 | 5 | 1
3611 | 41.2215 | 17 | 2 | - | 24 | 5 | 1
3612 | 41.2329 | 17 | 2 | - | 24 | 5 | 1
3613 | 41.2443 | 17 | 2 | - | 24 | 5 | 1
3614 | 41.2557 | 17 | 2 | - | 24 | 5 | 1
3615 | 41.2671 | 17 | 2 | - | 24 | 5 | 1
3616 | 41.2785 | 17 | 2 | - | 24 | 5 | 1
3617 | 41.29 | 17 | 2 | - | 24 | 5 | 1
3618 | 41.3014 | 17 | 2 | - | 24 | 5 | 1
3619 | 41.3128 | 17 | 2 | - | 24 | 5 | 1
3620 | 41.3242 | 17 | 2 | - | 24 | 5 | 1
3621 | 41.3356 | 17 | 2 | - | 24 | 5 | 1
3622 | 41.347 | 17 | 2 | - | 24 | 5 | 1
3623 | 41.3584 | 17 | 2 | - | 24 | 5 | 1
3624 | 41.3699 | 17 | 2 | - | 24 | 5 | 1
3625 | 41.3813 | 17 | 2 | - | 24 | 5 | 1
3626 | 41.3927 | 17 | 2 | - | 24 | 5 | 1
3627 | 41.4041 | 17 | 2 | - | 24 | 5 | 1
3628 | 41.4155 | 17 | 2 | - | 24 | 5 | 1
3629 | 41.4269 | 17 | 2 | - | 24 | 5 | 1
3630 | 41.4384 | 17 | 2 | - | 24 | 5 | 1
3631 | 41.4498 | 17 | 2 | - | 24 | 5 | 1
3632 | 41.4612 | 17 | 2 | - | 24 | 5 | 1
3633 | 41.4726 | 17 | 2 | - | 24 | 5 | 1
3634 | 41.484 | 17 | 2 | - | 24 | 5 | 1
3635 | 41.4954 | 17 | 2 | - | 24 | 5 | 1
3636 | 41.5068 | 17 | 2 | - | 24 | 5 | 1
3637 | 41.5183 | 17 | 2 | - | 24 | 5 | 1
3638 | 41.5297 | 17 | 2 | - | 24 | 5 | 1
3639 | 41.5411 | 17 | 2 | - | 24 | 5 | 1
3640 | 41.5525 | 17 | 2 | - | 24 | 5 | 1
3641 | 41.5639 | 17 | 2 | - | 24 | 5 | 1
3642 | 41.5753 | 17 | 2 | - | 24 | 5 | 1
3643 | 41.5868 | 17 | 2 | - | 24 | 5 | 1
3644 | 41.5982 | 17 | 2 | - | 24 | 5 | 1
3645 | 41.6096 | 17 | 2 | - | 24 | 5 | 1
3646 | 41.621 | 17 | 2 | - | 24 | 5 | 1
3647 | 41.6324 | 17 | 2 | - | 24 | 5 | 1
3648 | 41.6438 | 17 | 2 | - | 24 | 5 | 1
3649 | 41.6553 | 17 | 2 | - | 24 | 5 | 1
3650 | 41.6667 | 17 | 2 | - | 24 | 5 | 1
3651 | 41.6781 | 17 | 2 | - | 24 | 5 | 1
3652 | 41.6895 | 17 | 2 | - | 24 | 5 | 1
3653 | 41.7009 | 17 | 2 | - | 24 | 5 | 1
3654 | 41.7123 | 17 | 2 | - | 24 | 5 | 1
3655 | 41.7237 | 17 | 2 | - | 24 | 5 | 1
3656 | 41.7352 | 17 | 2 | - | 24 | 5 | 1
3657 | 41.7466 | 17 | 2 | - | 24 | 5 | 1
3658 | 41.758 | 17 | 2 | - | 24 | 5 | 1
3659 | 41.7694 | 17 | 2 | - | 24 | 5 | 1
3660 | 41.7808 | 17 | 2 | - | 24 | 5 | 1
3661 | 41.7922 | 17 | 2 | - | 24 | 5 | 1
3662 | 41.8037 | 17 | 2 | - | 24 | 5 | 1
3663 | 41.8151 | 17 | 2 | - | 24 | 5 | 1
3664 | 41.8265 | 17 | 2 | - | 24 | 5 | 1
3665 | 41.8379 | 17 | 2 | - | 24 | 5 | 1
3666 | 41.8493 | 17 | 2 | - | 24 | 5 | 1
3667 | 41.8607 | 17 | 2 | - | 24 | 5 | 1
3668 | 41.8721 | 17 | 2 | - | 24 | 5 | 1
3669 | 41.8836 | 17 | 2 | - | 24 | 5 | 1
3670 | 41.895 | 17 | 2 | - | 24 | 5 | 1
3671 | 41.9064 | 17 | 2 | - | 24 | 5 | 1
3672 | 41.9178 | 17 | 2 | - | 24 | 5 | 1
3673 | 41.9292 | 17 | 2 | - | 24 | 5 | 1
3674 | 41.9406 | 17 | 2 | - | 24 | 5 | 1
3675 | 41.9521 | 17 | 2 | - | 24 | 5 | 1
3676 | 41.9635 | 17 | 2 | - | 24 | 5 | 1
3677 | 41.9749 | 17 | 2 | - | 24 | 5 | 1
3678 | 41.9863 | 17 | 2 | - | 24 | 5 | 1
3679 | 41.9977 | 17 | 2 | - | 24 | 5 | 1
3680 | 42.0091 | 17 | 2 | - | 24 | 5 | 1
3681 | 42.0205 | 17 | 2 | - | 24 | 5 | 1
3682 | 42.032 | 17 | 2 | - | 24 | 5 | 1
3683 | 42.0434 | 17 | 2 | - | 24 | 5 | 1
3684 | 42.0548 | 17 | 2 | - | 24 | 5 | 1
3685 | 42.0662 | 17 | 2 | - | 24 | 5 | 1
3686 | 42.0776 | 17 | 2 | - | 24 | 5 | 1
3687 | 42.089 | 17 | 2 | - | 24 | 5 | 1
3688 | 42.1005 | 17 | 2 | - | 24 | 5 | 1
3689 | 42.1119 | 17 | 2 | - | 24 | 5 | 1
3690 | 42.1233 | 17 | 2 | - | 24 | 5 | 1
3691 | 42.1347 | 17 | 2 | - | 24 | 5 | 1
3692 | 42.1461 | 17 | 2 | - | 24 | 5 | 1
3693 | 42.1575 | 17 | 2 | - | 24 | 5 | 1
3694 | 42.1689 | 17 | 2 | - | 24 | 5 | 1
3695 | 42.1804 | 17 | 2 | - | 24 | 5 | 1
3696 | 42.1918 | 17 | 2 | - | 24 | 5 | 1
3697 | 42.2032 | 17 | 2 | - | 24 | 5 | 1
3698 | 42.2146 | 17 | 2 | - | 24 | 5 | 1
3699 | 42.226 | 17 | 2 | - | 24 | 5 | 1
3700 | 42.2374 | 17 | 2 | - | 24 | 5 | 1
3701 | 42.2489 | 17 | 2 | - | 24 | 5 | 1
3702 | 42.2603 | 17 | 2 | - | 24 | 5 | 1
3703 | 42.2717 | 17 | 2 | - | 24 | 5 | 1
3704 | 42.2831 | 17 | 2 | - | 24 | 5 | 1
3705 | 42.2945 | 17 | 2 | - | 24 | 5 | 1
3706 | 42.3059 | 17 | 2 | - | 24 | 5 | 1
3707 | 42.3174 | 17 | 2 | - | 24 | 5 | 1
3708 | 42.3288 | 17 | 2 | - | 24 | 5 | 1
3709 | 42.3402 | 17 | 2 | - | 24 | 5 | 1
3710 | 42.3516 | 17 | 2 | - | 24 | 5 | 1
3711 | 42.363 | 17 | 2 | - | 24 | 5 | 1
3712 | 42.3744 | 17 | 2 | - | 24 | 5 | 1
3713 | 42.3858 | 17 | 2 | - | 24 | 5 | 1
3714 | 42.3973 | 17 | 2 | - | 24 | 5 | 1
3715 | 42.4087 | 17 | 2 | - | 24 | 5 | 1
3716 | 42.4201 | 17 | 2 | - | 24 | 5 | 1
3717 | 42.4315 | 17 | 2 | - | 24 | 5 | 1
3718 | 42.4429 | 17 | 2 | - | 24 | 5 | 1
3719 | 42.4543 | 17 | 2 | - | 24 | 5 | 1
3720 | 42.4658 | 17 | 2 | - | 24 | 5 | 1
3721 | 42.4772 | 17 | 2 | - | 24 | 5 | 1
3722 | 42.4886 | 17 | 2 | - | 24 | 5 | 1
3723 | 42.5 | 17 | 2 | - | 24 | 5 | 1
3724 | 42.5114 | 17 | 2 | - | 24 | 5 | 1
3725 | 42.5228 | 17 | 2 | - | 24 | 5 | 1
3726 | 42.5342 | 17 | 2 | - | 24 | 5 | 1
3727 | 42.5457 | 17 | 2 | - | 24 | 5 | 1
3728 | 42.5571 | 17 | 2 | - | 24 | 5 | 1
3729 | 42.5685 | 17 | 2 | - | 24 | 5 | 1
3730 | 42.5799 | 17 | 2 | - | 24 | 5 | 1
3731 | 42.5913 | 17 | 2 | - | 24 | 5 | 1
3732 | 42.6027 | 17 | 2 | - | 24 | 5 | 1
3733 | 42.6142 | 17 | 2 | - | 24 | 5 | 1
3734 | 42.6256 | 17 | 2 | - | 24 | 5 | 1
3735 | 42.637 | 17 | 2 | - | 24 | 5 | 1
3736 | 42.6484 | 17 | 2 | - | 24 | 5 | 1
3737 | 42.6598 | 17 | 2 | - | 24 | 5 | 1
3738 | 42.6712 | 17 | 2 | - | 24 | 5 | 1
3739 | 42.6826 | 17 | 2 | - | 24 | 5 | 1
3740 | 42.6941 | 17 | 2 | - | 24 | 5 | 1
3741 | 42.7055 | 17 | 2 | - | 24 | 5 | 1
3742 | 42.7169 | 17 | 2 | - | 24 | 5 | 1
3743 | 42.7283 | 17 | 2 | - | 24 | 5 | 1
3744 | 42.7397 | 17 | 2 | - | 24 | 5 | 1
3745 | 42.7511 | 17 | 2 | - | 24 | 5 | 1
3746 | 42.7626 | 17 | 2 | - | 24 | 5 | 1
3747 | 42.774 | 17 | 2 | - | 24 | 5 | 1
3748 | 42.7854 | 17 | 2 | - | 24 | 5 | 1
3749 | 42.7968 | 17 | 2 | - | 24 | 5 | 1
3750 | 42.8082 | 17 | 2 | - | 24 | 5 | 1
3751 | 42.8196 | 17 | 2 | - | 24 | 5 | 1
3752 | 42.8311 | 17 | 2 | - | 24 | 5 | 1
3753 | 42.8425 | 17 | 2 | - | 24 | 5 | 1
3754 | 42.8539 | 17 | 2 | - | 24 | 5 | 1
3755 | 42.8653 | 17 | 2 | - | 24 | 5 | 1
3756 | 42.8767 | 17 | 2 | - | 24 | 5 | 1
3757 | 42.8881 | 17 | 2 | - | 24 | 5 | 1
3758 | 42.8995 | 17 | 2 | - | 24 | 5 | 1
3759 | 42.911 | 17 | 2 | - | 24 | 5 | 1
3760 | 42.9224 | 17 | 2 | - | 24 | 5 | 1
3761 | 42.9338 | 17 | 2 | - | 24 | 5 | 1
3762 | 42.9452 | 17 | 2 | - | 24 | 5 | 1
3763 | 42.9566 | 17 | 2 | - | 24 | 5 | 1
3764 | 42.968 | 17 | 2 | - | 24 | 5 | 1
3765 | 42.9795 | 17 | 2 | - | 24 | 5 | 1
3766 | 42.9909 | 17 | 2 | - | 24 | 5 | 1
3767 | 43.0023 | 17 | 2 | - | 24 | 5 | 1
3768 | 43.0137 | 17 | 2 | - | 24 | 5 | 1
3769 | 43.0251 | 17 | 2 | - | 24 | 5 | 1
3770 | 43.0365 | 17 | 2 | - | 24 | 5 | 1
3771 | 43.0479 | 17 | 2 | - | 24 | 5 | 1
3772 | 43.0594 | 17 | 2 | - | 24 | 5 | 1
3773 | 43.0708 | 17 | 2 | - | 24 | 5 | 1
3774 | 43.0822 | 17 | 2 | - | 24 | 5 | 1
3775 | 43.0936 | 17 | 2 | - | 24 | 5 | 1
3776 | 43.105 | 17 | 2 | - | 24 | 5 | 1
3777 | 43.1164 | 17 | 2 | - | 24 | 5 | 1
3778 | 43.1279 | 17 | 2 | - | 24 | 5 | 1
3779 | 43.1393 | 17 | 2 | - | 24 | 5 | 1
3780 | 43.1507 | 17 | 2 | - | 24 | 5 | 1
3781 | 43.1621 | 17 | 2 | - | 24 | 5 | 1
3782 | 43.1735 | 17 | 2 | - | 24 | 5 | 1
3783 | 43.1849 | 17 | 2 | - | 24 | 5 | 1
3784 | 43.1963 | 17 | 2 | - | 24 | 5 | 1
3785 | 43.2078 | 17 | 2 | - | 24 | 5 | 1
3786 | 43.2192 | 17 | 2 | - | 24 | 5 | 1
3787 | 43.2306 | 17 | 2 | - | 24 | 5 | 1
3788 | 43.242 | 17 | 2 | - | 24 | 5 | 1
3789 | 43.2534 | 17 | 2 | - | 24 | 5 | 1
3790 | 43.2648 | 17 | 2 | - | 24 | 5 | 1
3791 | 43.2763 | 17 | 2 | - | 24 | 5 | 1
3792 | 43.2877 | 17 | 2 | - | 24 | 5 | 1
3793 | 43.2991 | 17 | 2 | - | 24 | 5 | 1
3794 | 43.3105 | 17 | 2 | - | 24 | 5 | 1
3795 | 43.3219 | 17 | 2 | - | 24 | 5 | 1
3796 | 43.3333 | 17 | 2 | - | 24 | 5 | 1
3797 | 43.3447 | 17 | 2 | - | 24 | 5 | 1
3798 | 43.3562 | 17 | 2 | - | 24 | 5 | 1
3799 | 43.3676 | 17 | 2 | - | 24 | 5 | 1
3800 | 43.379 | 17 | 2 | - | 23 | 5 | 1
3801 | 43.3904 | 17 | 2 | - | 23 | 5 | 1
3802 | 43.4018 | 17 | 2 | - | 23 | 5 | 1
3803 | 43.4132 | 17 | 2 | - | 23 | 5 | 1
3804 | 43.4247 | 17 | 2 | - | 23 | 5 | 1
3805 | 43.4361 | 17 | 2 | - | 23 | 5 | 1
3806 | 43.4475 | 17 | 2 | - | 23 | 5 | 1
3807 | 43.4589 | 17 | 2 | - | 23 | 5 | 1
3808 | 43.4703 | 17 | 2 | - | 23 | 5 | 1
3809 | 43.4817 | 17 | 2 | - | 23 | 5 | 1
3810 | 43.4932 | 17 | 2 | - | 23 | 5 | 1
3811 | 43.5046 | 17 | 2 | - | 23 | 5 | 1
3812 | 43.516 | 17 | 2 | - | 23 | 5 | 1
3813 | 43.5274 | 17 | 2 | - | 23 | 5 | 1
3814 | 43.5388 | 17 | 2 | - | 23 | 5 | 1
3815 | 43.5502 | 17 | 2 | - | 23 | 5 | 1
3816 | 43.5616 | 17 | 2 | - | 23 | 5 | 1
3817 | 43.5731 | 17 | 2 | - | 23 | 5 | 1
3818 | 43.5845 | 17 | 2 | - | 23 | 5 | 1
3819 | 43.5959 | 17 | 2 | - | 23 | 5 | 1
3820 | 43.6073 | 17 | 2 | - | 23 | 5 | 1
3821 | 43.6187 | 17 | 2 | - | 23 | 5 | 1
3822 | 43.6301 | 17 | 2 | - | 23 | 5 | 1
3823 | 43.6416 | 17 | 2 | - | 23 | 5 | 1
3824 | 43.653 | 17 | 2 | - | 23 | 5 | 1
3825 | 43.6644 | 17 | 2 | - | 23 | 5 | 1
3826 | 43.6758 | 17 | 2 | - | 23 | 5 | 1
3827 | 43.6872 | 17 | 2 | - | 23 | 5 | 1
3828 | 43.6986 | 17 | 2 | - | 23 | 5 | 1
3829 | 43.71 | 17 | 2 | - | 23 | 5 | 1
3830 | 43.7215 | 17 | 2 | - | 23 | 5 | 1
3831 | 43.7329 | 17 | 2 | - | 23 | 5 | 1
3832 | 43.7443 | 17 | 2 | - | 23 | 5 | 1
3833 | 43.7557 | 17 | 2 | - | 23 | 5 | 1
3834 | 43.7671 | 17 | 2 | - | 23 | 5 | 1
3835 | 43.7785 | 17 | 2 | - | 23 | 5 | 1
3836 | 43.79 | 17 | 2 | - | 23 | 5 | 1
3837 | 43.8014 | 17 | 2 | - | 23 | 5 | 1
3838 | 43.8128 | 17 | 2 | - | 23 | 5 | 1
3839 | 43.8242 | 17 | 2 | - | 23 | 5 | 1
3840 | 43.8356 | 17 | 2 | - | 23 | 5 | 1
3841 | 43.847 | 17 | 2 | - | 23 | 5 | 1
3842 | 43.8584 | 17 | 2 | - | 23 | 5 | 1
3843 | 43.8699 | 17 | 2 | - | 23 | 5 | 1
3844 | 43.8813 | 17 | 2 | - | 23 | 5 | 1
3845 | 43.8927 | 17 | 2 | - | 23 | 5 | 1
3846 | 43.9041 | 17 | 2 | - | 23 | 5 | 1
3847 | 43.9155 | 17 | 2 | - | 23 | 5 | 1
3848 | 43.9269 | 17 | 2 | - | 23 | 5 | 1
3849 | 43.9384 | 17 | 2 | - | 23 | 5 | 1
3850 | 43.9498 | 17 | 2 | - | 23 | 5 | 1
3851 | 43.9612 | 17 | 2 | - | 23 | 5 | 1
3852 | 43.9726 | 17 | 2 | - | 23 | 5 | 1
3853 | 43.984 | 17 | 2 | - | 23 | 5 | 1
3854 | 43.9954 | 17 | 2 | - | 23 | 5 | 1
3855 | 44.0068 | 17 | 2 | - | 23 | 5 | 1
3856 | 44.0183 | 17 | 2 | - | 23 | 5 | 1
3857 | 44.0297 | 17 | 2 | - | 23 | 5 | 1
3858 | 44.0411 | 17 | 2 | - | 23 | 5 | 1
3859 | 44.0525 | 17 | 2 | - | 23 | 5 | 1
3860 | 44.0639 | 17 | 2 | - | 23 | 5 | 1
3861 | 44.0753 | 17 | 2 | - | 23 | 5 | 1
3862 | 44.0868 | 17 | 2 | - | 23 | 5 | 1
3863 | 44.0982 | 17 | 2 | - | 23 | 5 | 1
3864 | 44.1096 | 17 | 2 | - | 23 | 5 | 1
3865 | 44.121 | 17 | 2 | - | 23 | 5 | 1
3866 | 44.1324 | 17 | 2 | - | 23 | 5 | 1
3867 | 44.1438 | 17 | 2 | - | 23 | 5 | 1
3868 | 44.1553 | 17 | 2 | - | 23 | 5 | 1
3869 | 44.1667 | 17 | 2 | - | 23 | 5 | 1
3870 | 44.1781 | 17 | 2 | - | 23 | 5 | 1
3871 | 44.1895 | 17 | 2 | - | 23 | 5 | 1
3872 | 44.2009 | 17 | 2 | - | 23 | 5 | 1
3873 | 44.2123 | 17 | 2 | - | 23 | 5 | 1
3874 | 44.2237 | 17 | 2 | - | 23 | 5 | 1
3875 | 44.2352 | 17 | 2 | - | 23 | 5 | 1
3876 | 44.2466 | 17 | 2 | - | 23 | 5 | 1
3877 | 44.258 | 17 | 2 | - | 23 | 5 | 1
3878 | 44.2694 | 17 | 2 | - | 23 | 5 | 1
3879 | 44.2808 | 17 | 2 | - | 23 | 5 | 1
3880 | 44.2922 | 17 | 2 | - | 23 | 5 | 1
3881 | 44.3037 | 17 | 2 | - | 23 | 5 | 1
3882 | 44.3151 | 17 | 2 | - | 23 | 5 | 1
3883 | 44.3265 | 17 | 2 | - | 23 | 5 | 1
3884 | 44.3379 | 17 | 2 | - | 23 | 5 | 0.999
3885 | 44.3493 | 17 | 2 | - | 23 | 5 | 0.999
3886 | 44.3607 | 17 | 2 | - | 23 | 5 | 0.998
3887 | 44.3721 | 17 | 2 | - | 23 | 5 | 0.997
3888 | 44.3836 | 17 | 2 | - | 23 | 5 | 0.997
3889 | 44.395 | 17 | 2 | - | 23 | 5 | 0.994
3890 | 44.4064 | 17 | 2 | - | 23 | 5 | 0.994
3891 | 44.4178 | 17 | 2 | - | 23 | 5 | 0.994
3892 | 44.4292 | 17 | 2 | - | 23 | 5 | 0.993
3893 | 44.4406 | 17 | 2 | - | 23 | 5 | 0.993
3894 | 44.4521 | 17 | 2 | - | 23 | 5 | 0.992
3895 | 44.4635 | 17 | 2 | - | 23 | 5 | 0.992
3896 | 44.4749 | 17 | 2 | - | 23 | 5 | 0.991
3897 | 44.4863 | 17 | 2 | - | 23 | 5 | 0.99
3898 | 44.4977 | 17 | 2 | - | 23 | 5 | 0.99
3899 | 44.5091 | 17 | 2 | - | 23 | 5 | 0.989
3900 | 44.5205 | 17 | 2 | - | 23 | 5 | 0.989
3901 | 44.532 | 17 | 2 | - | 23 | 5 | 0.988
3902 | 44.5434 | 17 | 2 | - | 23 | 5 | 0.988
3903 | 44.5548 | 17 | 2 | - | 23 | 5 | 0.987
3904 | 44.5662 | 17 | 2 | - | 23 | 5 | 0.986
3905 | 44.5776 | 17 | 2 | - | 23 | 5 | 0.986
3906 | 44.589 | 17 | 2 | - | 23 | 5 | 0.985
3907 | 44.6005 | 17 | 2 | - | 23 | 5 | 0.984
3908 | 44.6119 | 17 | 2 | - | 23 | 5 | 0.984
3909 | 44.6233 | 17 | 2 | - | 23 | 5 | 0.984
3910 | 44.6347 | 17 | 2 | - | 23 | 5 | 0.981
3911 | 44.6461 | 17 | 2 | - | 23 | 5 | 0.981
3912 | 44.6575 | 17 | 2 | - | 23 | 5 | 0.98
3913 | 44.6689 | 17 | 2 | - | 23 | 5 | 0.98
3914 | 44.6804 | 17 | 2 | - | 23 | 5 | 0.979
3915 | 44.6918 | 17 | 2 | - | 23 | 5 | 0.979
3916 | 44.7032 | 17 | 2 | - | 23 | 5 | 0.977
3917 | 44.7146 | 17 | 2 | - | 23 | 5 | 0.975
3918 | 44.726 | 17 | 2 | - | 23 | 5 | 0.975
3919 | 44.7374 | 17 | 2 | - | 23 | 5 | 0.974
3920 | 44.7489 | 17 | 2 | - | 23 | 5 | 0.974
3921 | 44.7603 | 17 | 2 | - | 23 | 5 | 0.973
3922 | 44.7717 | 17 | 2 | - | 23 | 5 | 0.973
3923 | 44.7831 | 17 | 2 | - | 23 | 5 | 0.973
3924 | 44.7945 | 17 | 2 | - | 23 | 5 | 0.972
3925 | 44.8059 | 17 | 2 | - | 23 | 5 | 0.97
3926 | 44.8174 | 17 | 2 | - | 23 | 5 | 0.97
3927 | 44.8288 | 17 | 2 | - | 23 | 5 | 0.969
3928 | 44.8402 | 17 | 2 | - | 23 | 5 | 0.967
3929 | 44.8516 | 17 | 2 | - | 23 | 5 | 0.966
3930 | 44.863 | 17 | 2 | - | 23 | 5 | 0.965
3931 | 44.8744 | 17 | 2 | - | 23 | 5 | 0.964
3932 | 44.8858 | 17 | 2 | - | 23 | 5 | 0.964
3933 | 44.8973 | 17 | 2 | - | 23 | 5 | 0.964
3934 | 44.9087 | 17 | 2 | - | 23 | 5 | 0.963
3935 | 44.9201 | 17 | 2 | - | 23 | 5 | 0.963
3936 | 44.9315 | 17 | 2 | - | 23 | 5 | 0.96
3937 | 44.9429 | 17 | 2 | - | 23 | 5 | 0.96
3938 | 44.9543 | 17 | 2 | - | 23 | 5 | 0.958
3939 | 44.9658 | 17 | 2 | - | 23 | 5 | 0.957
3940 | 44.9772 | 17 | 2 | - | 23 | 5 | 0.957
3941 | 44.9886 | 17 | 2 | - | 23 | 5 | 0.956
3942 | 45 | 17 | 2 | - | 23 | 5 | 0.956
3943 | 45.0114 | 17 | 2 | - | 23 | 5 | 0.956
3944 | 45.0228 | 17 | 2 | - | 23 | 5 | 0.955
3945 | 45.0342 | 17 | 2 | - | 23 | 5 | 0.955
3946 | 45.0457 | 17 | 2 | - | 23 | 5 | 0.953
3947 | 45.0571 | 17 | 2 | - | 23 | 5 | 0.95
3948 | 45.0685 | 17 | 2 | - | 23 | 5 | 0.949
3949 | 45.0799 | 17 | 2 | - | 23 | 5 | 0.949
3950 | 45.0913 | 17 | 2 | - | 23 | 5 | 0.949
3951 | 45.1027 | 17 | 2 | - | 23 | 5 | 0.949
3952 | 45.1142 | 17 | 2 | - | 23 | 5 | 0.949
3953 | 45.1256 | 17 | 2 | - | 23 | 5 | 0.948
3954 | 45.137 | 17 | 2 | - | 23 | 5 | 0.948
3955 | 45.1484 | 17 | 2 | - | 23 | 5 | 0.948
3956 | 45.1598 | 17 | 2 | - | 23 | 5 | 0.948
3957 | 45.1712 | 17 | 2 | - | 23 | 5 | 0.946
3958 | 45.1826 | 17 | 2 | - | 23 | 5 | 0.946
3959 | 45.1941 | 17 | 2 | - | 23 | 5 | 0.945
3960 | 45.2055 | 17 | 2 | - | 23 | 5 | 0.945
3961 | 45.2169 | 17 | 2 | - | 23 | 5 | 0.943
3962 | 45.2283 | 17 | 2 | - | 23 | 5 | 0.941
3963 | 45.2397 | 17 | 2 | - | 23 | 5 | 0.941
3964 | 45.2511 | 17 | 2 | - | 23 | 5 | 0.941
3965 | 45.2626 | 17 | 2 | - | 23 | 5 | 0.937
3966 | 45.274 | 17 | 2 | - | 23 | 5 | 0.933
3967 | 45.2854 | 17 | 2 | - | 23 | 5 | 0.932
3968 | 45.2968 | 17 | 2 | - | 23 | 5 | 0.931
3969 | 45.3082 | 17 | 2 | - | 23 | 5 | 0.929
3970 | 45.3196 | 17 | 2 | - | 23 | 5 | 0.929
3971 | 45.3311 | 17 | 2 | - | 23 | 5 | 0.928
3972 | 45.3425 | 17 | 2 | - | 23 | 5 | 0.926
3973 | 45.3539 | 17 | 2 | - | 23 | 5 | 0.926
3974 | 45.3653 | 17 | 2 | - | 23 | 5 | 0.925
3975 | 45.3767 | 17 | 2 | - | 23 | 5 | 0.925
3976 | 45.3881 | 17 | 2 | - | 23 | 5 | 0.924
3977 | 45.3995 | 17 | 2 | - | 23 | 5 | 0.924
3978 | 45.411 | 17 | 2 | - | 23 | 5 | 0.924
3979 | 45.4224 | 17 | 2 | - | 23 | 5 | 0.921
3980 | 45.4338 | 17 | 2 | - | 23 | 5 | 0.921
3981 | 45.4452 | 17 | 2 | - | 23 | 5 | 0.919
3982 | 45.4566 | 17 | 2 | - | 23 | 5 | 0.919
3983 | 45.468 | 17 | 2 | - | 23 | 5 | 0.919
3984 | 45.4795 | 17 | 2 | - | 23 | 5 | 0.917
3985 | 45.4909 | 17 | 2 | - | 23 | 5 | 0.917
3986 | 45.5023 | 17 | 2 | - | 23 | 5 | 0.916
3987 | 45.5137 | 17 | 2 | - | 23 | 5 | 0.916
3988 | 45.5251 | 17 | 2 | - | 23 | 5 | 0.915
3989 | 45.5365 | 17 | 2 | - | 23 | 5 | 0.915
3990 | 45.5479 | 17 | 2 | - | 23 | 5 | 0.915
3991 | 45.5594 | 17 | 2 | - | 23 | 5 | 0.914
3992 | 45.5708 | 17 | 2 | - | 23 | 5 | 0.913
3993 | 45.5822 | 17 | 2 | - | 23 | 5 | 0.911
3994 | 45.5936 | 17 | 2 | - | 23 | 5 | 0.911
3995 | 45.605 | 17 | 2 | - | 23 | 5 | 0.911
3996 | 45.6164 | 17 | 2 | - | 23 | 5 | 0.911
3997 | 45.6279 | 17 | 2 | - | 23 | 5 | 0.91
3998 | 45.6393 | 17 | 2 | - | 23 | 5 | 0.909
3999 | 45.6507 | 17 | 2 | - | 23 | 5 | 0.908
4000 | 45.6621 | 17 | 2 | - | 23 | 5 | 0.908
4001 | 45.6735 | 17 | 2 | - | 23 | 5 | 0.908
4002 | 45.6849 | 17 | 2 | - | 23 | 5 | 0.908
4003 | 45.6963 | 17 | 2 | - | 23 | 5 | 0.908
4004 | 45.7078 | 17 | 2 | - | 23 | 5 | 0.907
4005 | 45.7192 | 17 | 2 | - | 23 | 5 | 0.907
4006 | 45.7306 | 17 | 2 | - | 23 | 5 | 0.907
4007 | 45.742 | 17 | 2 | - | 23 | 5 | 0.906
4008 | 45.7534 | 17 | 2 | - | 23 | 5 | 0.905
4009 | 45.7648 | 17 | 2 | - | 23 | 5 | 0.905
4010 | 45.7763 | 17 | 2 | - | 23 | 5 | 0.904
4011 | 45.7877 | 17 | 2 | - | 23 | 5 | 0.904
4012 | 45.7991 | 17 | 2 | - | 23 | 5 | 0.903
4013 | 45.8105 | 17 | 2 | - | 23 | 5 | 0.902
4014 | 45.8219 | 17 | 2 | - | 23 | 5 | 0.902
4015 | 45.8333 | 17 | 2 | - | 23 | 5 | 0.902
4016 | 45.8447 | 17 | 2 | - | 23 | 5 | 0.901
4017 | 45.8562 | 17 | 2 | - | 23 | 5 | 0.901
4018 | 45.8676 | 17 | 2 | - | 23 | 5 | 0.9
4019 | 45.879 | 17 | 2 | - | 23 | 5 | 0.899
4020 | 45.8904 | 17 | 2 | - | 23 | 5 | 0.899
4021 | 45.9018 | 17 | 2 | - | 23 | 5 | 0.897
4022 | 45.9132 | 17 | 2 | - | 23 | 5 | 0.897
4023 | 45.9247 | 17 | 2 | - | 23 | 5 | 0.896
4024 | 45.9361 | 17 | 2 | - | 23 | 5 | 0.895
4025 | 45.9475 | 17 | 2 | - | 23 | 5 | 0.895
4026 | 45.9589 | 17 | 2 | - | 23 | 5 | 0.894
4027 | 45.9703 | 17 | 2 | - | 23 | 5 | 0.893
4028 | 45.9817 | 17 | 2 | - | 23 | 5 | 0.892
4029 | 45.9932 | 17 | 2 | - | 23 | 5 | 0.89
4030 | 46.0046 | 17 | 2 | - | 23 | 5 | 0.889
4031 | 46.016 | 17 | 2 | - | 23 | 5 | 0.888
4032 | 46.0274 | 17 | 2 | - | 23 | 5 | 0.888
4033 | 46.0388 | 17 | 2 | - | 23 | 5 | 0.887
4034 | 46.0502 | 17 | 2 | - | 23 | 5 | 0.886
4035 | 46.0616 | 17 | 2 | - | 23 | 5 | 0.885
4036 | 46.0731 | 17 | 2 | - | 23 | 5 | 0.885
4037 | 46.0845 | 17 | 2 | - | 23 | 5 | 0.885
4038 | 46.0959 | 17 | 2 | - | 23 | 5 | 0.884
4039 | 46.1073 | 17 | 2 | - | 23 | 5 | 0.883
4040 | 46.1187 | 17 | 2 | - | 23 | 5 | 0.883
4041 | 46.1301 | 17 | 2 | - | 23 | 5 | 0.883
4042 | 46.1416 | 17 | 2 | - | 23 | 5 | 0.882
4043 | 46.153 | 17 | 2 | - | 23 | 5 | 0.881
4044 | 46.1644 | 17 | 2 | - | 23 | 5 | 0.88
4045 | 46.1758 | 17 | 2 | - | 23 | 5 | 0.88
4046 | 46.1872 | 17 | 2 | - | 23 | 5 | 0.878
4047 | 46.1986 | 17 | 2 | - | 23 | 5 | 0.878
4048 | 46.21 | 17 | 2 | - | 23 | 5 | 0.878
4049 | 46.2215 | 17 | 2 | - | 23 | 5 | 0.877
4050 | 46.2329 | 17 | 2 | - | 23 | 5 | 0.876
4051 | 46.2443 | 17 | 2 | - | 23 | 5 | 0.874
4052 | 46.2557 | 17 | 2 | - | 23 | 5 | 0.873
4053 | 46.2671 | 17 | 2 | - | 23 | 5 | 0.872
4054 | 46.2785 | 17 | 2 | - | 23 | 5 | 0.87
4055 | 46.29 | 17 | 2 | - | 23 | 5 | 0.87
4056 | 46.3014 | 17 | 2 | - | 23 | 5 | 0.869
4057 | 46.3128 | 17 | 2 | - | 23 | 5 | 0.868
4058 | 46.3242 | 17 | 2 | - | 23 | 5 | 0.867
4059 | 46.3356 | 17 | 2 | - | 23 | 5 | 0.867
4060 | 46.347 | 17 | 2 | - | 23 | 5 | 0.867
4061 | 46.3584 | 17 | 2 | - | 23 | 5 | 0.864
4062 | 46.3699 | 17 | 2 | - | 23 | 5 | 0.864
4063 | 46.3813 | 17 | 2 | - | 23 | 5 | 0.864
4064 | 46.3927 | 17 | 2 | - | 23 | 5 | 0.862
4065 | 46.4041 | 17 | 2 | - | 23 | 5 | 0.862
4066 | 46.4155 | 17 | 2 | - | 23 | 5 | 0.862
4067 | 46.4269 | 17 | 2 | - | 23 | 5 | 0.861
4068 | 46.4384 | 17 | 2 | - | 23 | 5 | 0.86
4069 | 46.4498 | 17 | 2 | - | 23 | 5 | 0.86
4070 | 46.4612 | 17 | 2 | - | 23 | 5 | 0.86
4071 | 46.4726 | 17 | 2 | - | 23 | 5 | 0.859
4072 | 46.484 | 17 | 2 | - | 23 | 5 | 0.858
4073 | 46.4954 | 17 | 2 | - | 23 | 5 | 0.856
4074 | 46.5068 | 17 | 2 | - | 23 | 5 | 0.856
4075 | 46.5183 | 17 | 2 | - | 23 | 5 | 0.855
4076 | 46.5297 | 17 | 2 | - | 23 | 5 | 0.855
4077 | 46.5411 | 17 | 2 | - | 23 | 5 | 0.855
4078 | 46.5525 | 17 | 2 | - | 23 | 5 | 0.853
4079 | 46.5639 | 17 | 2 | - | 23 | 5 | 0.851
4080 | 46.5753 | 17 | 2 | - | 23 | 5 | 0.851
4081 | 46.5868 | 17 | 2 | - | 23 | 5 | 0.848
4082 | 46.5982 | 17 | 2 | - | 23 | 5 | 0.848
4083 | 46.6096 | 17 | 2 | - | 23 | 5 | 0.848
4084 | 46.621 | 17 | 2 | - | 23 | 5 | 0.848
4085 | 46.6324 | 17 | 2 | - | 23 | 5 | 0.848
4086 | 46.6438 | 17 | 2 | - | 23 | 5 | 0.848
4087 | 46.6553 | 17 | 2 | - | 23 | 5 | 0.847
4088 | 46.6667 | 17 | 2 | - | 23 | 5 | 0.847
4089 | 46.6781 | 17 | 2 | - | 23 | 5 | 0.847
4090 | 46.6895 | 17 | 2 | - | 23 | 5 | 0.845
4091 | 46.7009 | 17 | 2 | - | 23 | 5 | 0.845
4092 | 46.7123 | 17 | 2 | - | 23 | 5 | 0.844
4093 | 46.7237 | 17 | 2 | - | 23 | 5 | 0.843
4094 | 46.7352 | 17 | 2 | - | 23 | 5 | 0.842
4095 | 46.7466 | 17 | 2 | - | 23 | 5 | 0.841
4096 | 46.758 | 17 | 2 | - | 23 | 5 | 0.838
4097 | 46.7694 | 17 | 2 | - | 23 | 5 | 0.836
4098 | 46.7808 | 17 | 2 | - | 23 | 5 | 0.833
4099 | 46.7922 | 17 | 2 | - | 23 | 5 | 0.833
4100 | 46.8037 | 17 | 2 | - | 23 | 5 | 0.831
4101 | 46.8151 | 17 | 2 | - | 23 | 5 | 0.831
4102 | 46.8265 | 17 | 2 | - | 23 | 5 | 0.83
4103 | 46.8379 | 17 | 2 | - | 23 | 5 | 0.829
4104 | 46.8493 | 17 | 2 | - | 23 | 5 | 0.829
4105 | 46.8607 | 17 | 2 | - | 23 | 5 | 0.828
4106 | 46.8721 | 17 | 2 | - | 23 | 5 | 0.828
4107 | 46.8836 | 17 | 2 | - | 23 | 5 | 0.827
4108 | 46.895 | 17 | 2 | - | 23 | 5 | 0.825
4109 | 46.9064 | 17 | 2 | - | 23 | 5 | 0.824
4110 | 46.9178 | 17 | 2 | - | 23 | 5 | 0.823
4111 | 46.9292 | 17 | 2 | - | 23 | 5 | 0.822
4112 | 46.9406 | 17 | 2 | - | 23 | 5 | 0.822
4113 | 46.9521 | 17 | 2 | - | 23 | 5 | 0.821
4114 | 46.9635 | 17 | 2 | - | 23 | 5 | 0.818
4115 | 46.9749 | 17 | 2 | - | 23 | 5 | 0.816
4116 | 46.9863 | 17 | 2 | - | 23 | 5 | 0.815
4117 | 46.9977 | 17 | 2 | - | 23 | 5 | 0.815
4118 | 47.0091 | 17 | 2 | - | 23 | 5 | 0.815
4119 | 47.0205 | 17 | 2 | - | 23 | 5 | 0.815
4120 | 47.032 | 17 | 2 | - | 23 | 5 | 0.814
4121 | 47.0434 | 17 | 2 | - | 23 | 5 | 0.814
4122 | 47.0548 | 17 | 2 | - | 23 | 5 | 0.813
4123 | 47.0662 | 17 | 2 | - | 23 | 5 | 0.811
4124 | 47.0776 | 17 | 2 | - | 23 | 5 | 0.811
4125 | 47.089 | 17 | 2 | - | 23 | 5 | 0.811
4126 | 47.1005 | 17 | 2 | - | 23 | 5 | 0.81
4127 | 47.1119 | 17 | 2 | - | 23 | 5 | 0.81
4128 | 47.1233 | 17 | 2 | - | 23 | 5 | 0.808
4129 | 47.1347 | 17 | 2 | - | 23 | 5 | 0.806
4130 | 47.1461 | 17 | 2 | - | 23 | 5 | 0.805
4131 | 47.1575 | 17 | 2 | - | 23 | 5 | 0.805
4132 | 47.1689 | 17 | 2 | - | 23 | 5 | 0.803
4133 | 47.1804 | 17 | 2 | - | 23 | 5 | 0.803
4134 | 47.1918 | 17 | 2 | - | 23 | 5 | 0.8
4135 | 47.2032 | 17 | 2 | - | 23 | 5 | 0.799
4136 | 47.2146 | 17 | 2 | - | 23 | 5 | 0.797
4137 | 47.226 | 17 | 2 | - | 23 | 5 | 0.796
4138 | 47.2374 | 17 | 2 | - | 23 | 5 | 0.796
4139 | 47.2489 | 17 | 2 | - | 23 | 5 | 0.796
4140 | 47.2603 | 17 | 2 | - | 23 | 5 | 0.796
4141 | 47.2717 | 17 | 2 | - | 23 | 5 | 0.795
4142 | 47.2831 | 17 | 2 | - | 23 | 5 | 0.795
4143 | 47.2945 | 17 | 2 | - | 23 | 5 | 0.794
4144 | 47.3059 | 17 | 2 | - | 23 | 5 | 0.792
4145 | 47.3174 | 17 | 2 | - | 23 | 5 | 0.792
4146 | 47.3288 | 17 | 2 | - | 23 | 5 | 0.792
4147 | 47.3402 | 17 | 2 | - | 23 | 5 | 0.791
4148 | 47.3516 | 17 | 2 | - | 23 | 5 | 0.791
4149 | 47.363 | 17 | 2 | - | 23 | 5 | 0.79
4150 | 47.3744 | 17 | 2 | - | 23 | 5 | 0.787
4151 | 47.3858 | 17 | 2 | - | 23 | 5 | 0.786
4152 | 47.3973 | 17 | 2 | - | 23 | 5 | 0.786
4153 | 47.4087 | 17 | 2 | - | 23 | 5 | 0.785
4154 | 47.4201 | 17 | 2 | - | 23 | 5 | 0.783
4155 | 47.4315 | 17 | 2 | - | 23 | 5 | 0.782
4156 | 47.4429 | 17 | 2 | - | 23 | 5 | 0.781
4157 | 47.4543 | 17 | 2 | - | 23 | 5 | 0.781
4158 | 47.4658 | 17 | 2 | - | 23 | 5 | 0.78
4159 | 47.4772 | 17 | 2 | - | 23 | 5 | 0.78
4160 | 47.4886 | 17 | 2 | - | 23 | 5 | 0.78
4161 | 47.5 | 17 | 2 | - | 23 | 5 | 0.779
4162 | 47.5114 | 17 | 2 | - | 23 | 5 | 0.778
4163 | 47.5228 | 17 | 2 | - | 23 | 5 | 0.777
4164 | 47.5342 | 17 | 2 | - | 23 | 5 | 0.777
4165 | 47.5457 | 17 | 2 | - | 23 | 5 | 0.776
4166 | 47.5571 | 17 | 2 | - | 23 | 5 | 0.775
4167 | 47.5685 | 17 | 2 | - | 23 | 5 | 0.775
4168 | 47.5799 | 17 | 2 | - | 23 | 5 | 0.775
4169 | 47.5913 | 17 | 2 | - | 23 | 5 | 0.774
4170 | 47.6027 | 17 | 2 | - | 23 | 5 | 0.773
4171 | 47.6142 | 17 | 2 | - | 23 | 5 | 0.773
4172 | 47.6256 | 17 | 2 | - | 23 | 5 | 0.773
4173 | 47.637 | 17 | 2 | - | 23 | 5 | 0.772
4174 | 47.6484 | 17 | 2 | - | 23 | 5 | 0.772
4175 | 47.6598 | 17 | 2 | - | 23 | 5 | 0.77
4176 | 47.6712 | 17 | 2 | - | 23 | 5 | 0.769
4177 | 47.6826 | 17 | 2 | - | 23 | 5 | 0.769
4178 | 47.6941 | 17 | 2 | - | 23 | 5 | 0.769
4179 | 47.7055 | 17 | 2 | - | 23 | 5 | 0.768
4180 | 47.7169 | 17 | 2 | - | 23 | 5 | 0.766
4181 | 47.7283 | 17 | 2 | - | 23 | 5 | 0.765
4182 | 47.7397 | 17 | 2 | - | 23 | 5 | 0.765
4183 | 47.7511 | 17 | 2 | - | 23 | 5 | 0.764
4184 | 47.7626 | 17 | 2 | - | 23 | 5 | 0.764
4185 | 47.774 | 17 | 2 | - | 23 | 5 | 0.764
4186 | 47.7854 | 17 | 2 | - | 23 | 5 | 0.764
4187 | 47.7968 | 17 | 2 | - | 23 | 5 | 0.763
4188 | 47.8082 | 17 | 2 | - | 23 | 5 | 0.763
4189 | 47.8196 | 17 | 2 | - | 23 | 5 | 0.762
4190 | 47.8311 | 17 | 2 | - | 23 | 5 | 0.761
4191 | 47.8425 | 17 | 2 | - | 23 | 5 | 0.761
4192 | 47.8539 | 17 | 2 | - | 23 | 5 | 0.76
4193 | 47.8653 | 17 | 2 | - | 23 | 5 | 0.759
4194 | 47.8767 | 17 | 2 | - | 23 | 5 | 0.758
4195 | 47.8881 | 17 | 2 | - | 23 | 5 | 0.758
4196 | 47.8995 | 17 | 2 | - | 23 | 5 | 0.757
4197 | 47.911 | 17 | 2 | - | 23 | 5 | 0.756
4198 | 47.9224 | 17 | 2 | - | 23 | 5 | 0.754
4199 | 47.9338 | 17 | 2 | - | 23 | 5 | 0.754
4200 | 47.9452 | 17 | 2 | - | 23 | 5 | 0.753
4201 | 47.9566 | 17 | 2 | - | 23 | 5 | 0.753
4202 | 47.968 | 17 | 2 | - | 23 | 5 | 0.752
4203 | 47.9795 | 17 | 2 | - | 23 | 5 | 0.751
4204 | 47.9909 | 17 | 2 | - | 23 | 5 | 0.75
4205 | 48.0023 | 17 | 2 | - | 23 | 5 | 0.75
4206 | 48.0137 | 17 | 2 | - | 23 | 5 | 0.749
4207 | 48.0251 | 17 | 2 | - | 23 | 5 | 0.749
4208 | 48.0365 | 17 | 2 | - | 23 | 5 | 0.748
4209 | 48.0479 | 17 | 2 | - | 23 | 5 | 0.747
4210 | 48.0594 | 17 | 2 | - | 23 | 5 | 0.747
4211 | 48.0708 | 17 | 2 | - | 23 | 5 | 0.745
4212 | 48.0822 | 17 | 2 | - | 23 | 5 | 0.742
4213 | 48.0936 | 17 | 2 | - | 23 | 5 | 0.742
4214 | 48.105 | 17 | 2 | - | 23 | 5 | 0.741
4215 | 48.1164 | 17 | 2 | - | 23 | 5 | 0.741
4216 | 48.1279 | 17 | 2 | - | 23 | 5 | 0.741
4217 | 48.1393 | 17 | 2 | - | 23 | 5 | 0.741
4218 | 48.1507 | 17 | 2 | - | 23 | 5 | 0.74
4219 | 48.1621 | 17 | 2 | - | 23 | 5 | 0.739
4220 | 48.1735 | 17 | 2 | - | 23 | 5 | 0.739
4221 | 48.1849 | 17 | 2 | - | 23 | 5 | 0.738
4222 | 48.1963 | 17 | 2 | - | 23 | 5 | 0.737
4223 | 48.2078 | 17 | 2 | - | 23 | 5 | 0.735
4224 | 48.2192 | 17 | 2 | - | 23 | 5 | 0.735
4225 | 48.2306 | 17 | 2 | - | 23 | 5 | 0.734
4226 | 48.242 | 17 | 2 | - | 23 | 5 | 0.734
4227 | 48.2534 | 17 | 2 | - | 23 | 5 | 0.734
4228 | 48.2648 | 17 | 2 | - | 23 | 5 | 0.733
4229 | 48.2763 | 17 | 2 | - | 23 | 5 | 0.733
4230 | 48.2877 | 17 | 2 | - | 23 | 5 | 0.732
4231 | 48.2991 | 17 | 2 | - | 23 | 5 | 0.732
4232 | 48.3105 | 17 | 2 | - | 23 | 5 | 0.732
4233 | 48.3219 | 17 | 2 | - | 23 | 5 | 0.729
4234 | 48.3333 | 17 | 2 | - | 23 | 5 | 0.727
4235 | 48.3447 | 17 | 2 | - | 23 | 5 | 0.726
4236 | 48.3562 | 17 | 2 | - | 23 | 5 | 0.724
4237 | 48.3676 | 17 | 2 | - | 23 | 5 | 0.724
4238 | 48.379 | 17 | 2 | - | 23 | 5 | 0.723
4239 | 48.3904 | 17 | 2 | - | 23 | 5 | 0.722
4240 | 48.4018 | 17 | 2 | - | 23 | 5 | 0.721
4241 | 48.4132 | 17 | 2 | - | 23 | 5 | 0.721
4242 | 48.4247 | 17 | 2 | - | 23 | 5 | 0.72
4243 | 48.4361 | 17 | 2 | - | 23 | 5 | 0.717
4244 | 48.4475 | 17 | 2 | - | 23 | 5 | 0.716
4245 | 48.4589 | 17 | 2 | - | 23 | 5 | 0.716
4246 | 48.4703 | 17 | 2 | - | 23 | 5 | 0.715
4247 | 48.4817 | 17 | 2 | - | 23 | 5 | 0.715
4248 | 48.4932 | 17 | 2 | - | 23 | 5 | 0.714
4249 | 48.5046 | 17 | 2 | - | 23 | 5 | 0.714
4250 | 48.516 | 17 | 2 | - | 23 | 5 | 0.714
4251 | 48.5274 | 17 | 2 | - | 23 | 5 | 0.714
4252 | 48.5388 | 17 | 2 | - | 23 | 5 | 0.712
4253 | 48.5502 | 17 | 2 | - | 23 | 5 | 0.712
4254 | 48.5616 | 17 | 2 | - | 23 | 5 | 0.711
4255 | 48.5731 | 17 | 2 | - | 23 | 5 | 0.71
4256 | 48.5845 | 17 | 2 | - | 23 | 5 | 0.709
4257 | 48.5959 | 17 | 2 | - | 23 | 5 | 0.708
4258 | 48.6073 | 17 | 2 | - | 23 | 5 | 0.708
4259 | 48.6187 | 17 | 2 | - | 23 | 5 | 0.707
4260 | 48.6301 | 17 | 2 | - | 23 | 5 | 0.706
4261 | 48.6416 | 17 | 2 | - | 23 | 5 | 0.706
4262 | 48.653 | 17 | 2 | - | 23 | 5 | 0.704
4263 | 48.6644 | 17 | 2 | - | 23 | 5 | 0.703
4264 | 48.6758 | 17 | 2 | - | 23 | 5 | 0.701
4265 | 48.6872 | 17 | 2 | - | 23 | 5 | 0.701
4266 | 48.6986 | 17 | 2 | - | 23 | 5 | 0.701
4267 | 48.71 | 17 | 2 | - | 23 | 5 | 0.7
4268 | 48.7215 | 17 | 2 | - | 23 | 5 | 0.7
4269 | 48.7329 | 17 | 2 | - | 23 | 5 | 0.699
4270 | 48.7443 | 17 | 2 | - | 23 | 5 | 0.698
4271 | 48.7557 | 17 | 2 | - | 23 | 5 | 0.698
4272 | 48.7671 | 17 | 2 | - | 23 | 5 | 0.695
4273 | 48.7785 | 17 | 2 | - | 23 | 5 | 0.692
4274 | 48.79 | 17 | 2 | - | 23 | 5 | 0.691
4275 | 48.8014 | 17 | 2 | - | 23 | 5 | 0.69
4276 | 48.8128 | 17 | 2 | - | 23 | 5 | 0.688
4277 | 48.8242 | 17 | 2 | - | 23 | 5 | 0.685
4278 | 48.8356 | 17 | 2 | - | 23 | 5 | 0.684
4279 | 48.847 | 17 | 2 | - | 23 | 5 | 0.683
4280 | 48.8584 | 17 | 2 | - | 23 | 5 | 0.683
4281 | 48.8699 | 17 | 2 | - | 23 | 5 | 0.683
4282 | 48.8813 | 17 | 2 | - | 23 | 5 | 0.683
4283 | 48.8927 | 17 | 2 | - | 23 | 5 | 0.682
4284 | 48.9041 | 17 | 2 | - | 23 | 5 | 0.681
4285 | 48.9155 | 17 | 2 | - | 23 | 5 | 0.68
4286 | 48.9269 | 17 | 2 | - | 23 | 5 | 0.68
4287 | 48.9384 | 17 | 2 | - | 23 | 5 | 0.68
4288 | 48.9498 | 17 | 2 | - | 23 | 5 | 0.679
4289 | 48.9612 | 17 | 2 | - | 23 | 5 | 0.679
4290 | 48.9726 | 17 | 2 | - | 23 | 5 | 0.679
4291 | 48.984 | 17 | 2 | - | 23 | 5 | 0.675
4292 | 48.9954 | 17 | 2 | - | 23 | 5 | 0.675
4293 | 49.0068 | 17 | 2 | - | 23 | 5 | 0.673
4294 | 49.0183 | 17 | 2 | - | 23 | 5 | 0.673
4295 | 49.0297 | 17 | 2 | - | 23 | 5 | 0.672
4296 | 49.0411 | 17 | 2 | - | 23 | 5 | 0.672
4297 | 49.0525 | 17 | 2 | - | 23 | 5 | 0.671
4298 | 49.0639 | 17 | 2 | - | 23 | 5 | 0.67
4299 | 49.0753 | 17 | 2 | - | 23 | 5 | 0.669
4300 | 49.0868 | 17 | 2 | - | 23 | 5 | 0.669
4301 | 49.0982 | 17 | 2 | - | 23 | 5 | 0.668
4302 | 49.1096 | 17 | 2 | - | 23 | 5 | 0.667
4303 | 49.121 | 17 | 2 | - | 23 | 5 | 0.666
4304 | 49.1324 | 17 | 2 | - | 23 | 5 | 0.666
4305 | 49.1438 | 17 | 2 | - | 23 | 5 | 0.666
4306 | 49.1553 | 17 | 2 | - | 23 | 5 | 0.665
4307 | 49.1667 | 17 | 2 | - | 23 | 5 | 0.665
4308 | 49.1781 | 17 | 2 | - | 23 | 5 | 0.663
4309 | 49.1895 | 17 | 2 | - | 23 | 5 | 0.662
4310 | 49.2009 | 17 | 2 | - | 23 | 5 | 0.662
4311 | 49.2123 | 17 | 2 | - | 23 | 5 | 0.661
4312 | 49.2237 | 17 | 2 | - | 23 | 5 | 0.661
4313 | 49.2352 | 17 | 2 | - | 23 | 5 | 0.661
4314 | 49.2466 | 17 | 2 | - | 23 | 5 | 0.661
4315 | 49.258 | 17 | 2 | - | 23 | 5 | 0.661
4316 | 49.2694 | 17 | 2 | - | 23 | 5 | 0.658
4317 | 49.2808 | 17 | 2 | - | 23 | 5 | 0.658
4318 | 49.2922 | 17 | 2 | - | 23 | 5 | 0.655
4319 | 49.3037 | 17 | 2 | - | 23 | 5 | 0.655
4320 | 49.3151 | 17 | 2 | - | 23 | 5 | 0.655
4321 | 49.3265 | 17 | 2 | - | 23 | 5 | 0.654
4322 | 49.3379 | 17 | 2 | - | 23 | 5 | 0.653
4323 | 49.3493 | 17 | 2 | - | 23 | 5 | 0.653
4324 | 49.3607 | 17 | 2 | - | 23 | 5 | 0.652
4325 | 49.3721 | 17 | 2 | - | 23 | 5 | 0.651
4326 | 49.3836 | 17 | 2 | - | 23 | 5 | 0.651
4327 | 49.395 | 17 | 2 | - | 23 | 5 | 0.65
4328 | 49.4064 | 17 | 2 | - | 23 | 5 | 0.649
4329 | 49.4178 | 17 | 2 | - | 23 | 5 | 0.647
4330 | 49.4292 | 17 | 2 | - | 23 | 5 | 0.647
4331 | 49.4406 | 17 | 2 | - | 23 | 5 | 0.646
4332 | 49.4521 | 17 | 2 | - | 23 | 5 | 0.646
4333 | 49.4635 | 17 | 2 | - | 23 | 5 | 0.645
4334 | 49.4749 | 17 | 2 | - | 23 | 5 | 0.644
4335 | 49.4863 | 17 | 2 | - | 23 | 5 | 0.643
4336 | 49.4977 | 17 | 2 | - | 23 | 5 | 0.643
4337 | 49.5091 | 17 | 2 | - | 23 | 5 | 0.643
4338 | 49.5205 | 17 | 2 | - | 23 | 5 | 0.643
4339 | 49.532 | 17 | 2 | - | 23 | 5 | 0.641
4340 | 49.5434 | 17 | 2 | - | 23 | 5 | 0.64
4341 | 49.5548 | 17 | 2 | - | 23 | 5 | 0.639
4342 | 49.5662 | 17 | 2 | - | 23 | 5 | 0.638
4343 | 49.5776 | 17 | 2 | - | 23 | 5 | 0.637
4344 | 49.589 | 17 | 2 | - | 23 | 5 | 0.637
4345 | 49.6005 | 17 | 2 | - | 23 | 5 | 0.637
4346 | 49.6119 | 17 | 2 | - | 23 | 5 | 0.636
4347 | 49.6233 | 17 | 2 | - | 23 | 5 | 0.636
4348 | 49.6347 | 17 | 2 | - | 23 | 5 | 0.635
4349 | 49.6461 | 17 | 2 | - | 23 | 5 | 0.633
4350 | 49.6575 | 17 | 2 | - | 23 | 5 | 0.632
4351 | 49.6689 | 17 | 2 | - | 23 | 5 | 0.632
4352 | 49.6804 | 17 | 2 | - | 23 | 5 | 0.632
4353 | 49.6918 | 17 | 2 | - | 23 | 5 | 0.631
4354 | 49.7032 | 17 | 2 | - | 23 | 5 | 0.63
4355 | 49.7146 | 17 | 2 | - | 23 | 5 | 0.629
4356 | 49.726 | 17 | 2 | - | 23 | 5 | 0.629
4357 | 49.7374 | 17 | 2 | - | 23 | 5 | 0.629
4358 | 49.7489 | 17 | 2 | - | 23 | 5 | 0.628
4359 | 49.7603 | 17 | 2 | - | 23 | 5 | 0.628
4360 | 49.7717 | 17 | 2 | - | 23 | 5 | 0.627
4361 | 49.7831 | 17 | 2 | - | 23 | 5 | 0.627
4362 | 49.7945 | 17 | 2 | - | 23 | 5 | 0.625
4363 | 49.8059 | 17 | 2 | - | 23 | 5 | 0.624
4364 | 49.8174 | 17 | 2 | - | 23 | 5 | 0.624
4365 | 49.8288 | 17 | 2 | - | 23 | 5 | 0.624
4366 | 49.8402 | 17 | 2 | - | 23 | 5 | 0.623
4367 | 49.8516 | 17 | 2 | - | 23 | 5 | 0.623
4368 | 49.863 | 17 | 2 | - | 23 | 5 | 0.622
4369 | 49.8744 | 17 | 2 | - | 23 | 5 | 0.621
4370 | 49.8858 | 17 | 2 | - | 23 | 5 | 0.621
4371 | 49.8973 | 17 | 2 | - | 23 | 5 | 0.62
4372 | 49.9087 | 17 | 2 | - | 23 | 5 | 0.618
4373 | 49.9201 | 17 | 2 | - | 23 | 5 | 0.618
4374 | 49.9315 | 17 | 2 | - | 23 | 5 | 0.618
4375 | 49.9429 | 17 | 2 | - | 23 | 5 | 0.618
4376 | 49.9543 | 17 | 2 | - | 23 | 5 | 0.616
4377 | 49.9658 | 17 | 2 | - | 23 | 5 | 0.616
4378 | 49.9772 | 17 | 2 | - | 23 | 5 | 0.615
4379 | 49.9886 | 17 | 2 | - | 23 | 5 | 0.615
4380 | 50 | 17 | 2 | - | 23 | 5 | 0.614
4381 | 50.0114 | 17 | 2 | - | 23 | 5 | 0.614
4382 | 50.0228 | 17 | 2 | - | 23 | 5 | 0.612
4383 | 50.0342 | 17 | 2 | - | 23 | 5 | 0.612
4384 | 50.0457 | 17 | 2 | - | 23 | 5 | 0.612
4385 | 50.0571 | 17 | 2 | - | 23 | 5 | 0.609
4386 | 50.0685 | 17 | 2 | - | 23 | 5 | 0.609
4387 | 50.0799 | 17 | 2 | - | 23 | 5 | 0.608
4388 | 50.0913 | 17 | 2 | - | 23 | 5 | 0.608
4389 | 50.1027 | 17 | 2 | - | 23 | 5 | 0.607
4390 | 50.1142 | 17 | 2 | - | 23 | 5 | 0.606
4391 | 50.1256 | 17 | 2 | - | 23 | 5 | 0.604
4392 | 50.137 | 17 | 2 | - | 23 | 5 | 0.604
4393 | 50.1484 | 17 | 2 | - | 23 | 5 | 0.603
4394 | 50.1598 | 17 | 2 | - | 23 | 5 | 0.602
4395 | 50.1712 | 17 | 2 | - | 23 | 5 | 0.602
4396 | 50.1826 | 17 | 2 | - | 23 | 5 | 0.6
4397 | 50.1941 | 17 | 2 | - | 23 | 5 | 0.6
4398 | 50.2055 | 17 | 2 | - | 23 | 5 | 0.6
4399 | 50.2169 | 17 | 2 | - | 23 | 5 | 0.6
4400 | 50.2283 | 17 | 2 | - | 23 | 5 | 0.599
4401 | 50.2397 | 17 | 2 | - | 23 | 5 | 0.599
4402 | 50.2511 | 17 | 2 | - | 23 | 5 | 0.599
4403 | 50.2626 | 17 | 2 | - | 23 | 5 | 0.599
4404 | 50.274 | 17 | 2 | - | 23 | 5 | 0.599
4405 | 50.2854 | 17 | 2 | - | 23 | 5 | 0.598
4406 | 50.2968 | 17 | 2 | - | 23 | 5 | 0.597
4407 | 50.3082 | 17 | 2 | - | 23 | 5 | 0.597
4408 | 50.3196 | 17 | 2 | - | 23 | 5 | 0.594
4409 | 50.3311 | 17 | 2 | - | 23 | 5 | 0.594
4410 | 50.3425 | 17 | 2 | - | 23 | 5 | 0.594
4411 | 50.3539 | 17 | 2 | - | 23 | 5 | 0.593
4412 | 50.3653 | 17 | 2 | - | 23 | 5 | 0.593
4413 | 50.3767 | 17 | 2 | - | 23 | 5 | 0.593
4414 | 50.3881 | 17 | 2 | - | 23 | 5 | 0.593
4415 | 50.3995 | 17 | 2 | - | 23 | 5 | 0.592
4416 | 50.411 | 17 | 2 | - | 23 | 5 | 0.591
4417 | 50.4224 | 17 | 2 | - | 23 | 5 | 0.589
4418 | 50.4338 | 17 | 2 | - | 23 | 5 | 0.589
4419 | 50.4452 | 17 | 2 | - | 23 | 5 | 0.588
4420 | 50.4566 | 17 | 2 | - | 23 | 5 | 0.587
4421 | 50.468 | 17 | 2 | - | 23 | 5 | 0.587
4422 | 50.4795 | 17 | 2 | - | 23 | 5 | 0.587
4423 | 50.4909 | 17 | 2 | - | 23 | 5 | 0.587
4424 | 50.5023 | 17 | 2 | - | 23 | 5 | 0.586
4425 | 50.5137 | 17 | 2 | - | 23 | 5 | 0.585
4426 | 50.5251 | 17 | 2 | - | 23 | 5 | 0.585
4427 | 50.5365 | 17 | 2 | - | 23 | 5 | 0.584
4428 | 50.5479 | 17 | 2 | - | 23 | 5 | 0.583
4429 | 50.5594 | 17 | 2 | - | 23 | 5 | 0.583
4430 | 50.5708 | 17 | 2 | - | 23 | 5 | 0.583
4431 | 50.5822 | 17 | 2 | - | 23 | 5 | 0.582
4432 | 50.5936 | 17 | 2 | - | 23 | 5 | 0.582
4433 | 50.605 | 17 | 1 | - | 23 | 5 | 0.582
4434 | 50.6164 | 17 | 1 | - | 23 | 5 | 0.581
4435 | 50.6279 | 17 | 1 | - | 23 | 5 | 0.58
4436 | 50.6393 | 17 | 1 | - | 23 | 5 | 0.579
4437 | 50.6507 | 17 | 1 | - | 23 | 5 | 0.578
4438 | 50.6621 | 17 | 1 | - | 23 | 5 | 0.578
4439 | 50.6735 | 17 | 1 | - | 23 | 5 | 0.576
4440 | 50.6849 | 17 | 1 | - | 23 | 5 | 0.576
4441 | 50.6963 | 17 | 1 | - | 23 | 5 | 0.575
4442 | 50.7078 | 17 | 1 | - | 23 | 5 | 0.575
4443 | 50.7192 | 17 | 1 | - | 23 | 5 | 0.573
4444 | 50.7306 | 17 | 1 | - | 23 | 5 | 0.573
4445 | 50.742 | 17 | 1 | - | 23 | 5 | 0.572
4446 | 50.7534 | 17 | 1 | - | 23 | 5 | 0.572
4447 | 50.7648 | 17 | 1 | - | 23 | 5 | 0.571
4448 | 50.7763 | 17 | 1 | - | 23 | 5 | 0.568
4449 | 50.7877 | 17 | 1 | - | 23 | 5 | 0.568
4450 | 50.7991 | 17 | 1 | - | 23 | 5 | 0.567
4451 | 50.8105 | 17 | 1 | - | 23 | 5 | 0.566
4452 | 50.8219 | 17 | 1 | - | 23 | 5 | 0.565
4453 | 50.8333 | 17 | 1 | - | 23 | 5 | 0.563
4454 | 50.8447 | 17 | 1 | - | 23 | 5 | 0.563
4455 | 50.8562 | 17 | 1 | - | 23 | 5 | 0.561
4456 | 50.8676 | 17 | 1 | - | 23 | 5 | 0.56
4457 | 50.879 | 17 | 1 | - | 23 | 5 | 0.559
4458 | 50.8904 | 17 | 1 | - | 23 | 5 | 0.559
4459 | 50.9018 | 17 | 1 | - | 23 | 5 | 0.559
4460 | 50.9132 | 17 | 1 | - | 23 | 5 | 0.558
4461 | 50.9247 | 17 | 1 | - | 23 | 5 | 0.555
4462 | 50.9361 | 17 | 1 | - | 23 | 5 | 0.555
4463 | 50.9475 | 17 | 1 | - | 23 | 5 | 0.554
4464 | 50.9589 | 17 | 1 | - | 23 | 5 | 0.552
4465 | 50.9703 | 17 | 1 | - | 23 | 5 | 0.55
4466 | 50.9817 | 17 | 1 | - | 23 | 5 | 0.55
4467 | 50.9932 | 17 | 1 | - | 23 | 5 | 0.548
4468 | 51.0046 | 17 | 1 | - | 23 | 5 | 0.547
4469 | 51.016 | 17 | 1 | - | 23 | 5 | 0.546
4470 | 51.0274 | 17 | 1 | - | 23 | 5 | 0.546
4471 | 51.0388 | 17 | 1 | - | 23 | 5 | 0.546
4472 | 51.0502 | 17 | 1 | - | 23 | 5 | 0.545
4473 | 51.0616 | 17 | 1 | - | 23 | 5 | 0.545
4474 | 51.0731 | 17 | 1 | - | 23 | 5 | 0.545
4475 | 51.0845 | 17 | 1 | - | 23 | 5 | 0.543
4476 | 51.0959 | 17 | 1 | - | 23 | 5 | 0.543
4477 | 51.1073 | 17 | 1 | - | 23 | 5 | 0.542
4478 | 51.1187 | 17 | 1 | - | 23 | 5 | 0.54
4479 | 51.1301 | 17 | 1 | - | 23 | 5 | 0.54
4480 | 51.1416 | 17 | 1 | - | 23 | 5 | 0.538
4481 | 51.153 | 17 | 1 | - | 23 | 5 | 0.537
4482 | 51.1644 | 17 | 1 | - | 23 | 5 | 0.537
4483 | 51.1758 | 17 | 1 | - | 23 | 5 | 0.537
4484 | 51.1872 | 17 | 1 | - | 23 | 5 | 0.536
4485 | 51.1986 | 17 | 1 | - | 23 | 5 | 0.536
4486 | 51.21 | 17 | 1 | - | 23 | 5 | 0.535
4487 | 51.2215 | 17 | 1 | - | 23 | 5 | 0.534
4488 | 51.2329 | 17 | 1 | - | 23 | 5 | 0.534
4489 | 51.2443 | 17 | 1 | - | 23 | 5 | 0.533
4490 | 51.2557 | 17 | 1 | - | 23 | 5 | 0.531
4491 | 51.2671 | 17 | 1 | - | 23 | 5 | 0.531
4492 | 51.2785 | 17 | 1 | - | 23 | 5 | 0.53
4493 | 51.29 | 17 | 1 | - | 23 | 5 | 0.529
4494 | 51.3014 | 17 | 1 | - | 23 | 5 | 0.529
4495 | 51.3128 | 17 | 1 | - | 23 | 5 | 0.527
4496 | 51.3242 | 17 | 1 | - | 23 | 5 | 0.526
4497 | 51.3356 | 17 | 1 | - | 23 | 5 | 0.524
4498 | 51.347 | 17 | 1 | - | 23 | 5 | 0.524
4499 | 51.3584 | 17 | 1 | - | 23 | 5 | 0.524
4500 | 51.3699 | 17 | 1 | - | 23 | 5 | 0.524
4501 | 51.3813 | 17 | 1 | - | 23 | 5 | 0.523
4502 | 51.3927 | 17 | 1 | - | 23 | 5 | 0.522
4503 | 51.4041 | 17 | 1 | - | 23 | 5 | 0.522
4504 | 51.4155 | 17 | 1 | - | 23 | 5 | 0.521
4505 | 51.4269 | 17 | 1 | - | 23 | 5 | 0.52
4506 | 51.4384 | 17 | 1 | - | 23 | 5 | 0.519
4507 | 51.4498 | 17 | 1 | - | 23 | 5 | 0.519
4508 | 51.4612 | 17 | 1 | - | 23 | 5 | 0.517
4509 | 51.4726 | 17 | 1 | - | 23 | 5 | 0.516
4510 | 51.484 | 17 | 1 | - | 23 | 5 | 0.515
4511 | 51.4954 | 17 | 1 | - | 23 | 5 | 0.515
4512 | 51.5068 | 17 | 1 | - | 23 | 5 | 0.514
4513 | 51.5183 | 17 | 1 | - | 23 | 5 | 0.513
4514 | 51.5297 | 17 | 1 | - | 23 | 5 | 0.513
4515 | 51.5411 | 17 | 1 | - | 23 | 5 | 0.512
4516 | 51.5525 | 17 | 1 | - | 23 | 5 | 0.512
4517 | 51.5639 | 17 | 1 | - | 23 | 5 | 0.511
4518 | 51.5753 | 17 | 1 | - | 23 | 5 | 0.508
4519 | 51.5868 | 17 | 1 | - | 23 | 5 | 0.507
4520 | 51.5982 | 17 | 1 | - | 23 | 5 | 0.505
4521 | 51.6096 | 17 | 1 | - | 23 | 5 | 0.504
4522 | 51.621 | 17 | 1 | - | 23 | 5 | 0.503
4523 | 51.6324 | 17 | 1 | - | 23 | 5 | 0.503
4524 | 51.6438 | 17 | 1 | - | 23 | 5 | 0.503
4525 | 51.6553 | 17 | 1 | - | 23 | 5 | 0.502
4526 | 51.6667 | 17 | 1 | - | 23 | 5 | 0.501
4527 | 51.6781 | 17 | 1 | - | 23 | 5 | 0.5
4528 | 51.6895 | 17 | 1 | - | 23 | 5 | 0.499
4529 | 51.7009 | 17 | 1 | - | 23 | 5 | 0.498
4530 | 51.7123 | 17 | 1 | - | 23 | 5 | 0.498
4531 | 51.7237 | 17 | 1 | - | 23 | 5 | 0.498
4532 | 51.7352 | 17 | 1 | - | 23 | 5 | 0.497
4533 | 51.7466 | 17 | 1 | - | 23 | 5 | 0.494
4534 | 51.758 | 17 | 1 | - | 23 | 5 | 0.493
4535 | 51.7694 | 17 | 1 | - | 23 | 5 | 0.492
4536 | 51.7808 | 17 | 1 | - | 23 | 5 | 0.49
4537 | 51.7922 | 17 | 1 | - | 23 | 5 | 0.489
4538 | 51.8037 | 17 | 1 | - | 23 | 5 | 0.488
4539 | 51.8151 | 17 | 1 | - | 23 | 5 | 0.488
4540 | 51.8265 | 17 | 1 | - | 23 | 5 | 0.487
4541 | 51.8379 | 17 | 1 | - | 23 | 5 | 0.487
4542 | 51.8493 | 17 | 1 | - | 23 | 5 | 0.486
4543 | 51.8607 | 17 | 1 | - | 23 | 5 | 0.486
4544 | 51.8721 | 17 | 1 | - | 23 | 5 | 0.484
4545 | 51.8836 | 17 | 1 | - | 23 | 5 | 0.484
4546 | 51.895 | 17 | 1 | - | 23 | 5 | 0.484
4547 | 51.9064 | 17 | 1 | - | 23 | 5 | 0.482
4548 | 51.9178 | 17 | 1 | - | 23 | 5 | 0.481
4549 | 51.9292 | 17 | 1 | - | 23 | 5 | 0.481
4550 | 51.9406 | 17 | 1 | - | 23 | 5 | 0.481
4551 | 51.9521 | 17 | 1 | - | 23 | 5 | 0.48
4552 | 51.9635 | 17 | 1 | - | 23 | 5 | 0.48
4553 | 51.9749 | 17 | 1 | - | 23 | 5 | 0.478
4554 | 51.9863 | 17 | 1 | - | 23 | 5 | 0.478
4555 | 51.9977 | 17 | 1 | - | 23 | 5 | 0.478
4556 | 52.0091 | 17 | 1 | - | 23 | 5 | 0.477
4557 | 52.0205 | 17 | 1 | - | 23 | 5 | 0.477
4558 | 52.032 | 17 | 1 | - | 23 | 5 | 0.477
4559 | 52.0434 | 17 | 1 | - | 23 | 5 | 0.476
4560 | 52.0548 | 17 | 1 | - | 23 | 5 | 0.476
4561 | 52.0662 | 17 | 1 | - | 23 | 5 | 0.476
4562 | 52.0776 | 17 | 1 | - | 23 | 5 | 0.475
4563 | 52.089 | 17 | 1 | - | 23 | 5 | 0.474
4564 | 52.1005 | 17 | 1 | - | 23 | 5 | 0.472
4565 | 52.1119 | 17 | 1 | - | 23 | 5 | 0.472
4566 | 52.1233 | 17 | 1 | - | 23 | 5 | 0.472
4567 | 52.1347 | 17 | 1 | - | 23 | 5 | 0.471
4568 | 52.1461 | 17 | 1 | - | 23 | 5 | 0.471
4569 | 52.1575 | 17 | 1 | - | 23 | 5 | 0.47
4570 | 52.1689 | 17 | 1 | - | 23 | 5 | 0.47
4571 | 52.1804 | 17 | 1 | - | 23 | 5 | 0.47
4572 | 52.1918 | 17 | 1 | - | 23 | 5 | 0.468
4573 | 52.2032 | 17 | 1 | - | 23 | 5 | 0.468
4574 | 52.2146 | 17 | 1 | - | 23 | 5 | 0.468
4575 | 52.226 | 17 | 1 | - | 23 | 5 | 0.468
4576 | 52.2374 | 17 | 1 | - | 23 | 5 | 0.468
4577 | 52.2489 | 17 | 1 | - | 23 | 5 | 0.465
4578 | 52.2603 | 17 | 1 | - | 23 | 5 | 0.465
4579 | 52.2717 | 17 | 1 | - | 23 | 5 | 0.464
4580 | 52.2831 | 17 | 1 | - | 23 | 5 | 0.462
4581 | 52.2945 | 17 | 1 | - | 23 | 5 | 0.461
4582 | 52.3059 | 17 | 1 | - | 23 | 5 | 0.46
4583 | 52.3174 | 17 | 1 | - | 23 | 5 | 0.458
4584 | 52.3288 | 17 | 1 | - | 23 | 5 | 0.458
4585 | 52.3402 | 17 | 1 | - | 23 | 5 | 0.458
4586 | 52.3516 | 17 | 1 | - | 23 | 5 | 0.458
4587 | 52.363 | 17 | 1 | - | 23 | 5 | 0.457
4588 | 52.3744 | 17 | 1 | - | 23 | 5 | 0.457
4589 | 52.3858 | 17 | 1 | - | 23 | 5 | 0.456
4590 | 52.3973 | 17 | 1 | - | 23 | 5 | 0.453
4591 | 52.4087 | 17 | 1 | - | 23 | 5 | 0.453
4592 | 52.4201 | 17 | 1 | - | 23 | 5 | 0.449
4593 | 52.4315 | 17 | 1 | - | 23 | 5 | 0.448
4594 | 52.4429 | 17 | 1 | - | 23 | 5 | 0.446
4595 | 52.4543 | 17 | 1 | - | 23 | 5 | 0.444
4596 | 52.4658 | 17 | 1 | - | 23 | 5 | 0.444
4597 | 52.4772 | 17 | 1 | - | 23 | 5 | 0.444
4598 | 52.4886 | 17 | 1 | - | 23 | 5 | 0.442
4599 | 52.5 | 17 | 1 | - | 23 | 5 | 0.442
4600 | 52.5114 | 17 | 1 | - | 23 | 5 | 0.442
4601 | 52.5228 | 17 | 1 | - | 23 | 5 | 0.441
4602 | 52.5342 | 17 | 1 | - | 23 | 5 | 0.44
4603 | 52.5457 | 17 | 1 | - | 23 | 5 | 0.44
4604 | 52.5571 | 17 | 1 | - | 23 | 5 | 0.44
4605 | 52.5685 | 17 | 1 | - | 23 | 5 | 0.439
4606 | 52.5799 | 17 | 1 | - | 23 | 5 | 0.439
4607 | 52.5913 | 17 | 1 | - | 23 | 5 | 0.439
4608 | 52.6027 | 17 | 1 | - | 23 | 5 | 0.438
4609 | 52.6142 | 17 | 1 | - | 23 | 5 | 0.438
4610 | 52.6256 | 17 | 1 | - | 23 | 5 | 0.437
4611 | 52.637 | 17 | 1 | - | 23 | 5 | 0.437
4612 | 52.6484 | 17 | 1 | - | 23 | 5 | 0.436
4613 | 52.6598 | 17 | 1 | - | 23 | 5 | 0.436
4614 | 52.6712 | 17 | 1 | - | 23 | 5 | 0.436
4615 | 52.6826 | 17 | 1 | - | 23 | 5 | 0.436
4616 | 52.6941 | 17 | 1 | - | 23 | 5 | 0.435
4617 | 52.7055 | 17 | 1 | - | 23 | 5 | 0.435
4618 | 52.7169 | 17 | 1 | - | 23 | 5 | 0.434
4619 | 52.7283 | 17 | 1 | - | 23 | 5 | 0.433
4620 | 52.7397 | 17 | 1 | - | 23 | 5 | 0.432
4621 | 52.7511 | 17 | 1 | - | 23 | 5 | 0.432
4622 | 52.7626 | 17 | 1 | - | 23 | 5 | 0.432
4623 | 52.774 | 17 | 1 | - | 23 | 5 | 0.432
4624 | 52.7854 | 17 | 1 | - | 23 | 5 | 0.431
4625 | 52.7968 | 17 | 1 | - | 23 | 5 | 0.431
4626 | 52.8082 | 17 | 1 | - | 23 | 5 | 0.43
4627 | 52.8196 | 17 | 1 | - | 23 | 5 | 0.43
4628 | 52.8311 | 17 | 1 | - | 23 | 5 | 0.429
4629 | 52.8425 | 17 | 1 | - | 23 | 5 | 0.429
4630 | 52.8539 | 17 | 1 | - | 23 | 5 | 0.426
4631 | 52.8653 | 17 | 1 | - | 23 | 5 | 0.426
4632 | 52.8767 | 17 | 1 | - | 23 | 5 | 0.425
4633 | 52.8881 | 17 | 1 | - | 23 | 5 | 0.425
4634 | 52.8995 | 17 | 1 | - | 23 | 5 | 0.425
4635 | 52.911 | 17 | 1 | - | 23 | 5 | 0.423
4636 | 52.9224 | 17 | 1 | - | 23 | 5 | 0.421
4637 | 52.9338 | 17 | 1 | - | 23 | 5 | 0.42
4638 | 52.9452 | 17 | 1 | - | 23 | 5 | 0.419
4639 | 52.9566 | 17 | 1 | - | 23 | 5 | 0.418
4640 | 52.968 | 17 | 1 | - | 23 | 5 | 0.418
4641 | 52.9795 | 17 | 1 | - | 23 | 5 | 0.417
4642 | 52.9909 | 17 | 1 | - | 23 | 5 | 0.417
4643 | 53.0023 | 17 | 1 | - | 23 | 5 | 0.416
4644 | 53.0137 | 17 | 1 | - | 23 | 4 | 0.416
4645 | 53.0251 | 17 | 1 | - | 23 | 4 | 0.414
4646 | 53.0365 | 17 | 1 | - | 23 | 4 | 0.414
4647 | 53.0479 | 17 | 1 | - | 23 | 4 | 0.413
4648 | 53.0594 | 17 | 1 | - | 23 | 4 | 0.413
4649 | 53.0708 | 17 | 1 | - | 23 | 4 | 0.412
4650 | 53.0822 | 17 | 1 | - | 23 | 4 | 0.41
4651 | 53.0936 | 17 | 1 | - | 23 | 4 | 0.409
4652 | 53.105 | 17 | 1 | - | 23 | 4 | 0.408
4653 | 53.1164 | 17 | 1 | - | 23 | 4 | 0.406
4654 | 53.1279 | 17 | 1 | - | 23 | 4 | 0.406
4655 | 53.1393 | 17 | 1 | - | 23 | 4 | 0.405
4656 | 53.1507 | 17 | 1 | - | 23 | 4 | 0.404
4657 | 53.1621 | 17 | 1 | - | 23 | 4 | 0.402
4658 | 53.1735 | 17 | 1 | - | 23 | 4 | 0.402
4659 | 53.1849 | 17 | 1 | - | 23 | 4 | 0.401
4660 | 53.1963 | 17 | 1 | - | 23 | 4 | 0.401
4661 | 53.2078 | 17 | 1 | - | 23 | 4 | 0.399
4662 | 53.2192 | 17 | 1 | - | 23 | 4 | 0.399
4663 | 53.2306 | 17 | 1 | - | 23 | 4 | 0.398
4664 | 53.242 | 17 | 1 | - | 23 | 4 | 0.398
4665 | 53.2534 | 17 | 1 | - | 23 | 4 | 0.397
4666 | 53.2648 | 17 | 1 | - | 23 | 4 | 0.396
4667 | 53.2763 | 17 | 1 | - | 23 | 4 | 0.394
4668 | 53.2877 | 17 | 1 | - | 23 | 4 | 0.393
4669 | 53.2991 | 17 | 1 | - | 23 | 4 | 0.393
4670 | 53.3105 | 17 | 1 | - | 23 | 4 | 0.392
4671 | 53.3219 | 17 | 1 | - | 23 | 4 | 0.391
4672 | 53.3333 | 17 | 1 | - | 23 | 4 | 0.391
4673 | 53.3447 | 17 | 1 | - | 23 | 4 | 0.39
4674 | 53.3562 | 17 | 1 | - | 23 | 4 | 0.39
4675 | 53.3676 | 17 | 1 | - | 23 | 4 | 0.389
4676 | 53.379 | 17 | 1 | - | 23 | 4 | 0.389
4677 | 53.3904 | 17 | 1 | - | 23 | 4 | 0.389
4678 | 53.4018 | 17 | 1 | - | 23 | 4 | 0.389
4679 | 53.4132 | 17 | 1 | - | 23 | 4 | 0.388
4680 | 53.4247 | 17 | 1 | - | 23 | 4 | 0.388
4681 | 53.4361 | 17 | 1 | - | 23 | 4 | 0.388
4682 | 53.4475 | 17 | 1 | - | 23 | 4 | 0.387
4683 | 53.4589 | 17 | 1 | - | 23 | 4 | 0.386
4684 | 53.4703 | 17 | 1 | - | 23 | 4 | 0.385
4685 | 53.4817 | 17 | 1 | - | 23 | 4 | 0.385
4686 | 53.4932 | 17 | 1 | - | 23 | 4 | 0.384
4687 | 53.5046 | 17 | 1 | - | 23 | 4 | 0.384
4688 | 53.516 | 17 | 1 | - | 23 | 4 | 0.384
4689 | 53.5274 | 17 | 1 | - | 23 | 4 | 0.383
4690 | 53.5388 | 17 | 1 | - | 23 | 4 | 0.383
4691 | 53.5502 | 17 | 1 | - | 23 | 4 | 0.383
4692 | 53.5616 | 17 | 1 | - | 23 | 4 | 0.382
4693 | 53.5731 | 17 | 1 | - | 23 | 4 | 0.382
4694 | 53.5845 | 17 | 1 | - | 23 | 4 | 0.38
4695 | 53.5959 | 17 | 1 | - | 23 | 4 | 0.379
4696 | 53.6073 | 17 | 1 | - | 23 | 4 | 0.378
4697 | 53.6187 | 17 | 1 | - | 23 | 4 | 0.377
4698 | 53.6301 | 17 | 1 | - | 23 | 4 | 0.376
4699 | 53.6416 | 17 | 1 | - | 23 | 4 | 0.374
4700 | 53.653 | 17 | 1 | - | 23 | 4 | 0.373
4701 | 53.6644 | 17 | 1 | - | 23 | 4 | 0.372
4702 | 53.6758 | 17 | 1 | - | 23 | 4 | 0.372
4703 | 53.6872 | 17 | 1 | - | 23 | 4 | 0.371
4704 | 53.6986 | 17 | 1 | - | 23 | 4 | 0.371
4705 | 53.71 | 17 | 1 | - | 23 | 4 | 0.369
4706 | 53.7215 | 17 | 1 | - | 23 | 4 | 0.369
4707 | 53.7329 | 17 | 1 | - | 23 | 4 | 0.368
4708 | 53.7443 | 17 | 1 | - | 23 | 4 | 0.366
4709 | 53.7557 | 17 | 1 | - | 23 | 4 | 0.366
4710 | 53.7671 | 17 | 1 | - | 23 | 4 | 0.366
4711 | 53.7785 | 17 | 1 | - | 23 | 4 | 0.364
4712 | 53.79 | 17 | 1 | - | 23 | 4 | 0.363
4713 | 53.8014 | 17 | 1 | - | 23 | 4 | 0.362
4714 | 53.8128 | 17 | 1 | - | 23 | 4 | 0.362
4715 | 53.8242 | 17 | 1 | - | 23 | 4 | 0.362
4716 | 53.8356 | 17 | 1 | - | 23 | 4 | 0.359
4717 | 53.847 | 17 | 1 | - | 23 | 4 | 0.359
4718 | 53.8584 | 17 | 1 | - | 23 | 4 | 0.358
4719 | 53.8699 | 17 | 1 | - | 23 | 4 | 0.358
4720 | 53.8813 | 17 | 1 | - | 23 | 4 | 0.356
4721 | 53.8927 | 17 | 1 | - | 23 | 4 | 0.353
4722 | 53.9041 | 17 | 1 | - | 23 | 4 | 0.352
4723 | 53.9155 | 17 | 1 | - | 23 | 4 | 0.351
4724 | 53.9269 | 17 | 1 | - | 23 | 4 | 0.349
4725 | 53.9384 | 17 | 1 | - | 23 | 4 | 0.346
4726 | 53.9498 | 17 | 1 | - | 23 | 4 | 0.344
4727 | 53.9612 | 17 | 1 | - | 23 | 4 | 0.343
4728 | 53.9726 | 17 | 1 | - | 23 | 4 | 0.343
4729 | 53.984 | 17 | 1 | - | 23 | 4 | 0.342
4730 | 53.9954 | 17 | 1 | - | 23 | 4 | 0.342
4731 | 54.0068 | 17 | 1 | - | 23 | 4 | 0.341
4732 | 54.0183 | 17 | 1 | - | 23 | 4 | 0.341
4733 | 54.0297 | 17 | 1 | - | 23 | 4 | 0.339
4734 | 54.0411 | 17 | 1 | - | 23 | 4 | 0.339
4735 | 54.0525 | 17 | 1 | - | 23 | 4 | 0.338
4736 | 54.0639 | 17 | 1 | - | 23 | 4 | 0.337
4737 | 54.0753 | 17 | 1 | - | 23 | 4 | 0.335
4738 | 54.0868 | 17 | 1 | - | 23 | 4 | 0.335
4739 | 54.0982 | 17 | 1 | - | 23 | 4 | 0.334
4740 | 54.1096 | 17 | 1 | - | 23 | 4 | 0.334
4741 | 54.121 | 17 | 1 | - | 23 | 4 | 0.334
4742 | 54.1324 | 17 | 1 | - | 23 | 4 | 0.333
4743 | 54.1438 | 17 | 1 | - | 23 | 4 | 0.333
4744 | 54.1553 | 17 | 1 | - | 23 | 4 | 0.329
4745 | 54.1667 | 17 | 1 | - | 23 | 4 | 0.329
4746 | 54.1781 | 17 | 1 | - | 23 | 4 | 0.328
4747 | 54.1895 | 17 | 1 | - | 23 | 4 | 0.326
4748 | 54.2009 | 17 | 1 | - | 23 | 4 | 0.324
4749 | 54.2123 | 17 | 1 | - | 23 | 4 | 0.324
4750 | 54.2237 | 17 | 1 | - | 23 | 4 | 0.323
4751 | 54.2352 | 17 | 1 | - | 23 | 4 | 0.321
4752 | 54.2466 | 17 | 1 | - | 23 | 4 | 0.321
4753 | 54.258 | 17 | 1 | - | 23 | 4 | 0.32
4754 | 54.2694 | 17 | 1 | - | 23 | 4 | 0.319
4755 | 54.2808 | 17 | 1 | - | 23 | 4 | 0.318
4756 | 54.2922 | 17 | 1 | - | 23 | 4 | 0.318
4757 | 54.3037 | 17 | 1 | - | 23 | 4 | 0.318
4758 | 54.3151 | 17 | 1 | - | 23 | 4 | 0.318
4759 | 54.3265 | 17 | 1 | - | 23 | 4 | 0.318
4760 | 54.3379 | 17 | 1 | - | 23 | 4 | 0.318
4761 | 54.3493 | 17 | 1 | - | 23 | 4 | 0.317
4762 | 54.3607 | 17 | 1 | - | 23 | 4 | 0.317
4763 | 54.3721 | 17 | 1 | - | 23 | 4 | 0.316
4764 | 54.3836 | 17 | 1 | - | 23 | 4 | 0.316
4765 | 54.395 | 17 | 1 | - | 23 | 4 | 0.314
4766 | 54.4064 | 17 | 1 | - | 23 | 4 | 0.314
4767 | 54.4178 | 17 | 1 | - | 23 | 4 | 0.314
4768 | 54.4292 | 17 | 1 | - | 23 | 4 | 0.313
4769 | 54.4406 | 17 | 1 | - | 23 | 4 | 0.312
4770 | 54.4521 | 17 | 1 | - | 23 | 4 | 0.311
4771 | 54.4635 | 17 | 1 | - | 23 | 4 | 0.31
4772 | 54.4749 | 17 | 1 | - | 23 | 4 | 0.309
4773 | 54.4863 | 17 | 1 | - | 23 | 4 | 0.307
4774 | 54.4977 | 17 | 1 | - | 23 | 4 | 0.307
4775 | 54.5091 | 17 | 1 | - | 23 | 4 | 0.306
4776 | 54.5205 | 17 | 1 | - | 23 | 4 | 0.306
4777 | 54.532 | 17 | 1 | - | 23 | 4 | 0.305
4778 | 54.5434 | 17 | 1 | - | 23 | 4 | 0.303
4779 | 54.5548 | 17 | 1 | - | 23 | 4 | 0.302
4780 | 54.5662 | 17 | 1 | - | 23 | 4 | 0.301
4781 | 54.5776 | 17 | 1 | - | 23 | 4 | 0.301
4782 | 54.589 | 17 | 1 | - | 23 | 4 | 0.3
4783 | 54.6005 | 17 | 1 | - | 23 | 4 | 0.299
4784 | 54.6119 | 17 | 1 | - | 23 | 4 | 0.299
4785 | 54.6233 | 17 | 1 | - | 23 | 4 | 0.298
4786 | 54.6347 | 17 | 1 | - | 23 | 4 | 0.297
4787 | 54.6461 | 17 | 1 | - | 23 | 4 | 0.297
4788 | 54.6575 | 17 | 1 | - | 23 | 4 | 0.296
4789 | 54.6689 | 17 | 1 | - | 23 | 4 | 0.296
4790 | 54.6804 | 17 | 1 | - | 23 | 4 | 0.296
4791 | 54.6918 | 17 | 1 | - | 23 | 4 | 0.296
4792 | 54.7032 | 17 | 1 | - | 23 | 4 | 0.295
4793 | 54.7146 | 17 | 1 | - | 23 | 4 | 0.294
4794 | 54.726 | 17 | 1 | - | 23 | 4 | 0.294
4795 | 54.7374 | 17 | 1 | - | 23 | 4 | 0.292
4796 | 54.7489 | 17 | 1 | - | 23 | 4 | 0.292
4797 | 54.7603 | 17 | 1 | - | 23 | 4 | 0.291
4798 | 54.7717 | 17 | 1 | - | 23 | 4 | 0.287
4799 | 54.7831 | 17 | 1 | - | 23 | 4 | 0.287
4800 | 54.7945 | 17 | 1 | - | 23 | 4 | 0.287
4801 | 54.8059 | 17 | 1 | - | 23 | 4 | 0.287
4802 | 54.8174 | 17 | 1 | - | 23 | 4 | 0.285
4803 | 54.8288 | 17 | 1 | - | 23 | 4 | 0.284
4804 | 54.8402 | 17 | 1 | - | 23 | 4 | 0.284
4805 | 54.8516 | 17 | 1 | - | 23 | 4 | 0.283
4806 | 54.863 | 17 | 1 | - | 23 | 4 | 0.282
4807 | 54.8744 | 17 | 1 | - | 23 | 4 | 0.282
4808 | 54.8858 | 17 | 1 | - | 23 | 4 | 0.28
4809 | 54.8973 | 17 | 1 | - | 23 | 4 | 0.279
4810 | 54.9087 | 17 | 1 | - | 23 | 4 | 0.278
4811 | 54.9201 | 17 | 1 | - | 23 | 4 | 0.277
4812 | 54.9315 | 17 | 1 | - | 23 | 4 | 0.277
4813 | 54.9429 | 17 | 1 | - | 23 | 4 | 0.277
4814 | 54.9543 | 17 | 1 | - | 23 | 4 | 0.277
4815 | 54.9658 | 17 | 1 | - | 23 | 4 | 0.276
4816 | 54.9772 | 17 | 1 | - | 23 | 4 | 0.275
4817 | 54.9886 | 17 | 1 | - | 23 | 4 | 0.275
4818 | 55 | 17 | 1 | - | 23 | 4 | 0.275
4819 | 55.0114 | 17 | 1 | - | 23 | 4 | 0.274
4820 | 55.0228 | 17 | 1 | - | 23 | 4 | 0.273
4821 | 55.0342 | 17 | 1 | - | 23 | 4 | 0.272
4822 | 55.0457 | 17 | 1 | - | 23 | 4 | 0.272
4823 | 55.0571 | 17 | 1 | - | 23 | 4 | 0.272
4824 | 55.0685 | 17 | 1 | - | 23 | 4 | 0.272
4825 | 55.0799 | 17 | 1 | - | 23 | 4 | 0.27
4826 | 55.0913 | 17 | 1 | - | 23 | 4 | 0.27
4827 | 55.1027 | 17 | 1 | - | 23 | 4 | 0.27
4828 | 55.1142 | 17 | 1 | - | 23 | 4 | 0.269
4829 | 55.1256 | 17 | 1 | - | 23 | 4 | 0.269
4830 | 55.137 | 17 | 1 | - | 23 | 4 | 0.268
4831 | 55.1484 | 17 | 1 | - | 23 | 4 | 0.268
4832 | 55.1598 | 17 | 1 | - | 23 | 4 | 0.267
4833 | 55.1712 | 17 | 1 | - | 23 | 4 | 0.267
4834 | 55.1826 | 17 | 1 | - | 23 | 4 | 0.266
4835 | 55.1941 | 17 | 1 | - | 23 | 4 | 0.265
4836 | 55.2055 | 17 | 1 | - | 23 | 4 | 0.265
4837 | 55.2169 | 16 | 1 | - | 23 | 4 | 0.263
4838 | 55.2283 | 16 | 1 | - | 23 | 4 | 0.263
4839 | 55.2397 | 16 | 1 | - | 23 | 4 | 0.262
4840 | 55.2511 | 16 | 1 | - | 23 | 4 | 0.262
4841 | 55.2626 | 16 | 1 | - | 23 | 4 | 0.262
4842 | 55.274 | 16 | 1 | - | 23 | 4 | 0.261
4843 | 55.2854 | 16 | 1 | - | 23 | 4 | 0.261
4844 | 55.2968 | 16 | 1 | - | 23 | 4 | 0.256
4845 | 55.3082 | 16 | 1 | - | 23 | 4 | 0.255
4846 | 55.3196 | 16 | 1 | - | 23 | 4 | 0.254
4847 | 55.3311 | 16 | 1 | - | 23 | 4 | 0.254
4848 | 55.3425 | 16 | 1 | - | 23 | 4 | 0.254
4849 | 55.3539 | 16 | 1 | - | 23 | 4 | 0.253
4850 | 55.3653 | 16 | 1 | - | 23 | 4 | 0.252
4851 | 55.3767 | 16 | 1 | - | 23 | 4 | 0.252
4852 | 55.3881 | 16 | 1 | - | 23 | 4 | 0.247
4853 | 55.3995 | 16 | 1 | - | 23 | 4 | 0.247
4854 | 55.411 | 16 | 1 | - | 23 | 4 | 0.246
4855 | 55.4224 | 16 | 1 | - | 23 | 4 | 0.246
4856 | 55.4338 | 16 | 1 | - | 23 | 4 | 0.246
4857 | 55.4452 | 16 | 1 | - | 23 | 4 | 0.245
4858 | 55.4566 | 16 | 1 | - | 23 | 4 | 0.244
4859 | 55.468 | 16 | 1 | - | 23 | 4 | 0.244
4860 | 55.4795 | 16 | 1 | - | 23 | 4 | 0.242
4861 | 55.4909 | 16 | 1 | - | 23 | 4 | 0.241
4862 | 55.5023 | 16 | 1 | - | 23 | 4 | 0.241
4863 | 55.5137 | 16 | 1 | - | 23 | 4 | 0.24
4864 | 55.5251 | 16 | 1 | - | 23 | 4 | 0.238
4865 | 55.5365 | 16 | 1 | - | 23 | 4 | 0.238
4866 | 55.5479 | 16 | 1 | - | 23 | 4 | 0.237
4867 | 55.5594 | 16 | 1 | - | 23 | 4 | 0.237
4868 | 55.5708 | 16 | 1 | - | 23 | 4 | 0.236
4869 | 55.5822 | 16 | 1 | - | 23 | 4 | 0.234
4870 | 55.5936 | 16 | 1 | - | 23 | 4 | 0.232
4871 | 55.605 | 16 | 1 | - | 23 | 4 | 0.231
4872 | 55.6164 | 16 | 1 | - | 23 | 4 | 0.231
4873 | 55.6279 | 16 | 1 | - | 23 | 4 | 0.229
4874 | 55.6393 | 16 | 1 | - | 23 | 4 | 0.229
4875 | 55.6507 | 16 | 1 | - | 23 | 4 | 0.228
4876 | 55.6621 | 16 | 1 | - | 23 | 4 | 0.228
4877 | 55.6735 | 16 | 1 | - | 23 | 4 | 0.227
4878 | 55.6849 | 16 | 1 | - | 23 | 4 | 0.227
4879 | 55.6963 | 16 | 1 | - | 23 | 4 | 0.226
4880 | 55.7078 | 16 | 1 | - | 23 | 4 | 0.225
4881 | 55.7192 | 16 | 1 | - | 23 | 4 | 0.225
4882 | 55.7306 | 16 | 1 | - | 23 | 4 | 0.224
4883 | 55.742 | 16 | 1 | - | 23 | 4 | 0.224
4884 | 55.7534 | 16 | 1 | - | 23 | 4 | 0.224
4885 | 55.7648 | 16 | 1 | - | 23 | 4 | 0.223
4886 | 55.7763 | 16 | 1 | - | 23 | 4 | 0.22
4887 | 55.7877 | 16 | 1 | - | 23 | 4 | 0.219
4888 | 55.7991 | 16 | 1 | - | 23 | 4 | 0.218
4889 | 55.8105 | 16 | 1 | - | 23 | 4 | 0.217
4890 | 55.8219 | 16 | 1 | - | 23 | 4 | 0.214
4891 | 55.8333 | 16 | 1 | - | 23 | 4 | 0.213
4892 | 55.8447 | 16 | 1 | - | 23 | 4 | 0.213
4893 | 55.8562 | 16 | 1 | - | 23 | 4 | 0.212
4894 | 55.8676 | 16 | 1 | - | 23 | 4 | 0.211
4895 | 55.879 | 16 | 1 | - | 23 | 4 | 0.211
4896 | 55.8904 | 16 | 1 | - | 23 | 4 | 0.209
4897 | 55.9018 | 16 | 1 | - | 23 | 4 | 0.207
4898 | 55.9132 | 16 | 1 | - | 23 | 4 | 0.207
4899 | 55.9247 | 16 | 1 | - | 23 | 4 | 0.205
4900 | 55.9361 | 16 | 1 | - | 23 | 4 | 0.204
4901 | 55.9475 | 16 | 1 | - | 23 | 4 | 0.204
4902 | 55.9589 | 16 | 1 | - | 23 | 4 | 0.204
4903 | 55.9703 | 16 | 1 | - | 23 | 4 | 0.203
4904 | 55.9817 | 16 | 1 | - | 23 | 4 | 0.202
4905 | 55.9932 | 16 | 1 | - | 23 | 4 | 0.202
4906 | 56.0046 | 16 | 1 | - | 23 | 4 | 0.2
4907 | 56.016 | 16 | 1 | - | 23 | 4 | 0.198
4908 | 56.0274 | 16 | 1 | - | 23 | 4 | 0.197
4909 | 56.0388 | 16 | 1 | - | 23 | 4 | 0.197
4910 | 56.0502 | 16 | 1 | - | 23 | 4 | 0.196
4911 | 56.0616 | 16 | 1 | - | 23 | 4 | 0.195
4912 | 56.0731 | 16 | 1 | - | 23 | 4 | 0.193
4913 | 56.0845 | 16 | 1 | - | 23 | 4 | 0.191
4914 | 56.0959 | 16 | 1 | - | 23 | 4 | 0.19
4915 | 56.1073 | 16 | 1 | - | 23 | 4 | 0.189
4916 | 56.1187 | 16 | 1 | - | 23 | 4 | 0.188
4917 | 56.1301 | 16 | 1 | - | 23 | 4 | 0.187
4918 | 56.1416 | 16 | 1 | - | 23 | 4 | 0.185
4919 | 56.153 | 16 | 1 | - | 23 | 4 | 0.185
4920 | 56.1644 | 16 | 1 | - | 23 | 4 | 0.184
4921 | 56.1758 | 16 | 1 | - | 23 | 4 | 0.183
4922 | 56.1872 | 16 | 1 | - | 23 | 4 | 0.183
4923 | 56.1986 | 16 | 1 | - | 23 | 4 | 0.183
4924 | 56.21 | 16 | 1 | - | 23 | 4 | 0.179
4925 | 56.2215 | 16 | 1 | - | 23 | 4 | 0.178
4926 | 56.2329 | 16 | 1 | - | 23 | 4 | 0.178
4927 | 56.2443 | 16 | 1 | - | 23 | 4 | 0.177
4928 | 56.2557 | 16 | 1 | - | 23 | 4 | 0.176
4929 | 56.2671 | 16 | 1 | - | 23 | 4 | 0.176
4930 | 56.2785 | 16 | 1 | - | 23 | 4 | 0.174
4931 | 56.29 | 16 | 1 | - | 23 | 4 | 0.174
4932 | 56.3014 | 16 | 1 | - | 23 | 4 | 0.173
4933 | 56.3128 | 16 | 1 | - | 23 | 4 | 0.173
4934 | 56.3242 | 16 | 1 | - | 23 | 4 | 0.173
4935 | 56.3356 | 16 | 1 | - | 23 | 4 | 0.173
4936 | 56.347 | 16 | 1 | - | 23 | 4 | 0.172
4937 | 56.3584 | 16 | 1 | - | 23 | 4 | 0.172
4938 | 56.3699 | 16 | 1 | - | 23 | 4 | 0.171
4939 | 56.3813 | 16 | 1 | - | 23 | 4 | 0.17
4940 | 56.3927 | 16 | 1 | - | 23 | 4 | 0.169
4941 | 56.4041 | 16 | 1 | - | 23 | 4 | 0.169
4942 | 56.4155 | 16 | 1 | - | 23 | 4 | 0.168
4943 | 56.4269 | 16 | 1 | - | 23 | 4 | 0.168
4944 | 56.4384 | 16 | 1 | - | 23 | 4 | 0.167
4945 | 56.4498 | 16 | 1 | - | 23 | 4 | 0.167
4946 | 56.4612 | 16 | 1 | - | 23 | 4 | 0.167
4947 | 56.4726 | 16 | 1 | - | 23 | 4 | 0.166
4948 | 56.484 | 16 | 1 | - | 23 | 4 | 0.166
4949 | 56.4954 | 16 | 1 | - | 23 | 4 | 0.166
4950 | 56.5068 | 16 | 1 | - | 23 | 4 | 0.165
4951 | 56.5183 | 16 | 1 | - | 23 | 4 | 0.165
4952 | 56.5297 | 16 | 1 | - | 23 | 4 | 0.164
4953 | 56.5411 | 16 | 1 | - | 23 | 4 | 0.164
4954 | 56.5525 | 16 | 1 | - | 23 | 4 | 0.164
4955 | 56.5639 | 16 | 1 | - | 23 | 4 | 0.163
4956 | 56.5753 | 16 | 1 | - | 23 | 4 | 0.163
4957 | 56.5868 | 16 | 1 | - | 23 | 4 | 0.163
4958 | 56.5982 | 16 | 1 | - | 23 | 4 | 0.163
4959 | 56.6096 | 16 | 1 | - | 23 | 4 | 0.163
4960 | 56.621 | 16 | 1 | - | 23 | 4 | 0.162
4961 | 56.6324 | 16 | 1 | - | 23 | 4 | 0.162
4962 | 56.6438 | 16 | 1 | - | 23 | 4 | 0.161
4963 | 56.6553 | 16 | 1 | - | 23 | 4 | 0.16
4964 | 56.6667 | 16 | 1 | - | 23 | 4 | 0.159
4965 | 56.6781 | 16 | 1 | - | 23 | 4 | 0.158
4966 | 56.6895 | 16 | 1 | - | 23 | 4 | 0.158
4967 | 56.7009 | 16 | 1 | - | 23 | 4 | 0.157
4968 | 56.7123 | 16 | 1 | - | 23 | 4 | 0.156
4969 | 56.7237 | 16 | 1 | - | 23 | 4 | 0.156
4970 | 56.7352 | 16 | 1 | - | 23 | 4 | 0.155
4971 | 56.7466 | 16 | 1 | - | 23 | 4 | 0.154
4972 | 56.758 | 16 | 1 | - | 23 | 4 | 0.153
4973 | 56.7694 | 16 | 1 | - | 23 | 4 | 0.153
4974 | 56.7808 | 16 | 1 | - | 23 | 4 | 0.153
4975 | 56.7922 | 16 | 1 | - | 23 | 4 | 0.15
4976 | 56.8037 | 16 | 1 | - | 23 | 4 | 0.15
4977 | 56.8151 | 16 | 1 | - | 23 | 4 | 0.149
4978 | 56.8265 | 16 | 1 | - | 23 | 4 | 0.148
4979 | 56.8379 | 16 | 1 | - | 23 | 4 | 0.148
4980 | 56.8493 | 16 | 1 | - | 23 | 4 | 0.147
4981 | 56.8607 | 16 | 1 | - | 23 | 4 | 0.147
4982 | 56.8721 | 16 | 1 | - | 23 | 4 | 0.146
4983 | 56.8836 | 16 | 1 | - | 23 | 4 | 0.145
4984 | 56.895 | 16 | 1 | - | 23 | 4 | 0.145
4985 | 56.9064 | 16 | 1 | - | 23 | 4 | 0.144
4986 | 56.9178 | 16 | 1 | - | 23 | 4 | 0.144
4987 | 56.9292 | 16 | 1 | - | 23 | 4 | 0.144
4988 | 56.9406 | 16 | 1 | - | 23 | 4 | 0.144
4989 | 56.9521 | 16 | 1 | - | 23 | 4 | 0.144
4990 | 56.9635 | 16 | 1 | - | 23 | 4 | 0.143
4991 | 56.9749 | 16 | 1 | - | 23 | 4 | 0.143
4992 | 56.9863 | 16 | 1 | - | 23 | 4 | 0.143
4993 | 56.9977 | 16 | 1 | - | 23 | 4 | 0.141
4994 | 57.0091 | 16 | 1 | - | 23 | 4 | 0.141
4995 | 57.0205 | 16 | 1 | - | 23 | 4 | 0.141
4996 | 57.032 | 16 | 1 | - | 23 | 4 | 0.14
4997 | 57.0434 | 16 | 1 | - | 23 | 4 | 0.14
4998 | 57.0548 | 16 | 1 | - | 22 | 4 | 0.14
4999 | 57.0662 | 16 | 1 | - | 22 | 4 | 0.138
5000 | 57.0776 | 16 | 1 | - | 22 | 4 | 0.137
5001 | 57.089 | 16 | 1 | - | 22 | 4 | 0.137
5002 | 57.1005 | 16 | 1 | - | 22 | 4 | 0.137
5003 | 57.1119 | 16 | 1 | - | 22 | 4 | 0.136
5004 | 57.1233 | 16 | 1 | - | 22 | 4 | 0.136
5005 | 57.1347 | 16 | 1 | - | 22 | 4 | 0.133
5006 | 57.1461 | 16 | 1 | - | 22 | 4 | 0.132
5007 | 57.1575 | 16 | 1 | - | 22 | 4 | 0.132
5008 | 57.1689 | 16 | 1 | - | 22 | 4 | 0.131
5009 | 57.1804 | 16 | 1 | - | 22 | 4 | 0.13
5010 | 57.1918 | 16 | 1 | - | 22 | 4 | 0.129
5011 | 57.2032 | 16 | 1 | - | 22 | 4 | 0.129
5012 | 57.2146 | 16 | 1 | - | 22 | 4 | 0.129
5013 | 57.226 | 16 | 1 | - | 22 | 4 | 0.127
5014 | 57.2374 | 16 | 1 | - | 22 | 4 | 0.125
5015 | 57.2489 | 16 | 1 | - | 22 | 4 | 0.125
5016 | 57.2603 | 16 | 1 | - | 22 | 4 | 0.124
5017 | 57.2717 | 16 | 1 | - | 22 | 4 | 0.124
5018 | 57.2831 | 16 | 1 | - | 22 | 4 | 0.124
5019 | 57.2945 | 16 | 1 | - | 22 | 4 | 0.124
5020 | 57.3059 | 16 | 1 | - | 22 | 4 | 0.123
5021 | 57.3174 | 16 | 1 | - | 22 | 4 | 0.122
5022 | 57.3288 | 16 | 1 | - | 22 | 4 | 0.121
5023 | 57.3402 | 16 | 1 | - | 22 | 4 | 0.12
5024 | 57.3516 | 16 | 1 | - | 22 | 4 | 0.12
5025 | 57.363 | 16 | 1 | - | 22 | 4 | 0.12
5026 | 57.3744 | 16 | 1 | - | 22 | 4 | 0.118
5027 | 57.3858 | 16 | 1 | - | 22 | 4 | 0.116
5028 | 57.3973 | 16 | 1 | - | 22 | 4 | 0.116
5029 | 57.4087 | 16 | 1 | - | 22 | 4 | 0.115
5030 | 57.4201 | 16 | 1 | - | 22 | 4 | 0.114
5031 | 57.4315 | 16 | 1 | - | 22 | 4 | 0.114
5032 | 57.4429 | 16 | 1 | - | 22 | 4 | 0.112
5033 | 57.4543 | 16 | 1 | - | 22 | 4 | 0.11
5034 | 57.4658 | 16 | 1 | - | 22 | 4 | 0.109
5035 | 57.4772 | 16 | 1 | - | 22 | 4 | 0.108
5036 | 57.4886 | 16 | 1 | - | 22 | 4 | 0.107
5037 | 57.5 | 16 | 1 | - | 22 | 4 | 0.107
5038 | 57.5114 | 16 | 1 | - | 22 | 4 | 0.106
5039 | 57.5228 | 16 | 1 | - | 22 | 4 | 0.106
5040 | 57.5342 | 16 | 1 | - | 22 | 4 | 0.105
5041 | 57.5457 | 16 | 1 | - | 22 | 4 | 0.103
5042 | 57.5571 | 16 | 1 | - | 22 | 4 | 0.101
5043 | 57.5685 | 16 | 1 | - | 22 | 4 | 0.101
5044 | 57.5799 | 16 | 1 | - | 22 | 4 | 0.099
5045 | 57.5913 | 16 | 1 | - | 22 | 4 | 0.099
5046 | 57.6027 | 16 | 1 | - | 22 | 4 | 0.099
5047 | 57.6142 | 16 | 1 | - | 22 | 4 | 0.098
5048 | 57.6256 | 16 | 1 | - | 22 | 4 | 0.098
5049 | 57.637 | 16 | 1 | - | 22 | 4 | 0.097
5050 | 57.6484 | 16 | 1 | - | 22 | 4 | 0.096
5051 | 57.6598 | 16 | 1 | - | 22 | 4 | 0.095
5052 | 57.6712 | 16 | 1 | - | 22 | 4 | 0.094
5053 | 57.6826 | 16 | 1 | - | 22 | 4 | 0.094
5054 | 57.6941 | 16 | 1 | - | 22 | 4 | 0.094
5055 | 57.7055 | 16 | 1 | - | 22 | 4 | 0.093
5056 | 57.7169 | 16 | 1 | - | 22 | 4 | 0.092
5057 | 57.7283 | 16 | 1 | - | 22 | 4 | 0.092
5058 | 57.7397 | 16 | 1 | - | 22 | 4 | 0.09
5059 | 57.7511 | 16 | 1 | - | 22 | 4 | 0.09
5060 | 57.7626 | 16 | 1 | - | 22 | 4 | 0.089
5061 | 57.774 | 16 | 1 | - | 22 | 4 | 0.088
5062 | 57.7854 | 16 | 1 | - | 22 | 4 | 0.088
5063 | 57.7968 | 16 | 1 | - | 22 | 4 | 0.087
5064 | 57.8082 | 16 | 1 | - | 22 | 4 | 0.086
5065 | 57.8196 | 16 | 1 | - | 22 | 4 | 0.085
5066 | 57.8311 | 16 | 1 | - | 22 | 4 | 0.085
5067 | 57.8425 | 16 | 1 | - | 22 | 4 | 0.084
5068 | 57.8539 | 16 | 1 | - | 22 | 4 | 0.084
5069 | 57.8653 | 16 | 1 | - | 22 | 4 | 0.083
5070 | 57.8767 | 16 | 1 | - | 22 | 4 | 0.083
5071 | 57.8881 | 16 | 1 | - | 22 | 4 | 0.082
5072 | 57.8995 | 16 | 1 | - | 22 | 4 | 0.081
5073 | 57.911 | 16 | 1 | - | 22 | 4 | 0.081
5074 | 57.9224 | 16 | 1 | - | 22 | 4 | 0.081
5075 | 57.9338 | 16 | 1 | - | 22 | 4 | 0.08
5076 | 57.9452 | 16 | 1 | - | 22 | 4 | 0.08
5077 | 57.9566 | 16 | 1 | - | 22 | 4 | 0.08
5078 | 57.968 | 16 | 1 | - | 22 | 4 | 0.08
5079 | 57.9795 | 16 | 1 | - | 22 | 4 | 0.08
5080 | 57.9909 | 16 | 1 | - | 22 | 4 | 0.078
5081 | 58.0023 | 16 | 1 | - | 22 | 4 | 0.078
5082 | 58.0137 | 16 | 1 | - | 22 | 4 | 0.077
5083 | 58.0251 | 16 | 1 | - | 22 | 4 | 0.076
5084 | 58.0365 | 16 | 1 | - | 22 | 4 | 0.076
5085 | 58.0479 | 16 | 1 | - | 22 | 4 | 0.076
5086 | 58.0594 | 16 | 1 | - | 22 | 4 | 0.076
5087 | 58.0708 | 16 | 1 | - | 22 | 4 | 0.076
5088 | 58.0822 | 16 | 1 | - | 22 | 4 | 0.075
5089 | 58.0936 | 16 | 1 | - | 22 | 4 | 0.075
5090 | 58.105 | 16 | 1 | - | 22 | 4 | 0.074
5091 | 58.1164 | 16 | 1 | - | 22 | 4 | 0.074
5092 | 58.1279 | 16 | 1 | - | 22 | 4 | 0.074
5093 | 58.1393 | 16 | 1 | - | 22 | 4 | 0.073
5094 | 58.1507 | 16 | 1 | - | 22 | 4 | 0.072
5095 | 58.1621 | 16 | 1 | - | 22 | 4 | 0.07
5096 | 58.1735 | 16 | 1 | - | 22 | 4 | 0.069
5097 | 58.1849 | 16 | 1 | - | 22 | 4 | 0.069
5098 | 58.1963 | 16 | 1 | - | 22 | 4 | 0.068
5099 | 58.2078 | 16 | 1 | - | 22 | 4 | 0.068
5100 | 58.2192 | 16 | 1 | - | 22 | 4 | 0.067
5101 | 58.2306 | 16 | 1 | - | 22 | 4 | 0.067
5102 | 58.242 | 16 | 1 | - | 22 | 4 | 0.066
5103 | 58.2534 | 16 | 1 | - | 22 | 4 | 0.065
5104 | 58.2648 | 16 | 1 | - | 22 | 4 | 0.065
5105 | 58.2763 | 16 | 1 | - | 22 | 4 | 0.065
5106 | 58.2877 | 16 | 1 | - | 22 | 4 | 0.065
5107 | 58.2991 | 16 | 1 | - | 22 | 4 | 0.064
5108 | 58.3105 | 16 | 1 | - | 22 | 4 | 0.064
5109 | 58.3219 | 16 | 1 | - | 22 | 4 | 0.062
5110 | 58.3333 | 16 | 0.999 | - | 22 | 4 | 0.061
5111 | 58.3447 | 16 | 0.998 | - | 22 | 4 | 0.06
5112 | 58.3562 | 16 | 0.996 | - | 22 | 4 | 0.06
5113 | 58.3676 | 16 | 0.995 | - | 22 | 4 | 0.06
5114 | 58.379 | 16 | 0.994 | - | 22 | 4 | 0.06
5115 | 58.3904 | 16 | 0.994 | - | 22 | 4 | 0.058
5116 | 58.4018 | 16 | 0.993 | - | 22 | 4 | 0.058
5117 | 58.4132 | 16 | 0.991 | - | 22 | 4 | 0.056
5118 | 58.4247 | 16 | 0.991 | - | 22 | 4 | 0.056
5119 | 58.4361 | 16 | 0.99 | - | 22 | 4 | 0.055
5120 | 58.4475 | 16 | 0.99 | - | 22 | 4 | 0.054
5121 | 58.4589 | 16 | 0.99 | - | 22 | 4 | 0.054
5122 | 58.4703 | 16 | 0.989 | - | 22 | 4 | 0.053
5123 | 58.4817 | 16 | 0.986 | - | 22 | 4 | 0.052
5124 | 58.4932 | 16 | 0.986 | - | 22 | 4 | 0.049
5125 | 58.5046 | 16 | 0.985 | - | 22 | 4 | 0.049
5126 | 58.516 | 16 | 0.985 | - | 22 | 4 | 0.049
5127 | 58.5274 | 16 | 0.983 | - | 22 | 4 | 0.048
5128 | 58.5388 | 16 | 0.982 | - | 22 | 4 | 0.048
5129 | 58.5502 | 16 | 0.982 | - | 22 | 4 | 0.048
5130 | 58.5616 | 16 | 0.982 | - | 22 | 4 | 0.047
5131 | 58.5731 | 16 | 0.981 | - | 22 | 4 | 0.046
5132 | 58.5845 | 16 | 0.979 | - | 22 | 4 | 0.046
5133 | 58.5959 | 16 | 0.978 | - | 22 | 4 | 0.045
5134 | 58.6073 | 16 | 0.977 | - | 22 | 4 | 0.045
5135 | 58.6187 | 16 | 0.975 | - | 22 | 4 | 0.045
5136 | 58.6301 | 16 | 0.975 | - | 22 | 4 | 0.044
5137 | 58.6416 | 16 | 0.975 | - | 22 | 4 | 0.043
5138 | 58.653 | 16 | 0.974 | - | 22 | 4 | 0.043
5139 | 58.6644 | 16 | 0.973 | - | 22 | 4 | 0.042
5140 | 58.6758 | 16 | 0.972 | - | 22 | 4 | 0.042
5141 | 58.6872 | 16 | 0.972 | - | 22 | 4 | 0.04
5142 | 58.6986 | 16 | 0.97 | - | 22 | 4 | 0.04
5143 | 58.71 | 16 | 0.97 | - | 22 | 4 | 0.04
5144 | 58.7215 | 16 | 0.97 | - | 22 | 4 | 0.04
5145 | 58.7329 | 16 | 0.97 | - | 22 | 4 | 0.04
5146 | 58.7443 | 16 | 0.969 | - | 22 | 4 | 0.039
5147 | 58.7557 | 16 | 0.969 | - | 22 | 4 | 0.039
5148 | 58.7671 | 16 | 0.969 | - | 22 | 4 | 0.038
5149 | 58.7785 | 16 | 0.968 | - | 22 | 4 | 0.037
5150 | 58.79 | 16 | 0.968 | - | 22 | 4 | 0.037
5151 | 58.8014 | 16 | 0.968 | - | 22 | 4 | 0.033
5152 | 58.8128 | 16 | 0.967 | - | 22 | 4 | 0.033
5153 | 58.8242 | 16 | 0.966 | - | 22 | 4 | 0.032
5154 | 58.8356 | 16 | 0.966 | - | 22 | 4 | 0.031
5155 | 58.847 | 16 | 0.965 | - | 22 | 4 | 0.031
5156 | 58.8584 | 16 | 0.964 | - | 22 | 4 | 0.03
5157 | 58.8699 | 16 | 0.963 | - | 22 | 4 | 0.029
5158 | 58.8813 | 16 | 0.963 | - | 22 | 4 | 0.029
5159 | 58.8927 | 16 | 0.961 | - | 22 | 4 | 0.028
5160 | 58.9041 | 16 | 0.961 | - | 22 | 4 | 0.028
5161 | 58.9155 | 16 | 0.96 | - | 22 | 4 | 0.028
5162 | 58.9269 | 16 | 0.96 | - | 22 | 4 | 0.026
5163 | 58.9384 | 16 | 0.96 | - | 22 | 4 | 0.025
5164 | 58.9498 | 16 | 0.96 | - | 22 | 4 | 0.024
5165 | 58.9612 | 16 | 0.96 | - | 22 | 4 | 0.023
5166 | 58.9726 | 16 | 0.959 | - | 22 | 4 | 0.022
5167 | 58.984 | 16 | 0.959 | - | 22 | 4 | 0.021
5168 | 58.9954 | 16 | 0.957 | - | 22 | 4 | 0.02
5169 | 59.0068 | 16 | 0.956 | - | 22 | 4 | 0.02
5170 | 59.0183 | 16 | 0.956 | - | 22 | 4 | 0.019
5171 | 59.0297 | 16 | 0.955 | - | 22 | 4 | 0.014
5172 | 59.0411 | 16 | 0.953 | - | 22 | 4 | 0.013
5173 | 59.0525 | 16 | 0.953 | - | 22 | 4 | 0.013
5174 | 59.0639 | 16 | 0.952 | - | 22 | 4 | 0.01
5175 | 59.0753 | 16 | 0.952 | - | 22 | 4 | 0.01
5176 | 59.0868 | 16 | 0.951 | - | 22 | 4 | 0.01
5177 | 59.0982 | 16 | 0.951 | - | 22 | 4 | 0.009
5178 | 59.1096 | 16 | 0.95 | - | 22 | 4 | 0.007
5179 | 59.121 | 16 | 0.949 | - | 22 | 4 | 0.006
5180 | 59.1324 | 16 | 0.948 | - | 22 | 4 | 0.004
5181 | 59.1438 | 16 | 0.946 | - | 22 | 4 | 0.004
5182 | 59.1553 | 16 | 0.945 | - | 22 | 4 | 0.003
5183 | 59.1667 | 16 | 0.944 | - | 22 | 4 | 0.003
5184 | 59.1781 | 16 | 0.943 | - | 22 | 4 | 0.002
5185 | 59.1895 | 16 | 0.942 | - | 22 | 4 | 0.002
5186 | 59.2009 | 16 | 0.942 | - | 22 | 4 | 0
5187 | 59.2123 | 16 | 0.941 | - | 22 | 4 | -
5188 | 59.2237 | 16 | 0.939 | - | 22 | 4 | -
5189 | 59.2352 | 16 | 0.939 | - | 22 | 4 | -
5190 | 59.2466 | 16 | 0.939 | - | 22 | 4 | -
5191 | 59.258 | 16 | 0.939 | - | 22 | 4 | -
5192 | 59.2694 | 16 | 0.937 | - | 22 | 4 | -
5193 | 59.2808 | 16 | 0.937 | - | 22 | 4 | -
5194 | 59.2922 | 16 | 0.935 | - | 22 | 4 | -
5195 | 59.3037 | 16 | 0.935 | - | 22 | 4 | -
5196 | 59.3151 | 16 | 0.935 | - | 22 | 4 | -
5197 | 59.3265 | 16 | 0.934 | - | 22 | 4 | -
5198 | 59.3379 | 16 | 0.934 | - | 22 | 4 | -
5199 | 59.3493 | 16 | 0.931 | - | 22 | 4 | -
5200 | 59.3607 | 16 | 0.93 | - | 22 | 4 | -
5201 | 59.3721 | 16 | 0.93 | - | 22 | 4 | -
5202 | 59.3836 | 16 | 0.928 | - | 22 | 4 | -
5203 | 59.395 | 16 | 0.928 | - | 22 | 4 | -
5204 | 59.4064 | 16 | 0.924 | - | 22 | 4 | -
5205 | 59.4178 | 16 | 0.924 | - | 22 | 4 | -
5206 | 59.4292 | 16 | 0.924 | - | 22 | 4 | -
5207 | 59.4406 | 16 | 0.922 | - | 22 | 4 | -
5208 | 59.4521 | 16 | 0.922 | - | 22 | 4 | -
5209 | 59.4635 | 16 | 0.921 | - | 22 | 4 | -
5210 | 59.4749 | 16 | 0.921 | - | 22 | 4 | -
5211 | 59.4863 | 16 | 0.92 | - | 22 | 4 | -
5212 | 59.4977 | 16 | 0.92 | - | 22 | 4 | -
5213 | 59.5091 | 16 | 0.92 | - | 22 | 4 | -
5214 | 59.5205 | 16 | 0.919 | - | 22 | 4 | -
5215 | 59.532 | 16 | 0.917 | - | 22 | 4 | -
5216 | 59.5434 | 16 | 0.917 | - | 22 | 4 | -
5217 | 59.5548 | 16 | 0.916 | - | 22 | 4 | -
5218 | 59.5662 | 16 | 0.915 | - | 22 | 4 | -
5219 | 59.5776 | 16 | 0.913 | - | 22 | 4 | -
5220 | 59.589 | 16 | 0.91 | - | 22 | 4 | -
5221 | 59.6005 | 16 | 0.91 | - | 22 | 4 | -
5222 | 59.6119 | 16 | 0.909 | - | 22 | 4 | -
5223 | 59.6233 | 16 | 0.909 | - | 22 | 4 | -
5224 | 59.6347 | 16 | 0.909 | - | 22 | 4 | -
5225 | 59.6461 | 16 | 0.909 | - | 22 | 4 | -
5226 | 59.6575 | 16 | 0.908 | - | 22 | 4 | -
5227 | 59.6689 | 16 | 0.906 | - | 22 | 4 | -
5228 | 59.6804 | 16 | 0.906 | - | 22 | 4 | -
5229 | 59.6918 | 16 | 0.904 | - | 22 | 4 | -
5230 | 59.7032 | 16 | 0.902 | - | 22 | 4 | -
5231 | 59.7146 | 16 | 0.902 | - | 22 | 4 | -
5232 | 59.726 | 16 | 0.902 | - | 22 | 4 | -
5233 | 59.7374 | 16 | 0.902 | - | 22 | 4 | -
5234 | 59.7489 | 16 | 0.901 | - | 22 | 4 | -
5235 | 59.7603 | 16 | 0.901 | - | 22 | 4 | -
5236 | 59.7717 | 16 | 0.901 | - | 22 | 4 | -
5237 | 59.7831 | 16 | 0.901 | - | 22 | 4 | -
5238 | 59.7945 | 16 | 0.901 | - | 22 | 4 | -
5239 | 59.8059 | 16 | 0.9 | - | 22 | 4 | -
5240 | 59.8174 | 16 | 0.9 | - | 22 | 4 | -
5241 | 59.8288 | 16 | 0.897 | - | 22 | 4 | -
5242 | 59.8402 | 16 | 0.897 | - | 22 | 4 | -
5243 | 59.8516 | 16 | 0.895 | - | 22 | 4 | -
5244 | 59.863 | 16 | 0.895 | - | 22 | 4 | -
5245 | 59.8744 | 16 | 0.895 | - | 22 | 4 | -
5246 | 59.8858 | 16 | 0.894 | - | 22 | 4 | -
5247 | 59.8973 | 16 | 0.893 | - | 22 | 4 | -
5248 | 59.9087 | 16 | 0.893 | - | 22 | 4 | -
5249 | 59.9201 | 16 | 0.891 | - | 22 | 4 | -
5250 | 59.9315 | 16 | 0.888 | - | 22 | 4 | -
5251 | 59.9429 | 16 | 0.888 | - | 22 | 4 | -
5252 | 59.9543 | 16 | 0.887 | - | 22 | 4 | -
5253 | 59.9658 | 16 | 0.885 | - | 22 | 4 | -
5254 | 59.9772 | 16 | 0.884 | - | 22 | 4 | -
5255 | 59.9886 | 16 | 0.883 | - | 22 | 4 | -
5256 | 60 | 16 | 0.883 | - | 22 | 4 | -
5257 | 60.0114 | 16 | 0.882 | - | 22 | 4 | -
5258 | 60.0228 | 16 | 0.882 | - | 22 | 4 | -
5259 | 60.0342 | 16 | 0.882 | - | 22 | 4 | -
5260 | 60.0457 | 16 | 0.882 | - | 22 | 4 | -
5261 | 60.0571 | 16 | 0.88 | - | 22 | 4 | -
5262 | 60.0685 | 16 | 0.88 | - | 22 | 4 | -
5263 | 60.0799 | 16 | 0.879 | - | 22 | 4 | -
5264 | 60.0913 | 16 | 0.878 | - | 22 | 4 | -
5265 | 60.1027 | 16 | 0.877 | - | 22 | 4 | -
5266 | 60.1142 | 16 | 0.875 | - | 22 | 4 | -
5267 | 60.1256 | 16 | 0.874 | - | 22 | 4 | -
5268 | 60.137 | 16 | 0.874 | - | 22 | 4 | -
5269 | 60.1484 | 16 | 0.873 | - | 22 | 4 | -
5270 | 60.1598 | 16 | 0.872 | - | 22 | 4 | -
5271 | 60.1712 | 16 | 0.872 | - | 22 | 4 | -
5272 | 60.1826 | 16 | 0.872 | - | 22 | 4 | -
5273 | 60.1941 | 16 | 0.871 | - | 22 | 4 | -
5274 | 60.2055 | 16 | 0.871 | - | 22 | 4 | -
5275 | 60.2169 | 16 | 0.871 | - | 22 | 4 | -
5276 | 60.2283 | 16 | 0.87 | - | 22 | 4 | -
5277 | 60.2397 | 16 | 0.87 | - | 22 | 4 | -
5278 | 60.2511 | 16 | 0.869 | - | 22 | 4 | -
5279 | 60.2626 | 16 | 0.868 | - | 22 | 4 | -
5280 | 60.274 | 16 | 0.866 | - | 22 | 4 | -
5281 | 60.2854 | 16 | 0.866 | - | 22 | 4 | -
5282 | 60.2968 | 16 | 0.865 | - | 22 | 4 | -
5283 | 60.3082 | 16 | 0.865 | - | 22 | 4 | -
5284 | 60.3196 | 16 | 0.863 | - | 22 | 4 | -
5285 | 60.3311 | 16 | 0.863 | - | 22 | 4 | -
5286 | 60.3425 | 16 | 0.862 | - | 22 | 4 | -
5287 | 60.3539 | 16 | 0.862 | - | 22 | 4 | -
5288 | 60.3653 | 16 | 0.862 | - | 22 | 4 | -
5289 | 60.3767 | 16 | 0.86 | - | 22 | 4 | -
5290 | 60.3881 | 16 | 0.86 | - | 22 | 4 | -
5291 | 60.3995 | 16 | 0.859 | - | 22 | 4 | -
5292 | 60.411 | 16 | 0.859 | - | 22 | 4 | -
5293 | 60.4224 | 16 | 0.859 | - | 22 | 4 | -
5294 | 60.4338 | 16 | 0.858 | - | 22 | 4 | -
5295 | 60.4452 | 16 | 0.857 | - | 22 | 4 | -
5296 | 60.4566 | 16 | 0.856 | - | 22 | 4 | -
5297 | 60.468 | 16 | 0.856 | - | 22 | 4 | -
5298 | 60.4795 | 16 | 0.856 | - | 22 | 4 | -
5299 | 60.4909 | 16 | 0.854 | - | 22 | 4 | -
5300 | 60.5023 | 16 | 0.853 | - | 22 | 4 | -
5301 | 60.5137 | 16 | 0.852 | - | 22 | 4 | -
5302 | 60.5251 | 16 | 0.852 | - | 22 | 4 | -
5303 | 60.5365 | 16 | 0.851 | - | 22 | 4 | -
5304 | 60.5479 | 16 | 0.849 | - | 22 | 4 | -
5305 | 60.5594 | 16 | 0.848 | - | 22 | 4 | -
5306 | 60.5708 | 16 | 0.847 | - | 22 | 4 | -
5307 | 60.5822 | 16 | 0.846 | - | 22 | 4 | -
5308 | 60.5936 | 16 | 0.846 | - | 22 | 4 | -
5309 | 60.605 | 16 | 0.846 | - | 22 | 4 | -
5310 | 60.6164 | 16 | 0.846 | - | 22 | 4 | -
5311 | 60.6279 | 16 | 0.844 | - | 22 | 4 | -
5312 | 60.6393 | 16 | 0.844 | - | 22 | 4 | -
5313 | 60.6507 | 16 | 0.843 | - | 22 | 4 | -
5314 | 60.6621 | 16 | 0.84 | - | 22 | 4 | -
5315 | 60.6735 | 16 | 0.839 | - | 22 | 4 | -
5316 | 60.6849 | 16 | 0.839 | - | 22 | 4 | -
5317 | 60.6963 | 16 | 0.837 | - | 22 | 4 | -
5318 | 60.7078 | 16 | 0.837 | - | 22 | 4 | -
5319 | 60.7192 | 16 | 0.837 | - | 22 | 4 | -
5320 | 60.7306 | 16 | 0.837 | - | 22 | 4 | -
5321 | 60.742 | 16 | 0.837 | - | 22 | 4 | -
5322 | 60.7534 | 16 | 0.836 | - | 22 | 4 | -
5323 | 60.7648 | 16 | 0.836 | - | 22 | 4 | -
5324 | 60.7763 | 16 | 0.836 | - | 22 | 4 | -
5325 | 60.7877 | 16 | 0.836 | - | 22 | 4 | -
5326 | 60.7991 | 16 | 0.834 | - | 22 | 4 | -
5327 | 60.8105 | 16 | 0.832 | - | 22 | 4 | -
5328 | 60.8219 | 16 | 0.831 | - | 22 | 4 | -
5329 | 60.8333 | 16 | 0.831 | - | 22 | 4 | -
5330 | 60.8447 | 16 | 0.831 | - | 22 | 4 | -
5331 | 60.8562 | 16 | 0.829 | - | 22 | 4 | -
5332 | 60.8676 | 16 | 0.827 | - | 22 | 4 | -
5333 | 60.879 | 16 | 0.826 | - | 22 | 4 | -
5334 | 60.8904 | 16 | 0.825 | - | 22 | 4 | -
5335 | 60.9018 | 16 | 0.823 | - | 22 | 4 | -
5336 | 60.9132 | 16 | 0.823 | - | 22 | 4 | -
5337 | 60.9247 | 16 | 0.822 | - | 22 | 4 | -
5338 | 60.9361 | 16 | 0.821 | - | 22 | 4 | -
5339 | 60.9475 | 16 | 0.821 | - | 22 | 4 | -
5340 | 60.9589 | 16 | 0.82 | - | 22 | 4 | -
5341 | 60.9703 | 16 | 0.819 | - | 22 | 4 | -
5342 | 60.9817 | 16 | 0.818 | - | 22 | 4 | -
5343 | 60.9932 | 16 | 0.818 | - | 22 | 4 | -
5344 | 61.0046 | 16 | 0.818 | - | 22 | 4 | -
5345 | 61.016 | 16 | 0.817 | - | 22 | 4 | -
5346 | 61.0274 | 16 | 0.817 | - | 22 | 4 | -
5347 | 61.0388 | 16 | 0.815 | - | 22 | 4 | -
5348 | 61.0502 | 16 | 0.815 | - | 22 | 4 | -
5349 | 61.0616 | 16 | 0.814 | - | 22 | 4 | -
5350 | 61.0731 | 16 | 0.814 | - | 22 | 4 | -
5351 | 61.0845 | 16 | 0.813 | - | 22 | 4 | -
5352 | 61.0959 | 16 | 0.813 | - | 22 | 4 | -
5353 | 61.1073 | 16 | 0.813 | - | 22 | 4 | -
5354 | 61.1187 | 16 | 0.813 | - | 22 | 4 | -
5355 | 61.1301 | 16 | 0.811 | - | 22 | 4 | -
5356 | 61.1416 | 16 | 0.81 | - | 22 | 4 | -
5357 | 61.153 | 16 | 0.81 | - | 22 | 4 | -
5358 | 61.1644 | 16 | 0.81 | - | 22 | 4 | -
5359 | 61.1758 | 16 | 0.81 | - | 22 | 4 | -
5360 | 61.1872 | 16 | 0.809 | - | 22 | 4 | -
5361 | 61.1986 | 16 | 0.809 | - | 22 | 4 | -
5362 | 61.21 | 16 | 0.809 | - | 22 | 4 | -
5363 | 61.2215 | 16 | 0.807 | - | 22 | 4 | -
5364 | 61.2329 | 16 | 0.806 | - | 22 | 4 | -
5365 | 61.2443 | 16 | 0.805 | - | 22 | 4 | -
5366 | 61.2557 | 16 | 0.803 | - | 22 | 4 | -
5367 | 61.2671 | 16 | 0.802 | - | 22 | 4 | -
5368 | 61.2785 | 16 | 0.801 | - | 22 | 4 | -
5369 | 61.29 | 16 | 0.8 | - | 22 | 4 | -
5370 | 61.3014 | 16 | 0.8 | - | 22 | 4 | -
5371 | 61.3128 | 16 | 0.799 | - | 22 | 4 | -
5372 | 61.3242 | 16 | 0.798 | - | 22 | 4 | -
5373 | 61.3356 | 16 | 0.797 | - | 22 | 4 | -
5374 | 61.347 | 16 | 0.796 | - | 22 | 4 | -
5375 | 61.3584 | 16 | 0.796 | - | 22 | 4 | -
5376 | 61.3699 | 16 | 0.796 | - | 22 | 4 | -
5377 | 61.3813 | 16 | 0.794 | - | 22 | 4 | -
5378 | 61.3927 | 16 | 0.794 | - | 22 | 4 | -
5379 | 61.4041 | 16 | 0.794 | - | 22 | 4 | -
5380 | 61.4155 | 16 | 0.793 | - | 22 | 4 | -
5381 | 61.4269 | 16 | 0.792 | - | 22 | 4 | -
5382 | 61.4384 | 16 | 0.792 | - | 22 | 4 | -
5383 | 61.4498 | 16 | 0.792 | - | 22 | 4 | -
5384 | 61.4612 | 16 | 0.791 | - | 22 | 4 | -
5385 | 61.4726 | 16 | 0.791 | - | 22 | 4 | -
5386 | 61.484 | 16 | 0.789 | - | 22 | 4 | -
5387 | 61.4954 | 16 | 0.789 | - | 22 | 4 | -
5388 | 61.5068 | 16 | 0.787 | - | 22 | 4 | -
5389 | 61.5183 | 16 | 0.786 | - | 22 | 4 | -
5390 | 61.5297 | 16 | 0.784 | - | 22 | 4 | -
5391 | 61.5411 | 16 | 0.784 | - | 22 | 4 | -
5392 | 61.5525 | 16 | 0.784 | - | 22 | 4 | -
5393 | 61.5639 | 16 | 0.782 | - | 22 | 4 | -
5394 | 61.5753 | 16 | 0.781 | - | 22 | 4 | -
5395 | 61.5868 | 16 | 0.781 | - | 22 | 4 | -
5396 | 61.5982 | 16 | 0.781 | - | 22 | 4 | -
5397 | 61.6096 | 16 | 0.779 | - | 22 | 4 | -
5398 | 61.621 | 16 | 0.779 | - | 22 | 4 | -
5399 | 61.6324 | 16 | 0.775 | - | 22 | 4 | -
5400 | 61.6438 | 16 | 0.773 | - | 22 | 4 | -
5401 | 61.6553 | 16 | 0.773 | - | 22 | 4 | -
5402 | 61.6667 | 16 | 0.772 | - | 22 | 4 | -
5403 | 61.6781 | 16 | 0.772 | - | 22 | 4 | -
5404 | 61.6895 | 16 | 0.772 | - | 22 | 4 | -
5405 | 61.7009 | 16 | 0.77 | - | 22 | 4 | -
5406 | 61.7123 | 16 | 0.77 | - | 22 | 4 | -
5407 | 61.7237 | 16 | 0.769 | - | 22 | 4 | -
5408 | 61.7352 | 16 | 0.769 | - | 22 | 4 | -
5409 | 61.7466 | 16 | 0.768 | - | 22 | 4 | -
5410 | 61.758 | 16 | 0.768 | - | 22 | 4 | -
5411 | 61.7694 | 16 | 0.768 | - | 22 | 4 | -
5412 | 61.7808 | 16 | 0.767 | - | 22 | 4 | -
5413 | 61.7922 | 16 | 0.767 | - | 22 | 4 | -
5414 | 61.8037 | 16 | 0.767 | - | 22 | 4 | -
5415 | 61.8151 | 16 | 0.766 | - | 22 | 4 | -
5416 | 61.8265 | 16 | 0.766 | - | 22 | 4 | -
5417 | 61.8379 | 16 | 0.765 | - | 22 | 4 | -
5418 | 61.8493 | 16 | 0.765 | - | 22 | 4 | -
5419 | 61.8607 | 16 | 0.764 | - | 22 | 4 | -
5420 | 61.8721 | 16 | 0.762 | - | 22 | 4 | -
5421 | 61.8836 | 16 | 0.76 | - | 22 | 4 | -
5422 | 61.895 | 16 | 0.759 | - | 22 | 4 | -
5423 | 61.9064 | 16 | 0.759 | - | 22 | 4 | -
5424 | 61.9178 | 16 | 0.757 | - | 22 | 4 | -
5425 | 61.9292 | 16 | 0.757 | - | 22 | 4 | -
5426 | 61.9406 | 16 | 0.755 | - | 22 | 4 | -
5427 | 61.9521 | 16 | 0.753 | - | 22 | 4 | -
5428 | 61.9635 | 16 | 0.753 | - | 22 | 4 | -
5429 | 61.9749 | 16 | 0.753 | - | 22 | 4 | -
5430 | 61.9863 | 16 | 0.753 | - | 22 | 4 | -
5431 | 61.9977 | 16 | 0.752 | - | 22 | 4 | -
5432 | 62.0091 | 16 | 0.75 | - | 22 | 4 | -
5433 | 62.0205 | 16 | 0.75 | - | 22 | 4 | -
5434 | 62.032 | 16 | 0.75 | - | 22 | 4 | -
5435 | 62.0434 | 16 | 0.749 | - | 22 | 4 | -
5436 | 62.0548 | 16 | 0.749 | - | 22 | 4 | -
5437 | 62.0662 | 16 | 0.747 | - | 22 | 4 | -
5438 | 62.0776 | 16 | 0.747 | - | 22 | 4 | -
5439 | 62.089 | 16 | 0.746 | - | 22 | 4 | -
5440 | 62.1005 | 16 | 0.746 | - | 22 | 4 | -
5441 | 62.1119 | 16 | 0.746 | - | 22 | 4 | -
5442 | 62.1233 | 16 | 0.745 | - | 22 | 4 | -
5443 | 62.1347 | 16 | 0.744 | - | 22 | 4 | -
5444 | 62.1461 | 16 | 0.744 | - | 22 | 4 | -
5445 | 62.1575 | 16 | 0.743 | - | 22 | 4 | -
5446 | 62.1689 | 16 | 0.742 | - | 22 | 4 | -
5447 | 62.1804 | 16 | 0.74 | - | 22 | 4 | -
5448 | 62.1918 | 16 | 0.74 | - | 22 | 4 | -
5449 | 62.2032 | 16 | 0.74 | - | 22 | 4 | -
5450 | 62.2146 | 16 | 0.739 | - | 22 | 4 | -
5451 | 62.226 | 16 | 0.739 | - | 22 | 4 | -
5452 | 62.2374 | 16 | 0.738 | - | 22 | 4 | -
5453 | 62.2489 | 16 | 0.737 | - | 22 | 4 | -
5454 | 62.2603 | 16 | 0.737 | - | 22 | 4 | -
5455 | 62.2717 | 16 | 0.736 | - | 22 | 4 | -
5456 | 62.2831 | 16 | 0.736 | - | 22 | 4 | -
5457 | 62.2945 | 16 | 0.736 | - | 22 | 4 | -
5458 | 62.3059 | 16 | 0.735 | - | 22 | 4 | -
5459 | 62.3174 | 16 | 0.733 | - | 22 | 4 | -
5460 | 62.3288 | 16 | 0.733 | - | 22 | 4 | -
5461 | 62.3402 | 16 | 0.732 | - | 22 | 4 | -
5462 | 62.3516 | 16 | 0.732 | - | 22 | 4 | -
5463 | 62.363 | 16 | 0.729 | - | 22 | 4 | -
5464 | 62.3744 | 16 | 0.729 | - | 22 | 4 | -
5465 | 62.3858 | 16 | 0.728 | - | 22 | 4 | -
5466 | 62.3973 | 16 | 0.728 | - | 22 | 4 | -
5467 | 62.4087 | 16 | 0.728 | - | 22 | 4 | -
5468 | 62.4201 | 16 | 0.728 | - | 22 | 4 | -
5469 | 62.4315 | 16 | 0.727 | - | 22 | 4 | -
5470 | 62.4429 | 16 | 0.727 | - | 22 | 4 | -
5471 | 62.4543 | 16 | 0.726 | - | 22 | 4 | -
5472 | 62.4658 | 16 | 0.726 | - | 22 | 4 | -
5473 | 62.4772 | 16 | 0.725 | - | 22 | 4 | -
5474 | 62.4886 | 16 | 0.725 | - | 22 | 4 | -
5475 | 62.5 | 16 | 0.724 | - | 22 | 4 | -
5476 | 62.5114 | 16 | 0.721 | - | 22 | 4 | -
5477 | 62.5228 | 16 | 0.721 | - | 22 | 4 | -
5478 | 62.5342 | 16 | 0.72 | - | 22 | 4 | -
5479 | 62.5457 | 16 | 0.72 | - | 22 | 4 | -
5480 | 62.5571 | 16 | 0.719 | - | 22 | 4 | -
5481 | 62.5685 | 16 | 0.719 | - | 22 | 4 | -
5482 | 62.5799 | 16 | 0.718 | - | 22 | 4 | -
5483 | 62.5913 | 16 | 0.716 | - | 22 | 4 | -
5484 | 62.6027 | 16 | 0.715 | - | 22 | 4 | -
5485 | 62.6142 | 16 | 0.715 | - | 22 | 4 | -
5486 | 62.6256 | 16 | 0.715 | - | 22 | 4 | -
5487 | 62.637 | 16 | 0.715 | - | 22 | 4 | -
5488 | 62.6484 | 16 | 0.715 | - | 22 | 4 | -
5489 | 62.6598 | 16 | 0.714 | - | 22 | 4 | -
5490 | 62.6712 | 16 | 0.712 | - | 22 | 4 | -
5491 | 62.6826 | 16 | 0.711 | - | 22 | 4 | -
5492 | 62.6941 | 16 | 0.71 | - | 22 | 4 | -
5493 | 62.7055 | 16 | 0.709 | - | 22 | 4 | -
5494 | 62.7169 | 16 | 0.709 | - | 22 | 4 | -
5495 | 62.7283 | 16 | 0.709 | - | 22 | 4 | -
5496 | 62.7397 | 16 | 0.708 | - | 22 | 4 | -
5497 | 62.7511 | 16 | 0.708 | - | 22 | 4 | -
5498 | 62.7626 | 16 | 0.708 | - | 22 | 4 | -
5499 | 62.774 | 16 | 0.708 | - | 22 | 4 | -
5500 | 62.7854 | 16 | 0.707 | - | 22 | 4 | -
5501 | 62.7968 | 16 | 0.706 | - | 22 | 4 | -
5502 | 62.8082 | 16 | 0.704 | - | 22 | 4 | -
5503 | 62.8196 | 16 | 0.702 | - | 22 | 4 | -
5504 | 62.8311 | 16 | 0.702 | - | 22 | 4 | -
5505 | 62.8425 | 16 | 0.702 | - | 22 | 4 | -
5506 | 62.8539 | 16 | 0.701 | - | 22 | 4 | -
5507 | 62.8653 | 16 | 0.7 | - | 22 | 4 | -
5508 | 62.8767 | 16 | 0.7 | - | 22 | 4 | -
5509 | 62.8881 | 16 | 0.7 | - | 22 | 4 | -
5510 | 62.8995 | 16 | 0.7 | - | 22 | 4 | -
5511 | 62.911 | 16 | 0.7 | - | 22 | 4 | -
5512 | 62.9224 | 16 | 0.699 | - | 22 | 4 | -
5513 | 62.9338 | 16 | 0.699 | - | 22 | 4 | -
5514 | 62.9452 | 16 | 0.698 | - | 22 | 4 | -
5515 | 62.9566 | 16 | 0.698 | - | 22 | 4 | -
5516 | 62.968 | 16 | 0.697 | - | 22 | 4 | -
5517 | 62.9795 | 16 | 0.696 | - | 22 | 4 | -
5518 | 62.9909 | 16 | 0.696 | - | 22 | 4 | -
5519 | 63.0023 | 16 | 0.696 | - | 22 | 4 | -
5520 | 63.0137 | 16 | 0.696 | - | 22 | 4 | -
5521 | 63.0251 | 16 | 0.695 | - | 22 | 4 | -
5522 | 63.0365 | 16 | 0.695 | - | 22 | 4 | -
5523 | 63.0479 | 16 | 0.694 | - | 22 | 4 | -
5524 | 63.0594 | 16 | 0.694 | - | 22 | 4 | -
5525 | 63.0708 | 16 | 0.694 | - | 22 | 4 | -
5526 | 63.0822 | 16 | 0.694 | - | 22 | 4 | -
5527 | 63.0936 | 16 | 0.692 | - | 22 | 4 | -
5528 | 63.105 | 16 | 0.691 | - | 22 | 4 | -
5529 | 63.1164 | 16 | 0.69 | - | 22 | 4 | -
5530 | 63.1279 | 16 | 0.69 | - | 22 | 4 | -
5531 | 63.1393 | 16 | 0.688 | - | 22 | 4 | -
5532 | 63.1507 | 16 | 0.687 | - | 22 | 4 | -
5533 | 63.1621 | 16 | 0.686 | - | 22 | 4 | -
5534 | 63.1735 | 16 | 0.686 | - | 22 | 4 | -
5535 | 63.1849 | 16 | 0.686 | - | 22 | 4 | -
5536 | 63.1963 | 16 | 0.685 | - | 22 | 4 | -
5537 | 63.2078 | 16 | 0.685 | - | 22 | 4 | -
5538 | 63.2192 | 16 | 0.685 | - | 22 | 4 | -
5539 | 63.2306 | 16 | 0.683 | - | 22 | 4 | -
5540 | 63.242 | 16 | 0.682 | - | 22 | 4 | -
5541 | 63.2534 | 16 | 0.682 | - | 22 | 4 | -
5542 | 63.2648 | 16 | 0.681 | - | 22 | 4 | -
5543 | 63.2763 | 16 | 0.681 | - | 22 | 4 | -
5544 | 63.2877 | 16 | 0.676 | - | 22 | 4 | -
5545 | 63.2991 | 16 | 0.676 | - | 22 | 4 | -
5546 | 63.3105 | 16 | 0.676 | - | 22 | 4 | -
5547 | 63.3219 | 16 | 0.675 | - | 22 | 4 | -
5548 | 63.3333 | 16 | 0.675 | - | 22 | 4 | -
5549 | 63.3447 | 16 | 0.675 | - | 22 | 4 | -
5550 | 63.3562 | 16 | 0.674 | - | 22 | 4 | -
5551 | 63.3676 | 16 | 0.673 | - | 22 | 4 | -
5552 | 63.379 | 16 | 0.673 | - | 22 | 4 | -
5553 | 63.3904 | 16 | 0.673 | - | 22 | 4 | -
5554 | 63.4018 | 16 | 0.673 | - | 22 | 4 | -
5555 | 63.4132 | 16 | 0.672 | - | 22 | 4 | -
5556 | 63.4247 | 16 | 0.672 | - | 22 | 4 | -
5557 | 63.4361 | 16 | 0.67 | - | 22 | 4 | -
5558 | 63.4475 | 16 | 0.669 | - | 22 | 4 | -
5559 | 63.4589 | 16 | 0.666 | - | 22 | 4 | -
5560 | 63.4703 | 16 | 0.666 | - | 22 | 4 | -
5561 | 63.4817 | 16 | 0.666 | - | 22 | 4 | -
5562 | 63.4932 | 16 | 0.665 | - | 22 | 4 | -
5563 | 63.5046 | 16 | 0.665 | - | 22 | 4 | -
5564 | 63.516 | 16 | 0.665 | - | 22 | 4 | -
5565 | 63.5274 | 16 | 0.665 | - | 22 | 4 | -
5566 | 63.5388 | 16 | 0.664 | - | 22 | 4 | -
5567 | 63.5502 | 16 | 0.664 | - | 22 | 4 | -
5568 | 63.5616 | 16 | 0.664 | - | 22 | 4 | -
5569 | 63.5731 | 16 | 0.663 | - | 22 | 4 | -
5570 | 63.5845 | 16 | 0.663 | - | 22 | 4 | -
5571 | 63.5959 | 16 | 0.663 | - | 22 | 4 | -
5572 | 63.6073 | 16 | 0.661 | - | 22 | 4 | -
5573 | 63.6187 | 16 | 0.661 | - | 22 | 4 | -
5574 | 63.6301 | 16 | 0.66 | - | 22 | 4 | -
5575 | 63.6416 | 16 | 0.659 | - | 22 | 4 | -
5576 | 63.653 | 16 | 0.659 | - | 22 | 4 | -
5577 | 63.6644 | 16 | 0.658 | - | 22 | 4 | -
5578 | 63.6758 | 16 | 0.656 | - | 22 | 4 | -
5579 | 63.6872 | 16 | 0.656 | - | 22 | 4 | -
5580 | 63.6986 | 16 | 0.656 | - | 22 | 4 | -
5581 | 63.71 | 16 | 0.654 | - | 22 | 4 | -
5582 | 63.7215 | 16 | 0.652 | - | 22 | 4 | -
5583 | 63.7329 | 16 | 0.652 | - | 22 | 4 | -
5584 | 63.7443 | 16 | 0.652 | - | 22 | 4 | -
5585 | 63.7557 | 16 | 0.651 | - | 22 | 4 | -
5586 | 63.7671 | 16 | 0.651 | - | 22 | 4 | -
5587 | 63.7785 | 16 | 0.65 | - | 22 | 4 | -
5588 | 63.79 | 16 | 0.649 | - | 22 | 4 | -
5589 | 63.8014 | 16 | 0.648 | - | 22 | 4 | -
5590 | 63.8128 | 16 | 0.648 | - | 22 | 4 | -
5591 | 63.8242 | 16 | 0.648 | - | 22 | 4 | -
5592 | 63.8356 | 16 | 0.648 | - | 22 | 4 | -
5593 | 63.847 | 16 | 0.647 | - | 22 | 4 | -
5594 | 63.8584 | 16 | 0.645 | - | 22 | 4 | -
5595 | 63.8699 | 16 | 0.644 | - | 22 | 4 | -
5596 | 63.8813 | 16 | 0.644 | - | 22 | 4 | -
5597 | 63.8927 | 16 | 0.643 | - | 22 | 4 | -
5598 | 63.9041 | 16 | 0.641 | - | 22 | 4 | -
5599 | 63.9155 | 16 | 0.639 | - | 22 | 4 | -
5600 | 63.9269 | 16 | 0.639 | - | 22 | 4 | -
5601 | 63.9384 | 16 | 0.638 | - | 22 | 4 | -
5602 | 63.9498 | 16 | 0.638 | - | 22 | 4 | -
5603 | 63.9612 | 16 | 0.638 | - | 22 | 4 | -
5604 | 63.9726 | 16 | 0.638 | - | 22 | 4 | -
5605 | 63.984 | 16 | 0.638 | - | 22 | 4 | -
5606 | 63.9954 | 16 | 0.637 | - | 22 | 4 | -
5607 | 64.0068 | 16 | 0.637 | - | 22 | 4 | -
5608 | 64.0183 | 16 | 0.636 | - | 22 | 4 | -
5609 | 64.0297 | 16 | 0.635 | - | 22 | 4 | -
5610 | 64.0411 | 16 | 0.634 | - | 22 | 4 | -
5611 | 64.0525 | 16 | 0.634 | - | 22 | 4 | -
5612 | 64.0639 | 16 | 0.634 | - | 22 | 4 | -
5613 | 64.0753 | 16 | 0.633 | - | 22 | 4 | -
5614 | 64.0868 | 16 | 0.632 | - | 22 | 4 | -
5615 | 64.0982 | 16 | 0.631 | - | 22 | 4 | -
5616 | 64.1096 | 16 | 0.63 | - | 22 | 4 | -
5617 | 64.121 | 16 | 0.63 | - | 22 | 4 | -
5618 | 64.1324 | 16 | 0.629 | - | 22 | 4 | -
5619 | 64.1438 | 16 | 0.628 | - | 22 | 4 | -
5620 | 64.1553 | 16 | 0.628 | - | 22 | 4 | -
5621 | 64.1667 | 16 | 0.627 | - | 22 | 4 | -
5622 | 64.1781 | 16 | 0.627 | - | 22 | 4 | -
5623 | 64.1895 | 16 | 0.627 | - | 22 | 4 | -
5624 | 64.2009 | 16 | 0.626 | - | 22 | 4 | -
5625 | 64.2123 | 16 | 0.625 | - | 22 | 4 | -
5626 | 64.2237 | 16 | 0.625 | - | 22 | 4 | -
5627 | 64.2352 | 16 | 0.625 | - | 22 | 4 | -
5628 | 64.2466 | 16 | 0.625 | - | 22 | 4 | -
5629 | 64.258 | 16 | 0.623 | - | 22 | 4 | -
5630 | 64.2694 | 16 | 0.623 | - | 22 | 4 | -
5631 | 64.2808 | 16 | 0.622 | - | 22 | 4 | -
5632 | 64.2922 | 16 | 0.621 | - | 22 | 4 | -
5633 | 64.3037 | 16 | 0.62 | - | 22 | 4 | -
5634 | 64.3151 | 16 | 0.62 | - | 22 | 4 | -
5635 | 64.3265 | 16 | 0.62 | - | 22 | 4 | -
5636 | 64.3379 | 16 | 0.619 | - | 22 | 4 | -
5637 | 64.3493 | 16 | 0.619 | - | 22 | 4 | -
5638 | 64.3607 | 16 | 0.617 | - | 22 | 4 | -
5639 | 64.3721 | 16 | 0.617 | - | 22 | 4 | -
5640 | 64.3836 | 16 | 0.615 | - | 22 | 4 | -
5641 | 64.395 | 16 | 0.615 | - | 22 | 4 | -
5642 | 64.4064 | 16 | 0.615 | - | 22 | 4 | -
5643 | 64.4178 | 16 | 0.615 | - | 22 | 4 | -
5644 | 64.4292 | 16 | 0.614 | - | 22 | 4 | -
5645 | 64.4406 | 16 | 0.613 | - | 22 | 4 | -
5646 | 64.4521 | 16 | 0.612 | - | 22 | 4 | -
5647 | 64.4635 | 16 | 0.612 | - | 22 | 4 | -
5648 | 64.4749 | 16 | 0.612 | - | 22 | 4 | -
5649 | 64.4863 | 16 | 0.611 | - | 22 | 4 | -
5650 | 64.4977 | 16 | 0.611 | - | 22 | 4 | -
5651 | 64.5091 | 16 | 0.61 | - | 22 | 4 | -
5652 | 64.5205 | 16 | 0.608 | - | 22 | 4 | -
5653 | 64.532 | 16 | 0.608 | - | 22 | 4 | -
5654 | 64.5434 | 16 | 0.607 | - | 22 | 4 | -
5655 | 64.5548 | 16 | 0.607 | - | 22 | 4 | -
5656 | 64.5662 | 16 | 0.606 | - | 22 | 4 | -
5657 | 64.5776 | 16 | 0.606 | - | 22 | 4 | -
5658 | 64.589 | 16 | 0.605 | - | 22 | 4 | -
5659 | 64.6005 | 16 | 0.605 | - | 22 | 4 | -
5660 | 64.6119 | 16 | 0.605 | - | 22 | 4 | -
5661 | 64.6233 | 16 | 0.604 | - | 22 | 4 | -
5662 | 64.6347 | 16 | 0.604 | - | 22 | 4 | -
5663 | 64.6461 | 16 | 0.604 | - | 22 | 4 | -
5664 | 64.6575 | 16 | 0.602 | - | 22 | 4 | -
5665 | 64.6689 | 16 | 0.602 | - | 22 | 4 | -
5666 | 64.6804 | 16 | 0.601 | - | 22 | 4 | -
5667 | 64.6918 | 16 | 0.601 | - | 22 | 4 | -
5668 | 64.7032 | 16 | 0.6 | - | 22 | 4 | -
5669 | 64.7146 | 16 | 0.597 | - | 22 | 4 | -
5670 | 64.726 | 16 | 0.596 | - | 22 | 4 | -
5671 | 64.7374 | 16 | 0.596 | - | 22 | 4 | -
5672 | 64.7489 | 16 | 0.594 | - | 22 | 4 | -
5673 | 64.7603 | 16 | 0.594 | - | 22 | 4 | -
5674 | 64.7717 | 16 | 0.594 | - | 22 | 4 | -
5675 | 64.7831 | 16 | 0.593 | - | 22 | 4 | -
5676 | 64.7945 | 16 | 0.592 | - | 22 | 4 | -
5677 | 64.8059 | 16 | 0.592 | - | 22 | 4 | -
5678 | 64.8174 | 16 | 0.591 | - | 22 | 4 | -
5679 | 64.8288 | 16 | 0.591 | - | 22 | 4 | -
5680 | 64.8402 | 16 | 0.591 | - | 22 | 4 | -
5681 | 64.8516 | 16 | 0.59 | - | 22 | 4 | -
5682 | 64.863 | 16 | 0.588 | - | 22 | 4 | -
5683 | 64.8744 | 16 | 0.588 | - | 22 | 4 | -
5684 | 64.8858 | 16 | 0.587 | - | 22 | 4 | -
5685 | 64.8973 | 16 | 0.587 | - | 22 | 4 | -
5686 | 64.9087 | 16 | 0.587 | - | 22 | 4 | -
5687 | 64.9201 | 16 | 0.584 | - | 22 | 4 | -
5688 | 64.9315 | 16 | 0.584 | - | 22 | 4 | -
5689 | 64.9429 | 16 | 0.584 | - | 22 | 4 | -
5690 | 64.9543 | 16 | 0.582 | - | 22 | 4 | -
5691 | 64.9658 | 16 | 0.581 | - | 22 | 4 | -
5692 | 64.9772 | 16 | 0.581 | - | 22 | 4 | -
5693 | 64.9886 | 16 | 0.578 | - | 22 | 4 | -
5694 | 65 | 16 | 0.578 | - | 22 | 4 | -
5695 | 65.0114 | 16 | 0.577 | - | 22 | 4 | -
5696 | 65.0228 | 16 | 0.577 | - | 22 | 4 | -
5697 | 65.0342 | 16 | 0.576 | - | 22 | 4 | -
5698 | 65.0457 | 16 | 0.575 | - | 22 | 4 | -
5699 | 65.0571 | 16 | 0.575 | - | 22 | 4 | -
5700 | 65.0685 | 16 | 0.573 | - | 22 | 4 | -
5701 | 65.0799 | 16 | 0.572 | - | 22 | 4 | -
5702 | 65.0913 | 16 | 0.571 | - | 22 | 4 | -
5703 | 65.1027 | 16 | 0.571 | - | 22 | 4 | -
5704 | 65.1142 | 16 | 0.57 | - | 22 | 4 | -
5705 | 65.1256 | 16 | 0.57 | - | 22 | 4 | -
5706 | 65.137 | 16 | 0.57 | - | 22 | 4 | -
5707 | 65.1484 | 16 | 0.569 | - | 22 | 4 | -
5708 | 65.1598 | 16 | 0.567 | - | 22 | 4 | -
5709 | 65.1712 | 16 | 0.566 | - | 22 | 4 | -
5710 | 65.1826 | 16 | 0.565 | - | 22 | 4 | -
5711 | 65.1941 | 16 | 0.565 | - | 22 | 4 | -
5712 | 65.2055 | 16 | 0.565 | - | 22 | 4 | -
5713 | 65.2169 | 16 | 0.563 | - | 22 | 4 | -
5714 | 65.2283 | 16 | 0.563 | - | 22 | 4 | -
5715 | 65.2397 | 16 | 0.562 | - | 22 | 4 | -
5716 | 65.2511 | 16 | 0.562 | - | 22 | 4 | -
5717 | 65.2626 | 16 | 0.562 | - | 22 | 4 | -
5718 | 65.274 | 16 | 0.561 | - | 22 | 4 | -
5719 | 65.2854 | 16 | 0.561 | - | 22 | 4 | -
5720 | 65.2968 | 16 | 0.559 | - | 22 | 4 | -
5721 | 65.3082 | 16 | 0.557 | - | 22 | 4 | -
5722 | 65.3196 | 16 | 0.553 | - | 22 | 4 | -
5723 | 65.3311 | 16 | 0.55 | - | 22 | 4 | -
5724 | 65.3425 | 16 | 0.55 | - | 22 | 4 | -
5725 | 65.3539 | 16 | 0.549 | - | 22 | 4 | -
5726 | 65.3653 | 16 | 0.549 | - | 22 | 4 | -
5727 | 65.3767 | 16 | 0.548 | - | 22 | 4 | -
5728 | 65.3881 | 16 | 0.548 | - | 22 | 4 | -
5729 | 65.3995 | 16 | 0.546 | - | 22 | 4 | -
5730 | 65.411 | 16 | 0.545 | - | 22 | 4 | -
5731 | 65.4224 | 16 | 0.545 | - | 22 | 4 | -
5732 | 65.4338 | 16 | 0.543 | - | 22 | 4 | -
5733 | 65.4452 | 16 | 0.542 | - | 22 | 4 | -
5734 | 65.4566 | 16 | 0.541 | - | 22 | 4 | -
5735 | 65.468 | 16 | 0.54 | - | 22 | 4 | -
5736 | 65.4795 | 16 | 0.539 | - | 22 | 4 | -
5737 | 65.4909 | 16 | 0.538 | - | 22 | 4 | -
5738 | 65.5023 | 16 | 0.537 | - | 22 | 4 | -
5739 | 65.5137 | 16 | 0.537 | - | 22 | 4 | -
5740 | 65.5251 | 16 | 0.536 | - | 22 | 4 | -
5741 | 65.5365 | 16 | 0.536 | - | 22 | 4 | -
5742 | 65.5479 | 16 | 0.536 | - | 22 | 4 | -
5743 | 65.5594 | 16 | 0.535 | - | 22 | 4 | -
5744 | 65.5708 | 16 | 0.534 | - | 22 | 4 | -
5745 | 65.5822 | 16 | 0.533 | - | 22 | 4 | -
5746 | 65.5936 | 16 | 0.533 | - | 22 | 4 | -
5747 | 65.605 | 16 | 0.533 | - | 22 | 4 | -
5748 | 65.6164 | 16 | 0.532 | - | 22 | 4 | -
5749 | 65.6279 | 16 | 0.531 | - | 22 | 4 | -
5750 | 65.6393 | 16 | 0.531 | - | 22 | 4 | -
5751 | 65.6507 | 16 | 0.53 | - | 22 | 4 | -
5752 | 65.6621 | 16 | 0.53 | - | 22 | 4 | -
5753 | 65.6735 | 16 | 0.528 | - | 22 | 4 | -
5754 | 65.6849 | 16 | 0.528 | - | 22 | 4 | -
5755 | 65.6963 | 16 | 0.528 | - | 22 | 4 | -
5756 | 65.7078 | 16 | 0.528 | - | 22 | 4 | -
5757 | 65.7192 | 16 | 0.528 | - | 22 | 4 | -
5758 | 65.7306 | 16 | 0.527 | - | 22 | 4 | -
5759 | 65.742 | 16 | 0.526 | - | 22 | 4 | -
5760 | 65.7534 | 16 | 0.526 | - | 22 | 4 | -
5761 | 65.7648 | 16 | 0.525 | - | 22 | 4 | -
5762 | 65.7763 | 16 | 0.525 | - | 22 | 4 | -
5763 | 65.7877 | 16 | 0.525 | - | 22 | 4 | -
5764 | 65.7991 | 16 | 0.525 | - | 22 | 4 | -
5765 | 65.8105 | 16 | 0.525 | - | 22 | 4 | -
5766 | 65.8219 | 16 | 0.524 | - | 22 | 4 | -
5767 | 65.8333 | 16 | 0.523 | - | 22 | 4 | -
5768 | 65.8447 | 16 | 0.522 | - | 22 | 4 | -
5769 | 65.8562 | 16 | 0.522 | - | 22 | 4 | -
5770 | 65.8676 | 16 | 0.521 | - | 22 | 4 | -
5771 | 65.879 | 16 | 0.521 | - | 22 | 4 | -
5772 | 65.8904 | 16 | 0.52 | - | 22 | 4 | -
5773 | 65.9018 | 16 | 0.519 | - | 22 | 4 | -
5774 | 65.9132 | 16 | 0.519 | - | 22 | 4 | -
5775 | 65.9247 | 16 | 0.518 | - | 22 | 4 | -
5776 | 65.9361 | 16 | 0.518 | - | 22 | 4 | -
5777 | 65.9475 | 16 | 0.516 | - | 22 | 4 | -
5778 | 65.9589 | 16 | 0.515 | - | 22 | 4 | -
5779 | 65.9703 | 16 | 0.515 | - | 22 | 4 | -
5780 | 65.9817 | 16 | 0.514 | - | 22 | 4 | -
5781 | 65.9932 | 16 | 0.513 | - | 22 | 4 | -
5782 | 66.0046 | 16 | 0.513 | - | 22 | 4 | -
5783 | 66.016 | 16 | 0.511 | - | 22 | 4 | -
5784 | 66.0274 | 16 | 0.509 | - | 22 | 4 | -
5785 | 66.0388 | 16 | 0.509 | - | 22 | 4 | -
5786 | 66.0502 | 16 | 0.508 | - | 22 | 4 | -
5787 | 66.0616 | 16 | 0.508 | - | 22 | 4 | -
5788 | 66.0731 | 16 | 0.508 | - | 22 | 4 | -
5789 | 66.0845 | 16 | 0.507 | - | 22 | 4 | -
5790 | 66.0959 | 16 | 0.507 | - | 22 | 4 | -
5791 | 66.1073 | 16 | 0.505 | - | 22 | 4 | -
5792 | 66.1187 | 16 | 0.503 | - | 22 | 4 | -
5793 | 66.1301 | 16 | 0.503 | - | 22 | 4 | -
5794 | 66.1416 | 16 | 0.502 | - | 22 | 4 | -
5795 | 66.153 | 16 | 0.502 | - | 22 | 4 | -
5796 | 66.1644 | 16 | 0.501 | - | 22 | 4 | -
5797 | 66.1758 | 16 | 0.501 | - | 22 | 4 | -
5798 | 66.1872 | 16 | 0.5 | - | 22 | 4 | -
5799 | 66.1986 | 16 | 0.5 | - | 22 | 4 | -
5800 | 66.21 | 16 | 0.5 | - | 22 | 4 | -
5801 | 66.2215 | 16 | 0.496 | - | 22 | 4 | -
5802 | 66.2329 | 16 | 0.496 | - | 22 | 4 | -
5803 | 66.2443 | 16 | 0.495 | - | 22 | 4 | -
5804 | 66.2557 | 16 | 0.495 | - | 22 | 4 | -
5805 | 66.2671 | 16 | 0.495 | - | 22 | 4 | -
5806 | 66.2785 | 16 | 0.495 | - | 22 | 4 | -
5807 | 66.29 | 16 | 0.495 | - | 22 | 4 | -
5808 | 66.3014 | 16 | 0.493 | - | 22 | 4 | -
5809 | 66.3128 | 16 | 0.492 | - | 22 | 4 | -
5810 | 66.3242 | 16 | 0.491 | - | 22 | 4 | -
5811 | 66.3356 | 16 | 0.491 | - | 22 | 4 | -
5812 | 66.347 | 16 | 0.489 | - | 22 | 4 | -
5813 | 66.3584 | 16 | 0.489 | - | 22 | 4 | -
5814 | 66.3699 | 16 | 0.489 | - | 22 | 4 | -
5815 | 66.3813 | 16 | 0.486 | - | 22 | 4 | -
5816 | 66.3927 | 16 | 0.485 | - | 22 | 4 | -
5817 | 66.4041 | 16 | 0.484 | - | 22 | 4 | -
5818 | 66.4155 | 16 | 0.484 | - | 22 | 4 | -
5819 | 66.4269 | 16 | 0.484 | - | 22 | 4 | -
5820 | 66.4384 | 16 | 0.484 | - | 22 | 4 | -
5821 | 66.4498 | 16 | 0.481 | - | 22 | 4 | -
5822 | 66.4612 | 16 | 0.481 | - | 22 | 4 | -
5823 | 66.4726 | 16 | 0.48 | - | 22 | 4 | -
5824 | 66.484 | 16 | 0.478 | - | 22 | 4 | -
5825 | 66.4954 | 16 | 0.475 | - | 22 | 4 | -
5826 | 66.5068 | 16 | 0.473 | - | 22 | 4 | -
5827 | 66.5183 | 16 | 0.472 | - | 22 | 4 | -
5828 | 66.5297 | 16 | 0.471 | - | 22 | 4 | -
5829 | 66.5411 | 16 | 0.469 | - | 22 | 4 | -
5830 | 66.5525 | 16 | 0.469 | - | 22 | 4 | -
5831 | 66.5639 | 16 | 0.469 | - | 22 | 4 | -
5832 | 66.5753 | 16 | 0.468 | - | 22 | 4 | -
5833 | 66.5868 | 16 | 0.467 | - | 22 | 4 | -
5834 | 66.5982 | 16 | 0.464 | - | 22 | 4 | -
5835 | 66.6096 | 16 | 0.464 | - | 22 | 4 | -
5836 | 66.621 | 16 | 0.464 | - | 22 | 4 | -
5837 | 66.6324 | 16 | 0.462 | - | 22 | 4 | -
5838 | 66.6438 | 16 | 0.461 | - | 22 | 4 | -
5839 | 66.6553 | 16 | 0.46 | - | 22 | 4 | -
5840 | 66.6667 | 16 | 0.46 | - | 22 | 4 | -
5841 | 66.6781 | 16 | 0.458 | - | 22 | 4 | -
5842 | 66.6895 | 16 | 0.458 | - | 22 | 4 | -
5843 | 66.7009 | 16 | 0.457 | - | 22 | 4 | -
5844 | 66.7123 | 16 | 0.456 | - | 22 | 4 | -
5845 | 66.7237 | 16 | 0.455 | - | 22 | 4 | -
5846 | 66.7352 | 16 | 0.455 | - | 22 | 4 | -
5847 | 66.7466 | 16 | 0.455 | - | 22 | 4 | -
5848 | 66.758 | 16 | 0.455 | - | 22 | 4 | -
5849 | 66.7694 | 16 | 0.453 | - | 22 | 4 | -
5850 | 66.7808 | 16 | 0.453 | - | 22 | 4 | -
5851 | 66.7922 | 16 | 0.453 | - | 22 | 4 | -
5852 | 66.8037 | 16 | 0.451 | - | 22 | 4 | -
5853 | 66.8151 | 16 | 0.45 | - | 22 | 4 | -
5854 | 66.8265 | 16 | 0.449 | - | 22 | 4 | -
5855 | 66.8379 | 16 | 0.448 | - | 22 | 4 | -
5856 | 66.8493 | 16 | 0.448 | - | 22 | 4 | -
5857 | 66.8607 | 16 | 0.448 | - | 22 | 4 | -
5858 | 66.8721 | 16 | 0.447 | - | 22 | 4 | -
5859 | 66.8836 | 16 | 0.446 | - | 22 | 4 | -
5860 | 66.895 | 16 | 0.445 | - | 22 | 4 | -
5861 | 66.9064 | 16 | 0.445 | - | 22 | 4 | -
5862 | 66.9178 | 16 | 0.444 | - | 22 | 4 | -
5863 | 66.9292 | 16 | 0.443 | - | 22 | 4 | -
5864 | 66.9406 | 16 | 0.441 | - | 22 | 4 | -
5865 | 66.9521 | 16 | 0.44 | - | 22 | 4 | -
5866 | 66.9635 | 16 | 0.44 | - | 22 | 4 | -
5867 | 66.9749 | 16 | 0.44 | - | 22 | 4 | -
5868 | 66.9863 | 16 | 0.44 | - | 22 | 4 | -
5869 | 66.9977 | 16 | 0.439 | - | 22 | 4 | -
5870 | 67.0091 | 16 | 0.438 | - | 22 | 4 | -
5871 | 67.0205 | 16 | 0.438 | - | 22 | 4 | -
5872 | 67.032 | 16 | 0.437 | - | 22 | 4 | -
5873 | 67.0434 | 16 | 0.436 | - | 22 | 4 | -
5874 | 67.0548 | 16 | 0.435 | - | 22 | 4 | -
5875 | 67.0662 | 16 | 0.435 | - | 22 | 3 | -
5876 | 67.0776 | 16 | 0.434 | - | 22 | 3 | -
5877 | 67.089 | 16 | 0.434 | - | 22 | 3 | -
5878 | 67.1005 | 16 | 0.431 | - | 22 | 3 | -
5879 | 67.1119 | 16 | 0.431 | - | 22 | 3 | -
5880 | 67.1233 | 16 | 0.431 | - | 22 | 3 | -
5881 | 67.1347 | 16 | 0.43 | - | 22 | 3 | -
5882 | 67.1461 | 16 | 0.429 | - | 22 | 3 | -
5883 | 67.1575 | 16 | 0.428 | - | 22 | 3 | -
5884 | 67.1689 | 16 | 0.428 | - | 22 | 3 | -
5885 | 67.1804 | 16 | 0.427 | - | 22 | 3 | -
5886 | 67.1918 | 16 | 0.427 | - | 22 | 3 | -
5887 | 67.2032 | 16 | 0.426 | - | 22 | 3 | -
5888 | 67.2146 | 16 | 0.426 | - | 22 | 3 | -
5889 | 67.226 | 16 | 0.425 | - | 22 | 3 | -
5890 | 67.2374 | 16 | 0.425 | - | 22 | 3 | -
5891 | 67.2489 | 16 | 0.425 | - | 22 | 3 | -
5892 | 67.2603 | 16 | 0.424 | - | 22 | 3 | -
5893 | 67.2717 | 16 | 0.421 | - | 22 | 3 | -
5894 | 67.2831 | 16 | 0.419 | - | 22 | 3 | -
5895 | 67.2945 | 16 | 0.417 | - | 22 | 3 | -
5896 | 67.3059 | 16 | 0.417 | - | 22 | 3 | -
5897 | 67.3174 | 16 | 0.416 | - | 22 | 3 | -
5898 | 67.3288 | 16 | 0.415 | - | 22 | 3 | -
5899 | 67.3402 | 16 | 0.415 | - | 22 | 3 | -
5900 | 67.3516 | 16 | 0.415 | - | 22 | 3 | -
5901 | 67.363 | 16 | 0.413 | - | 22 | 3 | -
5902 | 67.3744 | 16 | 0.413 | - | 22 | 3 | -
5903 | 67.3858 | 16 | 0.413 | - | 22 | 3 | -
5904 | 67.3973 | 16 | 0.412 | - | 22 | 3 | -
5905 | 67.4087 | 16 | 0.412 | - | 22 | 3 | -
5906 | 67.4201 | 16 | 0.412 | - | 22 | 3 | -
5907 | 67.4315 | 16 | 0.411 | - | 22 | 3 | -
5908 | 67.4429 | 16 | 0.411 | - | 22 | 3 | -
5909 | 67.4543 | 16 | 0.41 | - | 22 | 3 | -
5910 | 67.4658 | 16 | 0.41 | - | 22 | 3 | -
5911 | 67.4772 | 16 | 0.409 | - | 22 | 3 | -
5912 | 67.4886 | 16 | 0.407 | - | 22 | 3 | -
5913 | 67.5 | 16 | 0.407 | - | 22 | 3 | -
5914 | 67.5114 | 16 | 0.407 | - | 22 | 3 | -
5915 | 67.5228 | 16 | 0.406 | - | 22 | 3 | -
5916 | 67.5342 | 16 | 0.406 | - | 22 | 3 | -
5917 | 67.5457 | 16 | 0.406 | - | 22 | 3 | -
5918 | 67.5571 | 16 | 0.405 | - | 22 | 3 | -
5919 | 67.5685 | 16 | 0.405 | - | 22 | 3 | -
5920 | 67.5799 | 16 | 0.404 | - | 22 | 3 | -
5921 | 67.5913 | 16 | 0.403 | - | 22 | 3 | -
5922 | 67.6027 | 16 | 0.403 | - | 22 | 3 | -
5923 | 67.6142 | 16 | 0.402 | - | 22 | 3 | -
5924 | 67.6256 | 16 | 0.401 | - | 22 | 3 | -
5925 | 67.637 | 16 | 0.401 | - | 22 | 3 | -
5926 | 67.6484 | 16 | 0.401 | - | 22 | 3 | -
5927 | 67.6598 | 16 | 0.399 | - | 22 | 3 | -
5928 | 67.6712 | 16 | 0.399 | - | 22 | 3 | -
5929 | 67.6826 | 16 | 0.397 | - | 22 | 3 | -
5930 | 67.6941 | 16 | 0.397 | - | 22 | 3 | -
5931 | 67.7055 | 16 | 0.395 | - | 22 | 3 | -
5932 | 67.7169 | 16 | 0.395 | - | 22 | 3 | -
5933 | 67.7283 | 16 | 0.393 | - | 22 | 3 | -
5934 | 67.7397 | 16 | 0.392 | - | 22 | 3 | -
5935 | 67.7511 | 16 | 0.391 | - | 22 | 3 | -
5936 | 67.7626 | 16 | 0.391 | - | 22 | 3 | -
5937 | 67.774 | 16 | 0.389 | - | 22 | 3 | -
5938 | 67.7854 | 16 | 0.389 | - | 22 | 3 | -
5939 | 67.7968 | 16 | 0.388 | - | 22 | 3 | -
5940 | 67.8082 | 16 | 0.388 | - | 22 | 3 | -
5941 | 67.8196 | 16 | 0.386 | - | 22 | 3 | -
5942 | 67.8311 | 16 | 0.383 | - | 22 | 3 | -
5943 | 67.8425 | 16 | 0.38 | - | 22 | 3 | -
5944 | 67.8539 | 16 | 0.38 | - | 22 | 3 | -
5945 | 67.8653 | 16 | 0.379 | - | 22 | 3 | -
5946 | 67.8767 | 16 | 0.377 | - | 22 | 3 | -
5947 | 67.8881 | 16 | 0.376 | - | 22 | 3 | -
5948 | 67.8995 | 16 | 0.375 | - | 22 | 3 | -
5949 | 67.911 | 16 | 0.375 | - | 22 | 3 | -
5950 | 67.9224 | 16 | 0.374 | - | 22 | 3 | -
5951 | 67.9338 | 16 | 0.374 | - | 22 | 3 | -
5952 | 67.9452 | 16 | 0.372 | - | 22 | 3 | -
5953 | 67.9566 | 16 | 0.372 | - | 22 | 3 | -
5954 | 67.968 | 16 | 0.371 | - | 22 | 3 | -
5955 | 67.9795 | 16 | 0.37 | - | 22 | 3 | -
5956 | 67.9909 | 16 | 0.37 | - | 22 | 3 | -
5957 | 68.0023 | 16 | 0.368 | - | 22 | 3 | -
5958 | 68.0137 | 16 | 0.368 | - | 22 | 3 | -
5959 | 68.0251 | 16 | 0.368 | - | 22 | 3 | -
5960 | 68.0365 | 16 | 0.366 | - | 22 | 3 | -
5961 | 68.0479 | 16 | 0.366 | - | 22 | 3 | -
5962 | 68.0594 | 16 | 0.365 | - | 22 | 3 | -
5963 | 68.0708 | 16 | 0.364 | - | 22 | 3 | -
5964 | 68.0822 | 16 | 0.364 | - | 22 | 3 | -
5965 | 68.0936 | 16 | 0.364 | - | 22 | 3 | -
5966 | 68.105 | 16 | 0.363 | - | 22 | 3 | -
5967 | 68.1164 | 16 | 0.361 | - | 22 | 3 | -
5968 | 68.1279 | 16 | 0.36 | - | 22 | 3 | -
5969 | 68.1393 | 16 | 0.358 | - | 22 | 3 | -
5970 | 68.1507 | 16 | 0.358 | - | 22 | 3 | -
5971 | 68.1621 | 16 | 0.358 | - | 22 | 3 | -
5972 | 68.1735 | 16 | 0.357 | - | 22 | 3 | -
5973 | 68.1849 | 16 | 0.355 | - | 22 | 3 | -
5974 | 68.1963 | 16 | 0.352 | - | 22 | 3 | -
5975 | 68.2078 | 16 | 0.351 | - | 22 | 3 | -
5976 | 68.2192 | 16 | 0.351 | - | 22 | 3 | -
5977 | 68.2306 | 16 | 0.351 | - | 22 | 3 | -
5978 | 68.242 | 16 | 0.348 | - | 22 | 3 | -
5979 | 68.2534 | 16 | 0.348 | - | 22 | 3 | -
5980 | 68.2648 | 16 | 0.348 | - | 22 | 3 | -
5981 | 68.2763 | 16 | 0.348 | - | 22 | 3 | -
5982 | 68.2877 | 16 | 0.347 | - | 22 | 3 | -
5983 | 68.2991 | 16 | 0.346 | - | 22 | 3 | -
5984 | 68.3105 | 16 | 0.345 | - | 22 | 3 | -
5985 | 68.3219 | 16 | 0.345 | - | 22 | 3 | -
5986 | 68.3333 | 16 | 0.344 | - | 22 | 3 | -
5987 | 68.3447 | 16 | 0.343 | - | 22 | 3 | -
5988 | 68.3562 | 16 | 0.343 | - | 22 | 3 | -
5989 | 68.3676 | 16 | 0.342 | - | 22 | 3 | -
5990 | 68.379 | 16 | 0.342 | - | 22 | 3 | -
5991 | 68.3904 | 16 | 0.341 | - | 22 | 3 | -
5992 | 68.4018 | 16 | 0.341 | - | 22 | 3 | -
5993 | 68.4132 | 16 | 0.341 | - | 22 | 3 | -
5994 | 68.4247 | 16 | 0.34 | - | 22 | 3 | -
5995 | 68.4361 | 16 | 0.339 | - | 22 | 3 | -
5996 | 68.4475 | 16 | 0.338 | - | 22 | 3 | -
5997 | 68.4589 | 16 | 0.338 | - | 22 | 3 | -
5998 | 68.4703 | 15 | 0.338 | - | 22 | 3 | -
5999 | 68.4817 | 15 | 0.338 | - | 22 | 3 | -
6000 | 68.4932 | 15 | 0.338 | - | 22 | 3 | -
6001 | 68.5046 | 15 | 0.337 | - | 22 | 3 | -
6002 | 68.516 | 15 | 0.337 | - | 22 | 3 | -
6003 | 68.5274 | 15 | 0.336 | - | 22 | 3 | -
6004 | 68.5388 | 15 | 0.336 | - | 22 | 3 | -
6005 | 68.5502 | 15 | 0.336 | - | 22 | 3 | -
6006 | 68.5616 | 15 | 0.335 | - | 22 | 3 | -
6007 | 68.5731 | 15 | 0.334 | - | 22 | 3 | -
6008 | 68.5845 | 15 | 0.334 | - | 22 | 3 | -
6009 | 68.5959 | 15 | 0.333 | - | 22 | 3 | -
6010 | 68.6073 | 15 | 0.333 | - | 22 | 3 | -
6011 | 68.6187 | 15 | 0.332 | - | 22 | 3 | -
6012 | 68.6301 | 15 | 0.332 | - | 22 | 3 | -
6013 | 68.6416 | 15 | 0.331 | - | 22 | 3 | -
6014 | 68.653 | 15 | 0.331 | - | 22 | 3 | -
6015 | 68.6644 | 15 | 0.33 | - | 22 | 3 | -
6016 | 68.6758 | 15 | 0.329 | - | 22 | 3 | -
6017 | 68.6872 | 15 | 0.329 | - | 22 | 3 | -
6018 | 68.6986 | 15 | 0.328 | - | 22 | 3 | -
6019 | 68.71 | 15 | 0.328 | - | 22 | 3 | -
6020 | 68.7215 | 15 | 0.327 | - | 22 | 3 | -
6021 | 68.7329 | 15 | 0.326 | - | 22 | 3 | -
6022 | 68.7443 | 15 | 0.326 | - | 22 | 3 | -
6023 | 68.7557 | 15 | 0.326 | - | 22 | 3 | -
6024 | 68.7671 | 15 | 0.326 | - | 22 | 3 | -
6025 | 68.7785 | 15 | 0.325 | - | 22 | 3 | -
6026 | 68.79 | 15 | 0.325 | - | 22 | 3 | -
6027 | 68.8014 | 15 | 0.325 | - | 22 | 3 | -
6028 | 68.8128 | 15 | 0.324 | - | 22 | 3 | -
6029 | 68.8242 | 15 | 0.323 | - | 22 | 3 | -
6030 | 68.8356 | 15 | 0.323 | - | 22 | 3 | -
6031 | 68.847 | 15 | 0.322 | - | 22 | 3 | -
6032 | 68.8584 | 15 | 0.322 | - | 22 | 3 | -
6033 | 68.8699 | 15 | 0.318 | - | 22 | 3 | -
6034 | 68.8813 | 15 | 0.318 | - | 22 | 3 | -
6035 | 68.8927 | 15 | 0.315 | - | 22 | 3 | -
6036 | 68.9041 | 15 | 0.313 | - | 22 | 3 | -
6037 | 68.9155 | 15 | 0.312 | - | 22 | 3 | -
6038 | 68.9269 | 15 | 0.312 | - | 22 | 3 | -
6039 | 68.9384 | 15 | 0.312 | - | 22 | 3 | -
6040 | 68.9498 | 15 | 0.311 | - | 22 | 3 | -
6041 | 68.9612 | 15 | 0.311 | - | 22 | 3 | -
6042 | 68.9726 | 15 | 0.31 | - | 22 | 3 | -
6043 | 68.984 | 15 | 0.31 | - | 22 | 3 | -
6044 | 68.9954 | 15 | 0.308 | - | 22 | 3 | -
6045 | 69.0068 | 15 | 0.307 | - | 22 | 3 | -
6046 | 69.0183 | 15 | 0.306 | - | 22 | 3 | -
6047 | 69.0297 | 15 | 0.306 | - | 22 | 3 | -
6048 | 69.0411 | 15 | 0.306 | - | 22 | 3 | -
6049 | 69.0525 | 15 | 0.306 | - | 22 | 3 | -
6050 | 69.0639 | 15 | 0.306 | - | 22 | 3 | -
6051 | 69.0753 | 15 | 0.305 | - | 22 | 3 | -
6052 | 69.0868 | 15 | 0.305 | - | 22 | 3 | -
6053 | 69.0982 | 15 | 0.304 | - | 22 | 3 | -
6054 | 69.1096 | 15 | 0.304 | - | 22 | 3 | -
6055 | 69.121 | 15 | 0.303 | - | 22 | 3 | -
6056 | 69.1324 | 15 | 0.303 | - | 22 | 3 | -
6057 | 69.1438 | 15 | 0.302 | - | 22 | 3 | -
6058 | 69.1553 | 15 | 0.301 | - | 22 | 3 | -
6059 | 69.1667 | 15 | 0.301 | - | 22 | 3 | -
6060 | 69.1781 | 15 | 0.299 | - | 22 | 3 | -
6061 | 69.1895 | 15 | 0.299 | - | 22 | 3 | -
6062 | 69.2009 | 15 | 0.299 | - | 22 | 3 | -
6063 | 69.2123 | 15 | 0.298 | - | 22 | 3 | -
6064 | 69.2237 | 15 | 0.298 | - | 22 | 3 | -
6065 | 69.2352 | 15 | 0.296 | - | 22 | 3 | -
6066 | 69.2466 | 15 | 0.296 | - | 22 | 3 | -
6067 | 69.258 | 15 | 0.295 | - | 22 | 3 | -
6068 | 69.2694 | 15 | 0.295 | - | 22 | 3 | -
6069 | 69.2808 | 15 | 0.295 | - | 22 | 3 | -
6070 | 69.2922 | 15 | 0.295 | - | 22 | 3 | -
6071 | 69.3037 | 15 | 0.295 | - | 22 | 3 | -
6072 | 69.3151 | 15 | 0.294 | - | 22 | 3 | -
6073 | 69.3265 | 15 | 0.293 | - | 22 | 3 | -
6074 | 69.3379 | 15 | 0.293 | - | 22 | 3 | -
6075 | 69.3493 | 15 | 0.292 | - | 22 | 3 | -
6076 | 69.3607 | 15 | 0.291 | - | 22 | 3 | -
6077 | 69.3721 | 15 | 0.29 | - | 22 | 3 | -
6078 | 69.3836 | 15 | 0.29 | - | 22 | 3 | -
6079 | 69.395 | 15 | 0.289 | - | 22 | 3 | -
6080 | 69.4064 | 15 | 0.288 | - | 22 | 3 | -
6081 | 69.4178 | 15 | 0.288 | - | 22 | 3 | -
6082 | 69.4292 | 15 | 0.283 | - | 22 | 3 | -
6083 | 69.4406 | 15 | 0.282 | - | 22 | 3 | -
6084 | 69.4521 | 15 | 0.28 | - | 22 | 3 | -
6085 | 69.4635 | 15 | 0.28 | - | 22 | 3 | -
6086 | 69.4749 | 15 | 0.279 | - | 22 | 3 | -
6087 | 69.4863 | 15 | 0.279 | - | 22 | 3 | -
6088 | 69.4977 | 15 | 0.278 | - | 22 | 3 | -
6089 | 69.5091 | 15 | 0.278 | - | 22 | 3 | -
6090 | 69.5205 | 15 | 0.277 | - | 22 | 3 | -
6091 | 69.532 | 15 | 0.277 | - | 22 | 3 | -
6092 | 69.5434 | 15 | 0.276 | - | 22 | 3 | -
6093 | 69.5548 | 15 | 0.275 | - | 22 | 3 | -
6094 | 69.5662 | 15 | 0.274 | - | 22 | 3 | -
6095 | 69.5776 | 15 | 0.273 | - | 22 | 3 | -
6096 | 69.589 | 15 | 0.273 | - | 22 | 3 | -
6097 | 69.6005 | 15 | 0.273 | - | 22 | 3 | -
6098 | 69.6119 | 15 | 0.27 | - | 22 | 3 | -
6099 | 69.6233 | 15 | 0.27 | - | 22 | 3 | -
6100 | 69.6347 | 15 | 0.269 | - | 22 | 3 | -
6101 | 69.6461 | 15 | 0.268 | - | 22 | 3 | -
6102 | 69.6575 | 15 | 0.268 | - | 22 | 3 | -
6103 | 69.6689 | 15 | 0.268 | - | 22 | 3 | -
6104 | 69.6804 | 15 | 0.268 | - | 22 | 3 | -
6105 | 69.6918 | 15 | 0.268 | - | 22 | 3 | -
6106 | 69.7032 | 15 | 0.268 | - | 22 | 3 | -
6107 | 69.7146 | 15 | 0.265 | - | 22 | 3 | -
6108 | 69.726 | 15 | 0.265 | - | 22 | 3 | -
6109 | 69.7374 | 15 | 0.264 | - | 22 | 3 | -
6110 | 69.7489 | 15 | 0.264 | - | 22 | 3 | -
6111 | 69.7603 | 15 | 0.264 | - | 22 | 3 | -
6112 | 69.7717 | 15 | 0.264 | - | 22 | 3 | -
6113 | 69.7831 | 15 | 0.262 | - | 22 | 3 | -
6114 | 69.7945 | 15 | 0.262 | - | 22 | 3 | -
6115 | 69.8059 | 15 | 0.262 | - | 22 | 3 | -
6116 | 69.8174 | 15 | 0.262 | - | 22 | 3 | -
6117 | 69.8288 | 15 | 0.261 | - | 22 | 3 | -
6118 | 69.8402 | 15 | 0.261 | - | 22 | 3 | -
6119 | 69.8516 | 15 | 0.259 | - | 22 | 3 | -
6120 | 69.863 | 15 | 0.259 | - | 22 | 3 | -
6121 | 69.8744 | 15 | 0.257 | - | 22 | 3 | -
6122 | 69.8858 | 15 | 0.255 | - | 22 | 3 | -
6123 | 69.8973 | 15 | 0.253 | - | 22 | 3 | -
6124 | 69.9087 | 15 | 0.251 | - | 22 | 3 | -
6125 | 69.9201 | 15 | 0.25 | - | 22 | 3 | -
6126 | 69.9315 | 15 | 0.25 | - | 22 | 3 | -
6127 | 69.9429 | 15 | 0.247 | - | 22 | 3 | -
6128 | 69.9543 | 15 | 0.247 | - | 22 | 3 | -
6129 | 69.9658 | 15 | 0.246 | - | 22 | 3 | -
6130 | 69.9772 | 15 | 0.246 | - | 22 | 3 | -
6131 | 69.9886 | 15 | 0.244 | - | 22 | 3 | -
6132 | 70 | 15 | 0.242 | - | 22 | 3 | -
6133 | 70.0114 | 15 | 0.242 | - | 22 | 3 | -
6134 | 70.0228 | 15 | 0.242 | - | 22 | 3 | -
6135 | 70.0342 | 15 | 0.241 | - | 22 | 3 | -
6136 | 70.0457 | 15 | 0.241 | - | 22 | 3 | -
6137 | 70.0571 | 15 | 0.24 | - | 22 | 3 | -
6138 | 70.0685 | 15 | 0.239 | - | 22 | 3 | -
6139 | 70.0799 | 15 | 0.238 | - | 22 | 3 | -
6140 | 70.0913 | 15 | 0.238 | - | 22 | 3 | -
6141 | 70.1027 | 15 | 0.236 | - | 22 | 3 | -
6142 | 70.1142 | 15 | 0.236 | - | 22 | 3 | -
6143 | 70.1256 | 15 | 0.236 | - | 22 | 3 | -
6144 | 70.137 | 15 | 0.236 | - | 22 | 3 | -
6145 | 70.1484 | 15 | 0.236 | - | 22 | 3 | -
6146 | 70.1598 | 15 | 0.235 | - | 22 | 3 | -
6147 | 70.1712 | 15 | 0.235 | - | 22 | 3 | -
6148 | 70.1826 | 15 | 0.235 | - | 22 | 3 | -
6149 | 70.1941 | 15 | 0.234 | - | 22 | 3 | -
6150 | 70.2055 | 15 | 0.233 | - | 22 | 3 | -
6151 | 70.2169 | 15 | 0.233 | - | 22 | 3 | -
6152 | 70.2283 | 15 | 0.233 | - | 22 | 3 | -
6153 | 70.2397 | 15 | 0.232 | - | 22 | 3 | -
6154 | 70.2511 | 15 | 0.231 | - | 22 | 3 | -
6155 | 70.2626 | 15 | 0.231 | - | 22 | 3 | -
6156 | 70.274 | 15 | 0.229 | - | 22 | 3 | -
6157 | 70.2854 | 15 | 0.229 | - | 22 | 3 | -
6158 | 70.2968 | 15 | 0.229 | - | 22 | 3 | -
6159 | 70.3082 | 15 | 0.228 | - | 22 | 3 | -
6160 | 70.3196 | 15 | 0.228 | - | 22 | 3 | -
6161 | 70.3311 | 15 | 0.225 | - | 22 | 3 | -
6162 | 70.3425 | 15 | 0.225 | - | 22 | 3 | -
6163 | 70.3539 | 15 | 0.225 | - | 22 | 3 | -
6164 | 70.3653 | 15 | 0.224 | - | 22 | 3 | -
6165 | 70.3767 | 15 | 0.224 | - | 22 | 3 | -
6166 | 70.3881 | 15 | 0.222 | - | 22 | 3 | -
6167 | 70.3995 | 15 | 0.221 | - | 22 | 3 | -
6168 | 70.411 | 15 | 0.22 | - | 22 | 3 | -
6169 | 70.4224 | 15 | 0.22 | - | 22 | 3 | -
6170 | 70.4338 | 15 | 0.218 | - | 22 | 3 | -
6171 | 70.4452 | 15 | 0.218 | - | 22 | 3 | -
6172 | 70.4566 | 15 | 0.217 | - | 22 | 3 | -
6173 | 70.468 | 15 | 0.217 | - | 22 | 3 | -
6174 | 70.4795 | 15 | 0.216 | - | 22 | 3 | -
6175 | 70.4909 | 15 | 0.216 | - | 22 | 3 | -
6176 | 70.5023 | 15 | 0.215 | - | 22 | 3 | -
6177 | 70.5137 | 15 | 0.214 | - | 22 | 3 | -
6178 | 70.5251 | 15 | 0.213 | - | 22 | 3 | -
6179 | 70.5365 | 15 | 0.212 | - | 22 | 3 | -
6180 | 70.5479 | 15 | 0.21 | - | 22 | 3 | -
6181 | 70.5594 | 15 | 0.21 | - | 22 | 3 | -
6182 | 70.5708 | 15 | 0.21 | - | 22 | 3 | -
6183 | 70.5822 | 15 | 0.208 | - | 22 | 3 | -
6184 | 70.5936 | 15 | 0.208 | - | 22 | 3 | -
6185 | 70.605 | 15 | 0.208 | - | 22 | 3 | -
6186 | 70.6164 | 15 | 0.207 | - | 22 | 3 | -
6187 | 70.6279 | 15 | 0.206 | - | 22 | 3 | -
6188 | 70.6393 | 15 | 0.206 | - | 22 | 3 | -
6189 | 70.6507 | 15 | 0.205 | - | 22 | 3 | -
6190 | 70.6621 | 15 | 0.205 | - | 22 | 3 | -
6191 | 70.6735 | 15 | 0.205 | - | 22 | 3 | -
6192 | 70.6849 | 15 | 0.204 | - | 22 | 3 | -
6193 | 70.6963 | 15 | 0.203 | - | 22 | 3 | -
6194 | 70.7078 | 15 | 0.203 | - | 22 | 3 | -
6195 | 70.7192 | 15 | 0.202 | - | 22 | 3 | -
6196 | 70.7306 | 15 | 0.202 | - | 22 | 3 | -
6197 | 70.742 | 15 | 0.202 | - | 22 | 3 | -
6198 | 70.7534 | 15 | 0.202 | - | 22 | 3 | -
6199 | 70.7648 | 15 | 0.202 | - | 22 | 3 | -
6200 | 70.7763 | 15 | 0.202 | - | 22 | 3 | -
6201 | 70.7877 | 15 | 0.201 | - | 22 | 3 | -
6202 | 70.7991 | 15 | 0.201 | - | 22 | 3 | -
6203 | 70.8105 | 15 | 0.2 | - | 22 | 3 | -
6204 | 70.8219 | 15 | 0.2 | - | 22 | 3 | -
6205 | 70.8333 | 15 | 0.199 | - | 22 | 3 | -
6206 | 70.8447 | 15 | 0.199 | - | 22 | 3 | -
6207 | 70.8562 | 15 | 0.198 | - | 22 | 3 | -
6208 | 70.8676 | 15 | 0.196 | - | 22 | 3 | -
6209 | 70.879 | 15 | 0.196 | - | 22 | 3 | -
6210 | 70.8904 | 15 | 0.195 | - | 22 | 3 | -
6211 | 70.9018 | 15 | 0.194 | - | 22 | 3 | -
6212 | 70.9132 | 15 | 0.193 | - | 22 | 3 | -
6213 | 70.9247 | 15 | 0.193 | - | 22 | 3 | -
6214 | 70.9361 | 15 | 0.192 | - | 22 | 3 | -
6215 | 70.9475 | 15 | 0.191 | - | 22 | 3 | -
6216 | 70.9589 | 15 | 0.191 | - | 22 | 3 | -
6217 | 70.9703 | 15 | 0.19 | - | 22 | 3 | -
6218 | 70.9817 | 15 | 0.189 | - | 22 | 3 | -
6219 | 70.9932 | 15 | 0.188 | - | 22 | 3 | -
6220 | 71.0046 | 15 | 0.188 | - | 22 | 3 | -
6221 | 71.016 | 15 | 0.187 | - | 22 | 3 | -
6222 | 71.0274 | 15 | 0.187 | - | 22 | 3 | -
6223 | 71.0388 | 15 | 0.187 | - | 22 | 3 | -
6224 | 71.0502 | 15 | 0.186 | - | 22 | 3 | -
6225 | 71.0616 | 15 | 0.186 | - | 22 | 3 | -
6226 | 71.0731 | 15 | 0.186 | - | 22 | 3 | -
6227 | 71.0845 | 15 | 0.185 | - | 22 | 3 | -
6228 | 71.0959 | 15 | 0.183 | - | 22 | 3 | -
6229 | 71.1073 | 15 | 0.183 | - | 22 | 3 | -
6230 | 71.1187 | 15 | 0.182 | - | 22 | 3 | -
6231 | 71.1301 | 15 | 0.182 | - | 22 | 3 | -
6232 | 71.1416 | 15 | 0.181 | - | 22 | 3 | -
6233 | 71.153 | 15 | 0.181 | - | 22 | 3 | -
6234 | 71.1644 | 15 | 0.18 | - | 22 | 3 | -
6235 | 71.1758 | 15 | 0.18 | - | 22 | 3 | -
6236 | 71.1872 | 15 | 0.179 | - | 22 | 3 | -
6237 | 71.1986 | 15 | 0.179 | - | 22 | 3 | -
6238 | 71.21 | 15 | 0.179 | - | 22 | 3 | -
6239 | 71.2215 | 15 | 0.178 | - | 22 | 3 | -
6240 | 71.2329 | 15 | 0.178 | - | 22 | 3 | -
6241 | 71.2443 | 15 | 0.177 | - | 22 | 3 | -
6242 | 71.2557 | 15 | 0.176 | - | 22 | 3 | -
6243 | 71.2671 | 15 | 0.174 | - | 22 | 3 | -
6244 | 71.2785 | 15 | 0.174 | - | 22 | 3 | -
6245 | 71.29 | 15 | 0.173 | - | 22 | 3 | -
6246 | 71.3014 | 15 | 0.172 | - | 22 | 3 | -
6247 | 71.3128 | 15 | 0.171 | - | 22 | 3 | -
6248 | 71.3242 | 15 | 0.171 | - | 22 | 3 | -
6249 | 71.3356 | 15 | 0.169 | - | 22 | 3 | -
6250 | 71.347 | 15 | 0.169 | - | 22 | 3 | -
6251 | 71.3584 | 15 | 0.168 | - | 21 | 3 | -
6252 | 71.3699 | 15 | 0.167 | - | 21 | 3 | -
6253 | 71.3813 | 15 | 0.167 | - | 21 | 3 | -
6254 | 71.3927 | 15 | 0.166 | - | 21 | 3 | -
6255 | 71.4041 | 15 | 0.165 | - | 21 | 3 | -
6256 | 71.4155 | 15 | 0.164 | - | 21 | 3 | -
6257 | 71.4269 | 15 | 0.163 | - | 21 | 3 | -
6258 | 71.4384 | 15 | 0.163 | - | 21 | 3 | -
6259 | 71.4498 | 15 | 0.162 | - | 21 | 3 | -
6260 | 71.4612 | 15 | 0.161 | - | 21 | 3 | -
6261 | 71.4726 | 15 | 0.161 | - | 21 | 3 | -
6262 | 71.484 | 15 | 0.16 | - | 21 | 3 | -
6263 | 71.4954 | 15 | 0.16 | - | 21 | 3 | -
6264 | 71.5068 | 15 | 0.16 | - | 21 | 3 | -
6265 | 71.5183 | 15 | 0.159 | - | 21 | 3 | -
6266 | 71.5297 | 15 | 0.159 | - | 21 | 3 | -
6267 | 71.5411 | 15 | 0.159 | - | 21 | 3 | -
6268 | 71.5525 | 15 | 0.158 | - | 21 | 3 | -
6269 | 71.5639 | 15 | 0.158 | - | 21 | 3 | -
6270 | 71.5753 | 15 | 0.156 | - | 21 | 3 | -
6271 | 71.5868 | 15 | 0.156 | - | 21 | 3 | -
6272 | 71.5982 | 15 | 0.155 | - | 21 | 3 | -
6273 | 71.6096 | 15 | 0.154 | - | 21 | 3 | -
6274 | 71.621 | 15 | 0.151 | - | 21 | 3 | -
6275 | 71.6324 | 15 | 0.149 | - | 21 | 3 | -
6276 | 71.6438 | 15 | 0.149 | - | 21 | 3 | -
6277 | 71.6553 | 15 | 0.147 | - | 21 | 3 | -
6278 | 71.6667 | 15 | 0.147 | - | 21 | 3 | -
6279 | 71.6781 | 15 | 0.145 | - | 21 | 3 | -
6280 | 71.6895 | 15 | 0.143 | - | 21 | 3 | -
6281 | 71.7009 | 15 | 0.141 | - | 21 | 3 | -
6282 | 71.7123 | 15 | 0.14 | - | 21 | 3 | -
6283 | 71.7237 | 15 | 0.14 | - | 21 | 3 | -
6284 | 71.7352 | 15 | 0.139 | - | 21 | 3 | -
6285 | 71.7466 | 15 | 0.139 | - | 21 | 3 | -
6286 | 71.758 | 15 | 0.138 | - | 21 | 3 | -
6287 | 71.7694 | 15 | 0.138 | - | 21 | 3 | -
6288 | 71.7808 | 15 | 0.138 | - | 21 | 3 | -
6289 | 71.7922 | 15 | 0.137 | - | 21 | 3 | -
6290 | 71.8037 | 15 | 0.137 | - | 21 | 3 | -
6291 | 71.8151 | 15 | 0.137 | - | 21 | 3 | -
6292 | 71.8265 | 15 | 0.136 | - | 21 | 3 | -
6293 | 71.8379 | 15 | 0.135 | - | 21 | 3 | -
6294 | 71.8493 | 15 | 0.135 | - | 21 | 3 | -
6295 | 71.8607 | 15 | 0.135 | - | 21 | 3 | -
6296 | 71.8721 | 15 | 0.135 | - | 21 | 3 | -
6297 | 71.8836 | 15 | 0.134 | - | 21 | 3 | -
6298 | 71.895 | 15 | 0.133 | - | 21 | 3 | -
6299 | 71.9064 | 15 | 0.132 | - | 21 | 3 | -
6300 | 71.9178 | 15 | 0.132 | - | 21 | 3 | -
6301 | 71.9292 | 15 | 0.13 | - | 21 | 3 | -
6302 | 71.9406 | 15 | 0.13 | - | 21 | 3 | -
6303 | 71.9521 | 15 | 0.129 | - | 21 | 3 | -
6304 | 71.9635 | 15 | 0.128 | - | 21 | 3 | -
6305 | 71.9749 | 15 | 0.128 | - | 21 | 3 | -
6306 | 71.9863 | 15 | 0.127 | - | 21 | 3 | -
6307 | 71.9977 | 15 | 0.127 | - | 21 | 3 | -
6308 | 72.0091 | 15 | 0.126 | - | 21 | 3 | -
6309 | 72.0205 | 15 | 0.126 | - | 21 | 3 | -
6310 | 72.032 | 15 | 0.126 | - | 21 | 3 | -
6311 | 72.0434 | 15 | 0.125 | - | 21 | 3 | -
6312 | 72.0548 | 15 | 0.125 | - | 21 | 3 | -
6313 | 72.0662 | 15 | 0.124 | - | 21 | 3 | -
6314 | 72.0776 | 15 | 0.123 | - | 21 | 3 | -
6315 | 72.089 | 15 | 0.121 | - | 21 | 3 | -
6316 | 72.1005 | 15 | 0.121 | - | 21 | 3 | -
6317 | 72.1119 | 15 | 0.121 | - | 21 | 3 | -
6318 | 72.1233 | 15 | 0.121 | - | 21 | 3 | -
6319 | 72.1347 | 15 | 0.12 | - | 21 | 3 | -
6320 | 72.1461 | 15 | 0.12 | - | 21 | 3 | -
6321 | 72.1575 | 15 | 0.12 | - | 21 | 3 | -
6322 | 72.1689 | 15 | 0.12 | - | 21 | 3 | -
6323 | 72.1804 | 15 | 0.12 | - | 21 | 3 | -
6324 | 72.1918 | 15 | 0.119 | - | 21 | 3 | -
6325 | 72.2032 | 15 | 0.119 | - | 21 | 3 | -
6326 | 72.2146 | 15 | 0.118 | - | 21 | 3 | -
6327 | 72.226 | 15 | 0.118 | - | 21 | 3 | -
6328 | 72.2374 | 15 | 0.118 | - | 21 | 3 | -
6329 | 72.2489 | 15 | 0.118 | - | 21 | 3 | -
6330 | 72.2603 | 15 | 0.117 | - | 21 | 3 | -
6331 | 72.2717 | 15 | 0.117 | - | 21 | 3 | -
6332 | 72.2831 | 15 | 0.117 | - | 21 | 3 | -
6333 | 72.2945 | 15 | 0.117 | - | 21 | 3 | -
6334 | 72.3059 | 15 | 0.117 | - | 21 | 3 | -
6335 | 72.3174 | 15 | 0.116 | - | 21 | 3 | -
6336 | 72.3288 | 15 | 0.116 | - | 21 | 3 | -
6337 | 72.3402 | 15 | 0.116 | - | 21 | 3 | -
6338 | 72.3516 | 15 | 0.116 | - | 21 | 3 | -
6339 | 72.363 | 15 | 0.116 | - | 21 | 3 | -
6340 | 72.3744 | 15 | 0.116 | - | 21 | 3 | -
6341 | 72.3858 | 15 | 0.116 | - | 21 | 3 | -
6342 | 72.3973 | 15 | 0.116 | - | 21 | 3 | -
6343 | 72.4087 | 15 | 0.116 | - | 21 | 3 | -
6344 | 72.4201 | 15 | 0.116 | - | 21 | 3 | -
6345 | 72.4315 | 15 | 0.116 | - | 21 | 3 | -
6346 | 72.4429 | 15 | 0.115 | - | 21 | 3 | -
6347 | 72.4543 | 15 | 0.115 | - | 21 | 3 | -
6348 | 72.4658 | 15 | 0.115 | - | 21 | 3 | -
6349 | 72.4772 | 15 | 0.115 | - | 21 | 3 | -
6350 | 72.4886 | 15 | 0.115 | - | 21 | 3 | -
6351 | 72.5 | 15 | 0.115 | - | 21 | 3 | -
6352 | 72.5114 | 15 | 0.115 | - | 21 | 3 | -
6353 | 72.5228 | 15 | 0.115 | - | 21 | 3 | -
6354 | 72.5342 | 15 | 0.114 | - | 21 | 3 | -
6355 | 72.5457 | 15 | 0.114 | - | 21 | 3 | -
6356 | 72.5571 | 15 | 0.114 | - | 21 | 3 | -
6357 | 72.5685 | 15 | 0.114 | - | 21 | 3 | -
6358 | 72.5799 | 15 | 0.114 | - | 21 | 3 | -
6359 | 72.5913 | 15 | 0.114 | - | 21 | 3 | -
6360 | 72.6027 | 15 | 0.114 | - | 21 | 3 | -
6361 | 72.6142 | 15 | 0.114 | - | 21 | 3 | -
6362 | 72.6256 | 15 | 0.114 | - | 21 | 3 | -
6363 | 72.637 | 15 | 0.113 | - | 21 | 3 | -
6364 | 72.6484 | 15 | 0.113 | - | 21 | 3 | -
6365 | 72.6598 | 15 | 0.113 | - | 21 | 3 | -
6366 | 72.6712 | 15 | 0.113 | - | 21 | 3 | -
6367 | 72.6826 | 15 | 0.113 | - | 21 | 3 | -
6368 | 72.6941 | 15 | 0.113 | - | 21 | 3 | -
6369 | 72.7055 | 15 | 0.113 | - | 21 | 3 | -
6370 | 72.7169 | 15 | 0.113 | - | 21 | 3 | -
6371 | 72.7283 | 15 | 0.113 | - | 21 | 3 | -
6372 | 72.7397 | 15 | 0.112 | - | 21 | 3 | -
6373 | 72.7511 | 15 | 0.112 | - | 21 | 3 | -
6374 | 72.7626 | 15 | 0.112 | - | 21 | 3 | -
6375 | 72.774 | 15 | 0.112 | - | 21 | 3 | -
6376 | 72.7854 | 15 | 0.112 | - | 21 | 3 | -
6377 | 72.7968 | 15 | 0.112 | - | 21 | 3 | -
6378 | 72.8082 | 15 | 0.112 | - | 21 | 3 | -
6379 | 72.8196 | 15 | 0.112 | - | 21 | 3 | -
6380 | 72.8311 | 15 | 0.112 | - | 21 | 3 | -
6381 | 72.8425 | 15 | 0.112 | - | 21 | 3 | -
6382 | 72.8539 | 15 | 0.112 | - | 21 | 3 | -
6383 | 72.8653 | 15 | 0.112 | - | 21 | 3 | -
6384 | 72.8767 | 15 | 0.112 | - | 21 | 3 | -
6385 | 72.8881 | 15 | 0.112 | - | 21 | 3 | -
6386 | 72.8995 | 15 | 0.112 | - | 21 | 3 | -
6387 | 72.911 | 15 | 0.112 | - | 21 | 3 | -
6388 | 72.9224 | 15 | 0.112 | - | 21 | 3 | -
6389 | 72.9338 | 15 | 0.111 | - | 21 | 3 | -
6390 | 72.9452 | 15 | 0.111 | - | 21 | 3 | -
6391 | 72.9566 | 15 | 0.111 | - | 21 | 3 | -
6392 | 72.968 | 15 | 0.111 | - | 21 | 3 | -
6393 | 72.9795 | 15 | 0.111 | - | 21 | 3 | -
6394 | 72.9909 | 15 | 0.111 | - | 21 | 3 | -
6395 | 73.0023 | 15 | 0.111 | - | 21 | 3 | -
6396 | 73.0137 | 15 | 0.111 | - | 21 | 3 | -
6397 | 73.0251 | 15 | 0.111 | - | 21 | 3 | -
6398 | 73.0365 | 15 | 0.111 | - | 21 | 3 | -
6399 | 73.0479 | 15 | 0.111 | - | 21 | 3 | -
6400 | 73.0594 | 15 | 0.111 | - | 21 | 3 | -
6401 | 73.0708 | 15 | 0.111 | - | 21 | 3 | -
6402 | 73.0822 | 15 | 0.111 | - | 21 | 3 | -
6403 | 73.0936 | 15 | 0.111 | - | 21 | 3 | -
6404 | 73.105 | 15 | 0.111 | - | 21 | 3 | -
6405 | 73.1164 | 15 | 0.111 | - | 21 | 3 | -
6406 | 73.1279 | 15 | 0.11 | - | 21 | 3 | -
6407 | 73.1393 | 15 | 0.11 | - | 21 | 3 | -
6408 | 73.1507 | 15 | 0.11 | - | 21 | 3 | -
6409 | 73.1621 | 15 | 0.11 | - | 21 | 3 | -
6410 | 73.1735 | 15 | 0.11 | - | 21 | 3 | -
6411 | 73.1849 | 15 | 0.11 | - | 21 | 3 | -
6412 | 73.1963 | 15 | 0.11 | - | 21 | 3 | -
6413 | 73.2078 | 15 | 0.11 | - | 21 | 3 | -
6414 | 73.2192 | 15 | 0.11 | - | 21 | 3 | -
6415 | 73.2306 | 15 | 0.109 | - | 21 | 3 | -
6416 | 73.242 | 15 | 0.109 | - | 21 | 3 | -
6417 | 73.2534 | 15 | 0.109 | - | 21 | 3 | -
6418 | 73.2648 | 15 | 0.109 | - | 21 | 3 | -
6419 | 73.2763 | 15 | 0.109 | - | 21 | 3 | -
6420 | 73.2877 | 15 | 0.109 | - | 21 | 3 | -
6421 | 73.2991 | 15 | 0.109 | - | 21 | 3 | -
6422 | 73.3105 | 15 | 0.109 | - | 21 | 3 | -
6423 | 73.3219 | 15 | 0.109 | - | 21 | 3 | -
6424 | 73.3333 | 15 | 0.109 | - | 21 | 3 | -
6425 | 73.3447 | 15 | 0.108 | - | 21 | 3 | -
6426 | 73.3562 | 15 | 0.108 | - | 21 | 3 | -
6427 | 73.3676 | 15 | 0.108 | - | 21 | 3 | -
6428 | 73.379 | 15 | 0.108 | - | 21 | 3 | -
6429 | 73.3904 | 15 | 0.108 | - | 21 | 3 | -
6430 | 73.4018 | 15 | 0.108 | - | 21 | 3 | -
6431 | 73.4132 | 15 | 0.108 | - | 21 | 3 | -
6432 | 73.4247 | 15 | 0.108 | - | 21 | 3 | -
6433 | 73.4361 | 15 | 0.108 | - | 21 | 3 | -
6434 | 73.4475 | 15 | 0.108 | - | 21 | 3 | -
6435 | 73.4589 | 15 | 0.108 | - | 21 | 3 | -
6436 | 73.4703 | 15 | 0.108 | - | 21 | 3 | -
6437 | 73.4817 | 15 | 0.108 | - | 21 | 3 | -
6438 | 73.4932 | 15 | 0.108 | - | 21 | 3 | -
6439 | 73.5046 | 15 | 0.108 | - | 21 | 3 | -
6440 | 73.516 | 15 | 0.108 | - | 21 | 3 | -
6441 | 73.5274 | 15 | 0.108 | - | 21 | 3 | -
6442 | 73.5388 | 15 | 0.108 | - | 21 | 3 | -
6443 | 73.5502 | 15 | 0.108 | - | 21 | 3 | -
6444 | 73.5616 | 15 | 0.108 | - | 21 | 3 | -
6445 | 73.5731 | 15 | 0.108 | - | 21 | 3 | -
6446 | 73.5845 | 15 | 0.108 | - | 21 | 3 | -
6447 | 73.5959 | 15 | 0.108 | - | 21 | 3 | -
6448 | 73.6073 | 15 | 0.108 | - | 21 | 3 | -
6449 | 73.6187 | 15 | 0.108 | - | 21 | 3 | -
6450 | 73.6301 | 15 | 0.107 | - | 21 | 3 | -
6451 | 73.6416 | 15 | 0.107 | - | 21 | 3 | -
6452 | 73.653 | 15 | 0.107 | - | 21 | 3 | -
6453 | 73.6644 | 15 | 0.107 | - | 21 | 3 | -
6454 | 73.6758 | 15 | 0.107 | - | 21 | 3 | -
6455 | 73.6872 | 15 | 0.107 | - | 21 | 3 | -
6456 | 73.6986 | 15 | 0.107 | - | 21 | 3 | -
6457 | 73.71 | 15 | 0.107 | - | 21 | 3 | -
6458 | 73.7215 | 15 | 0.107 | - | 21 | 3 | -
6459 | 73.7329 | 15 | 0.107 | - | 21 | 3 | -
6460 | 73.7443 | 15 | 0.107 | - | 21 | 3 | -
6461 | 73.7557 | 15 | 0.107 | - | 21 | 3 | -
6462 | 73.7671 | 15 | 0.107 | - | 21 | 3 | -
6463 | 73.7785 | 15 | 0.107 | - | 21 | 3 | -
6464 | 73.79 | 15 | 0.107 | - | 21 | 3 | -
6465 | 73.8014 | 15 | 0.107 | - | 21 | 3 | -
6466 | 73.8128 | 15 | 0.107 | - | 21 | 3 | -
6467 | 73.8242 | 15 | 0.106 | - | 21 | 3 | -
6468 | 73.8356 | 15 | 0.106 | - | 21 | 3 | -
6469 | 73.847 | 15 | 0.106 | - | 21 | 3 | -
6470 | 73.8584 | 15 | 0.106 | - | 21 | 3 | -
6471 | 73.8699 | 15 | 0.106 | - | 21 | 3 | -
6472 | 73.8813 | 15 | 0.106 | - | 21 | 3 | -
6473 | 73.8927 | 15 | 0.106 | - | 21 | 3 | -
6474 | 73.9041 | 15 | 0.106 | - | 21 | 3 | -
6475 | 73.9155 | 15 | 0.106 | - | 21 | 3 | -
6476 | 73.9269 | 15 | 0.106 | - | 21 | 3 | -
6477 | 73.9384 | 15 | 0.106 | - | 21 | 3 | -
6478 | 73.9498 | 15 | 0.106 | - | 21 | 3 | -
6479 | 73.9612 | 15 | 0.106 | - | 21 | 3 | -
6480 | 73.9726 | 15 | 0.106 | - | 21 | 3 | -
6481 | 73.984 | 15 | 0.106 | - | 21 | 3 | -
6482 | 73.9954 | 15 | 0.106 | - | 21 | 3 | -
6483 | 74.0068 | 15 | 0.106 | - | 21 | 3 | -
6484 | 74.0183 | 15 | 0.106 | - | 21 | 3 | -
6485 | 74.0297 | 15 | 0.106 | - | 21 | 3 | -
6486 | 74.0411 | 15 | 0.106 | - | 21 | 3 | -
6487 | 74.0525 | 15 | 0.106 | - | 21 | 3 | -
6488 | 74.0639 | 15 | 0.106 | - | 21 | 3 | -
6489 | 74.0753 | 15 | 0.106 | - | 21 | 3 | -
6490 | 74.0868 | 15 | 0.105 | - | 21 | 3 | -
6491 | 74.0982 | 15 | 0.105 | - | 21 | 3 | -
6492 | 74.1096 | 15 | 0.105 | - | 21 | 3 | -
6493 | 74.121 | 15 | 0.105 | - | 21 | 3 | -
6494 | 74.1324 | 15 | 0.105 | - | 21 | 3 | -
6495 | 74.1438 | 15 | 0.105 | - | 21 | 3 | -
6496 | 74.1553 | 15 | 0.105 | - | 21 | 3 | -
6497 | 74.1667 | 15 | 0.105 | - | 21 | 3 | -
6498 | 74.1781 | 15 | 0.105 | - | 21 | 3 | -
6499 | 74.1895 | 15 | 0.105 | - | 21 | 3 | -
6500 | 74.2009 | 15 | 0.105 | - | 21 | 3 | -
6501 | 74.2123 | 15 | 0.105 | - | 21 | 3 | -
6502 | 74.2237 | 15 | 0.105 | - | 21 | 3 | -
6503 | 74.2352 | 15 | 0.105 | - | 21 | 3 | -
6504 | 74.2466 | 15 | 0.105 | - | 21 | 3 | -
6505 | 74.258 | 15 | 0.105 | - | 21 | 3 | -
6506 | 74.2694 | 15 | 0.105 | - | 21 | 3 | -
6507 | 74.2808 | 15 | 0.105 | - | 21 | 3 | -
6508 | 74.2922 | 15 | 0.105 | - | 21 | 3 | -
6509 | 74.3037 | 15 | 0.105 | - | 21 | 3 | -
6510 | 74.3151 | 15 | 0.105 | - | 21 | 3 | -
6511 | 74.3265 | 15 | 0.105 | - | 21 | 3 | -
6512 | 74.3379 | 15 | 0.105 | - | 21 | 3 | -
6513 | 74.3493 | 15 | 0.105 | - | 21 | 3 | -
6514 | 74.3607 | 15 | 0.105 | - | 21 | 3 | -
6515 | 74.3721 | 15 | 0.105 | - | 21 | 3 | -
6516 | 74.3836 | 15 | 0.105 | - | 21 | 3 | -
6517 | 74.395 | 15 | 0.105 | - | 21 | 3 | -
6518 | 74.4064 | 15 | 0.105 | - | 21 | 3 | -
6519 | 74.4178 | 15 | 0.105 | - | 21 | 3 | -
6520 | 74.4292 | 15 | 0.105 | - | 21 | 3 | -
6521 | 74.4406 | 15 | 0.105 | - | 21 | 3 | -
6522 | 74.4521 | 15 | 0.105 | - | 21 | 3 | -
6523 | 74.4635 | 15 | 0.104 | - | 21 | 3 | -
6524 | 74.4749 | 15 | 0.104 | - | 21 | 3 | -
6525 | 74.4863 | 15 | 0.104 | - | 21 | 3 | -
6526 | 74.4977 | 15 | 0.104 | - | 21 | 3 | -
6527 | 74.5091 | 15 | 0.104 | - | 21 | 3 | -
6528 | 74.5205 | 15 | 0.104 | - | 21 | 3 | -
6529 | 74.532 | 15 | 0.104 | - | 21 | 3 | -
6530 | 74.5434 | 15 | 0.104 | - | 21 | 3 | -
6531 | 74.5548 | 15 | 0.104 | - | 21 | 3 | -
6532 | 74.5662 | 15 | 0.104 | - | 21 | 3 | -
6533 | 74.5776 | 15 | 0.104 | - | 21 | 3 | -
6534 | 74.589 | 15 | 0.104 | - | 21 | 3 | -
6535 | 74.6005 | 15 | 0.104 | - | 21 | 3 | -
6536 | 74.6119 | 15 | 0.104 | - | 21 | 3 | -
6537 | 74.6233 | 15 | 0.104 | - | 21 | 3 | -
6538 | 74.6347 | 15 | 0.104 | - | 21 | 3 | -
6539 | 74.6461 | 15 | 0.104 | - | 21 | 3 | -
6540 | 74.6575 | 15 | 0.104 | - | 21 | 3 | -
6541 | 74.6689 | 15 | 0.104 | - | 21 | 3 | -
6542 | 74.6804 | 15 | 0.104 | - | 21 | 3 | -
6543 | 74.6918 | 15 | 0.104 | - | 21 | 3 | -
6544 | 74.7032 | 15 | 0.104 | - | 21 | 3 | -
6545 | 74.7146 | 15 | 0.104 | - | 21 | 3 | -
6546 | 74.726 | 15 | 0.104 | - | 21 | 3 | -
6547 | 74.7374 | 15 | 0.104 | - | 21 | 3 | -
6548 | 74.7489 | 15 | 0.104 | - | 21 | 3 | -
6549 | 74.7603 | 15 | 0.103 | - | 21 | 3 | -
6550 | 74.7717 | 15 | 0.103 | - | 21 | 3 | -
6551 | 74.7831 | 15 | 0.103 | - | 21 | 3 | -
6552 | 74.7945 | 15 | 0.103 | - | 21 | 3 | -
6553 | 74.8059 | 15 | 0.103 | - | 21 | 3 | -
6554 | 74.8174 | 15 | 0.103 | - | 21 | 3 | -
6555 | 74.8288 | 15 | 0.103 | - | 21 | 3 | -
6556 | 74.8402 | 15 | 0.103 | - | 21 | 3 | -
6557 | 74.8516 | 15 | 0.103 | - | 21 | 3 | -
6558 | 74.863 | 15 | 0.103 | - | 21 | 3 | -
6559 | 74.8744 | 15 | 0.103 | - | 21 | 3 | -
6560 | 74.8858 | 15 | 0.103 | - | 21 | 3 | -
6561 | 74.8973 | 15 | 0.103 | - | 21 | 3 | -
6562 | 74.9087 | 15 | 0.103 | - | 21 | 3 | -
6563 | 74.9201 | 15 | 0.103 | - | 21 | 3 | -
6564 | 74.9315 | 15 | 0.103 | - | 21 | 3 | -
6565 | 74.9429 | 15 | 0.103 | - | 21 | 3 | -
6566 | 74.9543 | 15 | 0.103 | - | 21 | 3 | -
6567 | 74.9658 | 15 | 0.103 | - | 21 | 3 | -
6568 | 74.9772 | 15 | 0.103 | - | 21 | 3 | -
6569 | 74.9886 | 15 | 0.103 | - | 21 | 3 | -
6570 | 75 | 15 | 0.103 | - | 21 | 3 | -
6571 | 75.0114 | 15 | 0.103 | - | 21 | 3 | -
6572 | 75.0228 | 15 | 0.103 | - | 21 | 3 | -
6573 | 75.0342 | 15 | 0.103 | - | 21 | 3 | -
6574 | 75.0457 | 15 | 0.103 | - | 21 | 3 | -
6575 | 75.0571 | 15 | 0.103 | - | 21 | 3 | -
6576 | 75.0685 | 15 | 0.103 | - | 21 | 3 | -
6577 | 75.0799 | 15 | 0.103 | - | 21 | 3 | -
6578 | 75.0913 | 15 | 0.103 | - | 21 | 3 | -
6579 | 75.1027 | 15 | 0.103 | - | 21 | 3 | -
6580 | 75.1142 | 15 | 0.103 | - | 21 | 3 | -
6581 | 75.1256 | 15 | 0.103 | - | 21 | 3 | -
6582 | 75.137 | 15 | 0.103 | - | 21 | 3 | -
6583 | 75.1484 | 15 | 0.103 | - | 21 | 3 | -
6584 | 75.1598 | 15 | 0.103 | - | 21 | 3 | -
6585 | 75.1712 | 15 | 0.103 | - | 21 | 3 | -
6586 | 75.1826 | 15 | 0.103 | - | 21 | 3 | -
6587 | 75.1941 | 15 | 0.102 | - | 21 | 3 | -
6588 | 75.2055 | 15 | 0.102 | - | 21 | 3 | -
6589 | 75.2169 | 15 | 0.102 | - | 21 | 3 | -
6590 | 75.2283 | 15 | 0.102 | - | 21 | 3 | -
6591 | 75.2397 | 15 | 0.102 | - | 21 | 3 | -
6592 | 75.2511 | 15 | 0.102 | - | 21 | 3 | -
6593 | 75.2626 | 15 | 0.102 | - | 21 | 3 | -
6594 | 75.274 | 15 | 0.102 | - | 21 | 3 | -
6595 | 75.2854 | 15 | 0.102 | - | 21 | 3 | -
6596 | 75.2968 | 15 | 0.102 | - | 21 | 3 | -
6597 | 75.3082 | 15 | 0.102 | - | 21 | 3 | -
6598 | 75.3196 | 15 | 0.102 | - | 21 | 3 | -
6599 | 75.3311 | 15 | 0.102 | - | 21 | 3 | -
6600 | 75.3425 | 15 | 0.102 | - | 21 | 3 | -
6601 | 75.3539 | 15 | 0.102 | - | 21 | 3 | -
6602 | 75.3653 | 15 | 0.102 | - | 21 | 3 | -
6603 | 75.3767 | 15 | 0.102 | - | 21 | 3 | -
6604 | 75.3881 | 15 | 0.102 | - | 21 | 3 | -
6605 | 75.3995 | 15 | 0.102 | - | 21 | 3 | -
6606 | 75.411 | 15 | 0.102 | - | 21 | 3 | -
6607 | 75.4224 | 15 | 0.102 | - | 21 | 3 | -
6608 | 75.4338 | 15 | 0.102 | - | 21 | 3 | -
6609 | 75.4452 | 15 | 0.102 | - | 21 | 3 | -
6610 | 75.4566 | 15 | 0.102 | - | 21 | 3 | -
6611 | 75.468 | 15 | 0.102 | - | 21 | 3 | -
6612 | 75.4795 | 15 | 0.102 | - | 21 | 3 | -
6613 | 75.4909 | 15 | 0.102 | - | 21 | 3 | -
6614 | 75.5023 | 15 | 0.102 | - | 21 | 3 | -
6615 | 75.5137 | 15 | 0.102 | - | 21 | 3 | -
6616 | 75.5251 | 15 | 0.102 | - | 21 | 3 | -
6617 | 75.5365 | 15 | 0.102 | - | 21 | 3 | -
6618 | 75.5479 | 15 | 0.102 | - | 21 | 3 | -
6619 | 75.5594 | 15 | 0.102 | - | 21 | 3 | -
6620 | 75.5708 | 15 | 0.102 | - | 21 | 3 | -
6621 | 75.5822 | 15 | 0.102 | - | 21 | 3 | -
6622 | 75.5936 | 15 | 0.102 | - | 21 | 3 | -
6623 | 75.605 | 15 | 0.102 | - | 21 | 3 | -
6624 | 75.6164 | 15 | 0.102 | - | 21 | 3 | -
6625 | 75.6279 | 15 | 0.102 | - | 21 | 3 | -
6626 | 75.6393 | 15 | 0.102 | - | 21 | 3 | -
6627 | 75.6507 | 15 | 0.102 | - | 21 | 3 | -
6628 | 75.6621 | 15 | 0.102 | - | 21 | 3 | -
6629 | 75.6735 | 15 | 0.101 | - | 21 | 3 | -
6630 | 75.6849 | 15 | 0.101 | - | 21 | 3 | -
6631 | 75.6963 | 15 | 0.101 | - | 21 | 3 | -
6632 | 75.7078 | 15 | 0.101 | - | 21 | 3 | -
6633 | 75.7192 | 15 | 0.101 | - | 21 | 3 | -
6634 | 75.7306 | 15 | 0.101 | - | 21 | 3 | -
6635 | 75.742 | 15 | 0.101 | - | 21 | 3 | -
6636 | 75.7534 | 15 | 0.101 | - | 21 | 3 | -
6637 | 75.7648 | 15 | 0.101 | - | 21 | 3 | -
6638 | 75.7763 | 15 | 0.101 | - | 21 | 3 | -
6639 | 75.7877 | 15 | 0.101 | - | 21 | 3 | -
6640 | 75.7991 | 15 | 0.101 | - | 21 | 3 | -
6641 | 75.8105 | 15 | 0.101 | - | 21 | 3 | -
6642 | 75.8219 | 15 | 0.101 | - | 21 | 3 | -
6643 | 75.8333 | 15 | 0.101 | - | 21 | 3 | -
6644 | 75.8447 | 15 | 0.101 | - | 21 | 3 | -
6645 | 75.8562 | 15 | 0.101 | - | 21 | 3 | -
6646 | 75.8676 | 15 | 0.101 | - | 21 | 3 | -
6647 | 75.879 | 15 | 0.101 | - | 21 | 3 | -
6648 | 75.8904 | 15 | 0.101 | - | 21 | 3 | -
6649 | 75.9018 | 15 | 0.101 | - | 21 | 3 | -
6650 | 75.9132 | 15 | 0.101 | - | 21 | 3 | -
6651 | 75.9247 | 15 | 0.101 | - | 21 | 3 | -
6652 | 75.9361 | 15 | 0.101 | - | 21 | 3 | -
6653 | 75.9475 | 15 | 0.101 | - | 21 | 3 | -
6654 | 75.9589 | 15 | 0.101 | - | 21 | 3 | -
6655 | 75.9703 | 15 | 0.101 | - | 21 | 3 | -
6656 | 75.9817 | 15 | 0.101 | - | 21 | 3 | -
6657 | 75.9932 | 15 | 0.101 | - | 21 | 3 | -
6658 | 76.0046 | 15 | 0.101 | - | 21 | 3 | -
6659 | 76.016 | 15 | 0.101 | - | 21 | 3 | -
6660 | 76.0274 | 15 | 0.101 | - | 21 | 3 | -
6661 | 76.0388 | 15 | 0.101 | - | 21 | 3 | -
6662 | 76.0502 | 15 | 0.101 | - | 21 | 3 | -
6663 | 76.0616 | 15 | 0.101 | - | 21 | 3 | -
6664 | 76.0731 | 15 | 0.101 | - | 21 | 3 | -
6665 | 76.0845 | 15 | 0.101 | - | 21 | 3 | -
6666 | 76.0959 | 15 | 0.101 | - | 21 | 3 | -
6667 | 76.1073 | 15 | 0.101 | - | 21 | 3 | -
6668 | 76.1187 | 15 | 0.101 | - | 21 | 3 | -
6669 | 76.1301 | 15 | 0.101 | - | 21 | 3 | -
6670 | 76.1416 | 15 | 0.101 | - | 21 | 3 | -
6671 | 76.153 | 15 | 0.101 | - | 21 | 3 | -
6672 | 76.1644 | 15 | 0.101 | - | 21 | 3 | -
6673 | 76.1758 | 15 | 0.101 | - | 21 | 3 | -
6674 | 76.1872 | 15 | 0.101 | - | 21 | 3 | -
6675 | 76.1986 | 15 | 0.1 | - | 21 | 3 | -
6676 | 76.21 | 15 | 0.1 | - | 21 | 3 | -
6677 | 76.2215 | 15 | 0.1 | - | 21 | 3 | -
6678 | 76.2329 | 15 | 0.1 | - | 21 | 3 | -
6679 | 76.2443 | 15 | 0.1 | - | 21 | 3 | -
6680 | 76.2557 | 15 | 0.1 | - | 21 | 3 | -
6681 | 76.2671 | 15 | 0.1 | - | 21 | 3 | -
6682 | 76.2785 | 15 | 0.1 | - | 21 | 3 | -
6683 | 76.29 | 15 | 0.1 | - | 21 | 3 | -
6684 | 76.3014 | 15 | 0.1 | - | 21 | 3 | -
6685 | 76.3128 | 15 | 0.1 | - | 21 | 3 | -
6686 | 76.3242 | 15 | 0.1 | - | 21 | 3 | -
6687 | 76.3356 | 15 | 0.1 | - | 21 | 3 | -
6688 | 76.347 | 15 | 0.1 | - | 21 | 3 | -
6689 | 76.3584 | 15 | 0.1 | - | 21 | 3 | -
6690 | 76.3699 | 15 | 0.1 | - | 21 | 3 | -
6691 | 76.3813 | 15 | 0.1 | - | 21 | 3 | -
6692 | 76.3927 | 15 | 0.1 | - | 21 | 3 | -
6693 | 76.4041 | 15 | 0.1 | - | 21 | 3 | -
6694 | 76.4155 | 15 | 0.1 | - | 21 | 3 | -
6695 | 76.4269 | 15 | 0.1 | - | 21 | 3 | -
6696 | 76.4384 | 15 | 0.1 | - | 21 | 3 | -
6697 | 76.4498 | 15 | 0.1 | - | 21 | 3 | -
6698 | 76.4612 | 15 | 0.1 | - | 21 | 3 | -
6699 | 76.4726 | 15 | 0.1 | - | 21 | 3 | -
6700 | 76.484 | 15 | 0.1 | - | 21 | 3 | -
6701 | 76.4954 | 15 | 0.1 | - | 21 | 3 | -
6702 | 76.5068 | 15 | 0.1 | - | 21 | 3 | -
6703 | 76.5183 | 15 | 0.1 | - | 21 | 3 | -
6704 | 76.5297 | 15 | 0.1 | - | 21 | 3 | -
6705 | 76.5411 | 15 | 0.1 | - | 21 | 3 | -
6706 | 76.5525 | 15 | 0.1 | - | 21 | 3 | -
6707 | 76.5639 | 15 | 0.1 | - | 21 | 3 | -
6708 | 76.5753 | 15 | 0.1 | - | 21 | 3 | -
6709 | 76.5868 | 15 | 0.1 | - | 21 | 3 | -
6710 | 76.5982 | 15 | 0.1 | - | 21 | 3 | -
6711 | 76.6096 | 15 | 0.1 | - | 21 | 3 | -
6712 | 76.621 | 15 | 0.1 | - | 21 | 3 | -
6713 | 76.6324 | 15 | 0.1 | - | 21 | 3 | -
6714 | 76.6438 | 15 | 0.1 | - | 21 | 3 | -
6715 | 76.6553 | 15 | 0.1 | - | 21 | 3 | -
6716 | 76.6667 | 15 | 0.1 | - | 21 | 3 | -
6717 | 76.6781 | 15 | 0.1 | - | 21 | 3 | -
6718 | 76.6895 | 15 | 0.1 | - | 21 | 3 | -
6719 | 76.7009 | 15 | 0.1 | - | 21 | 3 | -
6720 | 76.7123 | 15 | 0.1 | - | 21 | 3 | -
6721 | 76.7237 | 15 | 0.1 | - | 21 | 3 | -
6722 | 76.7352 | 15 | 0.1 | - | 21 | 3 | -
6723 | 76.7466 | 15 | 0.1 | - | 21 | 3 | -
6724 | 76.758 | 15 | 0.1 | - | 21 | 3 | -
6725 | 76.7694 | 15 | 0.1 | - | 21 | 3 | -
6726 | 76.7808 | 15 | 0.1 | - | 21 | 3 | -
6727 | 76.7922 | 15 | 0.1 | - | 21 | 3 | -
6728 | 76.8037 | 15 | 0.1 | - | 21 | 3 | -
6729 | 76.8151 | 15 | 0.1 | - | 21 | 3 | -
6730 | 76.8265 | 15 | 0.1 | - | 21 | 3 | -
6731 | 76.8379 | 15 | 0.099 | - | 21 | 3 | -
6732 | 76.8493 | 15 | 0.099 | - | 21 | 3 | -
6733 | 76.8607 | 15 | 0.099 | - | 21 | 3 | -
6734 | 76.8721 | 15 | 0.099 | - | 21 | 3 | -
6735 | 76.8836 | 15 | 0.099 | - | 21 | 3 | -
6736 | 76.895 | 15 | 0.099 | - | 21 | 3 | -
6737 | 76.9064 | 15 | 0.099 | - | 21 | 3 | -
6738 | 76.9178 | 15 | 0.099 | - | 21 | 3 | -
6739 | 76.9292 | 15 | 0.099 | - | 21 | 3 | -
6740 | 76.9406 | 15 | 0.099 | - | 21 | 3 | -
6741 | 76.9521 | 15 | 0.099 | - | 21 | 3 | -
6742 | 76.9635 | 15 | 0.099 | - | 21 | 3 | -
6743 | 76.9749 | 15 | 0.099 | - | 21 | 3 | -
6744 | 76.9863 | 15 | 0.099 | - | 21 | 3 | -
6745 | 76.9977 | 15 | 0.099 | - | 21 | 3 | -
6746 | 77.0091 | 15 | 0.099 | - | 21 | 3 | -
6747 | 77.0205 | 15 | 0.099 | - | 21 | 3 | -
6748 | 77.032 | 15 | 0.099 | - | 21 | 3 | -
6749 | 77.0434 | 15 | 0.099 | - | 21 | 3 | -
6750 | 77.0548 | 15 | 0.099 | - | 21 | 3 | -
6751 | 77.0662 | 15 | 0.099 | - | 21 | 3 | -
6752 | 77.0776 | 15 | 0.099 | - | 21 | 3 | -
6753 | 77.089 | 15 | 0.099 | - | 21 | 3 | -
6754 | 77.1005 | 15 | 0.099 | - | 21 | 3 | -
6755 | 77.1119 | 15 | 0.099 | - | 21 | 3 | -
6756 | 77.1233 | 15 | 0.099 | - | 21 | 3 | -
6757 | 77.1347 | 15 | 0.099 | - | 21 | 3 | -
6758 | 77.1461 | 15 | 0.099 | - | 21 | 3 | -
6759 | 77.1575 | 15 | 0.099 | - | 21 | 3 | -
6760 | 77.1689 | 15 | 0.099 | - | 21 | 3 | -
6761 | 77.1804 | 15 | 0.099 | - | 21 | 3 | -
6762 | 77.1918 | 15 | 0.099 | - | 21 | 3 | -
6763 | 77.2032 | 15 | 0.099 | - | 21 | 3 | -
6764 | 77.2146 | 15 | 0.099 | - | 21 | 3 | -
6765 | 77.226 | 15 | 0.099 | - | 21 | 3 | -
6766 | 77.2374 | 15 | 0.099 | - | 21 | 3 | -
6767 | 77.2489 | 15 | 0.099 | - | 21 | 3 | -
6768 | 77.2603 | 15 | 0.099 | - | 21 | 3 | -
6769 | 77.2717 | 15 | 0.099 | - | 21 | 3 | -
6770 | 77.2831 | 15 | 0.099 | - | 21 | 3 | -
6771 | 77.2945 | 15 | 0.099 | - | 21 | 3 | -
6772 | 77.3059 | 15 | 0.099 | - | 21 | 3 | -
6773 | 77.3174 | 15 | 0.099 | - | 21 | 3 | -
6774 | 77.3288 | 15 | 0.099 | - | 21 | 3 | -
6775 | 77.3402 | 15 | 0.099 | - | 21 | 3 | -
6776 | 77.3516 | 15 | 0.099 | - | 21 | 3 | -
6777 | 77.363 | 15 | 0.099 | - | 21 | 3 | -
6778 | 77.3744 | 15 | 0.099 | - | 21 | 3 | -
6779 | 77.3858 | 15 | 0.099 | - | 21 | 3 | -
6780 | 77.3973 | 15 | 0.099 | - | 21 | 3 | -
6781 | 77.4087 | 15 | 0.099 | - | 21 | 3 | -
6782 | 77.4201 | 15 | 0.099 | - | 21 | 3 | -
6783 | 77.4315 | 15 | 0.099 | - | 21 | 3 | -
6784 | 77.4429 | 15 | 0.099 | - | 21 | 3 | -
6785 | 77.4543 | 15 | 0.099 | - | 21 | 3 | -
6786 | 77.4658 | 15 | 0.099 | - | 21 | 3 | -
6787 | 77.4772 | 15 | 0.099 | - | 21 | 3 | -
6788 | 77.4886 | 15 | 0.099 | - | 21 | 3 | -
6789 | 77.5 | 15 | 0.099 | - | 21 | 3 | -
6790 | 77.5114 | 15 | 0.099 | - | 21 | 3 | -
6791 | 77.5228 | 15 | 0.099 | - | 21 | 3 | -
6792 | 77.5342 | 15 | 0.099 | - | 21 | 3 | -
6793 | 77.5457 | 15 | 0.099 | - | 21 | 3 | -
6794 | 77.5571 | 15 | 0.099 | - | 21 | 3 | -
6795 | 77.5685 | 15 | 0.099 | - | 21 | 3 | -
6796 | 77.5799 | 15 | 0.099 | - | 21 | 3 | -
6797 | 77.5913 | 15 | 0.099 | - | 21 | 3 | -
6798 | 77.6027 | 15 | 0.099 | - | 21 | 3 | -
6799 | 77.6142 | 15 | 0.099 | - | 21 | 3 | -
6800 | 77.6256 | 15 | 0.099 | - | 21 | 3 | -
6801 | 77.637 | 15 | 0.099 | - | 21 | 3 | -
6802 | 77.6484 | 15 | 0.099 | - | 21 | 3 | -
6803 | 77.6598 | 15 | 0.099 | - | 21 | 3 | -
6804 | 77.6712 | 15 | 0.099 | - | 21 | 3 | -
6805 | 77.6826 | 15 | 0.099 | - | 21 | 3 | -
6806 | 77.6941 | 15 | 0.099 | - | 21 | 3 | -
6807 | 77.7055 | 15 | 0.099 | - | 21 | 3 | -
6808 | 77.7169 | 15 | 0.099 | - | 21 | 3 | -
6809 | 77.7283 | 15 | 0.099 | - | 21 | 3 | -
6810 | 77.7397 | 15 | 0.099 | - | 21 | 3 | -
6811 | 77.7511 | 15 | 0.099 | - | 21 | 3 | -
6812 | 77.7626 | 15 | 0.099 | - | 21 | 3 | -
6813 | 77.774 | 15 | 0.099 | - | 21 | 3 | -
6814 | 77.7854 | 15 | 0.099 | - | 21 | 3 | -
6815 | 77.7968 | 15 | 0.099 | - | 21 | 3 | -
6816 | 77.8082 | 15 | 0.099 | - | 21 | 3 | -
6817 | 77.8196 | 15 | 0.099 | - | 21 | 3 | -
6818 | 77.8311 | 15 | 0.099 | - | 21 | 3 | -
6819 | 77.8425 | 15 | 0.099 | - | 21 | 3 | -
6820 | 77.8539 | 15 | 0.099 | - | 21 | 3 | -
6821 | 77.8653 | 15 | 0.099 | - | 21 | 3 | -
6822 | 77.8767 | 15 | 0.098 | - | 21 | 3 | -
6823 | 77.8881 | 15 | 0.098 | - | 21 | 3 | -
6824 | 77.8995 | 15 | 0.098 | - | 21 | 3 | -
6825 | 77.911 | 15 | 0.098 | - | 21 | 3 | -
6826 | 77.9224 | 15 | 0.098 | - | 21 | 3 | -
6827 | 77.9338 | 15 | 0.098 | - | 21 | 3 | -
6828 | 77.9452 | 15 | 0.098 | - | 21 | 3 | -
6829 | 77.9566 | 15 | 0.098 | - | 21 | 3 | -
6830 | 77.968 | 15 | 0.098 | - | 21 | 3 | -
6831 | 77.9795 | 15 | 0.098 | - | 21 | 3 | -
6832 | 77.9909 | 15 | 0.098 | - | 21 | 3 | -
6833 | 78.0023 | 15 | 0.098 | - | 21 | 3 | -
6834 | 78.0137 | 15 | 0.098 | - | 21 | 3 | -
6835 | 78.0251 | 15 | 0.098 | - | 21 | 3 | -
6836 | 78.0365 | 15 | 0.098 | - | 21 | 3 | -
6837 | 78.0479 | 15 | 0.098 | - | 21 | 3 | -
6838 | 78.0594 | 15 | 0.098 | - | 21 | 3 | -
6839 | 78.0708 | 15 | 0.098 | - | 21 | 3 | -
6840 | 78.0822 | 15 | 0.098 | - | 21 | 3 | -
6841 | 78.0936 | 15 | 0.098 | - | 21 | 3 | -
6842 | 78.105 | 15 | 0.098 | - | 21 | 3 | -
6843 | 78.1164 | 15 | 0.098 | - | 21 | 3 | -
6844 | 78.1279 | 15 | 0.098 | - | 21 | 3 | -
6845 | 78.1393 | 15 | 0.098 | - | 21 | 3 | -
6846 | 78.1507 | 15 | 0.098 | - | 21 | 3 | -
6847 | 78.1621 | 15 | 0.098 | - | 21 | 3 | -
6848 | 78.1735 | 15 | 0.098 | - | 21 | 3 | -
6849 | 78.1849 | 15 | 0.098 | - | 21 | 3 | -
6850 | 78.1963 | 15 | 0.098 | - | 21 | 3 | -
6851 | 78.2078 | 15 | 0.098 | - | 21 | 3 | -
6852 | 78.2192 | 15 | 0.098 | - | 21 | 3 | -
6853 | 78.2306 | 15 | 0.098 | - | 21 | 3 | -
6854 | 78.242 | 15 | 0.098 | - | 21 | 3 | -
6855 | 78.2534 | 15 | 0.098 | - | 21 | 3 | -
6856 | 78.2648 | 15 | 0.098 | - | 21 | 3 | -
6857 | 78.2763 | 15 | 0.098 | - | 21 | 3 | -
6858 | 78.2877 | 15 | 0.098 | - | 21 | 3 | -
6859 | 78.2991 | 15 | 0.098 | - | 21 | 3 | -
6860 | 78.3105 | 15 | 0.098 | - | 21 | 3 | -
6861 | 78.3219 | 15 | 0.098 | - | 21 | 3 | -
6862 | 78.3333 | 15 | 0.098 | - | 21 | 3 | -
6863 | 78.3447 | 15 | 0.098 | - | 21 | 3 | -
6864 | 78.3562 | 15 | 0.098 | - | 21 | 3 | -
6865 | 78.3676 | 15 | 0.098 | - | 21 | 3 | -
6866 | 78.379 | 15 | 0.098 | - | 21 | 3 | -
6867 | 78.3904 | 15 | 0.098 | - | 21 | 3 | -
6868 | 78.4018 | 15 | 0.098 | - | 21 | 3 | -
6869 | 78.4132 | 15 | 0.098 | - | 21 | 3 | -
6870 | 78.4247 | 15 | 0.098 | - | 21 | 3 | -
6871 | 78.4361 | 15 | 0.098 | - | 21 | 3 | -
6872 | 78.4475 | 15 | 0.098 | - | 21 | 3 | -
6873 | 78.4589 | 15 | 0.098 | - | 21 | 3 | -
6874 | 78.4703 | 15 | 0.098 | - | 21 | 3 | -
6875 | 78.4817 | 15 | 0.098 | - | 21 | 3 | -
6876 | 78.4932 | 15 | 0.098 | - | 21 | 3 | -
6877 | 78.5046 | 15 | 0.098 | - | 21 | 3 | -
6878 | 78.516 | 15 | 0.098 | - | 21 | 3 | -
6879 | 78.5274 | 15 | 0.098 | - | 21 | 3 | -
6880 | 78.5388 | 15 | 0.098 | - | 21 | 3 | -
6881 | 78.5502 | 15 | 0.098 | - | 21 | 3 | -
6882 | 78.5616 | 15 | 0.098 | - | 21 | 3 | -
6883 | 78.5731 | 15 | 0.098 | - | 21 | 3 | -
6884 | 78.5845 | 15 | 0.098 | - | 21 | 2 | -
6885 | 78.5959 | 15 | 0.098 | - | 21 | 2 | -
6886 | 78.6073 | 15 | 0.098 | - | 21 | 2 | -
6887 | 78.6187 | 15 | 0.098 | - | 21 | 2 | -
6888 | 78.6301 | 15 | 0.098 | - | 21 | 2 | -
6889 | 78.6416 | 15 | 0.098 | - | 21 | 2 | -
6890 | 78.653 | 15 | 0.098 | - | 21 | 2 | -
6891 | 78.6644 | 15 | 0.098 | - | 21 | 2 | -
6892 | 78.6758 | 15 | 0.098 | - | 21 | 2 | -
6893 | 78.6872 | 15 | 0.098 | - | 21 | 2 | -
6894 | 78.6986 | 15 | 0.098 | - | 21 | 2 | -
6895 | 78.71 | 15 | 0.098 | - | 21 | 2 | -
6896 | 78.7215 | 15 | 0.098 | - | 21 | 2 | -
6897 | 78.7329 | 15 | 0.098 | - | 21 | 2 | -
6898 | 78.7443 | 15 | 0.098 | - | 21 | 2 | -
6899 | 78.7557 | 15 | 0.098 | - | 21 | 2 | -
6900 | 78.7671 | 15 | 0.098 | - | 21 | 2 | -
6901 | 78.7785 | 15 | 0.098 | - | 21 | 2 | -
6902 | 78.79 | 15 | 0.098 | - | 21 | 2 | -
6903 | 78.8014 | 15 | 0.098 | - | 21 | 2 | -
6904 | 78.8128 | 15 | 0.098 | - | 21 | 2 | -
6905 | 78.8242 | 15 | 0.098 | - | 21 | 2 | -
6906 | 78.8356 | 15 | 0.097 | - | 21 | 2 | -
6907 | 78.847 | 15 | 0.097 | - | 21 | 2 | -
6908 | 78.8584 | 15 | 0.097 | - | 21 | 2 | -
6909 | 78.8699 | 15 | 0.097 | - | 21 | 2 | -
6910 | 78.8813 | 15 | 0.097 | - | 21 | 2 | -
6911 | 78.8927 | 15 | 0.097 | - | 21 | 2 | -
6912 | 78.9041 | 15 | 0.097 | - | 21 | 2 | -
6913 | 78.9155 | 15 | 0.097 | - | 21 | 2 | -
6914 | 78.9269 | 15 | 0.097 | - | 21 | 2 | -
6915 | 78.9384 | 15 | 0.097 | - | 21 | 2 | -
6916 | 78.9498 | 15 | 0.097 | - | 21 | 2 | -
6917 | 78.9612 | 15 | 0.097 | - | 21 | 2 | -
6918 | 78.9726 | 15 | 0.097 | - | 21 | 2 | -
6919 | 78.984 | 15 | 0.097 | - | 21 | 2 | -
6920 | 78.9954 | 15 | 0.097 | - | 21 | 2 | -
6921 | 79.0068 | 15 | 0.097 | - | 21 | 2 | -
6922 | 79.0183 | 15 | 0.097 | - | 21 | 2 | -
6923 | 79.0297 | 15 | 0.097 | - | 21 | 2 | -
6924 | 79.0411 | 15 | 0.097 | - | 21 | 2 | -
6925 | 79.0525 | 15 | 0.097 | - | 21 | 2 | -
6926 | 79.0639 | 15 | 0.097 | - | 21 | 2 | -
6927 | 79.0753 | 15 | 0.097 | - | 21 | 2 | -
6928 | 79.0868 | 15 | 0.097 | - | 21 | 2 | -
6929 | 79.0982 | 15 | 0.097 | - | 21 | 2 | -
6930 | 79.1096 | 15 | 0.097 | - | 21 | 2 | -
6931 | 79.121 | 15 | 0.097 | - | 21 | 2 | -
6932 | 79.1324 | 15 | 0.097 | - | 21 | 2 | -
6933 | 79.1438 | 15 | 0.097 | - | 21 | 2 | -
6934 | 79.1553 | 15 | 0.097 | - | 21 | 2 | -
6935 | 79.1667 | 15 | 0.097 | - | 21 | 2 | -
6936 | 79.1781 | 15 | 0.097 | - | 21 | 2 | -
6937 | 79.1895 | 15 | 0.097 | - | 21 | 2 | -
6938 | 79.2009 | 15 | 0.097 | - | 21 | 2 | -
6939 | 79.2123 | 15 | 0.097 | - | 21 | 2 | -
6940 | 79.2237 | 15 | 0.097 | - | 21 | 2 | -
6941 | 79.2352 | 15 | 0.097 | - | 21 | 2 | -
6942 | 79.2466 | 15 | 0.097 | - | 21 | 2 | -
6943 | 79.258 | 15 | 0.097 | - | 21 | 2 | -
6944 | 79.2694 | 15 | 0.097 | - | 21 | 2 | -
6945 | 79.2808 | 15 | 0.097 | - | 21 | 2 | -
6946 | 79.2922 | 15 | 0.097 | - | 21 | 2 | -
6947 | 79.3037 | 15 | 0.097 | - | 21 | 2 | -
6948 | 79.3151 | 15 | 0.097 | - | 21 | 2 | -
6949 | 79.3265 | 15 | 0.097 | - | 21 | 2 | -
6950 | 79.3379 | 15 | 0.097 | - | 21 | 2 | -
6951 | 79.3493 | 15 | 0.097 | - | 21 | 2 | -
6952 | 79.3607 | 15 | 0.097 | - | 21 | 2 | -
6953 | 79.3721 | 15 | 0.097 | - | 21 | 2 | -
6954 | 79.3836 | 15 | 0.097 | - | 21 | 2 | -
6955 | 79.395 | 15 | 0.097 | - | 21 | 2 | -
6956 | 79.4064 | 15 | 0.097 | - | 21 | 2 | -
6957 | 79.4178 | 15 | 0.097 | - | 21 | 2 | -
6958 | 79.4292 | 15 | 0.097 | - | 21 | 2 | -
6959 | 79.4406 | 15 | 0.097 | - | 21 | 2 | -
6960 | 79.4521 | 15 | 0.097 | - | 21 | 2 | -
6961 | 79.4635 | 15 | 0.097 | - | 21 | 2 | -
6962 | 79.4749 | 15 | 0.097 | - | 21 | 2 | -
6963 | 79.4863 | 15 | 0.097 | - | 21 | 2 | -
6964 | 79.4977 | 15 | 0.097 | - | 21 | 2 | -
6965 | 79.5091 | 15 | 0.097 | - | 21 | 2 | -
6966 | 79.5205 | 15 | 0.097 | - | 21 | 2 | -
6967 | 79.532 | 15 | 0.097 | - | 21 | 2 | -
6968 | 79.5434 | 15 | 0.097 | - | 21 | 2 | -
6969 | 79.5548 | 15 | 0.097 | - | 21 | 2 | -
6970 | 79.5662 | 15 | 0.097 | - | 21 | 2 | -
6971 | 79.5776 | 15 | 0.097 | - | 21 | 2 | -
6972 | 79.589 | 15 | 0.097 | - | 21 | 2 | -
6973 | 79.6005 | 15 | 0.097 | - | 21 | 2 | -
6974 | 79.6119 | 15 | 0.097 | - | 21 | 2 | -
6975 | 79.6233 | 15 | 0.097 | - | 21 | 2 | -
6976 | 79.6347 | 15 | 0.097 | - | 21 | 2 | -
6977 | 79.6461 | 15 | 0.097 | - | 21 | 2 | -
6978 | 79.6575 | 15 | 0.097 | - | 21 | 2 | -
6979 | 79.6689 | 15 | 0.097 | - | 21 | 2 | -
6980 | 79.6804 | 15 | 0.097 | - | 21 | 2 | -
6981 | 79.6918 | 15 | 0.097 | - | 21 | 2 | -
6982 | 79.7032 | 15 | 0.097 | - | 21 | 2 | -
6983 | 79.7146 | 15 | 0.097 | - | 21 | 2 | -
6984 | 79.726 | 15 | 0.097 | - | 21 | 2 | -
6985 | 79.7374 | 15 | 0.097 | - | 21 | 2 | -
6986 | 79.7489 | 15 | 0.097 | - | 21 | 2 | -
6987 | 79.7603 | 15 | 0.097 | - | 21 | 2 | -
6988 | 79.7717 | 15 | 0.097 | - | 21 | 2 | -
6989 | 79.7831 | 15 | 0.097 | - | 21 | 2 | -
6990 | 79.7945 | 15 | 0.097 | - | 21 | 2 | -
6991 | 79.8059 | 15 | 0.097 | - | 21 | 2 | -
6992 | 79.8174 | 15 | 0.097 | - | 21 | 2 | -
6993 | 79.8288 | 15 | 0.097 | - | 21 | 2 | -
6994 | 79.8402 | 15 | 0.097 | - | 21 | 2 | -
6995 | 79.8516 | 15 | 0.097 | - | 21 | 2 | -
6996 | 79.863 | 15 | 0.097 | - | 21 | 2 | -
6997 | 79.8744 | 15 | 0.097 | - | 21 | 2 | -
6998 | 79.8858 | 15 | 0.097 | - | 21 | 2 | -
6999 | 79.8973 | 15 | 0.097 | - | 21 | 2 | -
7000 | 79.9087 | 15 | 0.097 | - | 21 | 2 | -
7001 | 79.9201 | 15 | 0.097 | - | 21 | 2 | -
7002 | 79.9315 | 15 | 0.097 | - | 21 | 2 | -
7003 | 79.9429 | 15 | 0.097 | - | 21 | 2 | -
7004 | 79.9543 | 15 | 0.097 | - | 21 | 2 | -
7005 | 79.9658 | 15 | 0.097 | - | 21 | 2 | -
7006 | 79.9772 | 15 | 0.097 | - | 21 | 2 | -
7007 | 79.9886 | 15 | 0.097 | - | 21 | 2 | -
7008 | 80 | 14 | 0.097 | - | 21 | 2 | -
7009 | 80.0114 | 14 | 0.097 | - | 21 | 2 | -
7010 | 80.0228 | 14 | 0.097 | - | 21 | 2 | -
7011 | 80.0342 | 14 | 0.097 | - | 21 | 2 | -
7012 | 80.0457 | 14 | 0.097 | - | 21 | 2 | -
7013 | 80.0571 | 14 | 0.097 | - | 21 | 2 | -
7014 | 80.0685 | 14 | 0.097 | - | 21 | 2 | -
7015 | 80.0799 | 14 | 0.097 | - | 21 | 2 | -
7016 | 80.0913 | 14 | 0.097 | - | 21 | 2 | -
7017 | 80.1027 | 14 | 0.097 | - | 21 | 2 | -
7018 | 80.1142 | 14 | 0.097 | - | 21 | 2 | -
7019 | 80.1256 | 14 | 0.097 | - | 21 | 2 | -
7020 | 80.137 | 14 | 0.097 | - | 21 | 2 | -
7021 | 80.1484 | 14 | 0.097 | - | 21 | 2 | -
7022 | 80.1598 | 14 | 0.097 | - | 21 | 2 | -
7023 | 80.1712 | 14 | 0.097 | - | 21 | 2 | -
7024 | 80.1826 | 14 | 0.097 | - | 21 | 2 | -
7025 | 80.1941 | 14 | 0.097 | - | 21 | 2 | -
7026 | 80.2055 | 14 | 0.097 | - | 21 | 2 | -
7027 | 80.2169 | 14 | 0.097 | - | 21 | 2 | -
7028 | 80.2283 | 14 | 0.097 | - | 21 | 2 | -
7029 | 80.2397 | 14 | 0.097 | - | 21 | 2 | -
7030 | 80.2511 | 14 | 0.097 | - | 21 | 2 | -
7031 | 80.2626 | 14 | 0.097 | - | 21 | 2 | -
7032 | 80.274 | 14 | 0.097 | - | 21 | 2 | -
7033 | 80.2854 | 14 | 0.097 | - | 21 | 2 | -
7034 | 80.2968 | 14 | 0.097 | - | 21 | 2 | -
7035 | 80.3082 | 14 | 0.097 | - | 21 | 2 | -
7036 | 80.3196 | 14 | 0.097 | - | 21 | 2 | -
7037 | 80.3311 | 14 | 0.097 | - | 21 | 2 | -
7038 | 80.3425 | 14 | 0.097 | - | 21 | 2 | -
7039 | 80.3539 | 14 | 0.097 | - | 21 | 2 | -
7040 | 80.3653 | 14 | 0.097 | - | 21 | 2 | -
7041 | 80.3767 | 14 | 0.097 | - | 21 | 2 | -
7042 | 80.3881 | 14 | 0.097 | - | 21 | 2 | -
7043 | 80.3995 | 14 | 0.097 | - | 21 | 2 | -
7044 | 80.411 | 14 | 0.097 | - | 21 | 2 | -
7045 | 80.4224 | 14 | 0.097 | - | 21 | 2 | -
7046 | 80.4338 | 14 | 0.097 | - | 21 | 2 | -
7047 | 80.4452 | 14 | 0.096 | - | 21 | 2 | -
7048 | 80.4566 | 14 | 0.096 | - | 21 | 2 | -
7049 | 80.468 | 14 | 0.096 | - | 21 | 2 | -
7050 | 80.4795 | 14 | 0.096 | - | 21 | 2 | -
7051 | 80.4909 | 14 | 0.096 | - | 21 | 2 | -
7052 | 80.5023 | 14 | 0.096 | - | 21 | 2 | -
7053 | 80.5137 | 14 | 0.096 | - | 21 | 2 | -
7054 | 80.5251 | 14 | 0.096 | - | 21 | 2 | -
7055 | 80.5365 | 14 | 0.096 | - | 21 | 2 | -
7056 | 80.5479 | 14 | 0.096 | - | 21 | 2 | -
7057 | 80.5594 | 14 | 0.096 | - | 21 | 2 | -
7058 | 80.5708 | 14 | 0.096 | - | 21 | 2 | -
7059 | 80.5822 | 14 | 0.096 | - | 21 | 2 | -
7060 | 80.5936 | 14 | 0.096 | - | 21 | 2 | -
7061 | 80.605 | 14 | 0.096 | - | 21 | 2 | -
7062 | 80.6164 | 14 | 0.096 | - | 21 | 2 | -
7063 | 80.6279 | 14 | 0.096 | - | 21 | 2 | -
7064 | 80.6393 | 14 | 0.096 | - | 21 | 2 | -
7065 | 80.6507 | 14 | 0.096 | - | 21 | 2 | -
7066 | 80.6621 | 14 | 0.096 | - | 21 | 2 | -
7067 | 80.6735 | 14 | 0.096 | - | 21 | 2 | -
7068 | 80.6849 | 14 | 0.096 | - | 21 | 2 | -
7069 | 80.6963 | 14 | 0.096 | - | 21 | 2 | -
7070 | 80.7078 | 14 | 0.096 | - | 21 | 2 | -
7071 | 80.7192 | 14 | 0.096 | - | 21 | 2 | -
7072 | 80.7306 | 14 | 0.096 | - | 21 | 2 | -
7073 | 80.742 | 14 | 0.096 | - | 21 | 2 | -
7074 | 80.7534 | 14 | 0.096 | - | 21 | 2 | -
7075 | 80.7648 | 14 | 0.096 | - | 21 | 2 | -
7076 | 80.7763 | 14 | 0.096 | - | 21 | 2 | -
7077 | 80.7877 | 14 | 0.096 | - | 21 | 2 | -
7078 | 80.7991 | 14 | 0.096 | - | 21 | 2 | -
7079 | 80.8105 | 14 | 0.096 | - | 21 | 2 | -
7080 | 80.8219 | 14 | 0.096 | - | 21 | 2 | -
7081 | 80.8333 | 14 | 0.096 | - | 21 | 2 | -
7082 | 80.8447 | 14 | 0.096 | - | 21 | 2 | -
7083 | 80.8562 | 14 | 0.096 | - | 21 | 2 | -
7084 | 80.8676 | 14 | 0.096 | - | 21 | 2 | -
7085 | 80.879 | 14 | 0.096 | - | 21 | 2 | -
7086 | 80.8904 | 14 | 0.096 | - | 21 | 2 | -
7087 | 80.9018 | 14 | 0.096 | - | 21 | 2 | -
7088 | 80.9132 | 14 | 0.096 | - | 21 | 2 | -
7089 | 80.9247 | 14 | 0.096 | - | 21 | 2 | -
7090 | 80.9361 | 14 | 0.096 | - | 21 | 2 | -
7091 | 80.9475 | 14 | 0.096 | - | 21 | 2 | -
7092 | 80.9589 | 14 | 0.096 | - | 21 | 2 | -
7093 | 80.9703 | 14 | 0.096 | - | 21 | 2 | -
7094 | 80.9817 | 14 | 0.096 | - | 21 | 2 | -
7095 | 80.9932 | 14 | 0.096 | - | 21 | 2 | -
7096 | 81.0046 | 14 | 0.096 | - | 21 | 2 | -
7097 | 81.016 | 14 | 0.096 | - | 21 | 2 | -
7098 | 81.0274 | 14 | 0.096 | - | 21 | 2 | -
7099 | 81.0388 | 14 | 0.096 | - | 21 | 2 | -
7100 | 81.0502 | 14 | 0.096 | - | 21 | 2 | -
7101 | 81.0616 | 14 | 0.096 | - | 21 | 2 | -
7102 | 81.0731 | 14 | 0.096 | - | 21 | 2 | -
7103 | 81.0845 | 14 | 0.096 | - | 21 | 2 | -
7104 | 81.0959 | 14 | 0.096 | - | 21 | 2 | -
7105 | 81.1073 | 14 | 0.096 | - | 21 | 2 | -
7106 | 81.1187 | 14 | 0.096 | - | 21 | 2 | -
7107 | 81.1301 | 14 | 0.096 | - | 21 | 2 | -
7108 | 81.1416 | 14 | 0.096 | - | 21 | 2 | -
7109 | 81.153 | 14 | 0.096 | - | 21 | 2 | -
7110 | 81.1644 | 14 | 0.096 | - | 21 | 2 | -
7111 | 81.1758 | 14 | 0.096 | - | 21 | 2 | -
7112 | 81.1872 | 14 | 0.096 | - | 21 | 2 | -
7113 | 81.1986 | 14 | 0.096 | - | 21 | 2 | -
7114 | 81.21 | 14 | 0.096 | - | 21 | 2 | -
7115 | 81.2215 | 14 | 0.096 | - | 21 | 2 | -
7116 | 81.2329 | 14 | 0.096 | - | 21 | 2 | -
7117 | 81.2443 | 14 | 0.096 | - | 21 | 2 | -
7118 | 81.2557 | 14 | 0.096 | - | 21 | 2 | -
7119 | 81.2671 | 14 | 0.096 | - | 21 | 2 | -
7120 | 81.2785 | 14 | 0.096 | - | 21 | 2 | -
7121 | 81.29 | 14 | 0.096 | - | 21 | 2 | -
7122 | 81.3014 | 14 | 0.096 | - | 21 | 2 | -
7123 | 81.3128 | 14 | 0.096 | - | 21 | 2 | -
7124 | 81.3242 | 14 | 0.096 | - | 21 | 2 | -
7125 | 81.3356 | 14 | 0.096 | - | 21 | 2 | -
7126 | 81.347 | 14 | 0.096 | - | 21 | 2 | -
7127 | 81.3584 | 14 | 0.096 | - | 21 | 2 | -
7128 | 81.3699 | 14 | 0.096 | - | 21 | 2 | -
7129 | 81.3813 | 14 | 0.096 | - | 21 | 2 | -
7130 | 81.3927 | 14 | 0.096 | - | 21 | 2 | -
7131 | 81.4041 | 14 | 0.096 | - | 21 | 2 | -
7132 | 81.4155 | 14 | 0.096 | - | 21 | 2 | -
7133 | 81.4269 | 14 | 0.096 | - | 21 | 2 | -
7134 | 81.4384 | 14 | 0.096 | - | 21 | 2 | -
7135 | 81.4498 | 14 | 0.096 | - | 21 | 2 | -
7136 | 81.4612 | 14 | 0.096 | - | 21 | 2 | -
7137 | 81.4726 | 14 | 0.096 | - | 21 | 2 | -
7138 | 81.484 | 14 | 0.096 | - | 21 | 2 | -
7139 | 81.4954 | 14 | 0.096 | - | 21 | 2 | -
7140 | 81.5068 | 14 | 0.096 | - | 21 | 2 | -
7141 | 81.5183 | 14 | 0.096 | - | 21 | 2 | -
7142 | 81.5297 | 14 | 0.096 | - | 21 | 2 | -
7143 | 81.5411 | 14 | 0.096 | - | 21 | 2 | -
7144 | 81.5525 | 14 | 0.096 | - | 21 | 2 | -
7145 | 81.5639 | 14 | 0.096 | - | 21 | 2 | -
7146 | 81.5753 | 14 | 0.096 | - | 21 | 2 | -
7147 | 81.5868 | 14 | 0.096 | - | 21 | 2 | -
7148 | 81.5982 | 14 | 0.096 | - | 21 | 2 | -
7149 | 81.6096 | 14 | 0.096 | - | 21 | 2 | -
7150 | 81.621 | 14 | 0.096 | - | 21 | 2 | -
7151 | 81.6324 | 14 | 0.096 | - | 21 | 2 | -
7152 | 81.6438 | 14 | 0.096 | - | 21 | 2 | -
7153 | 81.6553 | 14 | 0.096 | - | 21 | 2 | -
7154 | 81.6667 | 14 | 0.096 | - | 21 | 2 | -
7155 | 81.6781 | 14 | 0.096 | - | 21 | 2 | -
7156 | 81.6895 | 14 | 0.096 | - | 21 | 2 | -
7157 | 81.7009 | 14 | 0.096 | - | 21 | 2 | -
7158 | 81.7123 | 14 | 0.096 | - | 21 | 2 | -
7159 | 81.7237 | 14 | 0.096 | - | 21 | 2 | -
7160 | 81.7352 | 14 | 0.096 | - | 21 | 2 | -
7161 | 81.7466 | 14 | 0.096 | - | 21 | 2 | -
7162 | 81.758 | 14 | 0.095 | - | 21 | 2 | -
7163 | 81.7694 | 14 | 0.095 | - | 21 | 2 | -
7164 | 81.7808 | 14 | 0.095 | - | 21 | 2 | -
7165 | 81.7922 | 14 | 0.095 | - | 21 | 2 | -
7166 | 81.8037 | 14 | 0.095 | - | 21 | 2 | -
7167 | 81.8151 | 14 | 0.095 | - | 21 | 2 | -
7168 | 81.8265 | 14 | 0.095 | - | 21 | 2 | -
7169 | 81.8379 | 14 | 0.095 | - | 21 | 2 | -
7170 | 81.8493 | 14 | 0.095 | - | 21 | 2 | -
7171 | 81.8607 | 14 | 0.095 | - | 21 | 2 | -
7172 | 81.8721 | 14 | 0.095 | - | 21 | 2 | -
7173 | 81.8836 | 14 | 0.095 | - | 21 | 2 | -
7174 | 81.895 | 14 | 0.095 | - | 21 | 2 | -
7175 | 81.9064 | 14 | 0.095 | - | 21 | 2 | -
7176 | 81.9178 | 14 | 0.095 | - | 21 | 2 | -
7177 | 81.9292 | 14 | 0.095 | - | 21 | 2 | -
7178 | 81.9406 | 14 | 0.095 | - | 21 | 2 | -
7179 | 81.9521 | 14 | 0.095 | - | 21 | 2 | -
7180 | 81.9635 | 14 | 0.095 | - | 21 | 2 | -
7181 | 81.9749 | 14 | 0.095 | - | 21 | 2 | -
7182 | 81.9863 | 14 | 0.095 | - | 21 | 2 | -
7183 | 81.9977 | 14 | 0.095 | - | 21 | 2 | -
7184 | 82.0091 | 14 | 0.095 | - | 21 | 2 | -
7185 | 82.0205 | 14 | 0.095 | - | 21 | 2 | -
7186 | 82.032 | 14 | 0.095 | - | 21 | 2 | -
7187 | 82.0434 | 14 | 0.095 | - | 21 | 2 | -
7188 | 82.0548 | 14 | 0.095 | - | 21 | 2 | -
7189 | 82.0662 | 14 | 0.095 | - | 21 | 2 | -
7190 | 82.0776 | 14 | 0.095 | - | 21 | 2 | -
7191 | 82.089 | 14 | 0.095 | - | 21 | 2 | -
7192 | 82.1005 | 14 | 0.095 | - | 21 | 2 | -
7193 | 82.1119 | 14 | 0.095 | - | 21 | 2 | -
7194 | 82.1233 | 14 | 0.095 | - | 21 | 2 | -
7195 | 82.1347 | 14 | 0.095 | - | 21 | 2 | -
7196 | 82.1461 | 14 | 0.095 | - | 21 | 2 | -
7197 | 82.1575 | 14 | 0.095 | - | 21 | 2 | -
7198 | 82.1689 | 14 | 0.095 | - | 21 | 2 | -
7199 | 82.1804 | 14 | 0.095 | - | 21 | 2 | -
7200 | 82.1918 | 14 | 0.095 | - | 21 | 2 | -
7201 | 82.2032 | 14 | 0.095 | - | 21 | 2 | -
7202 | 82.2146 | 14 | 0.095 | - | 21 | 2 | -
7203 | 82.226 | 14 | 0.095 | - | 21 | 2 | -
7204 | 82.2374 | 14 | 0.095 | - | 21 | 2 | -
7205 | 82.2489 | 14 | 0.095 | - | 21 | 2 | -
7206 | 82.2603 | 14 | 0.095 | - | 21 | 2 | -
7207 | 82.2717 | 14 | 0.095 | - | 21 | 2 | -
7208 | 82.2831 | 14 | 0.095 | - | 21 | 2 | -
7209 | 82.2945 | 14 | 0.095 | - | 21 | 2 | -
7210 | 82.3059 | 14 | 0.095 | - | 21 | 2 | -
7211 | 82.3174 | 14 | 0.095 | - | 21 | 2 | -
7212 | 82.3288 | 14 | 0.095 | - | 21 | 2 | -
7213 | 82.3402 | 14 | 0.095 | - | 21 | 2 | -
7214 | 82.3516 | 14 | 0.095 | - | 21 | 2 | -
7215 | 82.363 | 14 | 0.095 | - | 21 | 2 | -
7216 | 82.3744 | 14 | 0.095 | - | 21 | 2 | -
7217 | 82.3858 | 14 | 0.095 | - | 21 | 2 | -
7218 | 82.3973 | 14 | 0.095 | - | 21 | 2 | -
7219 | 82.4087 | 14 | 0.095 | - | 21 | 2 | -
7220 | 82.4201 | 14 | 0.095 | - | 21 | 2 | -
7221 | 82.4315 | 14 | 0.095 | - | 21 | 2 | -
7222 | 82.4429 | 14 | 0.095 | - | 21 | 2 | -
7223 | 82.4543 | 14 | 0.095 | - | 21 | 2 | -
7224 | 82.4658 | 14 | 0.095 | - | 21 | 2 | -
7225 | 82.4772 | 14 | 0.095 | - | 21 | 2 | -
7226 | 82.4886 | 14 | 0.095 | - | 21 | 2 | -
7227 | 82.5 | 14 | 0.095 | - | 21 | 2 | -
7228 | 82.5114 | 14 | 0.095 | - | 21 | 2 | -
7229 | 82.5228 | 14 | 0.095 | - | 21 | 2 | -
7230 | 82.5342 | 14 | 0.095 | - | 21 | 2 | -
7231 | 82.5457 | 14 | 0.095 | - | 21 | 2 | -
7232 | 82.5571 | 14 | 0.095 | - | 21 | 2 | -
7233 | 82.5685 | 14 | 0.095 | - | 21 | 2 | -
7234 | 82.5799 | 14 | 0.095 | - | 21 | 2 | -
7235 | 82.5913 | 14 | 0.095 | - | 21 | 2 | -
7236 | 82.6027 | 14 | 0.095 | - | 21 | 2 | -
7237 | 82.6142 | 14 | 0.095 | - | 21 | 2 | -
7238 | 82.6256 | 14 | 0.095 | - | 21 | 2 | -
7239 | 82.637 | 14 | 0.095 | - | 21 | 2 | -
7240 | 82.6484 | 14 | 0.095 | - | 21 | 2 | -
7241 | 82.6598 | 14 | 0.095 | - | 21 | 2 | -
7242 | 82.6712 | 14 | 0.095 | - | 21 | 2 | -
7243 | 82.6826 | 14 | 0.095 | - | 21 | 2 | -
7244 | 82.6941 | 14 | 0.095 | - | 21 | 2 | -
7245 | 82.7055 | 14 | 0.095 | - | 21 | 2 | -
7246 | 82.7169 | 14 | 0.095 | - | 21 | 2 | -
7247 | 82.7283 | 14 | 0.095 | - | 21 | 2 | -
7248 | 82.7397 | 14 | 0.095 | - | 21 | 2 | -
7249 | 82.7511 | 14 | 0.095 | - | 21 | 2 | -
7250 | 82.7626 | 14 | 0.095 | - | 21 | 2 | -
7251 | 82.774 | 14 | 0.095 | - | 21 | 2 | -
7252 | 82.7854 | 14 | 0.095 | - | 21 | 2 | -
7253 | 82.7968 | 14 | 0.095 | - | 21 | 2 | -
7254 | 82.8082 | 14 | 0.095 | - | 21 | 2 | -
7255 | 82.8196 | 14 | 0.095 | - | 21 | 2 | -
7256 | 82.8311 | 14 | 0.095 | - | 21 | 2 | -
7257 | 82.8425 | 14 | 0.095 | - | 21 | 2 | -
7258 | 82.8539 | 14 | 0.095 | - | 21 | 2 | -
7259 | 82.8653 | 14 | 0.095 | - | 21 | 2 | -
7260 | 82.8767 | 14 | 0.095 | - | 21 | 2 | -
7261 | 82.8881 | 14 | 0.095 | - | 21 | 2 | -
7262 | 82.8995 | 14 | 0.095 | - | 21 | 2 | -
7263 | 82.911 | 14 | 0.095 | - | 21 | 2 | -
7264 | 82.9224 | 14 | 0.095 | - | 21 | 2 | -
7265 | 82.9338 | 14 | 0.095 | - | 21 | 2 | -
7266 | 82.9452 | 14 | 0.095 | - | 21 | 2 | -
7267 | 82.9566 | 14 | 0.095 | - | 21 | 2 | -
7268 | 82.968 | 14 | 0.095 | - | 21 | 2 | -
7269 | 82.9795 | 14 | 0.095 | - | 21 | 2 | -
7270 | 82.9909 | 14 | 0.095 | - | 21 | 2 | -
7271 | 83.0023 | 14 | 0.095 | - | 21 | 2 | -
7272 | 83.0137 | 14 | 0.095 | - | 21 | 2 | -
7273 | 83.0251 | 14 | 0.095 | - | 21 | 2 | -
7274 | 83.0365 | 14 | 0.095 | - | 21 | 2 | -
7275 | 83.0479 | 14 | 0.095 | - | 21 | 2 | -
7276 | 83.0594 | 14 | 0.095 | - | 21 | 2 | -
7277 | 83.0708 | 14 | 0.095 | - | 21 | 2 | -
7278 | 83.0822 | 14 | 0.095 | - | 20 | 2 | -
7279 | 83.0936 | 14 | 0.095 | - | 20 | 2 | -
7280 | 83.105 | 14 | 0.095 | - | 20 | 2 | -
7281 | 83.1164 | 14 | 0.095 | - | 20 | 2 | -
7282 | 83.1279 | 14 | 0.095 | - | 20 | 2 | -
7283 | 83.1393 | 14 | 0.095 | - | 20 | 2 | -
7284 | 83.1507 | 14 | 0.094 | - | 20 | 2 | -
7285 | 83.1621 | 14 | 0.094 | - | 20 | 2 | -
7286 | 83.1735 | 14 | 0.094 | - | 20 | 2 | -
7287 | 83.1849 | 14 | 0.094 | - | 20 | 2 | -
7288 | 83.1963 | 14 | 0.094 | - | 20 | 2 | -
7289 | 83.2078 | 14 | 0.094 | - | 20 | 2 | -
7290 | 83.2192 | 14 | 0.094 | - | 20 | 2 | -
7291 | 83.2306 | 14 | 0.094 | - | 20 | 2 | -
7292 | 83.242 | 14 | 0.094 | - | 20 | 2 | -
7293 | 83.2534 | 14 | 0.094 | - | 20 | 2 | -
7294 | 83.2648 | 14 | 0.094 | - | 20 | 2 | -
7295 | 83.2763 | 14 | 0.094 | - | 20 | 2 | -
7296 | 83.2877 | 14 | 0.094 | - | 20 | 2 | -
7297 | 83.2991 | 14 | 0.094 | - | 20 | 2 | -
7298 | 83.3105 | 14 | 0.094 | - | 20 | 2 | -
7299 | 83.3219 | 14 | 0.094 | - | 20 | 2 | -
7300 | 83.3333 | 14 | 0.094 | - | 20 | 2 | -
7301 | 83.3447 | 14 | 0.094 | - | 20 | 2 | -
7302 | 83.3562 | 14 | 0.094 | - | 20 | 2 | -
7303 | 83.3676 | 14 | 0.094 | - | 20 | 2 | -
7304 | 83.379 | 14 | 0.094 | - | 20 | 2 | -
7305 | 83.3904 | 14 | 0.094 | - | 20 | 2 | -
7306 | 83.4018 | 14 | 0.094 | - | 20 | 2 | -
7307 | 83.4132 | 14 | 0.094 | - | 20 | 2 | -
7308 | 83.4247 | 14 | 0.094 | - | 20 | 2 | -
7309 | 83.4361 | 14 | 0.094 | - | 20 | 2 | -
7310 | 83.4475 | 14 | 0.094 | - | 20 | 2 | -
7311 | 83.4589 | 14 | 0.094 | - | 20 | 2 | -
7312 | 83.4703 | 14 | 0.094 | - | 20 | 2 | -
7313 | 83.4817 | 14 | 0.094 | - | 20 | 2 | -
7314 | 83.4932 | 14 | 0.094 | - | 20 | 2 | -
7315 | 83.5046 | 14 | 0.094 | - | 20 | 2 | -
7316 | 83.516 | 14 | 0.094 | - | 20 | 2 | -
7317 | 83.5274 | 14 | 0.094 | - | 20 | 2 | -
7318 | 83.5388 | 14 | 0.094 | - | 20 | 2 | -
7319 | 83.5502 | 14 | 0.094 | - | 20 | 2 | -
7320 | 83.5616 | 14 | 0.094 | - | 20 | 2 | -
7321 | 83.5731 | 14 | 0.094 | - | 20 | 2 | -
7322 | 83.5845 | 14 | 0.094 | - | 20 | 2 | -
7323 | 83.5959 | 14 | 0.094 | - | 20 | 2 | -
7324 | 83.6073 | 14 | 0.094 | - | 20 | 2 | -
7325 | 83.6187 | 14 | 0.094 | - | 20 | 2 | -
7326 | 83.6301 | 14 | 0.094 | - | 20 | 2 | -
7327 | 83.6416 | 14 | 0.094 | - | 20 | 2 | -
7328 | 83.653 | 14 | 0.094 | - | 20 | 2 | -
7329 | 83.6644 | 14 | 0.094 | - | 20 | 2 | -
7330 | 83.6758 | 14 | 0.094 | - | 20 | 2 | -
7331 | 83.6872 | 14 | 0.094 | - | 20 | 2 | -
7332 | 83.6986 | 14 | 0.094 | - | 20 | 2 | -
7333 | 83.71 | 14 | 0.094 | - | 20 | 2 | -
7334 | 83.7215 | 14 | 0.094 | - | 20 | 2 | -
7335 | 83.7329 | 14 | 0.094 | - | 20 | 2 | -
7336 | 83.7443 | 14 | 0.094 | - | 20 | 2 | -
7337 | 83.7557 | 14 | 0.094 | - | 20 | 2 | -
7338 | 83.7671 | 14 | 0.094 | - | 20 | 2 | -
7339 | 83.7785 | 14 | 0.094 | - | 20 | 2 | -
7340 | 83.79 | 14 | 0.094 | - | 20 | 2 | -
7341 | 83.8014 | 14 | 0.094 | - | 20 | 2 | -
7342 | 83.8128 | 14 | 0.094 | - | 20 | 2 | -
7343 | 83.8242 | 14 | 0.094 | - | 20 | 2 | -
7344 | 83.8356 | 14 | 0.094 | - | 20 | 2 | -
7345 | 83.847 | 14 | 0.094 | - | 20 | 2 | -
7346 | 83.8584 | 14 | 0.094 | - | 20 | 2 | -
7347 | 83.8699 | 14 | 0.094 | - | 20 | 2 | -
7348 | 83.8813 | 14 | 0.094 | - | 20 | 2 | -
7349 | 83.8927 | 14 | 0.094 | - | 20 | 2 | -
7350 | 83.9041 | 14 | 0.094 | - | 20 | 2 | -
7351 | 83.9155 | 14 | 0.094 | - | 20 | 2 | -
7352 | 83.9269 | 14 | 0.094 | - | 20 | 2 | -
7353 | 83.9384 | 14 | 0.094 | - | 20 | 2 | -
7354 | 83.9498 | 14 | 0.094 | - | 20 | 2 | -
7355 | 83.9612 | 14 | 0.094 | - | 20 | 2 | -
7356 | 83.9726 | 14 | 0.094 | - | 20 | 2 | -
7357 | 83.984 | 14 | 0.094 | - | 20 | 2 | -
7358 | 83.9954 | 14 | 0.094 | - | 20 | 2 | -
7359 | 84.0068 | 14 | 0.094 | - | 20 | 2 | -
7360 | 84.0183 | 14 | 0.094 | - | 20 | 2 | -
7361 | 84.0297 | 14 | 0.094 | - | 20 | 2 | -
7362 | 84.0411 | 14 | 0.094 | - | 20 | 2 | -
7363 | 84.0525 | 14 | 0.094 | - | 20 | 2 | -
7364 | 84.0639 | 14 | 0.094 | - | 20 | 2 | -
7365 | 84.0753 | 14 | 0.094 | - | 20 | 2 | -
7366 | 84.0868 | 14 | 0.094 | - | 20 | 2 | -
7367 | 84.0982 | 14 | 0.094 | - | 20 | 2 | -
7368 | 84.1096 | 14 | 0.094 | - | 20 | 2 | -
7369 | 84.121 | 14 | 0.094 | - | 20 | 2 | -
7370 | 84.1324 | 14 | 0.094 | - | 20 | 2 | -
7371 | 84.1438 | 14 | 0.094 | - | 20 | 2 | -
7372 | 84.1553 | 14 | 0.094 | - | 20 | 2 | -
7373 | 84.1667 | 14 | 0.094 | - | 20 | 2 | -
7374 | 84.1781 | 14 | 0.094 | - | 20 | 2 | -
7375 | 84.1895 | 14 | 0.094 | - | 20 | 2 | -
7376 | 84.2009 | 14 | 0.094 | - | 20 | 2 | -
7377 | 84.2123 | 14 | 0.094 | - | 20 | 2 | -
7378 | 84.2237 | 14 | 0.094 | - | 20 | 2 | -
7379 | 84.2352 | 14 | 0.094 | - | 20 | 2 | -
7380 | 84.2466 | 14 | 0.094 | - | 20 | 2 | -
7381 | 84.258 | 14 | 0.094 | - | 20 | 2 | -
7382 | 84.2694 | 14 | 0.094 | - | 20 | 2 | -
7383 | 84.2808 | 14 | 0.094 | - | 20 | 2 | -
7384 | 84.2922 | 14 | 0.094 | - | 20 | 2 | -
7385 | 84.3037 | 14 | 0.094 | - | 20 | 2 | -
7386 | 84.3151 | 14 | 0.094 | - | 20 | 2 | -
7387 | 84.3265 | 14 | 0.094 | - | 20 | 2 | -
7388 | 84.3379 | 14 | 0.094 | - | 20 | 2 | -
7389 | 84.3493 | 14 | 0.094 | - | 20 | 2 | -
7390 | 84.3607 | 14 | 0.094 | - | 20 | 2 | -
7391 | 84.3721 | 14 | 0.094 | - | 20 | 2 | -
7392 | 84.3836 | 14 | 0.094 | - | 20 | 2 | -
7393 | 84.395 | 14 | 0.094 | - | 20 | 2 | -
7394 | 84.4064 | 14 | 0.094 | - | 20 | 2 | -
7395 | 84.4178 | 14 | 0.094 | - | 20 | 2 | -
7396 | 84.4292 | 14 | 0.094 | - | 20 | 2 | -
7397 | 84.4406 | 14 | 0.094 | - | 20 | 2 | -
7398 | 84.4521 | 14 | 0.094 | - | 20 | 2 | -
7399 | 84.4635 | 14 | 0.094 | - | 20 | 2 | -
7400 | 84.4749 | 14 | 0.094 | - | 20 | 2 | -
7401 | 84.4863 | 14 | 0.094 | - | 20 | 2 | -
7402 | 84.4977 | 14 | 0.094 | - | 20 | 2 | -
7403 | 84.5091 | 14 | 0.094 | - | 20 | 2 | -
7404 | 84.5205 | 14 | 0.094 | - | 20 | 2 | -
7405 | 84.532 | 14 | 0.094 | - | 20 | 2 | -
7406 | 84.5434 | 14 | 0.094 | - | 20 | 2 | -
7407 | 84.5548 | 14 | 0.094 | - | 20 | 2 | -
7408 | 84.5662 | 14 | 0.094 | - | 20 | 2 | -
7409 | 84.5776 | 14 | 0.094 | - | 20 | 2 | -
7410 | 84.589 | 14 | 0.094 | - | 20 | 2 | -
7411 | 84.6005 | 14 | 0.094 | - | 20 | 2 | -
7412 | 84.6119 | 14 | 0.094 | - | 20 | 2 | -
7413 | 84.6233 | 14 | 0.094 | - | 20 | 2 | -
7414 | 84.6347 | 14 | 0.094 | - | 20 | 2 | -
7415 | 84.6461 | 14 | 0.094 | - | 20 | 2 | -
7416 | 84.6575 | 14 | 0.094 | - | 20 | 2 | -
7417 | 84.6689 | 14 | 0.094 | - | 20 | 2 | -
7418 | 84.6804 | 14 | 0.093 | - | 20 | 2 | -
7419 | 84.6918 | 14 | 0.093 | - | 20 | 2 | -
7420 | 84.7032 | 14 | 0.093 | - | 20 | 2 | -
7421 | 84.7146 | 14 | 0.093 | - | 20 | 2 | -
7422 | 84.726 | 14 | 0.093 | - | 20 | 2 | -
7423 | 84.7374 | 14 | 0.093 | - | 20 | 2 | -
7424 | 84.7489 | 14 | 0.093 | - | 20 | 2 | -
7425 | 84.7603 | 14 | 0.093 | - | 20 | 2 | -
7426 | 84.7717 | 14 | 0.093 | - | 20 | 2 | -
7427 | 84.7831 | 14 | 0.093 | - | 20 | 2 | -
7428 | 84.7945 | 14 | 0.093 | - | 20 | 2 | -
7429 | 84.8059 | 14 | 0.093 | - | 20 | 2 | -
7430 | 84.8174 | 14 | 0.093 | - | 20 | 2 | -
7431 | 84.8288 | 14 | 0.093 | - | 20 | 2 | -
7432 | 84.8402 | 14 | 0.093 | - | 20 | 2 | -
7433 | 84.8516 | 14 | 0.093 | - | 20 | 2 | -
7434 | 84.863 | 14 | 0.093 | - | 20 | 2 | -
7435 | 84.8744 | 14 | 0.093 | - | 20 | 2 | -
7436 | 84.8858 | 14 | 0.093 | - | 20 | 2 | -
7437 | 84.8973 | 14 | 0.093 | - | 20 | 2 | -
7438 | 84.9087 | 14 | 0.093 | - | 20 | 2 | -
7439 | 84.9201 | 14 | 0.093 | - | 20 | 2 | -
7440 | 84.9315 | 14 | 0.093 | - | 20 | 2 | -
7441 | 84.9429 | 14 | 0.093 | - | 20 | 2 | -
7442 | 84.9543 | 14 | 0.093 | - | 20 | 2 | -
7443 | 84.9658 | 14 | 0.093 | - | 20 | 2 | -
7444 | 84.9772 | 14 | 0.093 | - | 20 | 2 | -
7445 | 84.9886 | 14 | 0.093 | - | 20 | 2 | -
7446 | 85 | 14 | 0.093 | - | 20 | 2 | -
7447 | 85.0114 | 14 | 0.093 | - | 20 | 2 | -
7448 | 85.0228 | 14 | 0.093 | - | 20 | 2 | -
7449 | 85.0342 | 14 | 0.093 | - | 20 | 2 | -
7450 | 85.0457 | 14 | 0.093 | - | 20 | 2 | -
7451 | 85.0571 | 14 | 0.093 | - | 20 | 2 | -
7452 | 85.0685 | 14 | 0.093 | - | 20 | 2 | -
7453 | 85.0799 | 14 | 0.093 | - | 20 | 2 | -
7454 | 85.0913 | 14 | 0.093 | - | 20 | 2 | -
7455 | 85.1027 | 14 | 0.093 | - | 20 | 2 | -
7456 | 85.1142 | 14 | 0.093 | - | 20 | 2 | -
7457 | 85.1256 | 14 | 0.093 | - | 20 | 2 | -
7458 | 85.137 | 14 | 0.093 | - | 20 | 2 | -
7459 | 85.1484 | 14 | 0.093 | - | 20 | 2 | -
7460 | 85.1598 | 14 | 0.093 | - | 20 | 2 | -
7461 | 85.1712 | 14 | 0.093 | - | 20 | 2 | -
7462 | 85.1826 | 14 | 0.093 | - | 20 | 2 | -
7463 | 85.1941 | 14 | 0.093 | - | 20 | 2 | -
7464 | 85.2055 | 14 | 0.093 | - | 20 | 2 | -
7465 | 85.2169 | 14 | 0.093 | - | 20 | 2 | -
7466 | 85.2283 | 14 | 0.093 | - | 20 | 2 | -
7467 | 85.2397 | 14 | 0.093 | - | 20 | 2 | -
7468 | 85.2511 | 14 | 0.093 | - | 20 | 2 | -
7469 | 85.2626 | 14 | 0.093 | - | 20 | 2 | -
7470 | 85.274 | 14 | 0.093 | - | 20 | 2 | -
7471 | 85.2854 | 14 | 0.093 | - | 20 | 2 | -
7472 | 85.2968 | 14 | 0.093 | - | 20 | 2 | -
7473 | 85.3082 | 14 | 0.093 | - | 20 | 2 | -
7474 | 85.3196 | 14 | 0.093 | - | 20 | 2 | -
7475 | 85.3311 | 14 | 0.093 | - | 20 | 2 | -
7476 | 85.3425 | 14 | 0.093 | - | 20 | 2 | -
7477 | 85.3539 | 14 | 0.093 | - | 20 | 2 | -
7478 | 85.3653 | 14 | 0.093 | - | 20 | 2 | -
7479 | 85.3767 | 14 | 0.093 | - | 20 | 2 | -
7480 | 85.3881 | 14 | 0.093 | - | 20 | 2 | -
7481 | 85.3995 | 14 | 0.093 | - | 20 | 2 | -
7482 | 85.411 | 14 | 0.093 | - | 20 | 2 | -
7483 | 85.4224 | 14 | 0.093 | - | 20 | 2 | -
7484 | 85.4338 | 14 | 0.093 | - | 20 | 2 | -
7485 | 85.4452 | 14 | 0.093 | - | 20 | 2 | -
7486 | 85.4566 | 14 | 0.093 | - | 20 | 2 | -
7487 | 85.468 | 14 | 0.093 | - | 20 | 2 | -
7488 | 85.4795 | 14 | 0.093 | - | 20 | 2 | -
7489 | 85.4909 | 14 | 0.093 | - | 20 | 2 | -
7490 | 85.5023 | 14 | 0.093 | - | 20 | 2 | -
7491 | 85.5137 | 14 | 0.093 | - | 20 | 2 | -
7492 | 85.5251 | 14 | 0.093 | - | 20 | 2 | -
7493 | 85.5365 | 14 | 0.093 | - | 20 | 2 | -
7494 | 85.5479 | 14 | 0.093 | - | 20 | 2 | -
7495 | 85.5594 | 14 | 0.093 | - | 20 | 2 | -
7496 | 85.5708 | 14 | 0.093 | - | 20 | 2 | -
7497 | 85.5822 | 14 | 0.093 | - | 20 | 2 | -
7498 | 85.5936 | 14 | 0.093 | - | 20 | 2 | -
7499 | 85.605 | 14 | 0.093 | - | 20 | 2 | -
7500 | 85.6164 | 14 | 0.093 | - | 20 | 2 | -
7501 | 85.6279 | 14 | 0.093 | - | 20 | 2 | -
7502 | 85.6393 | 14 | 0.093 | - | 20 | 2 | -
7503 | 85.6507 | 14 | 0.093 | - | 20 | 2 | -
7504 | 85.6621 | 14 | 0.093 | - | 20 | 2 | -
7505 | 85.6735 | 14 | 0.093 | - | 20 | 2 | -
7506 | 85.6849 | 14 | 0.093 | - | 20 | 2 | -
7507 | 85.6963 | 14 | 0.093 | - | 20 | 2 | -
7508 | 85.7078 | 14 | 0.093 | - | 20 | 2 | -
7509 | 85.7192 | 14 | 0.093 | - | 20 | 2 | -
7510 | 85.7306 | 14 | 0.093 | - | 20 | 2 | -
7511 | 85.742 | 14 | 0.093 | - | 20 | 2 | -
7512 | 85.7534 | 14 | 0.093 | - | 20 | 2 | -
7513 | 85.7648 | 14 | 0.093 | - | 20 | 2 | -
7514 | 85.7763 | 14 | 0.093 | - | 20 | 2 | -
7515 | 85.7877 | 14 | 0.093 | - | 20 | 2 | -
7516 | 85.7991 | 14 | 0.093 | - | 20 | 2 | -
7517 | 85.8105 | 14 | 0.093 | - | 20 | 2 | -
7518 | 85.8219 | 14 | 0.093 | - | 20 | 2 | -
7519 | 85.8333 | 14 | 0.093 | - | 20 | 2 | -
7520 | 85.8447 | 14 | 0.093 | - | 20 | 2 | -
7521 | 85.8562 | 14 | 0.093 | - | 20 | 2 | -
7522 | 85.8676 | 14 | 0.093 | - | 20 | 2 | -
7523 | 85.879 | 14 | 0.093 | - | 20 | 2 | -
7524 | 85.8904 | 14 | 0.093 | - | 20 | 2 | -
7525 | 85.9018 | 14 | 0.093 | - | 20 | 2 | -
7526 | 85.9132 | 14 | 0.093 | - | 20 | 2 | -
7527 | 85.9247 | 14 | 0.093 | - | 20 | 2 | -
7528 | 85.9361 | 14 | 0.093 | - | 20 | 2 | -
7529 | 85.9475 | 14 | 0.093 | - | 20 | 2 | -
7530 | 85.9589 | 14 | 0.093 | - | 20 | 2 | -
7531 | 85.9703 | 14 | 0.093 | - | 20 | 2 | -
7532 | 85.9817 | 14 | 0.093 | - | 20 | 2 | -
7533 | 85.9932 | 14 | 0.093 | - | 20 | 2 | -
7534 | 86.0046 | 14 | 0.093 | - | 20 | 2 | -
7535 | 86.016 | 14 | 0.093 | - | 20 | 2 | -
7536 | 86.0274 | 14 | 0.093 | - | 20 | 2 | -
7537 | 86.0388 | 14 | 0.093 | - | 20 | 2 | -
7538 | 86.0502 | 14 | 0.093 | - | 20 | 2 | -
7539 | 86.0616 | 14 | 0.093 | - | 20 | 2 | -
7540 | 86.0731 | 14 | 0.093 | - | 20 | 2 | -
7541 | 86.0845 | 14 | 0.093 | - | 20 | 2 | -
7542 | 86.0959 | 14 | 0.093 | - | 20 | 2 | -
7543 | 86.1073 | 14 | 0.093 | - | 20 | 2 | -
7544 | 86.1187 | 14 | 0.093 | - | 20 | 2 | -
7545 | 86.1301 | 14 | 0.093 | - | 20 | 2 | -
7546 | 86.1416 | 14 | 0.093 | - | 20 | 2 | -
7547 | 86.153 | 14 | 0.093 | - | 20 | 2 | -
7548 | 86.1644 | 14 | 0.093 | - | 20 | 2 | -
7549 | 86.1758 | 14 | 0.093 | - | 20 | 2 | -
7550 | 86.1872 | 14 | 0.093 | - | 20 | 2 | -
7551 | 86.1986 | 14 | 0.093 | - | 20 | 2 | -
7552 | 86.21 | 14 | 0.093 | - | 20 | 2 | -
7553 | 86.2215 | 14 | 0.093 | - | 20 | 2 | -
7554 | 86.2329 | 14 | 0.093 | - | 20 | 2 | -
7555 | 86.2443 | 14 | 0.093 | - | 20 | 2 | -
7556 | 86.2557 | 14 | 0.093 | - | 20 | 2 | -
7557 | 86.2671 | 14 | 0.093 | - | 20 | 2 | -
7558 | 86.2785 | 14 | 0.093 | - | 20 | 2 | -
7559 | 86.29 | 14 | 0.093 | - | 20 | 2 | -
7560 | 86.3014 | 14 | 0.093 | - | 20 | 2 | -
7561 | 86.3128 | 14 | 0.093 | - | 20 | 2 | -
7562 | 86.3242 | 14 | 0.093 | - | 20 | 2 | -
7563 | 86.3356 | 14 | 0.093 | - | 20 | 2 | -
7564 | 86.347 | 14 | 0.093 | - | 20 | 2 | -
7565 | 86.3584 | 14 | 0.093 | - | 20 | 2 | -
7566 | 86.3699 | 14 | 0.093 | - | 20 | 2 | -
7567 | 86.3813 | 14 | 0.093 | - | 20 | 2 | -
7568 | 86.3927 | 14 | 0.093 | - | 20 | 2 | -
7569 | 86.4041 | 14 | 0.092 | - | 20 | 2 | -
7570 | 86.4155 | 14 | 0.092 | - | 20 | 2 | -
7571 | 86.4269 | 14 | 0.092 | - | 20 | 2 | -
7572 | 86.4384 | 14 | 0.092 | - | 20 | 2 | -
7573 | 86.4498 | 14 | 0.092 | - | 20 | 2 | -
7574 | 86.4612 | 14 | 0.092 | - | 20 | 2 | -
7575 | 86.4726 | 14 | 0.092 | - | 20 | 2 | -
7576 | 86.484 | 14 | 0.092 | - | 20 | 2 | -
7577 | 86.4954 | 14 | 0.092 | - | 20 | 2 | -
7578 | 86.5068 | 14 | 0.092 | - | 20 | 2 | -
7579 | 86.5183 | 14 | 0.092 | - | 20 | 2 | -
7580 | 86.5297 | 14 | 0.092 | - | 20 | 2 | -
7581 | 86.5411 | 14 | 0.092 | - | 20 | 2 | -
7582 | 86.5525 | 14 | 0.092 | - | 20 | 2 | -
7583 | 86.5639 | 14 | 0.092 | - | 20 | 2 | -
7584 | 86.5753 | 14 | 0.092 | - | 20 | 2 | -
7585 | 86.5868 | 14 | 0.092 | - | 20 | 2 | -
7586 | 86.5982 | 14 | 0.092 | - | 20 | 2 | -
7587 | 86.6096 | 14 | 0.092 | - | 20 | 2 | -
7588 | 86.621 | 14 | 0.092 | - | 20 | 2 | -
7589 | 86.6324 | 14 | 0.092 | - | 20 | 2 | -
7590 | 86.6438 | 14 | 0.092 | - | 20 | 2 | -
7591 | 86.6553 | 14 | 0.092 | - | 20 | 2 | -
7592 | 86.6667 | 14 | 0.092 | - | 20 | 2 | -
7593 | 86.6781 | 14 | 0.092 | - | 20 | 2 | -
7594 | 86.6895 | 14 | 0.092 | - | 20 | 2 | -
7595 | 86.7009 | 14 | 0.092 | - | 20 | 2 | -
7596 | 86.7123 | 14 | 0.092 | - | 20 | 2 | -
7597 | 86.7237 | 14 | 0.092 | - | 20 | 2 | -
7598 | 86.7352 | 14 | 0.092 | - | 20 | 2 | -
7599 | 86.7466 | 14 | 0.092 | - | 20 | 2 | -
7600 | 86.758 | 14 | 0.092 | - | 20 | 2 | -
7601 | 86.7694 | 14 | 0.092 | - | 20 | 2 | -
7602 | 86.7808 | 14 | 0.092 | - | 20 | 2 | -
7603 | 86.7922 | 14 | 0.092 | - | 20 | 2 | -
7604 | 86.8037 | 14 | 0.092 | - | 20 | 2 | -
7605 | 86.8151 | 14 | 0.092 | - | 20 | 2 | -
7606 | 86.8265 | 14 | 0.092 | - | 20 | 2 | -
7607 | 86.8379 | 14 | 0.092 | - | 20 | 2 | -
7608 | 86.8493 | 14 | 0.092 | - | 20 | 2 | -
7609 | 86.8607 | 14 | 0.092 | - | 20 | 2 | -
7610 | 86.8721 | 14 | 0.092 | - | 20 | 2 | -
7611 | 86.8836 | 14 | 0.092 | - | 20 | 2 | -
7612 | 86.895 | 14 | 0.092 | - | 20 | 2 | -
7613 | 86.9064 | 14 | 0.092 | - | 20 | 2 | -
7614 | 86.9178 | 14 | 0.092 | - | 20 | 2 | -
7615 | 86.9292 | 14 | 0.092 | - | 20 | 2 | -
7616 | 86.9406 | 14 | 0.092 | - | 20 | 2 | -
7617 | 86.9521 | 14 | 0.092 | - | 20 | 2 | -
7618 | 86.9635 | 14 | 0.092 | - | 20 | 2 | -
7619 | 86.9749 | 14 | 0.092 | - | 20 | 2 | -
7620 | 86.9863 | 14 | 0.092 | - | 20 | 2 | -
7621 | 86.9977 | 14 | 0.092 | - | 20 | 2 | -
7622 | 87.0091 | 14 | 0.092 | - | 20 | 2 | -
7623 | 87.0205 | 14 | 0.092 | - | 20 | 2 | -
7624 | 87.032 | 14 | 0.092 | - | 20 | 2 | -
7625 | 87.0434 | 14 | 0.092 | - | 20 | 2 | -
7626 | 87.0548 | 14 | 0.092 | - | 20 | 2 | -
7627 | 87.0662 | 14 | 0.092 | - | 20 | 2 | -
7628 | 87.0776 | 14 | 0.092 | - | 20 | 2 | -
7629 | 87.089 | 14 | 0.092 | - | 20 | 2 | -
7630 | 87.1005 | 14 | 0.092 | - | 20 | 2 | -
7631 | 87.1119 | 14 | 0.092 | - | 20 | 2 | -
7632 | 87.1233 | 14 | 0.092 | - | 20 | 2 | -
7633 | 87.1347 | 14 | 0.092 | - | 20 | 2 | -
7634 | 87.1461 | 14 | 0.092 | - | 20 | 2 | -
7635 | 87.1575 | 14 | 0.092 | - | 20 | 2 | -
7636 | 87.1689 | 14 | 0.092 | - | 20 | 2 | -
7637 | 87.1804 | 14 | 0.092 | - | 20 | 2 | -
7638 | 87.1918 | 14 | 0.092 | - | 20 | 2 | -
7639 | 87.2032 | 14 | 0.092 | - | 20 | 2 | -
7640 | 87.2146 | 14 | 0.092 | - | 20 | 2 | -
7641 | 87.226 | 14 | 0.092 | - | 20 | 2 | -
7642 | 87.2374 | 14 | 0.092 | - | 20 | 2 | -
7643 | 87.2489 | 14 | 0.092 | - | 20 | 2 | -
7644 | 87.2603 | 14 | 0.092 | - | 20 | 2 | -
7645 | 87.2717 | 14 | 0.092 | - | 20 | 2 | -
7646 | 87.2831 | 14 | 0.092 | - | 20 | 2 | -
7647 | 87.2945 | 14 | 0.092 | - | 20 | 2 | -
7648 | 87.3059 | 14 | 0.092 | - | 20 | 2 | -
7649 | 87.3174 | 14 | 0.092 | - | 20 | 2 | -
7650 | 87.3288 | 14 | 0.092 | - | 20 | 2 | -
7651 | 87.3402 | 14 | 0.092 | - | 20 | 2 | -
7652 | 87.3516 | 14 | 0.092 | - | 20 | 2 | -
7653 | 87.363 | 14 | 0.092 | - | 20 | 2 | -
7654 | 87.3744 | 14 | 0.092 | - | 20 | 2 | -
7655 | 87.3858 | 14 | 0.092 | - | 20 | 2 | -
7656 | 87.3973 | 14 | 0.092 | - | 20 | 2 | -
7657 | 87.4087 | 14 | 0.092 | - | 20 | 2 | -
7658 | 87.4201 | 14 | 0.092 | - | 20 | 2 | -
7659 | 87.4315 | 14 | 0.092 | - | 20 | 2 | -
7660 | 87.4429 | 14 | 0.092 | - | 20 | 2 | -
7661 | 87.4543 | 14 | 0.092 | - | 20 | 2 | -
7662 | 87.4658 | 14 | 0.092 | - | 20 | 2 | -
7663 | 87.4772 | 14 | 0.092 | - | 20 | 2 | -
7664 | 87.4886 | 14 | 0.091 | - | 20 | 2 | -
7665 | 87.5 | 14 | 0.091 | - | 20 | 2 | -
7666 | 87.5114 | 14 | 0.091 | - | 20 | 2 | -
7667 | 87.5228 | 14 | 0.091 | - | 20 | 2 | -
7668 | 87.5342 | 14 | 0.091 | - | 20 | 2 | -
7669 | 87.5457 | 14 | 0.091 | - | 20 | 2 | -
7670 | 87.5571 | 14 | 0.091 | - | 20 | 2 | -
7671 | 87.5685 | 14 | 0.091 | - | 20 | 2 | -
7672 | 87.5799 | 14 | 0.091 | - | 20 | 2 | -
7673 | 87.5913 | 14 | 0.091 | - | 20 | 2 | -
7674 | 87.6027 | 14 | 0.091 | - | 20 | 2 | -
7675 | 87.6142 | 14 | 0.091 | - | 20 | 2 | -
7676 | 87.6256 | 14 | 0.091 | - | 20 | 2 | -
7677 | 87.637 | 14 | 0.091 | - | 20 | 2 | -
7678 | 87.6484 | 14 | 0.091 | - | 20 | 2 | -
7679 | 87.6598 | 14 | 0.091 | - | 20 | 2 | -
7680 | 87.6712 | 14 | 0.091 | - | 20 | 2 | -
7681 | 87.6826 | 14 | 0.091 | - | 20 | 2 | -
7682 | 87.6941 | 14 | 0.091 | - | 20 | 2 | -
7683 | 87.7055 | 14 | 0.091 | - | 20 | 2 | -
7684 | 87.7169 | 14 | 0.091 | - | 20 | 2 | -
7685 | 87.7283 | 14 | 0.091 | - | 20 | 2 | -
7686 | 87.7397 | 14 | 0.091 | - | 20 | 2 | -
7687 | 87.7511 | 14 | 0.091 | - | 20 | 2 | -
7688 | 87.7626 | 14 | 0.091 | - | 20 | 2 | -
7689 | 87.774 | 14 | 0.091 | - | 20 | 2 | -
7690 | 87.7854 | 14 | 0.091 | - | 20 | 2 | -
7691 | 87.7968 | 14 | 0.091 | - | 20 | 2 | -
7692 | 87.8082 | 14 | 0.091 | - | 20 | 2 | -
7693 | 87.8196 | 14 | 0.091 | - | 20 | 2 | -
7694 | 87.8311 | 14 | 0.091 | - | 20 | 2 | -
7695 | 87.8425 | 14 | 0.091 | - | 20 | 2 | -
7696 | 87.8539 | 14 | 0.091 | - | 20 | 2 | -
7697 | 87.8653 | 14 | 0.091 | - | 20 | 2 | -
7698 | 87.8767 | 14 | 0.091 | - | 20 | 2 | -
7699 | 87.8881 | 14 | 0.091 | - | 20 | 2 | -
7700 | 87.8995 | 14 | 0.091 | - | 20 | 2 | -
7701 | 87.911 | 14 | 0.091 | - | 20 | 2 | -
7702 | 87.9224 | 14 | 0.091 | - | 20 | 2 | -
7703 | 87.9338 | 14 | 0.091 | - | 20 | 2 | -
7704 | 87.9452 | 14 | 0.091 | - | 20 | 2 | -
7705 | 87.9566 | 14 | 0.091 | - | 20 | 2 | -
7706 | 87.968 | 14 | 0.091 | - | 20 | 2 | -
7707 | 87.9795 | 14 | 0.091 | - | 20 | 2 | -
7708 | 87.9909 | 14 | 0.091 | - | 20 | 2 | -
7709 | 88.0023 | 14 | 0.091 | - | 20 | 2 | -
7710 | 88.0137 | 14 | 0.091 | - | 20 | 2 | -
7711 | 88.0251 | 14 | 0.091 | - | 20 | 2 | -
7712 | 88.0365 | 14 | 0.091 | - | 20 | 2 | -
7713 | 88.0479 | 14 | 0.091 | - | 20 | 2 | -
7714 | 88.0594 | 14 | 0.091 | - | 20 | 2 | -
7715 | 88.0708 | 14 | 0.091 | - | 20 | 2 | -
7716 | 88.0822 | 14 | 0.091 | - | 20 | 2 | -
7717 | 88.0936 | 14 | 0.091 | - | 20 | 2 | -
7718 | 88.105 | 14 | 0.091 | - | 20 | 2 | -
7719 | 88.1164 | 14 | 0.091 | - | 20 | 2 | -
7720 | 88.1279 | 14 | 0.091 | - | 20 | 2 | -
7721 | 88.1393 | 14 | 0.091 | - | 20 | 1 | -
7722 | 88.1507 | 14 | 0.091 | - | 20 | 1 | -
7723 | 88.1621 | 14 | 0.091 | - | 20 | 1 | -
7724 | 88.1735 | 14 | 0.091 | - | 20 | 1 | -
7725 | 88.1849 | 14 | 0.091 | - | 20 | 1 | -
7726 | 88.1963 | 14 | 0.091 | - | 20 | 1 | -
7727 | 88.2078 | 14 | 0.091 | - | 20 | 1 | -
7728 | 88.2192 | 14 | 0.091 | - | 20 | 1 | -
7729 | 88.2306 | 14 | 0.091 | - | 20 | 1 | -
7730 | 88.242 | 14 | 0.091 | - | 20 | 1 | -
7731 | 88.2534 | 14 | 0.091 | - | 20 | 1 | -
7732 | 88.2648 | 14 | 0.091 | - | 20 | 1 | -
7733 | 88.2763 | 14 | 0.091 | - | 20 | 1 | -
7734 | 88.2877 | 14 | 0.091 | - | 20 | 1 | -
7735 | 88.2991 | 14 | 0.091 | - | 20 | 1 | -
7736 | 88.3105 | 14 | 0.091 | - | 20 | 1 | -
7737 | 88.3219 | 14 | 0.091 | - | 20 | 1 | -
7738 | 88.3333 | 14 | 0.091 | - | 20 | 1 | -
7739 | 88.3447 | 14 | 0.091 | - | 20 | 1 | -
7740 | 88.3562 | 14 | 0.091 | - | 20 | 1 | -
7741 | 88.3676 | 14 | 0.091 | - | 20 | 1 | -
7742 | 88.379 | 14 | 0.091 | - | 20 | 1 | -
7743 | 88.3904 | 14 | 0.091 | - | 20 | 1 | -
7744 | 88.4018 | 14 | 0.091 | - | 20 | 1 | -
7745 | 88.4132 | 14 | 0.091 | - | 20 | 1 | -
7746 | 88.4247 | 14 | 0.091 | - | 20 | 1 | -
7747 | 88.4361 | 14 | 0.091 | - | 20 | 1 | -
7748 | 88.4475 | 14 | 0.091 | - | 20 | 1 | -
7749 | 88.4589 | 14 | 0.091 | - | 20 | 1 | -
7750 | 88.4703 | 14 | 0.091 | - | 20 | 1 | -
7751 | 88.4817 | 14 | 0.091 | - | 20 | 1 | -
7752 | 88.4932 | 14 | 0.091 | - | 20 | 1 | -
7753 | 88.5046 | 14 | 0.091 | - | 20 | 1 | -
7754 | 88.516 | 14 | 0.091 | - | 20 | 1 | -
7755 | 88.5274 | 14 | 0.091 | - | 20 | 1 | -
7756 | 88.5388 | 14 | 0.091 | - | 20 | 1 | -
7757 | 88.5502 | 14 | 0.091 | - | 20 | 1 | -
7758 | 88.5616 | 14 | 0.091 | - | 20 | 1 | -
7759 | 88.5731 | 14 | 0.091 | - | 20 | 1 | -
7760 | 88.5845 | 14 | 0.091 | - | 20 | 1 | -
7761 | 88.5959 | 14 | 0.091 | - | 20 | 1 | -
7762 | 88.6073 | 14 | 0.091 | - | 20 | 1 | -
7763 | 88.6187 | 14 | 0.091 | - | 20 | 1 | -
7764 | 88.6301 | 14 | 0.09 | - | 20 | 1 | -
7765 | 88.6416 | 14 | 0.09 | - | 20 | 1 | -
7766 | 88.653 | 14 | 0.09 | - | 20 | 1 | -
7767 | 88.6644 | 14 | 0.09 | - | 20 | 1 | -
7768 | 88.6758 | 14 | 0.09 | - | 20 | 1 | -
7769 | 88.6872 | 14 | 0.09 | - | 20 | 1 | -
7770 | 88.6986 | 14 | 0.09 | - | 20 | 1 | -
7771 | 88.71 | 14 | 0.09 | - | 20 | 1 | -
7772 | 88.7215 | 14 | 0.09 | - | 20 | 1 | -
7773 | 88.7329 | 14 | 0.09 | - | 20 | 1 | -
7774 | 88.7443 | 13 | 0.09 | - | 20 | 1 | -
7775 | 88.7557 | 13 | 0.09 | - | 20 | 1 | -
7776 | 88.7671 | 13 | 0.09 | - | 20 | 1 | -
7777 | 88.7785 | 13 | 0.09 | - | 20 | 1 | -
7778 | 88.79 | 13 | 0.09 | - | 20 | 1 | -
7779 | 88.8014 | 13 | 0.09 | - | 20 | 1 | -
7780 | 88.8128 | 13 | 0.09 | - | 20 | 1 | -
7781 | 88.8242 | 13 | 0.09 | - | 20 | 1 | -
7782 | 88.8356 | 13 | 0.09 | - | 20 | 1 | -
7783 | 88.847 | 13 | 0.09 | - | 20 | 1 | -
7784 | 88.8584 | 13 | 0.09 | - | 20 | 1 | -
7785 | 88.8699 | 13 | 0.09 | - | 20 | 1 | -
7786 | 88.8813 | 13 | 0.09 | - | 20 | 1 | -
7787 | 88.8927 | 13 | 0.09 | - | 20 | 1 | -
7788 | 88.9041 | 13 | 0.09 | - | 20 | 1 | -
7789 | 88.9155 | 13 | 0.09 | - | 20 | 1 | -
7790 | 88.9269 | 13 | 0.09 | - | 20 | 1 | -
7791 | 88.9384 | 13 | 0.09 | - | 20 | 1 | -
7792 | 88.9498 | 13 | 0.09 | - | 20 | 1 | -
7793 | 88.9612 | 13 | 0.09 | - | 20 | 1 | -
7794 | 88.9726 | 13 | 0.09 | - | 20 | 1 | -
7795 | 88.984 | 13 | 0.09 | - | 20 | 1 | -
7796 | 88.9954 | 13 | 0.09 | - | 20 | 1 | -
7797 | 89.0068 | 13 | 0.09 | - | 20 | 1 | -
7798 | 89.0183 | 13 | 0.09 | - | 20 | 1 | -
7799 | 89.0297 | 13 | 0.09 | - | 20 | 1 | -
7800 | 89.0411 | 13 | 0.09 | - | 20 | 1 | -
7801 | 89.0525 | 13 | 0.09 | - | 20 | 1 | -
7802 | 89.0639 | 13 | 0.09 | - | 20 | 1 | -
7803 | 89.0753 | 13 | 0.09 | - | 20 | 1 | -
7804 | 89.0868 | 13 | 0.09 | - | 20 | 1 | -
7805 | 89.0982 | 13 | 0.09 | - | 20 | 1 | -
7806 | 89.1096 | 13 | 0.09 | - | 20 | 1 | -
7807 | 89.121 | 13 | 0.09 | - | 20 | 1 | -
7808 | 89.1324 | 13 | 0.09 | - | 20 | 1 | -
7809 | 89.1438 | 13 | 0.09 | - | 20 | 1 | -
7810 | 89.1553 | 13 | 0.09 | - | 20 | 1 | -
7811 | 89.1667 | 13 | 0.09 | - | 20 | 1 | -
7812 | 89.1781 | 13 | 0.09 | - | 20 | 1 | -
7813 | 89.1895 | 13 | 0.09 | - | 20 | 1 | -
7814 | 89.2009 | 13 | 0.09 | - | 20 | 1 | -
7815 | 89.2123 | 13 | 0.09 | - | 20 | 1 | -
7816 | 89.2237 | 13 | 0.09 | - | 20 | 1 | -
7817 | 89.2352 | 13 | 0.09 | - | 20 | 1 | -
7818 | 89.2466 | 13 | 0.09 | - | 20 | 1 | -
7819 | 89.258 | 13 | 0.09 | - | 20 | 1 | -
7820 | 89.2694 | 13 | 0.09 | - | 20 | 1 | -
7821 | 89.2808 | 13 | 0.09 | - | 20 | 1 | -
7822 | 89.2922 | 13 | 0.09 | - | 20 | 1 | -
7823 | 89.3037 | 13 | 0.09 | - | 20 | 1 | -
7824 | 89.3151 | 13 | 0.09 | - | 20 | 1 | -
7825 | 89.3265 | 13 | 0.09 | - | 20 | 1 | -
7826 | 89.3379 | 13 | 0.09 | - | 20 | 1 | -
7827 | 89.3493 | 13 | 0.09 | - | 20 | 1 | -
7828 | 89.3607 | 13 | 0.09 | - | 20 | 1 | -
7829 | 89.3721 | 13 | 0.09 | - | 20 | 1 | -
7830 | 89.3836 | 13 | 0.089 | - | 20 | 1 | -
7831 | 89.395 | 13 | 0.089 | - | 20 | 1 | -
7832 | 89.4064 | 13 | 0.089 | - | 20 | 1 | -
7833 | 89.4178 | 13 | 0.089 | - | 20 | 1 | -
7834 | 89.4292 | 13 | 0.089 | - | 20 | 1 | -
7835 | 89.4406 | 13 | 0.089 | - | 20 | 1 | -
7836 | 89.4521 | 13 | 0.089 | - | 20 | 1 | -
7837 | 89.4635 | 13 | 0.089 | - | 20 | 1 | -
7838 | 89.4749 | 13 | 0.089 | - | 20 | 1 | -
7839 | 89.4863 | 13 | 0.089 | - | 20 | 1 | -
7840 | 89.4977 | 13 | 0.089 | - | 20 | 1 | -
7841 | 89.5091 | 13 | 0.089 | - | 20 | 1 | -
7842 | 89.5205 | 13 | 0.089 | - | 20 | 1 | -
7843 | 89.532 | 13 | 0.089 | - | 20 | 1 | -
7844 | 89.5434 | 13 | 0.089 | - | 20 | 1 | -
7845 | 89.5548 | 13 | 0.089 | - | 20 | 1 | -
7846 | 89.5662 | 13 | 0.089 | - | 20 | 1 | -
7847 | 89.5776 | 13 | 0.089 | - | 20 | 1 | -
7848 | 89.589 | 13 | 0.089 | - | 20 | 1 | -
7849 | 89.6005 | 13 | 0.089 | - | 20 | 1 | -
7850 | 89.6119 | 13 | 0.089 | - | 20 | 1 | -
7851 | 89.6233 | 13 | 0.089 | - | 20 | 1 | -
7852 | 89.6347 | 13 | 0.089 | - | 20 | 1 | -
7853 | 89.6461 | 13 | 0.089 | - | 20 | 1 | -
7854 | 89.6575 | 13 | 0.089 | - | 20 | 1 | -
7855 | 89.6689 | 13 | 0.089 | - | 20 | 1 | -
7856 | 89.6804 | 13 | 0.089 | - | 20 | 1 | -
7857 | 89.6918 | 13 | 0.089 | - | 20 | 1 | -
7858 | 89.7032 | 13 | 0.089 | - | 20 | 1 | -
7859 | 89.7146 | 13 | 0.089 | - | 20 | 1 | -
7860 | 89.726 | 13 | 0.089 | - | 20 | 1 | -
7861 | 89.7374 | 13 | 0.089 | - | 20 | 1 | -
7862 | 89.7489 | 13 | 0.089 | - | 20 | 1 | -
7863 | 89.7603 | 13 | 0.089 | - | 20 | 1 | -
7864 | 89.7717 | 13 | 0.089 | - | 20 | 1 | -
7865 | 89.7831 | 13 | 0.089 | - | 20 | 1 | -
7866 | 89.7945 | 13 | 0.089 | - | 20 | 1 | -
7867 | 89.8059 | 13 | 0.089 | - | 20 | 1 | -
7868 | 89.8174 | 13 | 0.089 | - | 20 | 1 | -
7869 | 89.8288 | 13 | 0.089 | - | 20 | 1 | -
7870 | 89.8402 | 13 | 0.089 | - | 20 | 1 | -
7871 | 89.8516 | 13 | 0.089 | - | 20 | 1 | -
7872 | 89.863 | 13 | 0.089 | - | 20 | 1 | -
7873 | 89.8744 | 13 | 0.089 | - | 20 | 1 | -
7874 | 89.8858 | 13 | 0.089 | - | 20 | 1 | -
7875 | 89.8973 | 13 | 0.089 | - | 20 | 1 | -
7876 | 89.9087 | 13 | 0.089 | - | 20 | 1 | -
7877 | 89.9201 | 13 | 0.089 | - | 20 | 1 | -
7878 | 89.9315 | 13 | 0.089 | - | 20 | 1 | -
7879 | 89.9429 | 13 | 0.089 | - | 20 | 1 | -
7880 | 89.9543 | 13 | 0.089 | - | 20 | 1 | -
7881 | 89.9658 | 13 | 0.089 | - | 20 | 1 | -
7882 | 89.9772 | 13 | 0.089 | - | 20 | 1 | -
7883 | 89.9886 | 13 | 0.089 | - | 20 | 1 | -
7884 | 90 | 13 | 0.089 | - | 20 | 1 | -
7885 | 90.0114 | 13 | 0.089 | - | 20 | 1 | -
7886 | 90.0228 | 13 | 0.089 | - | 20 | 1 | -
7887 | 90.0342 | 13 | 0.089 | - | 20 | 1 | -
7888 | 90.0457 | 13 | 0.089 | - | 20 | 1 | -
7889 | 90.0571 | 13 | 0.089 | - | 20 | 1 | -
7890 | 90.0685 | 13 | 0.089 | - | 20 | 1 | -
7891 | 90.0799 | 13 | 0.089 | - | 20 | 1 | -
7892 | 90.0913 | 13 | 0.089 | - | 20 | 1 | -
7893 | 90.1027 | 13 | 0.089 | - | 20 | 1 | -
7894 | 90.1142 | 13 | 0.089 | - | 20 | 1 | -
7895 | 90.1256 | 13 | 0.089 | - | 20 | 1 | -
7896 | 90.137 | 13 | 0.089 | - | 20 | 1 | -
7897 | 90.1484 | 13 | 0.088 | - | 20 | 1 | -
7898 | 90.1598 | 13 | 0.088 | - | 20 | 1 | -
7899 | 90.1712 | 13 | 0.088 | - | 20 | 1 | -
7900 | 90.1826 | 13 | 0.088 | - | 20 | 1 | -
7901 | 90.1941 | 13 | 0.088 | - | 20 | 1 | -
7902 | 90.2055 | 13 | 0.088 | - | 20 | 1 | -
7903 | 90.2169 | 13 | 0.088 | - | 20 | 1 | -
7904 | 90.2283 | 13 | 0.088 | - | 20 | 1 | -
7905 | 90.2397 | 13 | 0.088 | - | 20 | 1 | -
7906 | 90.2511 | 13 | 0.088 | - | 20 | 1 | -
7907 | 90.2626 | 13 | 0.088 | - | 20 | 1 | -
7908 | 90.274 | 13 | 0.088 | - | 20 | 1 | -
7909 | 90.2854 | 13 | 0.088 | - | 20 | 1 | -
7910 | 90.2968 | 13 | 0.088 | - | 20 | 1 | -
7911 | 90.3082 | 13 | 0.088 | - | 20 | 1 | -
7912 | 90.3196 | 13 | 0.088 | - | 20 | 1 | -
7913 | 90.3311 | 13 | 0.088 | - | 20 | 1 | -
7914 | 90.3425 | 13 | 0.088 | - | 20 | 1 | -
7915 | 90.3539 | 13 | 0.088 | - | 20 | 1 | -
7916 | 90.3653 | 13 | 0.088 | - | 20 | 1 | -
7917 | 90.3767 | 13 | 0.088 | - | 20 | 1 | -
7918 | 90.3881 | 13 | 0.088 | - | 20 | 1 | -
7919 | 90.3995 | 13 | 0.088 | - | 20 | 1 | -
7920 | 90.411 | 13 | 0.088 | - | 20 | 1 | -
7921 | 90.4224 | 13 | 0.088 | - | 20 | 1 | -
7922 | 90.4338 | 13 | 0.088 | - | 20 | 1 | -
7923 | 90.4452 | 13 | 0.088 | - | 20 | 1 | -
7924 | 90.4566 | 13 | 0.088 | - | 20 | 1 | -
7925 | 90.468 | 13 | 0.088 | - | 20 | 1 | -
7926 | 90.4795 | 13 | 0.088 | - | 20 | 1 | -
7927 | 90.4909 | 13 | 0.088 | - | 20 | 1 | -
7928 | 90.5023 | 13 | 0.088 | - | 20 | 1 | -
7929 | 90.5137 | 13 | 0.088 | - | 20 | 1 | -
7930 | 90.5251 | 13 | 0.088 | - | 20 | 1 | -
7931 | 90.5365 | 13 | 0.088 | - | 20 | 1 | -
7932 | 90.5479 | 13 | 0.088 | - | 20 | 1 | -
7933 | 90.5594 | 13 | 0.088 | - | 20 | 1 | -
7934 | 90.5708 | 13 | 0.088 | - | 20 | 1 | -
7935 | 90.5822 | 13 | 0.088 | - | 20 | 1 | -
7936 | 90.5936 | 13 | 0.088 | - | 20 | 1 | -
7937 | 90.605 | 13 | 0.087 | - | 20 | 1 | -
7938 | 90.6164 | 13 | 0.087 | - | 20 | 1 | -
7939 | 90.6279 | 13 | 0.087 | - | 20 | 1 | -
7940 | 90.6393 | 13 | 0.087 | - | 20 | 1 | -
7941 | 90.6507 | 13 | 0.087 | - | 20 | 1 | -
7942 | 90.6621 | 13 | 0.087 | - | 20 | 1 | -
7943 | 90.6735 | 13 | 0.087 | - | 20 | 1 | -
7944 | 90.6849 | 13 | 0.087 | - | 20 | 1 | -
7945 | 90.6963 | 13 | 0.087 | - | 20 | 1 | -
7946 | 90.7078 | 13 | 0.087 | - | 20 | 1 | -
7947 | 90.7192 | 13 | 0.087 | - | 20 | 1 | -
7948 | 90.7306 | 13 | 0.087 | - | 20 | 1 | -
7949 | 90.742 | 13 | 0.087 | - | 20 | 1 | -
7950 | 90.7534 | 13 | 0.087 | - | 20 | 1 | -
7951 | 90.7648 | 13 | 0.087 | - | 20 | 1 | -
7952 | 90.7763 | 13 | 0.087 | - | 20 | 1 | -
7953 | 90.7877 | 13 | 0.087 | - | 20 | 1 | -
7954 | 90.7991 | 13 | 0.087 | - | 20 | 1 | -
7955 | 90.8105 | 13 | 0.087 | - | 19 | 1 | -
7956 | 90.8219 | 13 | 0.087 | - | 19 | 1 | -
7957 | 90.8333 | 13 | 0.087 | - | 19 | 1 | -
7958 | 90.8447 | 13 | 0.087 | - | 19 | 1 | -
7959 | 90.8562 | 13 | 0.087 | - | 19 | 1 | -
7960 | 90.8676 | 13 | 0.087 | - | 19 | 1 | -
7961 | 90.879 | 13 | 0.087 | - | 19 | 1 | -
7962 | 90.8904 | 13 | 0.087 | - | 19 | 1 | -
7963 | 90.9018 | 13 | 0.087 | - | 19 | 1 | -
7964 | 90.9132 | 13 | 0.086 | - | 19 | 1 | -
7965 | 90.9247 | 13 | 0.086 | - | 19 | 1 | -
7966 | 90.9361 | 13 | 0.086 | - | 19 | 1 | -
7967 | 90.9475 | 13 | 0.086 | - | 19 | 1 | -
7968 | 90.9589 | 13 | 0.086 | - | 19 | 1 | -
7969 | 90.9703 | 13 | 0.086 | - | 19 | 1 | -
7970 | 90.9817 | 13 | 0.086 | - | 19 | 1 | -
7971 | 90.9932 | 13 | 0.086 | - | 19 | 1 | -
7972 | 91.0046 | 13 | 0.086 | - | 19 | 1 | -
7973 | 91.016 | 13 | 0.086 | - | 19 | 1 | -
7974 | 91.0274 | 13 | 0.086 | - | 19 | 1 | -
7975 | 91.0388 | 13 | 0.086 | - | 19 | 1 | -
7976 | 91.0502 | 13 | 0.086 | - | 19 | 1 | -
7977 | 91.0616 | 13 | 0.086 | - | 19 | 1 | -
7978 | 91.0731 | 13 | 0.086 | - | 19 | 1 | -
7979 | 91.0845 | 13 | 0.086 | - | 19 | 1 | -
7980 | 91.0959 | 13 | 0.086 | - | 19 | 1 | -
7981 | 91.1073 | 13 | 0.086 | - | 19 | 1 | -
7982 | 91.1187 | 13 | 0.086 | - | 19 | 1 | -
7983 | 91.1301 | 13 | 0.086 | - | 19 | 1 | -
7984 | 91.1416 | 13 | 0.086 | - | 19 | 1 | -
7985 | 91.153 | 13 | 0.086 | - | 19 | 1 | -
7986 | 91.1644 | 13 | 0.085 | - | 19 | 1 | -
7987 | 91.1758 | 13 | 0.085 | - | 19 | 1 | -
7988 | 91.1872 | 13 | 0.085 | - | 19 | 1 | -
7989 | 91.1986 | 13 | 0.085 | - | 19 | 1 | -
7990 | 91.21 | 13 | 0.085 | - | 19 | 1 | -
7991 | 91.2215 | 13 | 0.085 | - | 19 | 1 | -
7992 | 91.2329 | 13 | 0.085 | - | 19 | 1 | -
7993 | 91.2443 | 13 | 0.085 | - | 19 | 1 | -
7994 | 91.2557 | 13 | 0.085 | - | 19 | 1 | -
7995 | 91.2671 | 13 | 0.085 | - | 19 | 1 | -
7996 | 91.2785 | 13 | 0.085 | - | 19 | 1 | -
7997 | 91.29 | 13 | 0.085 | - | 19 | 1 | -
7998 | 91.3014 | 13 | 0.085 | - | 19 | 1 | -
7999 | 91.3128 | 13 | 0.085 | - | 19 | 1 | -
8000 | 91.3242 | 13 | 0.085 | - | 19 | 1 | -
8001 | 91.3356 | 13 | 0.084 | - | 19 | 1 | -
8002 | 91.347 | 13 | 0.084 | - | 19 | 1 | -
8003 | 91.3584 | 13 | 0.084 | - | 19 | 1 | -
8004 | 91.3699 | 13 | 0.084 | - | 19 | 1 | -
8005 | 91.3813 | 13 | 0.084 | - | 19 | 1 | -
8006 | 91.3927 | 13 | 0.084 | - | 19 | 1 | -
8007 | 91.4041 | 13 | 0.084 | - | 19 | 1 | -
8008 | 91.4155 | 13 | 0.083 | - | 19 | 1 | -
8009 | 91.4269 | 13 | 0.083 | - | 19 | 1 | -
8010 | 91.4384 | 13 | 0.083 | - | 19 | 1 | -
8011 | 91.4498 | 13 | 0.083 | - | 19 | 1 | -
8012 | 91.4612 | 13 | 0.083 | - | 19 | 1 | -
8013 | 91.4726 | 13 | 0.083 | - | 19 | 1 | -
8014 | 91.484 | 13 | 0.082 | - | 19 | 1 | -
8015 | 91.4954 | 13 | 0.082 | - | 19 | 1 | -
8016 | 91.5068 | 13 | 0.082 | - | 19 | 1 | -
8017 | 91.5183 | 13 | 0.082 | - | 19 | 1 | -
8018 | 91.5297 | 13 | 0.082 | - | 19 | 1 | -
8019 | 91.5411 | 13 | 0.082 | - | 19 | 1 | -
8020 | 91.5525 | 13 | 0.082 | - | 19 | 1 | -
8021 | 91.5639 | 13 | 0.082 | - | 19 | 1 | -
8022 | 91.5753 | 13 | 0.082 | - | 19 | 1 | -
8023 | 91.5868 | 13 | 0.082 | - | 19 | 1 | -
8024 | 91.5982 | 13 | 0.082 | - | 19 | 1 | -
8025 | 91.6096 | 13 | 0.082 | - | 19 | 1 | -
8026 | 91.621 | 13 | 0.082 | - | 19 | 1 | -
8027 | 91.6324 | 13 | 0.082 | - | 19 | 1 | -
8028 | 91.6438 | 13 | 0.082 | - | 19 | 1 | -
8029 | 91.6553 | 13 | 0.082 | - | 19 | 1 | -
8030 | 91.6667 | 13 | 0.081 | - | 19 | 1 | -
8031 | 91.6781 | 13 | 0.081 | - | 19 | 1 | -
8032 | 91.6895 | 13 | 0.081 | - | 19 | 1 | -
8033 | 91.7009 | 13 | 0.081 | - | 19 | 1 | -
8034 | 91.7123 | 13 | 0.081 | - | 19 | 1 | -
8035 | 91.7237 | 13 | 0.081 | - | 19 | 1 | -
8036 | 91.7352 | 13 | 0.081 | - | 19 | 1 | -
8037 | 91.7466 | 13 | 0.08 | - | 19 | 1 | -
8038 | 91.758 | 13 | 0.08 | - | 19 | 1 | -
8039 | 91.7694 | 13 | 0.08 | - | 19 | 1 | -
8040 | 91.7808 | 13 | 0.08 | - | 19 | 1 | -
8041 | 91.7922 | 13 | 0.08 | - | 19 | 1 | -
8042 | 91.8037 | 13 | 0.08 | - | 19 | 1 | -
8043 | 91.8151 | 13 | 0.08 | - | 19 | 1 | -
8044 | 91.8265 | 13 | 0.079 | - | 19 | 1 | -
8045 | 91.8379 | 13 | 0.079 | - | 19 | 0.999 | -
8046 | 91.8493 | 13 | 0.079 | - | 19 | 0.995 | -
8047 | 91.8607 | 13 | 0.079 | - | 19 | 0.994 | -
8048 | 91.8721 | 13 | 0.079 | - | 19 | 0.992 | -
8049 | 91.8836 | 13 | 0.079 | - | 19 | 0.99 | -
8050 | 91.895 | 13 | 0.079 | - | 19 | 0.989 | -
8051 | 91.9064 | 13 | 0.079 | - | 19 | 0.988 | -
8052 | 91.9178 | 13 | 0.079 | - | 19 | 0.988 | -
8053 | 91.9292 | 13 | 0.078 | - | 19 | 0.987 | -
8054 | 91.9406 | 13 | 0.078 | - | 19 | 0.985 | -
8055 | 91.9521 | 13 | 0.078 | - | 19 | 0.985 | -
8056 | 91.9635 | 13 | 0.078 | - | 19 | 0.983 | -
8057 | 91.9749 | 13 | 0.078 | - | 19 | 0.98 | -
8058 | 91.9863 | 13 | 0.078 | - | 19 | 0.979 | -
8059 | 91.9977 | 13 | 0.077 | - | 19 | 0.972 | -
8060 | 92.0091 | 13 | 0.077 | - | 19 | 0.97 | -
8061 | 92.0205 | 13 | 0.077 | - | 19 | 0.967 | -
8062 | 92.032 | 13 | 0.077 | - | 19 | 0.958 | -
8063 | 92.0434 | 13 | 0.076 | - | 19 | 0.958 | -
8064 | 92.0548 | 13 | 0.076 | - | 19 | 0.957 | -
8065 | 92.0662 | 13 | 0.076 | - | 19 | 0.956 | -
8066 | 92.0776 | 13 | 0.076 | - | 19 | 0.954 | -
8067 | 92.089 | 13 | 0.076 | - | 19 | 0.954 | -
8068 | 92.1005 | 13 | 0.076 | - | 19 | 0.952 | -
8069 | 92.1119 | 13 | 0.076 | - | 19 | 0.952 | -
8070 | 92.1233 | 13 | 0.076 | - | 19 | 0.951 | -
8071 | 92.1347 | 13 | 0.075 | - | 19 | 0.95 | -
8072 | 92.1461 | 13 | 0.075 | - | 19 | 0.949 | -
8073 | 92.1575 | 13 | 0.075 | - | 19 | 0.949 | -
8074 | 92.1689 | 13 | 0.075 | - | 19 | 0.946 | -
8075 | 92.1804 | 13 | 0.075 | - | 19 | 0.945 | -
8076 | 92.1918 | 13 | 0.075 | - | 19 | 0.942 | -
8077 | 92.2032 | 13 | 0.074 | - | 19 | 0.939 | -
8078 | 92.2146 | 13 | 0.074 | - | 19 | 0.936 | -
8079 | 92.226 | 13 | 0.074 | - | 19 | 0.935 | -
8080 | 92.2374 | 13 | 0.074 | - | 19 | 0.931 | -
8081 | 92.2489 | 13 | 0.074 | - | 19 | 0.931 | -
8082 | 92.2603 | 13 | 0.073 | - | 19 | 0.929 | -
8083 | 92.2717 | 13 | 0.073 | - | 19 | 0.929 | -
8084 | 92.2831 | 13 | 0.073 | - | 19 | 0.928 | -
8085 | 92.2945 | 13 | 0.073 | - | 19 | 0.924 | -
8086 | 92.3059 | 13 | 0.073 | - | 19 | 0.923 | -
8087 | 92.3174 | 13 | 0.073 | - | 19 | 0.921 | -
8088 | 92.3288 | 13 | 0.073 | - | 19 | 0.919 | -
8089 | 92.3402 | 13 | 0.073 | - | 19 | 0.916 | -
8090 | 92.3516 | 13 | 0.073 | - | 19 | 0.911 | -
8091 | 92.363 | 13 | 0.073 | - | 19 | 0.911 | -
8092 | 92.3744 | 13 | 0.073 | - | 19 | 0.91 | -
8093 | 92.3858 | 13 | 0.073 | - | 19 | 0.91 | -
8094 | 92.3973 | 13 | 0.072 | - | 19 | 0.909 | -
8095 | 92.4087 | 13 | 0.072 | - | 19 | 0.909 | -
8096 | 92.4201 | 13 | 0.072 | - | 19 | 0.908 | -
8097 | 92.4315 | 13 | 0.072 | - | 19 | 0.906 | -
8098 | 92.4429 | 13 | 0.072 | - | 19 | 0.904 | -
8099 | 92.4543 | 13 | 0.072 | - | 19 | 0.901 | -
8100 | 92.4658 | 13 | 0.072 | - | 19 | 0.893 | -
8101 | 92.4772 | 13 | 0.072 | - | 19 | 0.893 | -
8102 | 92.4886 | 13 | 0.072 | - | 19 | 0.892 | -
8103 | 92.5 | 13 | 0.072 | - | 19 | 0.89 | -
8104 | 92.5114 | 13 | 0.072 | - | 19 | 0.887 | -
8105 | 92.5228 | 13 | 0.072 | - | 19 | 0.887 | -
8106 | 92.5342 | 13 | 0.072 | - | 19 | 0.886 | -
8107 | 92.5457 | 13 | 0.071 | - | 19 | 0.884 | -
8108 | 92.5571 | 13 | 0.071 | - | 19 | 0.88 | -
8109 | 92.5685 | 13 | 0.071 | - | 19 | 0.88 | -
8110 | 92.5799 | 13 | 0.071 | - | 19 | 0.878 | -
8111 | 92.5913 | 13 | 0.071 | - | 19 | 0.876 | -
8112 | 92.6027 | 13 | 0.071 | - | 19 | 0.875 | -
8113 | 92.6142 | 13 | 0.071 | - | 19 | 0.87 | -
8114 | 92.6256 | 13 | 0.071 | - | 19 | 0.868 | -
8115 | 92.637 | 13 | 0.071 | - | 19 | 0.867 | -
8116 | 92.6484 | 13 | 0.071 | - | 19 | 0.866 | -
8117 | 92.6598 | 13 | 0.071 | - | 19 | 0.861 | -
8118 | 92.6712 | 13 | 0.071 | - | 19 | 0.861 | -
8119 | 92.6826 | 13 | 0.071 | - | 19 | 0.857 | -
8120 | 92.6941 | 13 | 0.071 | - | 19 | 0.851 | -
8121 | 92.7055 | 13 | 0.071 | - | 19 | 0.85 | -
8122 | 92.7169 | 13 | 0.071 | - | 19 | 0.85 | -
8123 | 92.7283 | 13 | 0.07 | - | 19 | 0.847 | -
8124 | 92.7397 | 13 | 0.07 | - | 19 | 0.846 | -
8125 | 92.7511 | 13 | 0.07 | - | 19 | 0.844 | -
8126 | 92.7626 | 13 | 0.07 | - | 19 | 0.843 | -
8127 | 92.774 | 13 | 0.07 | - | 19 | 0.833 | -
8128 | 92.7854 | 13 | 0.07 | - | 19 | 0.83 | -
8129 | 92.7968 | 13 | 0.07 | - | 19 | 0.828 | -
8130 | 92.8082 | 13 | 0.07 | - | 19 | 0.823 | -
8131 | 92.8196 | 13 | 0.07 | - | 19 | 0.819 | -
8132 | 92.8311 | 13 | 0.07 | - | 19 | 0.816 | -
8133 | 92.8425 | 13 | 0.07 | - | 19 | 0.815 | -
8134 | 92.8539 | 13 | 0.07 | - | 19 | 0.813 | -
8135 | 92.8653 | 13 | 0.07 | - | 19 | 0.813 | -
8136 | 92.8767 | 13 | 0.07 | - | 19 | 0.813 | -
8137 | 92.8881 | 13 | 0.07 | - | 19 | 0.812 | -
8138 | 92.8995 | 13 | 0.07 | - | 19 | 0.811 | -
8139 | 92.911 | 13 | 0.07 | - | 19 | 0.81 | -
8140 | 92.9224 | 13 | 0.07 | - | 19 | 0.808 | -
8141 | 92.9338 | 13 | 0.07 | - | 19 | 0.808 | -
8142 | 92.9452 | 13 | 0.07 | - | 19 | 0.807 | -
8143 | 92.9566 | 13 | 0.07 | - | 19 | 0.806 | -
8144 | 92.968 | 13 | 0.07 | - | 19 | 0.804 | -
8145 | 92.9795 | 13 | 0.069 | - | 19 | 0.803 | -
8146 | 92.9909 | 13 | 0.069 | - | 19 | 0.798 | -
8147 | 93.0023 | 13 | 0.069 | - | 19 | 0.796 | -
8148 | 93.0137 | 13 | 0.069 | - | 19 | 0.795 | -
8149 | 93.0251 | 13 | 0.069 | - | 19 | 0.794 | -
8150 | 93.0365 | 13 | 0.069 | - | 19 | 0.793 | -
8151 | 93.0479 | 13 | 0.069 | - | 19 | 0.79 | -
8152 | 93.0594 | 13 | 0.069 | - | 19 | 0.788 | -
8153 | 93.0708 | 13 | 0.069 | - | 19 | 0.788 | -
8154 | 93.0822 | 13 | 0.069 | - | 19 | 0.784 | -
8155 | 93.0936 | 13 | 0.069 | - | 19 | 0.778 | -
8156 | 93.105 | 13 | 0.069 | - | 19 | 0.774 | -
8157 | 93.1164 | 13 | 0.069 | - | 19 | 0.773 | -
8158 | 93.1279 | 13 | 0.069 | - | 19 | 0.773 | -
8159 | 93.1393 | 13 | 0.069 | - | 19 | 0.772 | -
8160 | 93.1507 | 13 | 0.069 | - | 19 | 0.77 | -
8161 | 93.1621 | 13 | 0.068 | - | 19 | 0.77 | -
8162 | 93.1735 | 13 | 0.068 | - | 19 | 0.77 | -
8163 | 93.1849 | 13 | 0.068 | - | 19 | 0.766 | -
8164 | 93.1963 | 13 | 0.068 | - | 19 | 0.765 | -
8165 | 93.2078 | 13 | 0.068 | - | 19 | 0.765 | -
8166 | 93.2192 | 13 | 0.068 | - | 19 | 0.765 | -
8167 | 93.2306 | 13 | 0.068 | - | 19 | 0.764 | -
8168 | 93.242 | 13 | 0.068 | - | 19 | 0.761 | -
8169 | 93.2534 | 13 | 0.068 | - | 19 | 0.756 | -
8170 | 93.2648 | 13 | 0.068 | - | 19 | 0.756 | -
8171 | 93.2763 | 13 | 0.068 | - | 19 | 0.755 | -
8172 | 93.2877 | 13 | 0.067 | - | 19 | 0.752 | -
8173 | 93.2991 | 13 | 0.067 | - | 19 | 0.751 | -
8174 | 93.3105 | 13 | 0.067 | - | 19 | 0.751 | -
8175 | 93.3219 | 13 | 0.067 | - | 19 | 0.75 | -
8176 | 93.3333 | 13 | 0.067 | - | 19 | 0.75 | -
8177 | 93.3447 | 13 | 0.067 | - | 19 | 0.747 | -
8178 | 93.3562 | 13 | 0.067 | - | 19 | 0.746 | -
8179 | 93.3676 | 13 | 0.067 | - | 19 | 0.741 | -
8180 | 93.379 | 13 | 0.067 | - | 19 | 0.741 | -
8181 | 93.3904 | 13 | 0.067 | - | 19 | 0.741 | -
8182 | 93.4018 | 13 | 0.067 | - | 19 | 0.741 | -
8183 | 93.4132 | 13 | 0.067 | - | 19 | 0.739 | -
8184 | 93.4247 | 13 | 0.067 | - | 19 | 0.739 | -
8185 | 93.4361 | 13 | 0.067 | - | 19 | 0.738 | -
8186 | 93.4475 | 13 | 0.067 | - | 19 | 0.731 | -
8187 | 93.4589 | 13 | 0.067 | - | 19 | 0.726 | -
8188 | 93.4703 | 13 | 0.067 | - | 19 | 0.722 | -
8189 | 93.4817 | 13 | 0.067 | - | 19 | 0.722 | -
8190 | 93.4932 | 13 | 0.067 | - | 19 | 0.718 | -
8191 | 93.5046 | 13 | 0.066 | - | 19 | 0.718 | -
8192 | 93.516 | 13 | 0.066 | - | 19 | 0.717 | -
8193 | 93.5274 | 13 | 0.066 | - | 19 | 0.709 | -
8194 | 93.5388 | 13 | 0.066 | - | 19 | 0.707 | -
8195 | 93.5502 | 13 | 0.066 | - | 19 | 0.706 | -
8196 | 93.5616 | 13 | 0.066 | - | 19 | 0.704 | -
8197 | 93.5731 | 13 | 0.066 | - | 19 | 0.701 | -
8198 | 93.5845 | 13 | 0.066 | - | 19 | 0.696 | -
8199 | 93.5959 | 13 | 0.066 | - | 19 | 0.696 | -
8200 | 93.6073 | 13 | 0.066 | - | 19 | 0.692 | -
8201 | 93.6187 | 13 | 0.066 | - | 19 | 0.69 | -
8202 | 93.6301 | 13 | 0.066 | - | 19 | 0.689 | -
8203 | 93.6416 | 13 | 0.066 | - | 19 | 0.689 | -
8204 | 93.653 | 13 | 0.066 | - | 19 | 0.689 | -
8205 | 93.6644 | 13 | 0.066 | - | 19 | 0.689 | -
8206 | 93.6758 | 13 | 0.066 | - | 19 | 0.688 | -
8207 | 93.6872 | 13 | 0.065 | - | 19 | 0.686 | -
8208 | 93.6986 | 13 | 0.065 | - | 19 | 0.684 | -
8209 | 93.71 | 13 | 0.065 | - | 19 | 0.683 | -
8210 | 93.7215 | 13 | 0.065 | - | 19 | 0.683 | -
8211 | 93.7329 | 13 | 0.065 | - | 19 | 0.68 | -
8212 | 93.7443 | 13 | 0.065 | - | 19 | 0.678 | -
8213 | 93.7557 | 13 | 0.065 | - | 19 | 0.676 | -
8214 | 93.7671 | 13 | 0.065 | - | 19 | 0.676 | -
8215 | 93.7785 | 13 | 0.065 | - | 19 | 0.675 | -
8216 | 93.79 | 13 | 0.065 | - | 19 | 0.674 | -
8217 | 93.8014 | 13 | 0.065 | - | 19 | 0.67 | -
8218 | 93.8128 | 13 | 0.065 | - | 19 | 0.663 | -
8219 | 93.8242 | 13 | 0.064 | - | 19 | 0.655 | -
8220 | 93.8356 | 13 | 0.064 | - | 19 | 0.646 | -
8221 | 93.847 | 13 | 0.064 | - | 19 | 0.643 | -
8222 | 93.8584 | 13 | 0.063 | - | 19 | 0.637 | -
8223 | 93.8699 | 13 | 0.063 | - | 19 | 0.637 | -
8224 | 93.8813 | 13 | 0.063 | - | 19 | 0.635 | -
8225 | 93.8927 | 13 | 0.063 | - | 19 | 0.634 | -
8226 | 93.9041 | 13 | 0.063 | - | 19 | 0.63 | -
8227 | 93.9155 | 13 | 0.063 | - | 19 | 0.629 | -
8228 | 93.9269 | 13 | 0.063 | - | 19 | 0.628 | -
8229 | 93.9384 | 13 | 0.063 | - | 19 | 0.627 | -
8230 | 93.9498 | 13 | 0.062 | - | 19 | 0.625 | -
8231 | 93.9612 | 13 | 0.062 | - | 19 | 0.623 | -
8232 | 93.9726 | 13 | 0.062 | - | 19 | 0.622 | -
8233 | 93.984 | 13 | 0.062 | - | 19 | 0.62 | -
8234 | 93.9954 | 13 | 0.062 | - | 19 | 0.619 | -
8235 | 94.0068 | 13 | 0.062 | - | 19 | 0.618 | -
8236 | 94.0183 | 13 | 0.062 | - | 19 | 0.616 | -
8237 | 94.0297 | 13 | 0.061 | - | 19 | 0.61 | -
8238 | 94.0411 | 13 | 0.061 | - | 19 | 0.603 | -
8239 | 94.0525 | 13 | 0.061 | - | 19 | 0.598 | -
8240 | 94.0639 | 13 | 0.061 | - | 19 | 0.598 | -
8241 | 94.0753 | 13 | 0.061 | - | 19 | 0.597 | -
8242 | 94.0868 | 13 | 0.061 | - | 19 | 0.595 | -
8243 | 94.0982 | 13 | 0.061 | - | 19 | 0.594 | -
8244 | 94.1096 | 13 | 0.061 | - | 19 | 0.587 | -
8245 | 94.121 | 13 | 0.06 | - | 19 | 0.579 | -
8246 | 94.1324 | 13 | 0.06 | - | 19 | 0.578 | -
8247 | 94.1438 | 13 | 0.06 | - | 19 | 0.576 | -
8248 | 94.1553 | 13 | 0.059 | - | 19 | 0.575 | -
8249 | 94.1667 | 13 | 0.059 | - | 19 | 0.574 | -
8250 | 94.1781 | 13 | 0.058 | - | 19 | 0.574 | -
8251 | 94.1895 | 13 | 0.058 | - | 19 | 0.57 | -
8252 | 94.2009 | 13 | 0.056 | - | 19 | 0.568 | -
8253 | 94.2123 | 13 | 0.054 | - | 19 | 0.565 | -
8254 | 94.2237 | 13 | 0.054 | - | 19 | 0.564 | -
8255 | 94.2352 | 13 | 0.052 | - | 19 | 0.563 | -
8256 | 94.2466 | 13 | 0.05 | - | 19 | 0.558 | -
8257 | 94.258 | 13 | 0.049 | - | 19 | 0.556 | -
8258 | 94.2694 | 13 | 0.049 | - | 19 | 0.554 | -
8259 | 94.2808 | 13 | 0.048 | - | 19 | 0.551 | -
8260 | 94.2922 | 13 | 0.048 | - | 19 | 0.551 | -
8261 | 94.3037 | 13 | 0.048 | - | 19 | 0.545 | -
8262 | 94.3151 | 13 | 0.048 | - | 19 | 0.543 | -
8263 | 94.3265 | 13 | 0.047 | - | 19 | 0.536 | -
8264 | 94.3379 | 13 | 0.047 | - | 19 | 0.534 | -
8265 | 94.3493 | 13 | 0.047 | - | 19 | 0.534 | -
8266 | 94.3607 | 13 | 0.047 | - | 19 | 0.533 | -
8267 | 94.3721 | 13 | 0.046 | - | 19 | 0.533 | -
8268 | 94.3836 | 13 | 0.045 | - | 19 | 0.533 | -
8269 | 94.395 | 13 | 0.045 | - | 19 | 0.529 | -
8270 | 94.4064 | 13 | 0.045 | - | 19 | 0.528 | -
8271 | 94.4178 | 13 | 0.044 | - | 19 | 0.522 | -
8272 | 94.4292 | 13 | 0.044 | - | 19 | 0.522 | -
8273 | 94.4406 | 13 | 0.043 | - | 19 | 0.522 | -
8274 | 94.4521 | 13 | 0.043 | - | 19 | 0.521 | -
8275 | 94.4635 | 13 | 0.043 | - | 19 | 0.519 | -
8276 | 94.4749 | 13 | 0.042 | - | 19 | 0.516 | -
8277 | 94.4863 | 13 | 0.042 | - | 19 | 0.511 | -
8278 | 94.4977 | 13 | 0.042 | - | 19 | 0.507 | -
8279 | 94.5091 | 13 | 0.042 | - | 19 | 0.505 | -
8280 | 94.5205 | 13 | 0.041 | - | 19 | 0.504 | -
8281 | 94.532 | 13 | 0.041 | - | 19 | 0.503 | -
8282 | 94.5434 | 13 | 0.041 | - | 19 | 0.5 | -
8283 | 94.5548 | 13 | 0.041 | - | 19 | 0.498 | -
8284 | 94.5662 | 13 | 0.04 | - | 19 | 0.498 | -
8285 | 94.5776 | 13 | 0.04 | - | 19 | 0.497 | -
8286 | 94.589 | 13 | 0.04 | - | 19 | 0.495 | -
8287 | 94.6005 | 13 | 0.04 | - | 19 | 0.495 | -
8288 | 94.6119 | 13 | 0.04 | - | 19 | 0.495 | -
8289 | 94.6233 | 13 | 0.04 | - | 19 | 0.495 | -
8290 | 94.6347 | 13 | 0.04 | - | 19 | 0.492 | -
8291 | 94.6461 | 13 | 0.04 | - | 19 | 0.491 | -
8292 | 94.6575 | 13 | 0.04 | - | 19 | 0.488 | -
8293 | 94.6689 | 13 | 0.039 | - | 19 | 0.487 | -
8294 | 94.6804 | 13 | 0.039 | - | 19 | 0.486 | -
8295 | 94.6918 | 13 | 0.039 | - | 19 | 0.482 | -
8296 | 94.7032 | 13 | 0.039 | - | 19 | 0.48 | -
8297 | 94.7146 | 13 | 0.039 | - | 19 | 0.478 | -
8298 | 94.726 | 13 | 0.039 | - | 19 | 0.474 | -
8299 | 94.7374 | 13 | 0.039 | - | 19 | 0.469 | -
8300 | 94.7489 | 13 | 0.039 | - | 19 | 0.466 | -
8301 | 94.7603 | 13 | 0.039 | - | 19 | 0.463 | -
8302 | 94.7717 | 13 | 0.039 | - | 19 | 0.454 | -
8303 | 94.7831 | 13 | 0.039 | - | 19 | 0.454 | -
8304 | 94.7945 | 13 | 0.039 | - | 19 | 0.452 | -
8305 | 94.8059 | 13 | 0.039 | - | 19 | 0.446 | -
8306 | 94.8174 | 13 | 0.039 | - | 19 | 0.445 | -
8307 | 94.8288 | 13 | 0.039 | - | 19 | 0.443 | -
8308 | 94.8402 | 13 | 0.038 | - | 19 | 0.44 | -
8309 | 94.8516 | 13 | 0.038 | - | 19 | 0.44 | -
8310 | 94.863 | 13 | 0.038 | - | 19 | 0.436 | -
8311 | 94.8744 | 13 | 0.038 | - | 19 | 0.436 | -
8312 | 94.8858 | 13 | 0.038 | - | 19 | 0.432 | -
8313 | 94.8973 | 13 | 0.038 | - | 19 | 0.428 | -
8314 | 94.9087 | 13 | 0.038 | - | 19 | 0.428 | -
8315 | 94.9201 | 13 | 0.038 | - | 19 | 0.427 | -
8316 | 94.9315 | 13 | 0.038 | - | 19 | 0.426 | -
8317 | 94.9429 | 13 | 0.038 | - | 19 | 0.425 | -
8318 | 94.9543 | 13 | 0.038 | - | 19 | 0.421 | -
8319 | 94.9658 | 13 | 0.037 | - | 19 | 0.419 | -
8320 | 94.9772 | 13 | 0.037 | - | 19 | 0.412 | -
8321 | 94.9886 | 13 | 0.037 | - | 19 | 0.41 | -
8322 | 95 | 13 | 0.037 | - | 19 | 0.408 | -
8323 | 95.0114 | 13 | 0.037 | - | 19 | 0.403 | -
8324 | 95.0228 | 13 | 0.037 | - | 19 | 0.4 | -
8325 | 95.0342 | 13 | 0.037 | - | 19 | 0.399 | -
8326 | 95.0457 | 13 | 0.037 | - | 19 | 0.399 | -
8327 | 95.0571 | 13 | 0.037 | - | 19 | 0.397 | -
8328 | 95.0685 | 13 | 0.037 | - | 19 | 0.396 | -
8329 | 95.0799 | 13 | 0.037 | - | 19 | 0.389 | -
8330 | 95.0913 | 13 | 0.037 | - | 19 | 0.387 | -
8331 | 95.1027 | 13 | 0.036 | - | 19 | 0.383 | -
8332 | 95.1142 | 13 | 0.036 | - | 19 | 0.38 | -
8333 | 95.1256 | 13 | 0.036 | - | 19 | 0.379 | -
8334 | 95.137 | 13 | 0.036 | - | 19 | 0.374 | -
8335 | 95.1484 | 13 | 0.036 | - | 19 | 0.37 | -
8336 | 95.1598 | 13 | 0.036 | - | 19 | 0.369 | -
8337 | 95.1712 | 13 | 0.035 | - | 19 | 0.366 | -
8338 | 95.1826 | 13 | 0.033 | - | 19 | 0.362 | -
8339 | 95.1941 | 13 | 0.032 | - | 19 | 0.361 | -
8340 | 95.2055 | 13 | 0.032 | - | 19 | 0.354 | -
8341 | 95.2169 | 13 | 0.032 | - | 19 | 0.354 | -
8342 | 95.2283 | 13 | 0.032 | - | 19 | 0.353 | -
8343 | 95.2397 | 13 | 0.032 | - | 19 | 0.349 | -
8344 | 95.2511 | 13 | 0.032 | - | 19 | 0.344 | -
8345 | 95.2626 | 13 | 0.032 | - | 19 | 0.343 | -
8346 | 95.274 | 13 | 0.032 | - | 19 | 0.343 | -
8347 | 95.2854 | 13 | 0.031 | - | 19 | 0.341 | -
8348 | 95.2968 | 13 | 0.031 | - | 19 | 0.338 | -
8349 | 95.3082 | 13 | 0.031 | - | 19 | 0.331 | -
8350 | 95.3196 | 13 | 0.031 | - | 19 | 0.327 | -
8351 | 95.3311 | 13 | 0.031 | - | 19 | 0.326 | -
8352 | 95.3425 | 13 | 0.031 | - | 19 | 0.326 | -
8353 | 95.3539 | 13 | 0.031 | - | 19 | 0.318 | -
8354 | 95.3653 | 13 | 0.031 | - | 19 | 0.315 | -
8355 | 95.3767 | 13 | 0.031 | - | 19 | 0.313 | -
8356 | 95.3881 | 13 | 0.031 | - | 19 | 0.311 | -
8357 | 95.3995 | 13 | 0.03 | - | 19 | 0.305 | -
8358 | 95.411 | 13 | 0.03 | - | 19 | 0.301 | -
8359 | 95.4224 | 13 | 0.03 | - | 19 | 0.296 | -
8360 | 95.4338 | 13 | 0.029 | - | 19 | 0.29 | -
8361 | 95.4452 | 13 | 0.029 | - | 19 | 0.289 | -
8362 | 95.4566 | 13 | 0.029 | - | 19 | 0.278 | -
8363 | 95.468 | 13 | 0.029 | - | 19 | 0.278 | -
8364 | 95.4795 | 13 | 0.029 | - | 19 | 0.277 | -
8365 | 95.4909 | 13 | 0.028 | - | 19 | 0.265 | -
8366 | 95.5023 | 13 | 0.028 | - | 19 | 0.265 | -
8367 | 95.5137 | 13 | 0.028 | - | 19 | 0.264 | -
8368 | 95.5251 | 13 | 0.028 | - | 19 | 0.263 | -
8369 | 95.5365 | 13 | 0.028 | - | 19 | 0.259 | -
8370 | 95.5479 | 13 | 0.028 | - | 19 | 0.258 | -
8371 | 95.5594 | 13 | 0.028 | - | 19 | 0.257 | -
8372 | 95.5708 | 13 | 0.028 | - | 19 | 0.256 | -
8373 | 95.5822 | 13 | 0.027 | - | 19 | 0.255 | -
8374 | 95.5936 | 13 | 0.027 | - | 19 | 0.254 | -
8375 | 95.605 | 13 | 0.026 | - | 19 | 0.253 | -
8376 | 95.6164 | 13 | 0.026 | - | 19 | 0.253 | -
8377 | 95.6279 | 13 | 0.026 | - | 19 | 0.251 | -
8378 | 95.6393 | 13 | 0.026 | - | 19 | 0.246 | -
8379 | 95.6507 | 13 | 0.026 | - | 19 | 0.24 | -
8380 | 95.6621 | 13 | 0.025 | - | 19 | 0.24 | -
8381 | 95.6735 | 13 | 0.025 | - | 19 | 0.238 | -
8382 | 95.6849 | 13 | 0.025 | - | 19 | 0.237 | -
8383 | 95.6963 | 13 | 0.025 | - | 19 | 0.233 | -
8384 | 95.7078 | 13 | 0.025 | - | 19 | 0.233 | -
8385 | 95.7192 | 13 | 0.025 | - | 19 | 0.233 | -
8386 | 95.7306 | 13 | 0.025 | - | 19 | 0.229 | -
8387 | 95.742 | 13 | 0.025 | - | 19 | 0.222 | -
8388 | 95.7534 | 13 | 0.024 | - | 19 | 0.218 | -
8389 | 95.7648 | 13 | 0.024 | - | 19 | 0.217 | -
8390 | 95.7763 | 13 | 0.023 | - | 19 | 0.217 | -
8391 | 95.7877 | 13 | 0.023 | - | 19 | 0.212 | -
8392 | 95.7991 | 13 | 0.023 | - | 19 | 0.209 | -
8393 | 95.8105 | 13 | 0.022 | - | 19 | 0.208 | -
8394 | 95.8219 | 13 | 0.022 | - | 19 | 0.208 | -
8395 | 95.8333 | 13 | 0.022 | - | 19 | 0.208 | -
8396 | 95.8447 | 13 | 0.022 | - | 19 | 0.207 | -
8397 | 95.8562 | 13 | 0.022 | - | 19 | 0.202 | -
8398 | 95.8676 | 13 | 0.021 | - | 19 | 0.196 | -
8399 | 95.879 | 13 | 0.021 | - | 19 | 0.192 | -
8400 | 95.8904 | 13 | 0.021 | - | 19 | 0.188 | -
8401 | 95.9018 | 13 | 0.021 | - | 19 | 0.188 | -
8402 | 95.9132 | 13 | 0.021 | - | 19 | 0.187 | -
8403 | 95.9247 | 13 | 0.021 | - | 19 | 0.182 | -
8404 | 95.9361 | 13 | 0.021 | - | 19 | 0.182 | -
8405 | 95.9475 | 13 | 0.021 | - | 19 | 0.179 | -
8406 | 95.9589 | 13 | 0.02 | - | 19 | 0.175 | -
8407 | 95.9703 | 13 | 0.02 | - | 19 | 0.173 | -
8408 | 95.9817 | 13 | 0.02 | - | 19 | 0.173 | -
8409 | 95.9932 | 13 | 0.02 | - | 19 | 0.172 | -
8410 | 96.0046 | 13 | 0.02 | - | 19 | 0.171 | -
8411 | 96.016 | 13 | 0.02 | - | 19 | 0.167 | -
8412 | 96.0274 | 13 | 0.02 | - | 19 | 0.166 | -
8413 | 96.0388 | 13 | 0.02 | - | 19 | 0.162 | -
8414 | 96.0502 | 13 | 0.02 | - | 19 | 0.162 | -
8415 | 96.0616 | 13 | 0.02 | - | 19 | 0.16 | -
8416 | 96.0731 | 13 | 0.02 | - | 19 | 0.155 | -
8417 | 96.0845 | 13 | 0.02 | - | 19 | 0.152 | -
8418 | 96.0959 | 13 | 0.02 | - | 19 | 0.151 | -
8419 | 96.1073 | 13 | 0.019 | - | 19 | 0.144 | -
8420 | 96.1187 | 13 | 0.019 | - | 19 | 0.143 | -
8421 | 96.1301 | 13 | 0.019 | - | 18 | 0.136 | -
8422 | 96.1416 | 13 | 0.019 | - | 18 | 0.135 | -
8423 | 96.153 | 13 | 0.019 | - | 18 | 0.134 | -
8424 | 96.1644 | 13 | 0.019 | - | 18 | 0.128 | -
8425 | 96.1758 | 13 | 0.019 | - | 18 | 0.126 | -
8426 | 96.1872 | 13 | 0.019 | - | 18 | 0.125 | -
8427 | 96.1986 | 13 | 0.019 | - | 18 | 0.12 | -
8428 | 96.21 | 13 | 0.019 | - | 18 | 0.117 | -
8429 | 96.2215 | 13 | 0.018 | - | 18 | 0.109 | -
8430 | 96.2329 | 13 | 0.018 | - | 18 | 0.102 | -
8431 | 96.2443 | 13 | 0.018 | - | 18 | 0.101 | -
8432 | 96.2557 | 13 | 0.018 | - | 18 | 0.101 | -
8433 | 96.2671 | 13 | 0.018 | - | 18 | 0.1 | -
8434 | 96.2785 | 13 | 0.018 | - | 18 | 0.097 | -
8435 | 96.29 | 13 | 0.018 | - | 18 | 0.093 | -
8436 | 96.3014 | 13 | 0.018 | - | 18 | 0.092 | -
8437 | 96.3128 | 13 | 0.018 | - | 18 | 0.091 | -
8438 | 96.3242 | 13 | 0.018 | - | 18 | 0.09 | -
8439 | 96.3356 | 13 | 0.018 | - | 18 | 0.088 | -
8440 | 96.347 | 13 | 0.018 | - | 18 | 0.086 | -
8441 | 96.3584 | 13 | 0.018 | - | 18 | 0.085 | -
8442 | 96.3699 | 13 | 0.018 | - | 18 | 0.082 | -
8443 | 96.3813 | 13 | 0.017 | - | 18 | 0.082 | -
8444 | 96.3927 | 13 | 0.017 | - | 18 | 0.081 | -
8445 | 96.4041 | 13 | 0.017 | - | 18 | 0.072 | -
8446 | 96.4155 | 13 | 0.017 | - | 18 | 0.071 | -
8447 | 96.4269 | 13 | 0.017 | - | 18 | 0.068 | -
8448 | 96.4384 | 13 | 0.017 | - | 18 | 0.067 | -
8449 | 96.4498 | 13 | 0.017 | - | 18 | 0.067 | -
8450 | 96.4612 | 13 | 0.017 | - | 18 | 0.065 | -
8451 | 96.4726 | 12 | 0.017 | - | 18 | 0.059 | -
8452 | 96.484 | 12 | 0.017 | - | 18 | 0.058 | -
8453 | 96.4954 | 12 | 0.017 | - | 18 | 0.056 | -
8454 | 96.5068 | 12 | 0.017 | - | 18 | 0.053 | -
8455 | 96.5183 | 12 | 0.017 | - | 18 | 0.052 | -
8456 | 96.5297 | 12 | 0.017 | - | 18 | 0.049 | -
8457 | 96.5411 | 12 | 0.016 | - | 18 | 0.049 | -
8458 | 96.5525 | 12 | 0.016 | - | 18 | 0.043 | -
8459 | 96.5639 | 12 | 0.016 | - | 18 | 0.037 | -
8460 | 96.5753 | 12 | 0.016 | - | 18 | 0.036 | -
8461 | 96.5868 | 12 | 0.016 | - | 18 | 0.035 | -
8462 | 96.5982 | 12 | 0.016 | - | 18 | 0.033 | -
8463 | 96.6096 | 12 | 0.016 | - | 18 | 0.033 | -
8464 | 96.621 | 12 | 0.016 | - | 18 | 0.031 | -
8465 | 96.6324 | 12 | 0.016 | - | 18 | 0.029 | -
8466 | 96.6438 | 12 | 0.016 | - | 18 | 0.024 | -
8467 | 96.6553 | 12 | 0.016 | - | 18 | 0.023 | -
8468 | 96.6667 | 12 | 0.016 | - | 18 | 0.019 | -
8469 | 96.6781 | 12 | 0.016 | - | 18 | 0.018 | -
8470 | 96.6895 | 12 | 0.016 | - | 18 | 0.017 | -
8471 | 96.7009 | 12 | 0.016 | - | 18 | 0.014 | -
8472 | 96.7123 | 12 | 0.016 | - | 18 | 0.009 | -
8473 | 96.7237 | 12 | 0.016 | - | 18 | 0.006 | -
8474 | 96.7352 | 12 | 0.016 | - | 18 | 0.004 | -
8475 | 96.7466 | 12 | 0.016 | - | 18 | 0.003 | -
8476 | 96.758 | 12 | 0.015 | - | 18 | 0.001 | -
8477 | 96.7694 | 12 | 0.015 | - | 18 | 0 | -
8478 | 96.7808 | 12 | 0.015 | - | 18 | -0.001 | -
8479 | 96.7922 | 12 | 0.015 | - | 18 | -0.004 | -
8480 | 96.8037 | 12 | 0.015 | - | 18 | -0.01 | -
8481 | 96.8151 | 12 | 0.015 | - | 18 | -0.013 | -
8482 | 96.8265 | 12 | 0.015 | - | 18 | -0.014 | -
8483 | 96.8379 | 12 | 0.015 | - | 18 | -0.015 | -
8484 | 96.8493 | 12 | 0.015 | - | 18 | -0.015 | -
8485 | 96.8607 | 12 | 0.015 | - | 18 | -0.015 | -
8486 | 96.8721 | 12 | 0.015 | - | 18 | -0.023 | -
8487 | 96.8836 | 12 | 0.015 | - | 18 | -0.023 | -
8488 | 96.895 | 12 | 0.015 | - | 18 | -0.026 | -
8489 | 96.9064 | 12 | 0.015 | - | 18 | -0.026 | -
8490 | 96.9178 | 12 | 0.015 | - | 18 | -0.033 | -
8491 | 96.9292 | 12 | 0.015 | - | 18 | -0.04 | -
8492 | 96.9406 | 12 | 0.015 | - | 18 | -0.04 | -
8493 | 96.9521 | 12 | 0.015 | - | 18 | -0.04 | -
8494 | 96.9635 | 12 | 0.014 | - | 18 | -0.046 | -
8495 | 96.9749 | 12 | 0.014 | - | 18 | -0.047 | -
8496 | 96.9863 | 12 | 0.014 | - | 18 | -0.049 | -
8497 | 96.9977 | 12 | 0.014 | - | 18 | -0.052 | -
8498 | 97.0091 | 12 | 0.014 | - | 18 | -0.053 | -
8499 | 97.0205 | 12 | 0.014 | - | 18 | -0.056 | -
8500 | 97.032 | 12 | 0.014 | - | 18 | -0.056 | -
8501 | 97.0434 | 12 | 0.014 | - | 18 | -0.058 | -
8502 | 97.0548 | 12 | 0.014 | - | 18 | -0.059 | -
8503 | 97.0662 | 12 | 0.014 | - | 18 | -0.059 | -
8504 | 97.0776 | 12 | 0.014 | - | 18 | -0.064 | -
8505 | 97.089 | 12 | 0.014 | - | 18 | -0.065 | -
8506 | 97.1005 | 12 | 0.014 | - | 18 | -0.069 | -
8507 | 97.1119 | 12 | 0.014 | - | 18 | -0.071 | -
8508 | 97.1233 | 12 | 0.014 | - | 18 | -0.072 | -
8509 | 97.1347 | 12 | 0.014 | - | 18 | -0.074 | -
8510 | 97.1461 | 12 | 0.014 | - | 18 | -0.079 | -
8511 | 97.1575 | 12 | 0.014 | - | 18 | -0.079 | -
8512 | 97.1689 | 12 | 0.014 | - | 18 | -0.08 | -
8513 | 97.1804 | 12 | 0.014 | - | 18 | -0.083 | -
8514 | 97.1918 | 12 | 0.014 | - | 18 | -0.085 | -
8515 | 97.2032 | 12 | 0.013 | - | 18 | -0.09 | -
8516 | 97.2146 | 12 | 0.013 | - | 18 | -0.094 | -
8517 | 97.226 | 12 | 0.013 | - | 18 | -0.099 | -
8518 | 97.2374 | 12 | 0.013 | - | 18 | -0.099 | -
8519 | 97.2489 | 12 | 0.013 | - | 18 | -0.101 | -
8520 | 97.2603 | 12 | 0.013 | - | 18 | -0.103 | -
8521 | 97.2717 | 12 | 0.013 | - | 18 | -0.104 | -
8522 | 97.2831 | 12 | 0.013 | - | 18 | -0.112 | -
8523 | 97.2945 | 12 | 0.013 | - | 18 | -0.125 | -
8524 | 97.3059 | 12 | 0.013 | - | 18 | -0.127 | -
8525 | 97.3174 | 12 | 0.013 | - | 18 | -0.128 | -
8526 | 97.3288 | 12 | 0.013 | - | 18 | -0.129 | -
8527 | 97.3402 | 12 | 0.013 | - | 18 | -0.129 | -
8528 | 97.3516 | 12 | 0.013 | - | 18 | -0.135 | -
8529 | 97.363 | 12 | 0.013 | - | 18 | -0.136 | -
8530 | 97.3744 | 12 | 0.013 | - | 18 | -0.14 | -
8531 | 97.3858 | 12 | 0.013 | - | 18 | -0.143 | -
8532 | 97.3973 | 12 | 0.013 | - | 18 | -0.145 | -
8533 | 97.4087 | 12 | 0.013 | - | 18 | -0.146 | -
8534 | 97.4201 | 12 | 0.013 | - | 18 | -0.151 | -
8535 | 97.4315 | 12 | 0.013 | - | 18 | -0.152 | -
8536 | 97.4429 | 12 | 0.013 | - | 18 | -0.153 | -
8537 | 97.4543 | 12 | 0.013 | - | 18 | -0.156 | -
8538 | 97.4658 | 12 | 0.013 | - | 18 | -0.157 | -
8539 | 97.4772 | 12 | 0.013 | - | 18 | -0.158 | -
8540 | 97.4886 | 12 | 0.013 | - | 18 | -0.16 | -
8541 | 97.5 | 12 | 0.013 | - | 18 | -0.165 | -
8542 | 97.5114 | 12 | 0.013 | - | 18 | -0.165 | -
8543 | 97.5228 | 12 | 0.013 | - | 18 | -0.17 | -
8544 | 97.5342 | 12 | 0.013 | - | 18 | -0.171 | -
8545 | 97.5457 | 12 | 0.012 | - | 18 | -0.173 | -
8546 | 97.5571 | 12 | 0.012 | - | 18 | -0.173 | -
8547 | 97.5685 | 12 | 0.012 | - | 18 | -0.178 | -
8548 | 97.5799 | 12 | 0.012 | - | 18 | -0.178 | -
8549 | 97.5913 | 12 | 0.012 | - | 18 | -0.181 | -
8550 | 97.6027 | 12 | 0.012 | - | 18 | -0.188 | -
8551 | 97.6142 | 12 | 0.012 | - | 18 | -0.198 | -
8552 | 97.6256 | 12 | 0.012 | - | 18 | -0.201 | -
8553 | 97.637 | 12 | 0.012 | - | 18 | -0.205 | -
8554 | 97.6484 | 12 | 0.012 | - | 18 | -0.208 | -
8555 | 97.6598 | 12 | 0.012 | - | 18 | -0.214 | -
8556 | 97.6712 | 12 | 0.012 | - | 18 | -0.216 | -
8557 | 97.6826 | 12 | 0.012 | - | 18 | -0.225 | -
8558 | 97.6941 | 12 | 0.012 | - | 18 | -0.227 | -
8559 | 97.7055 | 12 | 0.012 | - | 18 | -0.227 | -
8560 | 97.7169 | 12 | 0.012 | - | 18 | -0.237 | -
8561 | 97.7283 | 12 | 0.012 | - | 18 | -0.247 | -
8562 | 97.7397 | 12 | 0.012 | - | 18 | -0.247 | -
8563 | 97.7511 | 12 | 0.012 | - | 18 | -0.248 | -
8564 | 97.7626 | 12 | 0.012 | - | 18 | -0.251 | -
8565 | 97.774 | 12 | 0.012 | - | 18 | -0.269 | -
8566 | 97.7854 | 12 | 0.012 | - | 18 | -0.271 | -
8567 | 97.7968 | 12 | 0.012 | - | 18 | -0.281 | -
8568 | 97.8082 | 12 | 0.012 | - | 18 | -0.286 | -
8569 | 97.8196 | 12 | 0.012 | - | 18 | -0.31 | -
8570 | 97.8311 | 12 | 0.012 | - | 18 | -0.314 | -
8571 | 97.8425 | 12 | 0.012 | - | 18 | -0.328 | -
8572 | 97.8539 | 12 | 0.012 | - | 18 | -0.333 | -
8573 | 97.8653 | 12 | 0.012 | - | 18 | -0.334 | -
8574 | 97.8767 | 12 | 0.012 | - | 18 | -0.336 | -
8575 | 97.8881 | 12 | 0.012 | - | 18 | -0.344 | -
8576 | 97.8995 | 12 | 0.012 | - | 18 | -0.351 | -
8577 | 97.911 | 12 | 0.012 | - | 18 | -0.355 | -
8578 | 97.9224 | 12 | 0.011 | - | 18 | -0.357 | -
8579 | 97.9338 | 12 | 0.011 | - | 18 | -0.364 | -
8580 | 97.9452 | 12 | 0.011 | - | 18 | -0.374 | -
8581 | 97.9566 | 12 | 0.011 | - | 18 | -0.374 | -
8582 | 97.968 | 12 | 0.011 | - | 18 | -0.376 | -
8583 | 97.9795 | 12 | 0.011 | - | 18 | -0.377 | -
8584 | 97.9909 | 12 | 0.011 | - | 18 | -0.379 | -
8585 | 98.0023 | 12 | 0.011 | - | 18 | -0.382 | -
8586 | 98.0137 | 12 | 0.011 | - | 18 | -0.39 | -
8587 | 98.0251 | 12 | 0.011 | - | 18 | -0.39 | -
8588 | 98.0365 | 12 | 0.011 | - | 18 | -0.391 | -
8589 | 98.0479 | 12 | 0.011 | - | 18 | -0.393 | -
8590 | 98.0594 | 12 | 0.011 | - | 18 | -0.4 | -
8591 | 98.0708 | 12 | 0.011 | - | 18 | -0.401 | -
8592 | 98.0822 | 12 | 0.011 | - | 18 | -0.402 | -
8593 | 98.0936 | 12 | 0.011 | - | 18 | -0.406 | -
8594 | 98.105 | 12 | 0.011 | - | 18 | -0.414 | -
8595 | 98.1164 | 12 | 0.011 | - | 18 | -0.415 | -
8596 | 98.1279 | 12 | 0.011 | - | 18 | -0.417 | -
8597 | 98.1393 | 12 | 0.011 | - | 18 | -0.426 | -
8598 | 98.1507 | 12 | 0.011 | - | 18 | -0.426 | -
8599 | 98.1621 | 12 | 0.011 | - | 18 | -0.439 | -
8600 | 98.1735 | 12 | 0.011 | - | 18 | -0.45 | -
8601 | 98.1849 | 12 | 0.011 | - | 18 | -0.453 | -
8602 | 98.1963 | 12 | 0.011 | - | 18 | -0.457 | -
8603 | 98.2078 | 12 | 0.011 | - | 18 | -0.457 | -
8604 | 98.2192 | 12 | 0.011 | - | 18 | -0.46 | -
8605 | 98.2306 | 12 | 0.011 | - | 18 | -0.466 | -
8606 | 98.242 | 12 | 0.011 | - | 18 | -0.475 | -
8607 | 98.2534 | 12 | 0.011 | - | 18 | -0.484 | -
8608 | 98.2648 | 12 | 0.011 | - | 18 | -0.486 | -
8609 | 98.2763 | 12 | 0.011 | - | 18 | -0.494 | -
8610 | 98.2877 | 12 | 0.011 | - | 18 | -0.496 | -
8611 | 98.2991 | 12 | 0.011 | - | 18 | -0.498 | -
8612 | 98.3105 | 12 | 0.011 | - | 18 | -0.502 | -
8613 | 98.3219 | 12 | 0.011 | - | 18 | -0.503 | -
8614 | 98.3333 | 12 | 0.011 | - | 18 | -0.534 | -
8615 | 98.3447 | 12 | 0.011 | - | 18 | -0.547 | -
8616 | 98.3562 | 12 | 0.011 | - | 18 | -0.549 | -
8617 | 98.3676 | 12 | 0.011 | - | 18 | -0.567 | -
8618 | 98.379 | 12 | 0.011 | - | 18 | -0.568 | -
8619 | 98.3904 | 12 | 0.011 | - | 18 | -0.569 | -
8620 | 98.4018 | 12 | 0.011 | - | 18 | -0.576 | -
8621 | 98.4132 | 12 | 0.011 | - | 18 | -0.579 | -
8622 | 98.4247 | 12 | 0.011 | - | 18 | -0.58 | -
8623 | 98.4361 | 12 | 0.01 | - | 18 | -0.58 | -
8624 | 98.4475 | 12 | 0.01 | - | 18 | -0.583 | -
8625 | 98.4589 | 12 | 0.01 | - | 18 | -0.587 | -
8626 | 98.4703 | 12 | 0.01 | - | 18 | -0.592 | -
8627 | 98.4817 | 12 | 0.01 | - | 18 | -0.597 | -
8628 | 98.4932 | 12 | 0.01 | - | 18 | -0.602 | -
8629 | 98.5046 | 12 | 0.01 | - | 18 | -0.602 | -
8630 | 98.516 | 12 | 0.01 | - | 18 | -0.606 | -
8631 | 98.5274 | 12 | 0.01 | - | 18 | -0.616 | -
8632 | 98.5388 | 12 | 0.01 | - | 18 | -0.622 | -
8633 | 98.5502 | 12 | 0.01 | - | 18 | -0.628 | -
8634 | 98.5616 | 12 | 0.01 | - | 18 | -0.631 | -
8635 | 98.5731 | 12 | 0.01 | - | 18 | -0.635 | -
8636 | 98.5845 | 12 | 0.01 | - | 18 | -0.641 | -
8637 | 98.5959 | 12 | 0.01 | - | 18 | -0.641 | -
8638 | 98.6073 | 12 | 0.01 | - | 18 | -0.647 | -
8639 | 98.6187 | 12 | 0.01 | - | 18 | -0.655 | -
8640 | 98.6301 | 12 | 0.01 | - | 18 | -0.656 | -
8641 | 98.6416 | 12 | 0.01 | - | 18 | -0.658 | -
8642 | 98.653 | 12 | 0.01 | - | 18 | -0.664 | -
8643 | 98.6644 | 12 | 0.01 | - | 18 | -0.678 | -
8644 | 98.6758 | 12 | 0.009 | - | 18 | -0.686 | -
8645 | 98.6872 | 12 | 0.009 | - | 18 | -0.688 | -
8646 | 98.6986 | 12 | 0.009 | - | 18 | -0.692 | -
8647 | 98.71 | 12 | 0.009 | - | 18 | -0.721 | -
8648 | 98.7215 | 12 | 0.009 | - | 18 | -0.726 | -
8649 | 98.7329 | 12 | 0.009 | - | 18 | -0.763 | -
8650 | 98.7443 | 12 | 0.009 | - | 18 | -0.774 | -
8651 | 98.7557 | 12 | 0.009 | - | 18 | -0.784 | -
8652 | 98.7671 | 12 | 0.009 | - | 18 | -0.789 | -
8653 | 98.7785 | 12 | 0.009 | - | 18 | -0.789 | -
8654 | 98.79 | 12 | 0.009 | - | 18 | -0.79 | -
8655 | 98.8014 | 12 | 0.009 | - | 18 | -0.799 | -
8656 | 98.8128 | 12 | 0.009 | - | 18 | -0.802 | -
8657 | 98.8242 | 12 | 0.009 | - | 18 | -0.804 | -
8658 | 98.8356 | 12 | 0.009 | - | 18 | -0.809 | -
8659 | 98.847 | 12 | 0.009 | - | 18 | -0.818 | -
8660 | 98.8584 | 12 | 0.009 | - | 18 | -0.821 | -
8661 | 98.8699 | 12 | 0.009 | - | 18 | -0.822 | -
8662 | 98.8813 | 12 | 0.009 | - | 18 | -0.842 | -
8663 | 98.8927 | 12 | 0.009 | - | 18 | -0.86 | -
8664 | 98.9041 | 12 | 0.009 | - | 18 | -0.87 | -
8665 | 98.9155 | 12 | 0.009 | - | 17 | -0.885 | -
8666 | 98.9269 | 12 | 0.008 | - | 17 | -0.899 | -
8667 | 98.9384 | 12 | 0.008 | - | 17 | -0.906 | -
8668 | 98.9498 | 12 | 0.008 | - | 17 | -0.907 | -
8669 | 98.9612 | 12 | 0.008 | - | 17 | -0.932 | -
8670 | 98.9726 | 12 | 0.008 | - | 17 | -0.944 | -
8671 | 98.984 | 12 | 0.008 | - | 17 | -0.955 | -
8672 | 98.9954 | 12 | 0.008 | - | 17 | -0.955 | -
8673 | 99.0068 | 12 | 0.008 | - | 17 | -0.958 | -
8674 | 99.0183 | 12 | 0.008 | - | 17 | -0.972 | -
8675 | 99.0297 | 12 | 0.008 | - | 17 | -0.973 | -
8676 | 99.0411 | 12 | 0.008 | - | 17 | -0.98 | -
8677 | 99.0525 | 12 | 0.007 | - | 17 | -0.982 | -
8678 | 99.0639 | 12 | 0.007 | - | 17 | -0.983 | -
8679 | 99.0753 | 12 | 0.007 | - | 17 | -0.99 | -
8680 | 99.0868 | 12 | 0.007 | - | 17 | -0.997 | -
8681 | 99.0982 | 12 | 0.007 | - | 17 | -1 | -
8682 | 99.1096 | 12 | 0.007 | - | 17 | -1 | -
8683 | 99.121 | 12 | 0.007 | - | 17 | -1 | -
8684 | 99.1324 | 12 | 0.007 | - | 17 | -1 | -
8685 | 99.1438 | 12 | 0.007 | - | 17 | -1 | -
8686 | 99.1553 | 12 | 0.007 | - | 17 | -1 | -
8687 | 99.1667 | 12 | 0.006 | - | 17 | -1 | -
8688 | 99.1781 | 12 | 0.006 | - | 17 | -1 | -
8689 | 99.1895 | 12 | 0.006 | - | 17 | -1 | -
8690 | 99.2009 | 12 | 0.006 | - | 17 | -1 | -
8691 | 99.2123 | 12 | 0.006 | - | 17 | -1 | -
8692 | 99.2237 | 12 | 0.006 | - | 17 | -1 | -
8693 | 99.2352 | 12 | 0.006 | - | 17 | -1 | -
8694 | 99.2466 | 12 | 0.006 | - | 17 | -1 | -
8695 | 99.258 | 12 | 0.006 | - | 17 | -1 | -
8696 | 99.2694 | 12 | 0.004 | - | 17 | -1 | -
8697 | 99.2808 | 12 | 0.003 | - | 17 | -1 | -
8698 | 99.2922 | 12 | 0.003 | - | 17 | -1 | -
8699 | 99.3037 | 12 | 0.003 | - | 17 | -1 | -
8700 | 99.3151 | 12 | 0.003 | - | 17 | -1 | -
8701 | 99.3265 | 12 | 0.003 | - | 17 | -1 | -
8702 | 99.3379 | 12 | 0.003 | - | 17 | -1 | -
8703 | 99.3493 | 12 | 0.002 | - | 17 | -1 | -
8704 | 99.3607 | 12 | 0.002 | - | 17 | -1 | -
8705 | 99.3721 | 12 | 0.002 | - | 17 | -1 | -
8706 | 99.3836 | 12 | 0.002 | - | 17 | -1 | -
8707 | 99.395 | 12 | 0.002 | - | 17 | -1 | -
8708 | 99.4064 | 12 | 0.002 | - | 17 | -1 | -
8709 | 99.4178 | 12 | 0.002 | - | 17 | -1 | -
8710 | 99.4292 | 12 | 0.002 | - | 17 | -2 | -
8711 | 99.4406 | 12 | 0.002 | - | 17 | -2 | -
8712 | 99.4521 | 12 | 0.002 | - | 17 | -2 | -
8713 | 99.4635 | 12 | 0.002 | - | 17 | -2 | -
8714 | 99.4749 | 12 | 0.002 | - | 17 | -2 | -
8715 | 99.4863 | 12 | 0.002 | - | 17 | -2 | -
8716 | 99.4977 | 12 | 0.002 | - | 17 | -2 | -
8717 | 99.5091 | 12 | 0.002 | - | 17 | -2 | -
8718 | 99.5205 | 12 | 0.002 | - | 17 | -2 | -
8719 | 99.532 | 12 | 0.002 | - | 17 | -2 | -
8720 | 99.5434 | 12 | 0.002 | - | 17 | -2 | -
8721 | 99.5548 | 12 | 0.002 | - | 17 | -2 | -
8722 | 99.5662 | 12 | 0.002 | - | 17 | -2 | -
8723 | 99.5776 | 12 | 0.002 | - | 17 | -2 | -
8724 | 99.589 | 12 | 0.002 | - | 17 | -2 | -
8725 | 99.6005 | 12 | 0.002 | - | 17 | -2 | -
8726 | 99.6119 | 12 | 0.002 | - | 17 | -2 | -
8727 | 99.6233 | 12 | 0.002 | - | 17 | -2 | -
8728 | 99.6347 | 12 | 0.001 | - | 17 | -2 | -
8729 | 99.6461 | 12 | 0.001 | - | 17 | -2 | -
8730 | 99.6575 | 12 | 0.001 | - | 17 | -2 | -
8731 | 99.6689 | 12 | 0.001 | - | 17 | -2 | -
8732 | 99.6804 | 12 | 0.001 | - | 17 | -2 | -
8733 | 99.6918 | 12 | 0.001 | - | 17 | -2 | -
8734 | 99.7032 | 12 | 0.001 | - | 17 | -2 | -
8735 | 99.7146 | 12 | 0.001 | - | 17 | -2 | -
8736 | 99.726 | 12 | 0.001 | - | 17 | -2 | -
8737 | 99.7374 | 12 | 0.001 | - | 17 | -2 | -
8738 | 99.7489 | 12 | 0.001 | - | 17 | -2 | -
8739 | 99.7603 | 12 | 0.001 | - | 17 | -2 | -
8740 | 99.7717 | 12 | 0.001 | - | 17 | -2 | -
8741 | 99.7831 | 12 | 0.001 | - | 17 | -2 | -
8742 | 99.7945 | 12 | 0.001 | - | 17 | -2 | -
8743 | 99.8059 | 12 | 0.001 | - | 17 | -2 | -
8744 | 99.8174 | 12 | 0.001 | - | 17 | -2 | -
8745 | 99.8288 | 12 | 0.001 | - | 17 | -2 | -
8746 | 99.8402 | 12 | 0.001 | - | 17 | -2 | -
8747 | 99.8516 | 12 | 0 | - | 17 | -2 | -
8748 | 99.863 | 12 | -0.003 | - | 17 | -2 | -
8749 | 99.8744 | 12 | -0.014 | - | 17 | -2 | -
8750 | 99.8858 | 12 | -0.021 | - | 17 | -2 | -
8751 | 99.8973 | 12 | -0.025 | - | 17 | -2 | -
8752 | 99.9087 | 12 | -0.027 | - | 17 | -2 | -
8753 | 99.9201 | 12 | -0.031 | - | 17 | -2 | -
8754 | 99.9315 | 12 | -0.037 | - | 17 | -2 | -
8755 | 99.9429 | 12 | -0.038 | - | 16 | -2 | -
8756 | 99.9543 | 12 | -0.041 | - | 16 | -2 | -
8757 | 99.9658 | 12 | -0.042 | - | 16 | -2 | -
8758 | 99.9772 | 11 | -0.056 | - | 16 | -2 | -
8759 | 99.9886 | 11 | -0.057 | - | 16 | -3 | -
8760 | 100 | 11 | -0.075 | - | 16 | -3 | -
8761 | 100.0114
8762 | 100.0228
8763 | 100.0342
8764 | 100.0457
8765 | 100.0571
8766 | 100.0685
8767 | 100.0799
8768 | 100.0913
8769 | 100.1027
8770 | 100.1142
8771 | 100.1256
8772 | 100.137
8773 | 100.1484
8774 | 100.1598
8775 | 100.1712
8776 | 100.1826
8777 | 100.1941
8778 | 100.2055
8779 | 100.2169
8780 | 100.2283
8781 | 100.2397
8782 | 100.2511
8783 | 100.2626
8784 | 100.274
Back to main menu

## Figure 39
Back to main menu
Figure 39: Duration Curves, without Continued Availability of Existing Resources
|  |  | 2023 |  |  | 2042
Duration curve for Index | % of Time | Demand (GW) | Demand minus Baseload (GW) | Demand, after All Existing Resources (Unserved Energy) (GW) | Demand (GW) | Demand minus Baseload (GW) | Demand, after All Existing Resources (Unserved Energy) (GW)
1 | 0.011416 | 24 | 8 | 5 | 31 | 18 | 18
2 | 0.022831 | 24 | 8 | 4 | 31 | 18 | 18
3 | 0.034247 | 24 | 8 | 4 | 31 | 18 | 17
4 | 0.045662 | 24 | 8 | 4 | 31 | 18 | 17
5 | 0.057078 | 24 | 8 | 3 | 31 | 17 | 17
6 | 0.068493 | 24 | 8 | 3 | 31 | 17 | 17
7 | 0.079909 | 23 | 8 | 3 | 30 | 17 | 17
8 | 0.091324 | 23 | 8 | 3 | 30 | 17 | 17
9 | 0.10274 | 23 | 8 | 3 | 30 | 17 | 17
10 | 0.11416 | 23 | 8 | 3 | 30 | 17 | 17
11 | 0.12557 | 23 | 8 | 3 | 30 | 17 | 17
12 | 0.13699 | 23 | 8 | 3 | 30 | 17 | 17
13 | 0.1484 | 23 | 8 | 3 | 30 | 17 | 17
14 | 0.15982 | 23 | 8 | 3 | 30 | 17 | 17
15 | 0.17123 | 23 | 8 | 3 | 30 | 17 | 16
16 | 0.18265 | 23 | 8 | 3 | 30 | 17 | 16
17 | 0.19406 | 23 | 8 | 2 | 30 | 17 | 16
18 | 0.20548 | 23 | 7 | 2 | 30 | 16 | 16
19 | 0.21689 | 23 | 7 | 2 | 30 | 16 | 16
20 | 0.22831 | 23 | 7 | 2 | 30 | 16 | 16
21 | 0.23973 | 23 | 7 | 2 | 30 | 16 | 16
22 | 0.25114 | 23 | 7 | 2 | 30 | 16 | 16
23 | 0.26256 | 23 | 7 | 2 | 30 | 16 | 16
24 | 0.27397 | 23 | 7 | 2 | 29 | 16 | 16
25 | 0.28539 | 23 | 7 | 2 | 29 | 16 | 16
26 | 0.2968 | 23 | 7 | 2 | 29 | 16 | 16
27 | 0.30822 | 23 | 7 | 2 | 29 | 16 | 16
28 | 0.31963 | 23 | 7 | 2 | 29 | 16 | 16
29 | 0.33105 | 23 | 7 | 2 | 29 | 16 | 16
30 | 0.34247 | 23 | 7 | 2 | 29 | 16 | 16
31 | 0.35388 | 23 | 7 | 2 | 29 | 16 | 16
32 | 0.3653 | 23 | 7 | 2 | 29 | 16 | 16
33 | 0.37671 | 23 | 7 | 2 | 29 | 16 | 16
34 | 0.38813 | 23 | 7 | 2 | 29 | 16 | 16
35 | 0.39954 | 23 | 7 | 2 | 29 | 16 | 16
36 | 0.41096 | 23 | 7 | 2 | 29 | 16 | 16
37 | 0.42237 | 23 | 7 | 2 | 29 | 16 | 16
38 | 0.43379 | 23 | 7 | 2 | 29 | 16 | 16
39 | 0.44521 | 23 | 7 | 2 | 29 | 16 | 16
40 | 0.45662 | 23 | 7 | 2 | 29 | 16 | 16
41 | 0.46804 | 23 | 7 | 2 | 29 | 16 | 16
42 | 0.47945 | 23 | 7 | 2 | 29 | 16 | 16
43 | 0.49087 | 23 | 7 | 2 | 29 | 16 | 16
44 | 0.50228 | 23 | 7 | 2 | 29 | 16 | 16
45 | 0.5137 | 23 | 7 | 2 | 29 | 16 | 16
46 | 0.52511 | 23 | 7 | 2 | 29 | 16 | 16
47 | 0.53653 | 23 | 7 | 2 | 29 | 16 | 16
48 | 0.54795 | 23 | 7 | 2 | 29 | 16 | 16
49 | 0.55936 | 23 | 7 | 2 | 29 | 16 | 16
50 | 0.57078 | 23 | 7 | 2 | 29 | 16 | 16
51 | 0.58219 | 23 | 7 | 2 | 29 | 16 | 16
52 | 0.59361 | 23 | 7 | 2 | 29 | 16 | 16
53 | 0.60502 | 23 | 7 | 2 | 29 | 16 | 16
54 | 0.61644 | 23 | 7 | 2 | 29 | 16 | 16
55 | 0.62785 | 23 | 7 | 2 | 29 | 16 | 16
56 | 0.63927 | 23 | 7 | 1 | 29 | 16 | 16
57 | 0.65068 | 23 | 7 | 1 | 29 | 16 | 16
58 | 0.6621 | 23 | 7 | 1 | 29 | 16 | 16
59 | 0.67352 | 23 | 7 | 1 | 29 | 16 | 16
60 | 0.68493 | 23 | 7 | 1 | 29 | 16 | 16
61 | 0.69635 | 23 | 7 | 1 | 29 | 16 | 16
62 | 0.70776 | 23 | 7 | 1 | 29 | 16 | 16
63 | 0.71918 | 23 | 7 | 1 | 29 | 16 | 16
64 | 0.73059 | 23 | 7 | 1 | 29 | 16 | 16
65 | 0.74201 | 23 | 7 | 1 | 29 | 16 | 16
66 | 0.75342 | 23 | 7 | 1 | 29 | 16 | 16
67 | 0.76484 | 23 | 7 | 1 | 29 | 16 | 16
68 | 0.77626 | 23 | 7 | 1 | 29 | 16 | 16
69 | 0.78767 | 23 | 7 | 1 | 29 | 16 | 16
70 | 0.79909 | 23 | 7 | 1 | 29 | 16 | 16
71 | 0.8105 | 23 | 7 | 1 | 29 | 16 | 16
72 | 0.82192 | 23 | 7 | 1 | 29 | 16 | 16
73 | 0.83333 | 23 | 7 | 1 | 29 | 16 | 16
74 | 0.84475 | 22 | 7 | 1 | 29 | 16 | 16
75 | 0.85616 | 22 | 7 | 1 | 29 | 16 | 16
76 | 0.86758 | 22 | 7 | 1 | 29 | 16 | 16
77 | 0.879 | 22 | 7 | 1 | 29 | 16 | 16
78 | 0.89041 | 22 | 7 | 1 | 29 | 16 | 16
79 | 0.90183 | 22 | 7 | 1 | 29 | 16 | 16
80 | 0.91324 | 22 | 7 | 1 | 29 | 16 | 16
81 | 0.92466 | 22 | 7 | 1 | 29 | 16 | 16
82 | 0.93607 | 22 | 7 | 1 | 29 | 16 | 16
83 | 0.94749 | 22 | 7 | 1 | 29 | 16 | 16
84 | 0.9589 | 22 | 7 | 1 | 29 | 16 | 16
85 | 0.97032 | 22 | 7 | 1 | 29 | 16 | 16
86 | 0.98174 | 22 | 7 | 1 | 29 | 16 | 16
87 | 0.99315 | 22 | 7 | 1 | 29 | 16 | 16
88 | 1.0046 | 22 | 7 | 1 | 29 | 16 | 16
89 | 1.016 | 22 | 7 | 1 | 29 | 16 | 16
90 | 1.0274 | 22 | 7 | 1 | 29 | 16 | 15
91 | 1.0388 | 22 | 7 | 1 | 29 | 16 | 15
92 | 1.0502 | 22 | 7 | 1 | 29 | 16 | 15
93 | 1.0616 | 22 | 7 | 1 | 29 | 16 | 15
94 | 1.0731 | 22 | 7 | 1 | 29 | 16 | 15
95 | 1.0845 | 22 | 7 | 1 | 29 | 16 | 15
96 | 1.0959 | 22 | 7 | 1 | 29 | 16 | 15
97 | 1.1073 | 22 | 7 | 1 | 29 | 16 | 15
98 | 1.1187 | 22 | 7 | 1 | 29 | 16 | 15
99 | 1.1301 | 22 | 7 | 1 | 29 | 16 | 15
100 | 1.1416 | 22 | 7 | 1 | 29 | 16 | 15
101 | 1.153 | 22 | 7 | 1 | 29 | 16 | 15
102 | 1.1644 | 22 | 7 | 1 | 29 | 15 | 15
103 | 1.1758 | 22 | 7 | 1 | 29 | 15 | 15
104 | 1.1872 | 22 | 7 | 1 | 29 | 15 | 15
105 | 1.1986 | 22 | 7 | 1 | 29 | 15 | 15
106 | 1.21 | 22 | 7 | 1 | 29 | 15 | 15
107 | 1.2215 | 22 | 7 | 1 | 29 | 15 | 15
108 | 1.2329 | 22 | 7 | 1 | 29 | 15 | 15
109 | 1.2443 | 22 | 7 | 1 | 29 | 15 | 15
110 | 1.2557 | 22 | 7 | 1 | 29 | 15 | 15
111 | 1.2671 | 22 | 7 | 1 | 29 | 15 | 15
112 | 1.2785 | 22 | 7 | 0.982 | 29 | 15 | 15
113 | 1.29 | 22 | 7 | 0.978 | 29 | 15 | 15
114 | 1.3014 | 22 | 7 | 0.973 | 29 | 15 | 15
115 | 1.3128 | 22 | 7 | 0.967 | 29 | 15 | 15
116 | 1.3242 | 22 | 7 | 0.962 | 29 | 15 | 15
117 | 1.3356 | 22 | 7 | 0.961 | 29 | 15 | 15
118 | 1.347 | 22 | 7 | 0.953 | 29 | 15 | 15
119 | 1.3584 | 22 | 7 | 0.941 | 29 | 15 | 15
120 | 1.3699 | 22 | 7 | 0.934 | 29 | 15 | 15
121 | 1.3813 | 22 | 7 | 0.934 | 29 | 15 | 15
122 | 1.3927 | 22 | 7 | 0.932 | 29 | 15 | 15
123 | 1.4041 | 22 | 7 | 0.926 | 29 | 15 | 15
124 | 1.4155 | 22 | 7 | 0.926 | 29 | 15 | 15
125 | 1.4269 | 22 | 7 | 0.916 | 29 | 15 | 15
126 | 1.4384 | 22 | 7 | 0.914 | 29 | 15 | 15
127 | 1.4498 | 22 | 7 | 0.905 | 28 | 15 | 15
128 | 1.4612 | 22 | 7 | 0.887 | 28 | 15 | 15
129 | 1.4726 | 22 | 7 | 0.88 | 28 | 15 | 15
130 | 1.484 | 22 | 7 | 0.876 | 28 | 15 | 15
131 | 1.4954 | 22 | 7 | 0.876 | 28 | 15 | 15
132 | 1.5068 | 22 | 7 | 0.866 | 28 | 15 | 15
133 | 1.5183 | 22 | 7 | 0.864 | 28 | 15 | 15
134 | 1.5297 | 22 | 7 | 0.862 | 28 | 15 | 15
135 | 1.5411 | 22 | 7 | 0.86 | 28 | 15 | 15
136 | 1.5525 | 22 | 7 | 0.857 | 28 | 15 | 15
137 | 1.5639 | 22 | 6 | 0.857 | 28 | 15 | 15
138 | 1.5753 | 22 | 6 | 0.854 | 28 | 15 | 15
139 | 1.5868 | 22 | 6 | 0.849 | 28 | 15 | 15
140 | 1.5982 | 22 | 6 | 0.849 | 28 | 15 | 15
141 | 1.6096 | 22 | 6 | 0.835 | 28 | 15 | 15
142 | 1.621 | 22 | 6 | 0.834 | 28 | 15 | 15
143 | 1.6324 | 22 | 6 | 0.828 | 28 | 15 | 15
144 | 1.6438 | 22 | 6 | 0.826 | 28 | 15 | 15
145 | 1.6553 | 22 | 6 | 0.826 | 28 | 15 | 15
146 | 1.6667 | 22 | 6 | 0.823 | 28 | 15 | 15
147 | 1.6781 | 22 | 6 | 0.821 | 28 | 15 | 15
148 | 1.6895 | 22 | 6 | 0.817 | 28 | 15 | 15
149 | 1.7009 | 22 | 6 | 0.815 | 28 | 15 | 15
150 | 1.7123 | 22 | 6 | 0.815 | 28 | 15 | 15
151 | 1.7237 | 22 | 6 | 0.802 | 28 | 15 | 15
152 | 1.7352 | 22 | 6 | 0.802 | 28 | 15 | 15
153 | 1.7466 | 22 | 6 | 0.797 | 28 | 15 | 15
154 | 1.758 | 22 | 6 | 0.765 | 28 | 15 | 15
155 | 1.7694 | 22 | 6 | 0.76 | 28 | 15 | 15
156 | 1.7808 | 22 | 6 | 0.75 | 28 | 15 | 15
157 | 1.7922 | 22 | 6 | 0.743 | 28 | 15 | 15
158 | 1.8037 | 22 | 6 | 0.741 | 28 | 15 | 15
159 | 1.8151 | 22 | 6 | 0.732 | 28 | 15 | 15
160 | 1.8265 | 22 | 6 | 0.727 | 28 | 15 | 15
161 | 1.8379 | 22 | 6 | 0.718 | 28 | 15 | 15
162 | 1.8493 | 22 | 6 | 0.695 | 28 | 15 | 15
163 | 1.8607 | 22 | 6 | 0.688 | 28 | 15 | 15
164 | 1.8721 | 22 | 6 | 0.682 | 28 | 15 | 15
165 | 1.8836 | 22 | 6 | 0.674 | 28 | 15 | 15
166 | 1.895 | 22 | 6 | 0.671 | 28 | 15 | 15
167 | 1.9064 | 22 | 6 | 0.658 | 28 | 15 | 15
168 | 1.9178 | 22 | 6 | 0.655 | 28 | 15 | 15
169 | 1.9292 | 22 | 6 | 0.654 | 28 | 15 | 15
170 | 1.9406 | 22 | 6 | 0.648 | 28 | 15 | 15
171 | 1.9521 | 22 | 6 | 0.645 | 28 | 15 | 15
172 | 1.9635 | 22 | 6 | 0.638 | 28 | 15 | 15
173 | 1.9749 | 22 | 6 | 0.637 | 28 | 15 | 15
174 | 1.9863 | 22 | 6 | 0.637 | 28 | 15 | 15
175 | 1.9977 | 22 | 6 | 0.635 | 28 | 15 | 15
176 | 2.0091 | 22 | 6 | 0.63 | 28 | 15 | 15
177 | 2.0205 | 22 | 6 | 0.63 | 28 | 15 | 15
178 | 2.032 | 22 | 6 | 0.629 | 28 | 15 | 15
179 | 2.0434 | 22 | 6 | 0.622 | 28 | 15 | 15
180 | 2.0548 | 22 | 6 | 0.617 | 28 | 15 | 15
181 | 2.0662 | 22 | 6 | 0.613 | 28 | 15 | 15
182 | 2.0776 | 22 | 6 | 0.601 | 28 | 15 | 15
183 | 2.089 | 22 | 6 | 0.598 | 28 | 15 | 15
184 | 2.1005 | 22 | 6 | 0.596 | 28 | 15 | 15
185 | 2.1119 | 22 | 6 | 0.594 | 28 | 15 | 15
186 | 2.1233 | 22 | 6 | 0.593 | 28 | 15 | 15
187 | 2.1347 | 22 | 6 | 0.591 | 28 | 15 | 15
188 | 2.1461 | 22 | 6 | 0.586 | 28 | 15 | 15
189 | 2.1575 | 22 | 6 | 0.582 | 28 | 15 | 15
190 | 2.1689 | 21 | 6 | 0.582 | 28 | 15 | 15
191 | 2.1804 | 21 | 6 | 0.578 | 28 | 15 | 15
192 | 2.1918 | 21 | 6 | 0.576 | 28 | 15 | 15
193 | 2.2032 | 21 | 6 | 0.574 | 28 | 15 | 15
194 | 2.2146 | 21 | 6 | 0.563 | 28 | 15 | 15
195 | 2.226 | 21 | 6 | 0.545 | 28 | 15 | 15
196 | 2.2374 | 21 | 6 | 0.54 | 28 | 15 | 15
197 | 2.2489 | 21 | 6 | 0.538 | 28 | 15 | 15
198 | 2.2603 | 21 | 6 | 0.536 | 28 | 15 | 15
199 | 2.2717 | 21 | 6 | 0.526 | 28 | 15 | 15
200 | 2.2831 | 21 | 6 | 0.523 | 28 | 15 | 15
201 | 2.2945 | 21 | 6 | 0.506 | 28 | 15 | 15
202 | 2.3059 | 21 | 6 | 0.505 | 28 | 15 | 15
203 | 2.3174 | 21 | 6 | 0.504 | 28 | 15 | 15
204 | 2.3288 | 21 | 6 | 0.503 | 28 | 15 | 15
205 | 2.3402 | 21 | 6 | 0.502 | 28 | 15 | 15
206 | 2.3516 | 21 | 6 | 0.494 | 28 | 15 | 15
207 | 2.363 | 21 | 6 | 0.488 | 28 | 15 | 15
208 | 2.3744 | 21 | 6 | 0.479 | 28 | 15 | 15
209 | 2.3858 | 21 | 6 | 0.478 | 28 | 15 | 15
210 | 2.3973 | 21 | 6 | 0.473 | 28 | 15 | 15
211 | 2.4087 | 21 | 6 | 0.47 | 28 | 15 | 15
212 | 2.4201 | 21 | 6 | 0.465 | 28 | 15 | 15
213 | 2.4315 | 21 | 6 | 0.463 | 28 | 15 | 15
214 | 2.4429 | 21 | 6 | 0.46 | 28 | 15 | 15
215 | 2.4543 | 21 | 6 | 0.448 | 28 | 15 | 15
216 | 2.4658 | 21 | 6 | 0.445 | 28 | 15 | 15
217 | 2.4772 | 21 | 6 | 0.444 | 28 | 15 | 15
218 | 2.4886 | 21 | 6 | 0.444 | 28 | 15 | 15
219 | 2.5 | 21 | 6 | 0.439 | 28 | 15 | 15
220 | 2.5114 | 21 | 6 | 0.437 | 28 | 15 | 15
221 | 2.5228 | 21 | 6 | 0.433 | 28 | 15 | 15
222 | 2.5342 | 21 | 6 | 0.424 | 28 | 15 | 15
223 | 2.5457 | 21 | 6 | 0.422 | 28 | 15 | 15
224 | 2.5571 | 21 | 6 | 0.418 | 28 | 15 | 15
225 | 2.5685 | 21 | 6 | 0.416 | 28 | 15 | 15
226 | 2.5799 | 21 | 6 | 0.412 | 28 | 15 | 15
227 | 2.5913 | 21 | 6 | 0.398 | 28 | 15 | 15
228 | 2.6027 | 21 | 6 | 0.39 | 28 | 15 | 15
229 | 2.6142 | 21 | 6 | 0.388 | 28 | 15 | 15
230 | 2.6256 | 21 | 6 | 0.388 | 28 | 15 | 15
231 | 2.637 | 21 | 6 | 0.387 | 28 | 15 | 15
232 | 2.6484 | 21 | 6 | 0.383 | 28 | 15 | 15
233 | 2.6598 | 21 | 6 | 0.379 | 28 | 15 | 15
234 | 2.6712 | 21 | 6 | 0.378 | 28 | 15 | 15
235 | 2.6826 | 21 | 6 | 0.378 | 28 | 15 | 15
236 | 2.6941 | 21 | 6 | 0.369 | 28 | 15 | 15
237 | 2.7055 | 21 | 6 | 0.364 | 28 | 15 | 15
238 | 2.7169 | 21 | 6 | 0.354 | 28 | 15 | 15
239 | 2.7283 | 21 | 6 | 0.352 | 28 | 15 | 15
240 | 2.7397 | 21 | 6 | 0.351 | 28 | 15 | 15
241 | 2.7511 | 21 | 6 | 0.351 | 28 | 15 | 15
242 | 2.7626 | 21 | 6 | 0.347 | 28 | 15 | 15
243 | 2.774 | 21 | 6 | 0.336 | 28 | 15 | 15
244 | 2.7854 | 21 | 6 | 0.333 | 28 | 15 | 15
245 | 2.7968 | 21 | 6 | 0.323 | 28 | 15 | 15
246 | 2.8082 | 21 | 6 | 0.319 | 28 | 15 | 15
247 | 2.8196 | 21 | 6 | 0.317 | 28 | 15 | 15
248 | 2.8311 | 21 | 6 | 0.315 | 28 | 15 | 15
249 | 2.8425 | 21 | 6 | 0.31 | 28 | 15 | 15
250 | 2.8539 | 21 | 6 | 0.309 | 28 | 15 | 15
251 | 2.8653 | 21 | 6 | 0.301 | 28 | 15 | 15
252 | 2.8767 | 21 | 6 | 0.301 | 28 | 15 | 15
253 | 2.8881 | 21 | 6 | 0.295 | 28 | 15 | 15
254 | 2.8995 | 21 | 6 | 0.29 | 28 | 15 | 15
255 | 2.911 | 21 | 6 | 0.289 | 28 | 15 | 15
256 | 2.9224 | 21 | 6 | 0.278 | 28 | 15 | 15
257 | 2.9338 | 21 | 6 | 0.277 | 28 | 15 | 15
258 | 2.9452 | 21 | 6 | 0.268 | 28 | 15 | 15
259 | 2.9566 | 21 | 6 | 0.267 | 28 | 15 | 15
260 | 2.968 | 21 | 6 | 0.266 | 28 | 15 | 15
261 | 2.9795 | 21 | 6 | 0.264 | 28 | 15 | 15
262 | 2.9909 | 21 | 6 | 0.264 | 28 | 15 | 15
263 | 3.0023 | 21 | 6 | 0.258 | 28 | 15 | 15
264 | 3.0137 | 21 | 6 | 0.255 | 28 | 15 | 15
265 | 3.0251 | 21 | 6 | 0.252 | 28 | 15 | 15
266 | 3.0365 | 21 | 6 | 0.249 | 28 | 15 | 15
267 | 3.0479 | 21 | 6 | 0.248 | 28 | 15 | 15
268 | 3.0594 | 21 | 6 | 0.245 | 28 | 15 | 15
269 | 3.0708 | 21 | 6 | 0.245 | 28 | 15 | 15
270 | 3.0822 | 21 | 6 | 0.244 | 28 | 15 | 15
271 | 3.0936 | 21 | 6 | 0.242 | 28 | 15 | 15
272 | 3.105 | 21 | 6 | 0.233 | 28 | 15 | 15
273 | 3.1164 | 21 | 6 | 0.233 | 28 | 15 | 15
274 | 3.1279 | 21 | 6 | 0.232 | 28 | 15 | 15
275 | 3.1393 | 21 | 6 | 0.219 | 28 | 15 | 15
276 | 3.1507 | 21 | 6 | 0.218 | 28 | 15 | 14
277 | 3.1621 | 21 | 6 | 0.217 | 28 | 15 | 14
278 | 3.1735 | 21 | 6 | 0.21 | 28 | 15 | 14
279 | 3.1849 | 21 | 6 | 0.209 | 28 | 15 | 14
280 | 3.1963 | 21 | 6 | 0.199 | 28 | 15 | 14
281 | 3.2078 | 21 | 6 | 0.198 | 28 | 15 | 14
282 | 3.2192 | 21 | 6 | 0.198 | 28 | 15 | 14
283 | 3.2306 | 21 | 6 | 0.195 | 28 | 15 | 14
284 | 3.242 | 21 | 6 | 0.19 | 28 | 15 | 14
285 | 3.2534 | 21 | 6 | 0.187 | 28 | 15 | 14
286 | 3.2648 | 21 | 6 | 0.185 | 28 | 15 | 14
287 | 3.2763 | 21 | 6 | 0.183 | 28 | 15 | 14
288 | 3.2877 | 21 | 6 | 0.18 | 28 | 15 | 14
289 | 3.2991 | 21 | 6 | 0.174 | 28 | 15 | 14
290 | 3.3105 | 21 | 6 | 0.173 | 28 | 15 | 14
291 | 3.3219 | 21 | 6 | 0.172 | 28 | 15 | 14
292 | 3.3333 | 21 | 6 | 0.17 | 28 | 15 | 14
293 | 3.3447 | 21 | 6 | 0.164 | 28 | 15 | 14
294 | 3.3562 | 21 | 6 | 0.164 | 28 | 15 | 14
295 | 3.3676 | 21 | 6 | 0.162 | 28 | 15 | 14
296 | 3.379 | 21 | 6 | 0.161 | 28 | 15 | 14
297 | 3.3904 | 21 | 6 | 0.16 | 28 | 15 | 14
298 | 3.4018 | 21 | 6 | 0.157 | 28 | 15 | 14
299 | 3.4132 | 21 | 6 | 0.156 | 28 | 15 | 14
300 | 3.4247 | 21 | 6 | 0.155 | 28 | 15 | 14
301 | 3.4361 | 21 | 6 | 0.148 | 28 | 15 | 14
302 | 3.4475 | 21 | 6 | 0.135 | 28 | 15 | 14
303 | 3.4589 | 21 | 6 | 0.129 | 28 | 15 | 14
304 | 3.4703 | 21 | 6 | 0.119 | 28 | 15 | 14
305 | 3.4817 | 21 | 6 | 0.117 | 28 | 15 | 14
306 | 3.4932 | 21 | 6 | 0.115 | 28 | 15 | 14
307 | 3.5046 | 21 | 6 | 0.112 | 28 | 15 | 14
308 | 3.516 | 21 | 6 | 0.105 | 28 | 15 | 14
309 | 3.5274 | 21 | 6 | 0.103 | 28 | 15 | 14
310 | 3.5388 | 21 | 6 | 0.099 | 28 | 14 | 14
311 | 3.5502 | 21 | 6 | 0.091 | 28 | 14 | 14
312 | 3.5616 | 21 | 6 | 0.09 | 28 | 14 | 14
313 | 3.5731 | 21 | 6 | 0.09 | 28 | 14 | 14
314 | 3.5845 | 21 | 6 | 0.086 | 28 | 14 | 14
315 | 3.5959 | 21 | 6 | 0.085 | 28 | 14 | 14
316 | 3.6073 | 21 | 6 | 0.085 | 28 | 14 | 14
317 | 3.6187 | 21 | 6 | 0.079 | 28 | 14 | 14
318 | 3.6301 | 21 | 6 | 0.078 | 28 | 14 | 14
319 | 3.6416 | 21 | 6 | 0.068 | 28 | 14 | 14
320 | 3.653 | 21 | 6 | 0.065 | 28 | 14 | 14
321 | 3.6644 | 21 | 6 | 0.063 | 28 | 14 | 14
322 | 3.6758 | 21 | 6 | 0.058 | 28 | 14 | 14
323 | 3.6872 | 21 | 6 | 0.058 | 28 | 14 | 14
324 | 3.6986 | 21 | 6 | 0.052 | 28 | 14 | 14
325 | 3.71 | 21 | 6 | 0.042 | 28 | 14 | 14
326 | 3.7215 | 21 | 6 | 0.041 | 28 | 14 | 14
327 | 3.7329 | 21 | 6 | 0.039 | 28 | 14 | 14
328 | 3.7443 | 21 | 6 | 0.038 | 28 | 14 | 14
329 | 3.7557 | 21 | 6 | 0.037 | 28 | 14 | 14
330 | 3.7671 | 21 | 6 | 0.037 | 28 | 14 | 14
331 | 3.7785 | 21 | 6 | 0.036 | 28 | 14 | 14
332 | 3.79 | 21 | 6 | 0.035 | 28 | 14 | 14
333 | 3.8014 | 21 | 6 | 0.031 | 28 | 14 | 14
334 | 3.8128 | 21 | 6 | 0.024 | 28 | 14 | 14
335 | 3.8242 | 21 | 6 | 0.023 | 28 | 14 | 14
336 | 3.8356 | 21 | 6 | 0.023 | 28 | 14 | 14
337 | 3.847 | 21 | 6 | 0.02 | 28 | 14 | 14
338 | 3.8584 | 21 | 6 | 0.02 | 28 | 14 | 14
339 | 3.8699 | 21 | 6 | 0.018 | 28 | 14 | 14
340 | 3.8813 | 21 | 6 | 0.013 | 28 | 14 | 14
341 | 3.8927 | 21 | 6 | 0.012 | 28 | 14 | 14
342 | 3.9041 | 21 | 6 | 0.01 | 28 | 14 | 14
343 | 3.9155 | 21 | 6 | 0.01 | 28 | 14 | 14
344 | 3.9269 | 21 | 6 | 0.006 | 28 | 14 | 14
345 | 3.9384 | 21 | 6 | 0.006 | 28 | 14 | 14
346 | 3.9498 | 21 | 6 | 0.004 | 28 | 14 | 14
347 | 3.9612 | 21 | 6 | 0.002 | 28 | 14 | 14
348 | 3.9726 | 21 | 6 | 0.002 | 28 | 14 | 14
349 | 3.984 | 21 | 6 | - | 28 | 14 | 14
350 | 3.9954 | 21 | 6 | - | 28 | 14 | 14
351 | 4.0068 | 21 | 6 | - | 28 | 14 | 14
352 | 4.0183 | 21 | 6 | - | 28 | 14 | 14
353 | 4.0297 | 21 | 6 | - | 28 | 14 | 14
354 | 4.0411 | 21 | 6 | - | 28 | 14 | 14
355 | 4.0525 | 21 | 6 | - | 28 | 14 | 14
356 | 4.0639 | 21 | 6 | - | 28 | 14 | 14
357 | 4.0753 | 21 | 6 | - | 28 | 14 | 14
358 | 4.0868 | 21 | 6 | - | 28 | 14 | 14
359 | 4.0982 | 21 | 6 | - | 28 | 14 | 14
360 | 4.1096 | 21 | 6 | - | 28 | 14 | 14
361 | 4.121 | 21 | 6 | - | 28 | 14 | 14
362 | 4.1324 | 21 | 6 | - | 28 | 14 | 14
363 | 4.1438 | 21 | 6 | - | 28 | 14 | 14
364 | 4.1553 | 21 | 6 | - | 28 | 14 | 14
365 | 4.1667 | 21 | 6 | - | 28 | 14 | 14
366 | 4.1781 | 21 | 6 | - | 28 | 14 | 14
367 | 4.1895 | 21 | 6 | - | 28 | 14 | 14
368 | 4.2009 | 21 | 6 | - | 28 | 14 | 14
369 | 4.2123 | 21 | 6 | - | 28 | 14 | 14
370 | 4.2237 | 21 | 6 | - | 28 | 14 | 14
371 | 4.2352 | 21 | 6 | - | 28 | 14 | 14
372 | 4.2466 | 21 | 6 | - | 28 | 14 | 14
373 | 4.258 | 21 | 6 | - | 28 | 14 | 14
374 | 4.2694 | 21 | 6 | - | 28 | 14 | 14
375 | 4.2808 | 21 | 6 | - | 28 | 14 | 14
376 | 4.2922 | 21 | 6 | - | 28 | 14 | 14
377 | 4.3037 | 21 | 6 | - | 28 | 14 | 14
378 | 4.3151 | 21 | 6 | - | 28 | 14 | 14
379 | 4.3265 | 21 | 6 | - | 28 | 14 | 14
380 | 4.3379 | 21 | 6 | - | 28 | 14 | 14
381 | 4.3493 | 21 | 6 | - | 28 | 14 | 14
382 | 4.3607 | 21 | 6 | - | 28 | 14 | 14
383 | 4.3721 | 21 | 6 | - | 28 | 14 | 14
384 | 4.3836 | 21 | 6 | - | 28 | 14 | 14
385 | 4.395 | 21 | 6 | - | 28 | 14 | 14
386 | 4.4064 | 21 | 6 | - | 28 | 14 | 14
387 | 4.4178 | 21 | 6 | - | 28 | 14 | 14
388 | 4.4292 | 21 | 6 | - | 28 | 14 | 14
389 | 4.4406 | 21 | 6 | - | 28 | 14 | 14
390 | 4.4521 | 21 | 6 | - | 28 | 14 | 14
391 | 4.4635 | 21 | 6 | - | 28 | 14 | 14
392 | 4.4749 | 21 | 6 | - | 28 | 14 | 14
393 | 4.4863 | 21 | 6 | - | 28 | 14 | 14
394 | 4.4977 | 21 | 6 | - | 28 | 14 | 14
395 | 4.5091 | 21 | 6 | - | 28 | 14 | 14
396 | 4.5205 | 21 | 6 | - | 28 | 14 | 14
397 | 4.532 | 21 | 6 | - | 28 | 14 | 14
398 | 4.5434 | 21 | 6 | - | 28 | 14 | 14
399 | 4.5548 | 21 | 6 | - | 28 | 14 | 14
400 | 4.5662 | 21 | 6 | - | 28 | 14 | 14
401 | 4.5776 | 21 | 6 | - | 28 | 14 | 14
402 | 4.589 | 21 | 6 | - | 28 | 14 | 14
403 | 4.6005 | 21 | 6 | - | 28 | 14 | 14
404 | 4.6119 | 21 | 6 | - | 28 | 14 | 14
405 | 4.6233 | 21 | 6 | - | 28 | 14 | 14
406 | 4.6347 | 21 | 6 | - | 28 | 14 | 14
407 | 4.6461 | 21 | 6 | - | 28 | 14 | 14
408 | 4.6575 | 21 | 6 | - | 28 | 14 | 14
409 | 4.6689 | 21 | 6 | - | 28 | 14 | 14
410 | 4.6804 | 21 | 6 | - | 27 | 14 | 14
411 | 4.6918 | 21 | 6 | - | 27 | 14 | 14
412 | 4.7032 | 21 | 6 | - | 27 | 14 | 14
413 | 4.7146 | 21 | 6 | - | 27 | 14 | 14
414 | 4.726 | 21 | 6 | - | 27 | 14 | 14
415 | 4.7374 | 21 | 6 | - | 27 | 14 | 14
416 | 4.7489 | 21 | 6 | - | 27 | 14 | 14
417 | 4.7603 | 21 | 6 | - | 27 | 14 | 14
418 | 4.7717 | 21 | 6 | - | 27 | 14 | 14
419 | 4.7831 | 21 | 6 | - | 27 | 14 | 14
420 | 4.7945 | 21 | 6 | - | 27 | 14 | 14
421 | 4.8059 | 21 | 6 | - | 27 | 14 | 14
422 | 4.8174 | 21 | 6 | - | 27 | 14 | 14
423 | 4.8288 | 21 | 6 | - | 27 | 14 | 14
424 | 4.8402 | 21 | 6 | - | 27 | 14 | 14
425 | 4.8516 | 21 | 6 | - | 27 | 14 | 14
426 | 4.863 | 21 | 6 | - | 27 | 14 | 14
427 | 4.8744 | 21 | 6 | - | 27 | 14 | 14
428 | 4.8858 | 21 | 6 | - | 27 | 14 | 14
429 | 4.8973 | 21 | 6 | - | 27 | 14 | 14
430 | 4.9087 | 21 | 6 | - | 27 | 14 | 14
431 | 4.9201 | 21 | 6 | - | 27 | 14 | 14
432 | 4.9315 | 21 | 6 | - | 27 | 14 | 14
433 | 4.9429 | 21 | 6 | - | 27 | 14 | 14
434 | 4.9543 | 21 | 6 | - | 27 | 14 | 14
435 | 4.9658 | 21 | 6 | - | 27 | 14 | 14
436 | 4.9772 | 21 | 6 | - | 27 | 14 | 14
437 | 4.9886 | 21 | 6 | - | 27 | 14 | 14
438 | 5 | 21 | 6 | - | 27 | 14 | 14
439 | 5.0114 | 21 | 6 | - | 27 | 14 | 14
440 | 5.0228 | 21 | 6 | - | 27 | 14 | 14
441 | 5.0342 | 21 | 6 | - | 27 | 14 | 14
442 | 5.0457 | 21 | 6 | - | 27 | 14 | 14
443 | 5.0571 | 21 | 6 | - | 27 | 14 | 14
444 | 5.0685 | 21 | 6 | - | 27 | 14 | 14
445 | 5.0799 | 21 | 6 | - | 27 | 14 | 14
446 | 5.0913 | 21 | 6 | - | 27 | 14 | 14
447 | 5.1027 | 21 | 6 | - | 27 | 14 | 14
448 | 5.1142 | 21 | 6 | - | 27 | 14 | 14
449 | 5.1256 | 21 | 6 | - | 27 | 14 | 14
450 | 5.137 | 21 | 6 | - | 27 | 14 | 14
451 | 5.1484 | 21 | 6 | - | 27 | 14 | 14
452 | 5.1598 | 21 | 6 | - | 27 | 14 | 14
453 | 5.1712 | 21 | 6 | - | 27 | 14 | 14
454 | 5.1826 | 21 | 6 | - | 27 | 14 | 14
455 | 5.1941 | 21 | 6 | - | 27 | 14 | 14
456 | 5.2055 | 21 | 6 | - | 27 | 14 | 14
457 | 5.2169 | 21 | 6 | - | 27 | 14 | 14
458 | 5.2283 | 21 | 6 | - | 27 | 14 | 14
459 | 5.2397 | 21 | 6 | - | 27 | 14 | 14
460 | 5.2511 | 21 | 6 | - | 27 | 14 | 14
461 | 5.2626 | 21 | 6 | - | 27 | 14 | 14
462 | 5.274 | 21 | 6 | - | 27 | 14 | 14
463 | 5.2854 | 21 | 6 | - | 27 | 14 | 14
464 | 5.2968 | 21 | 6 | - | 27 | 14 | 14
465 | 5.3082 | 21 | 6 | - | 27 | 14 | 14
466 | 5.3196 | 21 | 6 | - | 27 | 14 | 14
467 | 5.3311 | 21 | 6 | - | 27 | 14 | 14
468 | 5.3425 | 21 | 6 | - | 27 | 14 | 14
469 | 5.3539 | 21 | 6 | - | 27 | 14 | 14
470 | 5.3653 | 21 | 6 | - | 27 | 14 | 14
471 | 5.3767 | 21 | 6 | - | 27 | 14 | 14
472 | 5.3881 | 21 | 6 | - | 27 | 14 | 14
473 | 5.3995 | 21 | 6 | - | 27 | 14 | 14
474 | 5.411 | 21 | 6 | - | 27 | 14 | 14
475 | 5.4224 | 21 | 6 | - | 27 | 14 | 14
476 | 5.4338 | 21 | 6 | - | 27 | 14 | 14
477 | 5.4452 | 21 | 6 | - | 27 | 14 | 14
478 | 5.4566 | 21 | 6 | - | 27 | 14 | 14
479 | 5.468 | 21 | 6 | - | 27 | 14 | 14
480 | 5.4795 | 21 | 6 | - | 27 | 14 | 14
481 | 5.4909 | 21 | 6 | - | 27 | 14 | 14
482 | 5.5023 | 21 | 6 | - | 27 | 14 | 14
483 | 5.5137 | 21 | 6 | - | 27 | 14 | 14
484 | 5.5251 | 21 | 6 | - | 27 | 14 | 14
485 | 5.5365 | 21 | 6 | - | 27 | 14 | 14
486 | 5.5479 | 21 | 6 | - | 27 | 14 | 14
487 | 5.5594 | 21 | 6 | - | 27 | 14 | 14
488 | 5.5708 | 21 | 6 | - | 27 | 14 | 14
489 | 5.5822 | 21 | 6 | - | 27 | 14 | 14
490 | 5.5936 | 21 | 6 | - | 27 | 14 | 14
491 | 5.605 | 21 | 6 | - | 27 | 14 | 14
492 | 5.6164 | 21 | 6 | - | 27 | 14 | 14
493 | 5.6279 | 21 | 6 | - | 27 | 14 | 14
494 | 5.6393 | 21 | 6 | - | 27 | 14 | 14
495 | 5.6507 | 21 | 6 | - | 27 | 14 | 14
496 | 5.6621 | 21 | 6 | - | 27 | 14 | 14
497 | 5.6735 | 21 | 6 | - | 27 | 14 | 14
498 | 5.6849 | 21 | 6 | - | 27 | 14 | 14
499 | 5.6963 | 21 | 6 | - | 27 | 14 | 14
500 | 5.7078 | 21 | 5 | - | 27 | 14 | 14
501 | 5.7192 | 21 | 5 | - | 27 | 14 | 14
502 | 5.7306 | 20 | 5 | - | 27 | 14 | 14
503 | 5.742 | 20 | 5 | - | 27 | 14 | 14
504 | 5.7534 | 20 | 5 | - | 27 | 14 | 14
505 | 5.7648 | 20 | 5 | - | 27 | 14 | 14
506 | 5.7763 | 20 | 5 | - | 27 | 14 | 14
507 | 5.7877 | 20 | 5 | - | 27 | 14 | 14
508 | 5.7991 | 20 | 5 | - | 27 | 14 | 14
509 | 5.8105 | 20 | 5 | - | 27 | 14 | 14
510 | 5.8219 | 20 | 5 | - | 27 | 14 | 14
511 | 5.8333 | 20 | 5 | - | 27 | 14 | 14
512 | 5.8447 | 20 | 5 | - | 27 | 14 | 14
513 | 5.8562 | 20 | 5 | - | 27 | 14 | 14
514 | 5.8676 | 20 | 5 | - | 27 | 14 | 14
515 | 5.879 | 20 | 5 | - | 27 | 14 | 14
516 | 5.8904 | 20 | 5 | - | 27 | 14 | 14
517 | 5.9018 | 20 | 5 | - | 27 | 14 | 14
518 | 5.9132 | 20 | 5 | - | 27 | 14 | 14
519 | 5.9247 | 20 | 5 | - | 27 | 14 | 14
520 | 5.9361 | 20 | 5 | - | 27 | 14 | 14
521 | 5.9475 | 20 | 5 | - | 27 | 14 | 14
522 | 5.9589 | 20 | 5 | - | 27 | 14 | 14
523 | 5.9703 | 20 | 5 | - | 27 | 14 | 14
524 | 5.9817 | 20 | 5 | - | 27 | 14 | 14
525 | 5.9932 | 20 | 5 | - | 27 | 14 | 14
526 | 6.0046 | 20 | 5 | - | 27 | 14 | 14
527 | 6.016 | 20 | 5 | - | 27 | 14 | 14
528 | 6.0274 | 20 | 5 | - | 27 | 14 | 14
529 | 6.0388 | 20 | 5 | - | 27 | 14 | 14
530 | 6.0502 | 20 | 5 | - | 27 | 14 | 14
531 | 6.0616 | 20 | 5 | - | 27 | 14 | 14
532 | 6.0731 | 20 | 5 | - | 27 | 14 | 14
533 | 6.0845 | 20 | 5 | - | 27 | 14 | 14
534 | 6.0959 | 20 | 5 | - | 27 | 14 | 14
535 | 6.1073 | 20 | 5 | - | 27 | 14 | 14
536 | 6.1187 | 20 | 5 | - | 27 | 14 | 14
537 | 6.1301 | 20 | 5 | - | 27 | 14 | 14
538 | 6.1416 | 20 | 5 | - | 27 | 14 | 14
539 | 6.153 | 20 | 5 | - | 27 | 14 | 14
540 | 6.1644 | 20 | 5 | - | 27 | 14 | 14
541 | 6.1758 | 20 | 5 | - | 27 | 14 | 14
542 | 6.1872 | 20 | 5 | - | 27 | 14 | 14
543 | 6.1986 | 20 | 5 | - | 27 | 14 | 14
544 | 6.21 | 20 | 5 | - | 27 | 14 | 14
545 | 6.2215 | 20 | 5 | - | 27 | 14 | 14
546 | 6.2329 | 20 | 5 | - | 27 | 14 | 14
547 | 6.2443 | 20 | 5 | - | 27 | 14 | 14
548 | 6.2557 | 20 | 5 | - | 27 | 14 | 14
549 | 6.2671 | 20 | 5 | - | 27 | 14 | 14
550 | 6.2785 | 20 | 5 | - | 27 | 14 | 14
551 | 6.29 | 20 | 5 | - | 27 | 14 | 14
552 | 6.3014 | 20 | 5 | - | 27 | 14 | 14
553 | 6.3128 | 20 | 5 | - | 27 | 14 | 14
554 | 6.3242 | 20 | 5 | - | 27 | 14 | 14
555 | 6.3356 | 20 | 5 | - | 27 | 14 | 14
556 | 6.347 | 20 | 5 | - | 27 | 14 | 14
557 | 6.3584 | 20 | 5 | - | 27 | 14 | 14
558 | 6.3699 | 20 | 5 | - | 27 | 14 | 14
559 | 6.3813 | 20 | 5 | - | 27 | 14 | 14
560 | 6.3927 | 20 | 5 | - | 27 | 14 | 14
561 | 6.4041 | 20 | 5 | - | 27 | 14 | 14
562 | 6.4155 | 20 | 5 | - | 27 | 14 | 14
563 | 6.4269 | 20 | 5 | - | 27 | 14 | 14
564 | 6.4384 | 20 | 5 | - | 27 | 14 | 14
565 | 6.4498 | 20 | 5 | - | 27 | 14 | 14
566 | 6.4612 | 20 | 5 | - | 27 | 14 | 14
567 | 6.4726 | 20 | 5 | - | 27 | 14 | 14
568 | 6.484 | 20 | 5 | - | 27 | 14 | 14
569 | 6.4954 | 20 | 5 | - | 27 | 14 | 14
570 | 6.5068 | 20 | 5 | - | 27 | 14 | 14
571 | 6.5183 | 20 | 5 | - | 27 | 14 | 14
572 | 6.5297 | 20 | 5 | - | 27 | 14 | 14
573 | 6.5411 | 20 | 5 | - | 27 | 14 | 14
574 | 6.5525 | 20 | 5 | - | 27 | 14 | 14
575 | 6.5639 | 20 | 5 | - | 27 | 14 | 14
576 | 6.5753 | 20 | 5 | - | 27 | 14 | 14
577 | 6.5868 | 20 | 5 | - | 27 | 14 | 14
578 | 6.5982 | 20 | 5 | - | 27 | 14 | 14
579 | 6.6096 | 20 | 5 | - | 27 | 14 | 14
580 | 6.621 | 20 | 5 | - | 27 | 14 | 14
581 | 6.6324 | 20 | 5 | - | 27 | 14 | 14
582 | 6.6438 | 20 | 5 | - | 27 | 14 | 14
583 | 6.6553 | 20 | 5 | - | 27 | 14 | 14
584 | 6.6667 | 20 | 5 | - | 27 | 14 | 14
585 | 6.6781 | 20 | 5 | - | 27 | 14 | 14
586 | 6.6895 | 20 | 5 | - | 27 | 14 | 14
587 | 6.7009 | 20 | 5 | - | 27 | 14 | 14
588 | 6.7123 | 20 | 5 | - | 27 | 14 | 14
589 | 6.7237 | 20 | 5 | - | 27 | 14 | 14
590 | 6.7352 | 20 | 5 | - | 27 | 14 | 14
591 | 6.7466 | 20 | 5 | - | 27 | 14 | 14
592 | 6.758 | 20 | 5 | - | 27 | 14 | 14
593 | 6.7694 | 20 | 5 | - | 27 | 14 | 14
594 | 6.7808 | 20 | 5 | - | 27 | 14 | 14
595 | 6.7922 | 20 | 5 | - | 27 | 14 | 14
596 | 6.8037 | 20 | 5 | - | 27 | 14 | 14
597 | 6.8151 | 20 | 5 | - | 27 | 14 | 14
598 | 6.8265 | 20 | 5 | - | 27 | 14 | 14
599 | 6.8379 | 20 | 5 | - | 27 | 14 | 14
600 | 6.8493 | 20 | 5 | - | 27 | 14 | 14
601 | 6.8607 | 20 | 5 | - | 27 | 14 | 14
602 | 6.8721 | 20 | 5 | - | 27 | 14 | 14
603 | 6.8836 | 20 | 5 | - | 27 | 14 | 14
604 | 6.895 | 20 | 5 | - | 27 | 14 | 14
605 | 6.9064 | 20 | 5 | - | 27 | 14 | 14
606 | 6.9178 | 20 | 5 | - | 27 | 14 | 14
607 | 6.9292 | 20 | 5 | - | 27 | 14 | 14
608 | 6.9406 | 20 | 5 | - | 27 | 14 | 14
609 | 6.9521 | 20 | 5 | - | 27 | 14 | 14
610 | 6.9635 | 20 | 5 | - | 27 | 14 | 14
611 | 6.9749 | 20 | 5 | - | 27 | 14 | 14
612 | 6.9863 | 20 | 5 | - | 27 | 14 | 14
613 | 6.9977 | 20 | 5 | - | 27 | 14 | 14
614 | 7.0091 | 20 | 5 | - | 27 | 14 | 14
615 | 7.0205 | 20 | 5 | - | 27 | 14 | 14
616 | 7.032 | 20 | 5 | - | 27 | 14 | 14
617 | 7.0434 | 20 | 5 | - | 27 | 14 | 14
618 | 7.0548 | 20 | 5 | - | 27 | 14 | 14
619 | 7.0662 | 20 | 5 | - | 27 | 14 | 14
620 | 7.0776 | 20 | 5 | - | 27 | 14 | 14
621 | 7.089 | 20 | 5 | - | 27 | 14 | 14
622 | 7.1005 | 20 | 5 | - | 27 | 14 | 14
623 | 7.1119 | 20 | 5 | - | 27 | 14 | 14
624 | 7.1233 | 20 | 5 | - | 27 | 14 | 14
625 | 7.1347 | 20 | 5 | - | 27 | 14 | 14
626 | 7.1461 | 20 | 5 | - | 27 | 14 | 14
627 | 7.1575 | 20 | 5 | - | 27 | 14 | 14
628 | 7.1689 | 20 | 5 | - | 27 | 14 | 14
629 | 7.1804 | 20 | 5 | - | 27 | 14 | 14
630 | 7.1918 | 20 | 5 | - | 27 | 14 | 14
631 | 7.2032 | 20 | 5 | - | 27 | 14 | 14
632 | 7.2146 | 20 | 5 | - | 27 | 14 | 14
633 | 7.226 | 20 | 5 | - | 27 | 14 | 14
634 | 7.2374 | 20 | 5 | - | 27 | 14 | 14
635 | 7.2489 | 20 | 5 | - | 27 | 14 | 14
636 | 7.2603 | 20 | 5 | - | 27 | 14 | 14
637 | 7.2717 | 20 | 5 | - | 27 | 14 | 14
638 | 7.2831 | 20 | 5 | - | 27 | 14 | 14
639 | 7.2945 | 20 | 5 | - | 27 | 14 | 14
640 | 7.3059 | 20 | 5 | - | 27 | 14 | 14
641 | 7.3174 | 20 | 5 | - | 27 | 14 | 14
642 | 7.3288 | 20 | 5 | - | 27 | 14 | 14
643 | 7.3402 | 20 | 5 | - | 27 | 14 | 14
644 | 7.3516 | 20 | 5 | - | 27 | 14 | 14
645 | 7.363 | 20 | 5 | - | 27 | 14 | 14
646 | 7.3744 | 20 | 5 | - | 27 | 14 | 14
647 | 7.3858 | 20 | 5 | - | 27 | 14 | 14
648 | 7.3973 | 20 | 5 | - | 27 | 14 | 14
649 | 7.4087 | 20 | 5 | - | 27 | 14 | 14
650 | 7.4201 | 20 | 5 | - | 27 | 14 | 14
651 | 7.4315 | 20 | 5 | - | 27 | 14 | 14
652 | 7.4429 | 20 | 5 | - | 27 | 14 | 14
653 | 7.4543 | 20 | 5 | - | 27 | 14 | 14
654 | 7.4658 | 20 | 5 | - | 27 | 14 | 14
655 | 7.4772 | 20 | 5 | - | 27 | 14 | 14
656 | 7.4886 | 20 | 5 | - | 27 | 14 | 14
657 | 7.5 | 20 | 5 | - | 27 | 14 | 14
658 | 7.5114 | 20 | 5 | - | 27 | 14 | 14
659 | 7.5228 | 20 | 5 | - | 27 | 14 | 14
660 | 7.5342 | 20 | 5 | - | 27 | 14 | 14
661 | 7.5457 | 20 | 5 | - | 27 | 14 | 14
662 | 7.5571 | 20 | 5 | - | 27 | 14 | 14
663 | 7.5685 | 20 | 5 | - | 27 | 14 | 14
664 | 7.5799 | 20 | 5 | - | 27 | 14 | 14
665 | 7.5913 | 20 | 5 | - | 27 | 14 | 14
666 | 7.6027 | 20 | 5 | - | 27 | 14 | 14
667 | 7.6142 | 20 | 5 | - | 27 | 14 | 14
668 | 7.6256 | 20 | 5 | - | 27 | 14 | 14
669 | 7.637 | 20 | 5 | - | 27 | 14 | 14
670 | 7.6484 | 20 | 5 | - | 27 | 14 | 14
671 | 7.6598 | 20 | 5 | - | 27 | 14 | 14
672 | 7.6712 | 20 | 5 | - | 27 | 14 | 14
673 | 7.6826 | 20 | 5 | - | 27 | 14 | 14
674 | 7.6941 | 20 | 5 | - | 27 | 14 | 14
675 | 7.7055 | 20 | 5 | - | 27 | 14 | 14
676 | 7.7169 | 20 | 5 | - | 27 | 14 | 14
677 | 7.7283 | 20 | 5 | - | 27 | 14 | 14
678 | 7.7397 | 20 | 5 | - | 27 | 14 | 14
679 | 7.7511 | 20 | 5 | - | 27 | 14 | 14
680 | 7.7626 | 20 | 5 | - | 27 | 14 | 14
681 | 7.774 | 20 | 5 | - | 27 | 14 | 14
682 | 7.7854 | 20 | 5 | - | 27 | 14 | 14
683 | 7.7968 | 20 | 5 | - | 27 | 14 | 14
684 | 7.8082 | 20 | 5 | - | 27 | 14 | 14
685 | 7.8196 | 20 | 5 | - | 27 | 14 | 14
686 | 7.8311 | 20 | 5 | - | 27 | 14 | 14
687 | 7.8425 | 20 | 5 | - | 27 | 14 | 14
688 | 7.8539 | 20 | 5 | - | 27 | 14 | 14
689 | 7.8653 | 20 | 5 | - | 27 | 14 | 14
690 | 7.8767 | 20 | 5 | - | 27 | 14 | 14
691 | 7.8881 | 20 | 5 | - | 27 | 14 | 14
692 | 7.8995 | 20 | 5 | - | 27 | 14 | 14
693 | 7.911 | 20 | 5 | - | 27 | 14 | 14
694 | 7.9224 | 20 | 5 | - | 27 | 14 | 14
695 | 7.9338 | 20 | 5 | - | 27 | 14 | 14
696 | 7.9452 | 20 | 5 | - | 27 | 14 | 14
697 | 7.9566 | 20 | 5 | - | 27 | 14 | 14
698 | 7.968 | 20 | 5 | - | 27 | 14 | 14
699 | 7.9795 | 20 | 5 | - | 27 | 14 | 14
700 | 7.9909 | 20 | 5 | - | 27 | 14 | 14
701 | 8.0023 | 20 | 5 | - | 27 | 14 | 14
702 | 8.0137 | 20 | 5 | - | 27 | 14 | 14
703 | 8.0251 | 20 | 5 | - | 27 | 14 | 14
704 | 8.0365 | 20 | 5 | - | 27 | 14 | 14
705 | 8.0479 | 20 | 5 | - | 27 | 14 | 14
706 | 8.0594 | 20 | 5 | - | 27 | 14 | 14
707 | 8.0708 | 20 | 5 | - | 27 | 14 | 14
708 | 8.0822 | 20 | 5 | - | 27 | 14 | 14
709 | 8.0936 | 20 | 5 | - | 27 | 14 | 14
710 | 8.105 | 20 | 5 | - | 27 | 14 | 14
711 | 8.1164 | 20 | 5 | - | 27 | 14 | 14
712 | 8.1279 | 20 | 5 | - | 27 | 14 | 14
713 | 8.1393 | 20 | 5 | - | 27 | 14 | 14
714 | 8.1507 | 20 | 5 | - | 27 | 14 | 14
715 | 8.1621 | 20 | 5 | - | 27 | 14 | 14
716 | 8.1735 | 20 | 5 | - | 27 | 14 | 14
717 | 8.1849 | 20 | 5 | - | 27 | 14 | 14
718 | 8.1963 | 20 | 5 | - | 27 | 14 | 14
719 | 8.2078 | 20 | 5 | - | 27 | 14 | 14
720 | 8.2192 | 20 | 5 | - | 27 | 14 | 14
721 | 8.2306 | 20 | 5 | - | 27 | 14 | 14
722 | 8.242 | 20 | 5 | - | 27 | 14 | 13
723 | 8.2534 | 20 | 5 | - | 27 | 14 | 13
724 | 8.2648 | 20 | 5 | - | 27 | 14 | 13
725 | 8.2763 | 20 | 5 | - | 27 | 14 | 13
726 | 8.2877 | 20 | 5 | - | 27 | 14 | 13
727 | 8.2991 | 20 | 5 | - | 27 | 14 | 13
728 | 8.3105 | 20 | 5 | - | 27 | 14 | 13
729 | 8.3219 | 20 | 5 | - | 27 | 14 | 13
730 | 8.3333 | 20 | 5 | - | 27 | 14 | 13
731 | 8.3447 | 20 | 5 | - | 27 | 14 | 13
732 | 8.3562 | 20 | 5 | - | 27 | 14 | 13
733 | 8.3676 | 20 | 5 | - | 27 | 14 | 13
734 | 8.379 | 20 | 5 | - | 27 | 14 | 13
735 | 8.3904 | 20 | 5 | - | 27 | 14 | 13
736 | 8.4018 | 20 | 5 | - | 27 | 14 | 13
737 | 8.4132 | 20 | 5 | - | 27 | 14 | 13
738 | 8.4247 | 20 | 5 | - | 27 | 14 | 13
739 | 8.4361 | 20 | 5 | - | 27 | 14 | 13
740 | 8.4475 | 20 | 5 | - | 27 | 14 | 13
741 | 8.4589 | 20 | 5 | - | 27 | 14 | 13
742 | 8.4703 | 20 | 5 | - | 27 | 14 | 13
743 | 8.4817 | 20 | 5 | - | 27 | 14 | 13
744 | 8.4932 | 20 | 5 | - | 27 | 14 | 13
745 | 8.5046 | 20 | 5 | - | 27 | 14 | 13
746 | 8.516 | 20 | 5 | - | 27 | 14 | 13
747 | 8.5274 | 20 | 5 | - | 27 | 14 | 13
748 | 8.5388 | 20 | 5 | - | 27 | 14 | 13
749 | 8.5502 | 20 | 5 | - | 27 | 14 | 13
750 | 8.5616 | 20 | 5 | - | 27 | 14 | 13
751 | 8.5731 | 20 | 5 | - | 27 | 14 | 13
752 | 8.5845 | 20 | 5 | - | 27 | 14 | 13
753 | 8.5959 | 20 | 5 | - | 27 | 14 | 13
754 | 8.6073 | 20 | 5 | - | 27 | 14 | 13
755 | 8.6187 | 20 | 5 | - | 27 | 14 | 13
756 | 8.6301 | 20 | 5 | - | 27 | 14 | 13
757 | 8.6416 | 20 | 5 | - | 27 | 14 | 13
758 | 8.653 | 20 | 5 | - | 27 | 14 | 13
759 | 8.6644 | 20 | 5 | - | 27 | 14 | 13
760 | 8.6758 | 20 | 5 | - | 27 | 14 | 13
761 | 8.6872 | 20 | 5 | - | 27 | 14 | 13
762 | 8.6986 | 20 | 5 | - | 27 | 14 | 13
763 | 8.71 | 20 | 5 | - | 27 | 14 | 13
764 | 8.7215 | 20 | 5 | - | 27 | 14 | 13
765 | 8.7329 | 20 | 5 | - | 27 | 14 | 13
766 | 8.7443 | 20 | 5 | - | 27 | 14 | 13
767 | 8.7557 | 20 | 5 | - | 27 | 14 | 13
768 | 8.7671 | 20 | 5 | - | 27 | 14 | 13
769 | 8.7785 | 20 | 5 | - | 27 | 14 | 13
770 | 8.79 | 20 | 5 | - | 27 | 14 | 13
771 | 8.8014 | 20 | 5 | - | 27 | 14 | 13
772 | 8.8128 | 20 | 5 | - | 27 | 14 | 13
773 | 8.8242 | 20 | 5 | - | 27 | 14 | 13
774 | 8.8356 | 20 | 5 | - | 27 | 14 | 13
775 | 8.847 | 20 | 5 | - | 27 | 14 | 13
776 | 8.8584 | 20 | 5 | - | 27 | 14 | 13
777 | 8.8699 | 20 | 5 | - | 27 | 14 | 13
778 | 8.8813 | 20 | 5 | - | 27 | 14 | 13
779 | 8.8927 | 20 | 5 | - | 27 | 14 | 13
780 | 8.9041 | 20 | 5 | - | 27 | 14 | 13
781 | 8.9155 | 20 | 5 | - | 27 | 14 | 13
782 | 8.9269 | 20 | 5 | - | 27 | 14 | 13
783 | 8.9384 | 20 | 5 | - | 27 | 14 | 13
784 | 8.9498 | 20 | 5 | - | 27 | 14 | 13
785 | 8.9612 | 20 | 5 | - | 27 | 14 | 13
786 | 8.9726 | 20 | 5 | - | 27 | 14 | 13
787 | 8.984 | 20 | 5 | - | 27 | 14 | 13
788 | 8.9954 | 20 | 5 | - | 27 | 14 | 13
789 | 9.0068 | 20 | 5 | - | 27 | 14 | 13
790 | 9.0183 | 20 | 5 | - | 27 | 14 | 13
791 | 9.0297 | 20 | 5 | - | 27 | 14 | 13
792 | 9.0411 | 20 | 5 | - | 27 | 14 | 13
793 | 9.0525 | 20 | 5 | - | 27 | 14 | 13
794 | 9.0639 | 20 | 5 | - | 27 | 14 | 13
795 | 9.0753 | 20 | 5 | - | 27 | 14 | 13
796 | 9.0868 | 20 | 5 | - | 27 | 14 | 13
797 | 9.0982 | 20 | 5 | - | 27 | 14 | 13
798 | 9.1096 | 20 | 5 | - | 27 | 14 | 13
799 | 9.121 | 20 | 5 | - | 27 | 14 | 13
800 | 9.1324 | 20 | 5 | - | 27 | 13 | 13
801 | 9.1438 | 20 | 5 | - | 27 | 13 | 13
802 | 9.1553 | 20 | 5 | - | 27 | 13 | 13
803 | 9.1667 | 20 | 5 | - | 27 | 13 | 13
804 | 9.1781 | 20 | 5 | - | 27 | 13 | 13
805 | 9.1895 | 20 | 5 | - | 27 | 13 | 13
806 | 9.2009 | 20 | 5 | - | 27 | 13 | 13
807 | 9.2123 | 20 | 5 | - | 27 | 13 | 13
808 | 9.2237 | 20 | 5 | - | 27 | 13 | 13
809 | 9.2352 | 20 | 5 | - | 27 | 13 | 13
810 | 9.2466 | 20 | 5 | - | 27 | 13 | 13
811 | 9.258 | 20 | 5 | - | 27 | 13 | 13
812 | 9.2694 | 20 | 5 | - | 27 | 13 | 13
813 | 9.2808 | 20 | 5 | - | 27 | 13 | 13
814 | 9.2922 | 20 | 5 | - | 27 | 13 | 13
815 | 9.3037 | 20 | 5 | - | 27 | 13 | 13
816 | 9.3151 | 20 | 5 | - | 27 | 13 | 13
817 | 9.3265 | 20 | 5 | - | 27 | 13 | 13
818 | 9.3379 | 20 | 5 | - | 27 | 13 | 13
819 | 9.3493 | 20 | 5 | - | 27 | 13 | 13
820 | 9.3607 | 20 | 5 | - | 27 | 13 | 13
821 | 9.3721 | 20 | 5 | - | 27 | 13 | 13
822 | 9.3836 | 20 | 5 | - | 27 | 13 | 13
823 | 9.395 | 20 | 5 | - | 27 | 13 | 13
824 | 9.4064 | 20 | 5 | - | 27 | 13 | 13
825 | 9.4178 | 20 | 5 | - | 27 | 13 | 13
826 | 9.4292 | 20 | 5 | - | 27 | 13 | 13
827 | 9.4406 | 20 | 5 | - | 27 | 13 | 13
828 | 9.4521 | 20 | 5 | - | 27 | 13 | 13
829 | 9.4635 | 20 | 5 | - | 27 | 13 | 13
830 | 9.4749 | 20 | 5 | - | 27 | 13 | 13
831 | 9.4863 | 20 | 5 | - | 27 | 13 | 13
832 | 9.4977 | 20 | 5 | - | 27 | 13 | 13
833 | 9.5091 | 20 | 5 | - | 27 | 13 | 13
834 | 9.5205 | 20 | 5 | - | 27 | 13 | 13
835 | 9.532 | 20 | 5 | - | 27 | 13 | 13
836 | 9.5434 | 20 | 5 | - | 27 | 13 | 13
837 | 9.5548 | 20 | 5 | - | 27 | 13 | 13
838 | 9.5662 | 20 | 5 | - | 27 | 13 | 13
839 | 9.5776 | 20 | 5 | - | 27 | 13 | 13
840 | 9.589 | 20 | 5 | - | 27 | 13 | 13
841 | 9.6005 | 20 | 5 | - | 27 | 13 | 13
842 | 9.6119 | 20 | 5 | - | 27 | 13 | 13
843 | 9.6233 | 20 | 5 | - | 27 | 13 | 13
844 | 9.6347 | 20 | 5 | - | 27 | 13 | 13
845 | 9.6461 | 20 | 5 | - | 27 | 13 | 13
846 | 9.6575 | 20 | 5 | - | 27 | 13 | 13
847 | 9.6689 | 20 | 5 | - | 27 | 13 | 13
848 | 9.6804 | 20 | 5 | - | 27 | 13 | 13
849 | 9.6918 | 20 | 5 | - | 27 | 13 | 13
850 | 9.7032 | 20 | 5 | - | 27 | 13 | 13
851 | 9.7146 | 20 | 5 | - | 27 | 13 | 13
852 | 9.726 | 20 | 5 | - | 27 | 13 | 13
853 | 9.7374 | 20 | 5 | - | 27 | 13 | 13
854 | 9.7489 | 20 | 5 | - | 27 | 13 | 13
855 | 9.7603 | 20 | 5 | - | 27 | 13 | 13
856 | 9.7717 | 20 | 5 | - | 27 | 13 | 13
857 | 9.7831 | 20 | 5 | - | 27 | 13 | 13
858 | 9.7945 | 20 | 5 | - | 27 | 13 | 13
859 | 9.8059 | 20 | 5 | - | 27 | 13 | 13
860 | 9.8174 | 20 | 5 | - | 27 | 13 | 13
861 | 9.8288 | 20 | 5 | - | 27 | 13 | 13
862 | 9.8402 | 20 | 5 | - | 27 | 13 | 13
863 | 9.8516 | 20 | 5 | - | 27 | 13 | 13
864 | 9.863 | 20 | 5 | - | 27 | 13 | 13
865 | 9.8744 | 20 | 5 | - | 27 | 13 | 13
866 | 9.8858 | 20 | 5 | - | 27 | 13 | 13
867 | 9.8973 | 20 | 5 | - | 27 | 13 | 13
868 | 9.9087 | 20 | 5 | - | 27 | 13 | 13
869 | 9.9201 | 20 | 5 | - | 27 | 13 | 13
870 | 9.9315 | 20 | 5 | - | 27 | 13 | 13
871 | 9.9429 | 20 | 5 | - | 27 | 13 | 13
872 | 9.9543 | 20 | 5 | - | 27 | 13 | 13
873 | 9.9658 | 20 | 5 | - | 27 | 13 | 13
874 | 9.9772 | 20 | 5 | - | 27 | 13 | 13
875 | 9.9886 | 20 | 5 | - | 27 | 13 | 13
876 | 10 | 20 | 5 | - | 27 | 13 | 13
877 | 10.0114 | 20 | 5 | - | 27 | 13 | 13
878 | 10.0228 | 20 | 5 | - | 27 | 13 | 13
879 | 10.0342 | 20 | 5 | - | 27 | 13 | 13
880 | 10.0457 | 20 | 5 | - | 27 | 13 | 13
881 | 10.0571 | 20 | 5 | - | 27 | 13 | 13
882 | 10.0685 | 20 | 5 | - | 27 | 13 | 13
883 | 10.0799 | 20 | 5 | - | 27 | 13 | 13
884 | 10.0913 | 20 | 5 | - | 27 | 13 | 13
885 | 10.1027 | 20 | 5 | - | 27 | 13 | 13
886 | 10.1142 | 20 | 5 | - | 27 | 13 | 13
887 | 10.1256 | 20 | 5 | - | 27 | 13 | 13
888 | 10.137 | 20 | 5 | - | 27 | 13 | 13
889 | 10.1484 | 20 | 5 | - | 27 | 13 | 13
890 | 10.1598 | 20 | 5 | - | 27 | 13 | 13
891 | 10.1712 | 20 | 5 | - | 27 | 13 | 13
892 | 10.1826 | 20 | 5 | - | 27 | 13 | 13
893 | 10.1941 | 20 | 5 | - | 27 | 13 | 13
894 | 10.2055 | 20 | 5 | - | 27 | 13 | 13
895 | 10.2169 | 20 | 5 | - | 27 | 13 | 13
896 | 10.2283 | 20 | 5 | - | 27 | 13 | 13
897 | 10.2397 | 20 | 5 | - | 27 | 13 | 13
898 | 10.2511 | 20 | 5 | - | 27 | 13 | 13
899 | 10.2626 | 20 | 5 | - | 27 | 13 | 13
900 | 10.274 | 20 | 5 | - | 27 | 13 | 13
901 | 10.2854 | 20 | 5 | - | 27 | 13 | 13
902 | 10.2968 | 20 | 5 | - | 27 | 13 | 13
903 | 10.3082 | 20 | 5 | - | 27 | 13 | 13
904 | 10.3196 | 20 | 5 | - | 27 | 13 | 13
905 | 10.3311 | 20 | 5 | - | 27 | 13 | 13
906 | 10.3425 | 20 | 5 | - | 27 | 13 | 13
907 | 10.3539 | 20 | 5 | - | 27 | 13 | 13
908 | 10.3653 | 20 | 5 | - | 27 | 13 | 13
909 | 10.3767 | 20 | 5 | - | 27 | 13 | 13
910 | 10.3881 | 20 | 5 | - | 27 | 13 | 13
911 | 10.3995 | 20 | 5 | - | 27 | 13 | 13
912 | 10.411 | 20 | 5 | - | 27 | 13 | 13
913 | 10.4224 | 20 | 5 | - | 27 | 13 | 13
914 | 10.4338 | 20 | 5 | - | 27 | 13 | 13
915 | 10.4452 | 20 | 5 | - | 27 | 13 | 13
916 | 10.4566 | 20 | 5 | - | 27 | 13 | 13
917 | 10.468 | 20 | 5 | - | 27 | 13 | 13
918 | 10.4795 | 20 | 5 | - | 27 | 13 | 13
919 | 10.4909 | 20 | 5 | - | 27 | 13 | 13
920 | 10.5023 | 20 | 5 | - | 27 | 13 | 13
921 | 10.5137 | 20 | 5 | - | 27 | 13 | 13
922 | 10.5251 | 20 | 5 | - | 27 | 13 | 13
923 | 10.5365 | 20 | 5 | - | 27 | 13 | 13
924 | 10.5479 | 20 | 5 | - | 27 | 13 | 13
925 | 10.5594 | 20 | 5 | - | 27 | 13 | 13
926 | 10.5708 | 20 | 5 | - | 27 | 13 | 13
927 | 10.5822 | 20 | 5 | - | 27 | 13 | 13
928 | 10.5936 | 20 | 5 | - | 27 | 13 | 13
929 | 10.605 | 20 | 5 | - | 27 | 13 | 13
930 | 10.6164 | 20 | 5 | - | 27 | 13 | 13
931 | 10.6279 | 20 | 5 | - | 27 | 13 | 13
932 | 10.6393 | 20 | 5 | - | 27 | 13 | 13
933 | 10.6507 | 20 | 5 | - | 27 | 13 | 13
934 | 10.6621 | 20 | 5 | - | 27 | 13 | 13
935 | 10.6735 | 20 | 5 | - | 27 | 13 | 13
936 | 10.6849 | 20 | 5 | - | 27 | 13 | 13
937 | 10.6963 | 20 | 5 | - | 27 | 13 | 13
938 | 10.7078 | 20 | 5 | - | 27 | 13 | 13
939 | 10.7192 | 20 | 5 | - | 27 | 13 | 13
940 | 10.7306 | 20 | 5 | - | 27 | 13 | 13
941 | 10.742 | 20 | 5 | - | 27 | 13 | 13
942 | 10.7534 | 20 | 5 | - | 27 | 13 | 13
943 | 10.7648 | 20 | 5 | - | 27 | 13 | 13
944 | 10.7763 | 20 | 5 | - | 27 | 13 | 13
945 | 10.7877 | 20 | 5 | - | 27 | 13 | 13
946 | 10.7991 | 20 | 5 | - | 27 | 13 | 13
947 | 10.8105 | 20 | 5 | - | 27 | 13 | 13
948 | 10.8219 | 20 | 5 | - | 27 | 13 | 13
949 | 10.8333 | 20 | 5 | - | 27 | 13 | 13
950 | 10.8447 | 20 | 5 | - | 27 | 13 | 13
951 | 10.8562 | 20 | 5 | - | 27 | 13 | 13
952 | 10.8676 | 20 | 5 | - | 27 | 13 | 13
953 | 10.879 | 20 | 5 | - | 27 | 13 | 13
954 | 10.8904 | 20 | 5 | - | 27 | 13 | 13
955 | 10.9018 | 20 | 5 | - | 27 | 13 | 13
956 | 10.9132 | 20 | 5 | - | 27 | 13 | 13
957 | 10.9247 | 20 | 5 | - | 27 | 13 | 13
958 | 10.9361 | 20 | 5 | - | 27 | 13 | 13
959 | 10.9475 | 20 | 5 | - | 27 | 13 | 13
960 | 10.9589 | 20 | 5 | - | 27 | 13 | 13
961 | 10.9703 | 20 | 5 | - | 27 | 13 | 13
962 | 10.9817 | 20 | 5 | - | 27 | 13 | 13
963 | 10.9932 | 20 | 5 | - | 27 | 13 | 13
964 | 11.0046 | 20 | 5 | - | 27 | 13 | 13
965 | 11.016 | 20 | 5 | - | 27 | 13 | 13
966 | 11.0274 | 20 | 5 | - | 27 | 13 | 13
967 | 11.0388 | 20 | 5 | - | 27 | 13 | 13
968 | 11.0502 | 20 | 5 | - | 27 | 13 | 13
969 | 11.0616 | 20 | 5 | - | 27 | 13 | 13
970 | 11.0731 | 20 | 5 | - | 27 | 13 | 13
971 | 11.0845 | 20 | 5 | - | 26 | 13 | 13
972 | 11.0959 | 20 | 5 | - | 26 | 13 | 13
973 | 11.1073 | 20 | 5 | - | 26 | 13 | 13
974 | 11.1187 | 20 | 5 | - | 26 | 13 | 13
975 | 11.1301 | 20 | 5 | - | 26 | 13 | 13
976 | 11.1416 | 20 | 5 | - | 26 | 13 | 13
977 | 11.153 | 20 | 5 | - | 26 | 13 | 13
978 | 11.1644 | 20 | 5 | - | 26 | 13 | 13
979 | 11.1758 | 20 | 5 | - | 26 | 13 | 13
980 | 11.1872 | 20 | 5 | - | 26 | 13 | 13
981 | 11.1986 | 20 | 5 | - | 26 | 13 | 13
982 | 11.21 | 20 | 5 | - | 26 | 13 | 13
983 | 11.2215 | 20 | 5 | - | 26 | 13 | 13
984 | 11.2329 | 20 | 5 | - | 26 | 13 | 13
985 | 11.2443 | 20 | 5 | - | 26 | 13 | 13
986 | 11.2557 | 20 | 5 | - | 26 | 13 | 13
987 | 11.2671 | 20 | 5 | - | 26 | 13 | 13
988 | 11.2785 | 20 | 5 | - | 26 | 13 | 13
989 | 11.29 | 20 | 5 | - | 26 | 13 | 13
990 | 11.3014 | 20 | 5 | - | 26 | 13 | 13
991 | 11.3128 | 20 | 5 | - | 26 | 13 | 13
992 | 11.3242 | 20 | 5 | - | 26 | 13 | 13
993 | 11.3356 | 20 | 5 | - | 26 | 13 | 13
994 | 11.347 | 20 | 5 | - | 26 | 13 | 13
995 | 11.3584 | 20 | 5 | - | 26 | 13 | 13
996 | 11.3699 | 20 | 5 | - | 26 | 13 | 13
997 | 11.3813 | 20 | 5 | - | 26 | 13 | 13
998 | 11.3927 | 20 | 5 | - | 26 | 13 | 13
999 | 11.4041 | 20 | 5 | - | 26 | 13 | 13
1000 | 11.4155 | 20 | 5 | - | 26 | 13 | 13
1001 | 11.4269 | 20 | 5 | - | 26 | 13 | 13
1002 | 11.4384 | 20 | 5 | - | 26 | 13 | 13
1003 | 11.4498 | 20 | 5 | - | 26 | 13 | 13
1004 | 11.4612 | 20 | 5 | - | 26 | 13 | 13
1005 | 11.4726 | 20 | 5 | - | 26 | 13 | 13
1006 | 11.484 | 20 | 5 | - | 26 | 13 | 13
1007 | 11.4954 | 20 | 5 | - | 26 | 13 | 13
1008 | 11.5068 | 20 | 5 | - | 26 | 13 | 13
1009 | 11.5183 | 20 | 5 | - | 26 | 13 | 13
1010 | 11.5297 | 20 | 5 | - | 26 | 13 | 13
1011 | 11.5411 | 20 | 5 | - | 26 | 13 | 13
1012 | 11.5525 | 20 | 5 | - | 26 | 13 | 13
1013 | 11.5639 | 20 | 5 | - | 26 | 13 | 13
1014 | 11.5753 | 20 | 5 | - | 26 | 13 | 13
1015 | 11.5868 | 20 | 5 | - | 26 | 13 | 13
1016 | 11.5982 | 20 | 5 | - | 26 | 13 | 13
1017 | 11.6096 | 20 | 5 | - | 26 | 13 | 13
1018 | 11.621 | 20 | 5 | - | 26 | 13 | 13
1019 | 11.6324 | 20 | 5 | - | 26 | 13 | 13
1020 | 11.6438 | 20 | 5 | - | 26 | 13 | 13
1021 | 11.6553 | 20 | 5 | - | 26 | 13 | 13
1022 | 11.6667 | 20 | 5 | - | 26 | 13 | 13
1023 | 11.6781 | 20 | 5 | - | 26 | 13 | 13
1024 | 11.6895 | 20 | 5 | - | 26 | 13 | 13
1025 | 11.7009 | 20 | 5 | - | 26 | 13 | 13
1026 | 11.7123 | 20 | 5 | - | 26 | 13 | 13
1027 | 11.7237 | 20 | 5 | - | 26 | 13 | 13
1028 | 11.7352 | 20 | 5 | - | 26 | 13 | 13
1029 | 11.7466 | 20 | 5 | - | 26 | 13 | 13
1030 | 11.758 | 20 | 5 | - | 26 | 13 | 13
1031 | 11.7694 | 20 | 5 | - | 26 | 13 | 13
1032 | 11.7808 | 20 | 5 | - | 26 | 13 | 13
1033 | 11.7922 | 20 | 5 | - | 26 | 13 | 13
1034 | 11.8037 | 20 | 5 | - | 26 | 13 | 13
1035 | 11.8151 | 20 | 5 | - | 26 | 13 | 13
1036 | 11.8265 | 20 | 5 | - | 26 | 13 | 13
1037 | 11.8379 | 20 | 5 | - | 26 | 13 | 13
1038 | 11.8493 | 20 | 5 | - | 26 | 13 | 13
1039 | 11.8607 | 20 | 5 | - | 26 | 13 | 13
1040 | 11.8721 | 20 | 5 | - | 26 | 13 | 13
1041 | 11.8836 | 20 | 5 | - | 26 | 13 | 13
1042 | 11.895 | 20 | 5 | - | 26 | 13 | 13
1043 | 11.9064 | 20 | 5 | - | 26 | 13 | 13
1044 | 11.9178 | 20 | 5 | - | 26 | 13 | 13
1045 | 11.9292 | 20 | 5 | - | 26 | 13 | 13
1046 | 11.9406 | 20 | 5 | - | 26 | 13 | 13
1047 | 11.9521 | 20 | 5 | - | 26 | 13 | 13
1048 | 11.9635 | 20 | 5 | - | 26 | 13 | 13
1049 | 11.9749 | 20 | 5 | - | 26 | 13 | 13
1050 | 11.9863 | 20 | 5 | - | 26 | 13 | 13
1051 | 11.9977 | 20 | 5 | - | 26 | 13 | 13
1052 | 12.0091 | 20 | 5 | - | 26 | 13 | 13
1053 | 12.0205 | 20 | 5 | - | 26 | 13 | 13
1054 | 12.032 | 20 | 5 | - | 26 | 13 | 13
1055 | 12.0434 | 20 | 5 | - | 26 | 13 | 13
1056 | 12.0548 | 20 | 5 | - | 26 | 13 | 13
1057 | 12.0662 | 20 | 5 | - | 26 | 13 | 13
1058 | 12.0776 | 20 | 5 | - | 26 | 13 | 13
1059 | 12.089 | 20 | 5 | - | 26 | 13 | 13
1060 | 12.1005 | 20 | 5 | - | 26 | 13 | 13
1061 | 12.1119 | 20 | 5 | - | 26 | 13 | 13
1062 | 12.1233 | 20 | 5 | - | 26 | 13 | 13
1063 | 12.1347 | 20 | 5 | - | 26 | 13 | 13
1064 | 12.1461 | 20 | 5 | - | 26 | 13 | 13
1065 | 12.1575 | 20 | 5 | - | 26 | 13 | 13
1066 | 12.1689 | 20 | 5 | - | 26 | 13 | 13
1067 | 12.1804 | 20 | 5 | - | 26 | 13 | 13
1068 | 12.1918 | 20 | 5 | - | 26 | 13 | 13
1069 | 12.2032 | 20 | 5 | - | 26 | 13 | 13
1070 | 12.2146 | 20 | 5 | - | 26 | 13 | 13
1071 | 12.226 | 20 | 5 | - | 26 | 13 | 13
1072 | 12.2374 | 20 | 5 | - | 26 | 13 | 13
1073 | 12.2489 | 20 | 5 | - | 26 | 13 | 13
1074 | 12.2603 | 20 | 5 | - | 26 | 13 | 13
1075 | 12.2717 | 20 | 5 | - | 26 | 13 | 13
1076 | 12.2831 | 20 | 5 | - | 26 | 13 | 13
1077 | 12.2945 | 20 | 5 | - | 26 | 13 | 13
1078 | 12.3059 | 20 | 5 | - | 26 | 13 | 13
1079 | 12.3174 | 20 | 5 | - | 26 | 13 | 13
1080 | 12.3288 | 20 | 5 | - | 26 | 13 | 13
1081 | 12.3402 | 20 | 5 | - | 26 | 13 | 13
1082 | 12.3516 | 20 | 5 | - | 26 | 13 | 13
1083 | 12.363 | 20 | 5 | - | 26 | 13 | 13
1084 | 12.3744 | 20 | 5 | - | 26 | 13 | 13
1085 | 12.3858 | 20 | 5 | - | 26 | 13 | 13
1086 | 12.3973 | 20 | 5 | - | 26 | 13 | 13
1087 | 12.4087 | 20 | 5 | - | 26 | 13 | 13
1088 | 12.4201 | 20 | 5 | - | 26 | 13 | 13
1089 | 12.4315 | 20 | 5 | - | 26 | 13 | 13
1090 | 12.4429 | 20 | 5 | - | 26 | 13 | 13
1091 | 12.4543 | 20 | 5 | - | 26 | 13 | 13
1092 | 12.4658 | 20 | 5 | - | 26 | 13 | 13
1093 | 12.4772 | 20 | 5 | - | 26 | 13 | 13
1094 | 12.4886 | 20 | 5 | - | 26 | 13 | 13
1095 | 12.5 | 20 | 5 | - | 26 | 13 | 13
1096 | 12.5114 | 20 | 5 | - | 26 | 13 | 13
1097 | 12.5228 | 20 | 5 | - | 26 | 13 | 13
1098 | 12.5342 | 20 | 5 | - | 26 | 13 | 13
1099 | 12.5457 | 20 | 5 | - | 26 | 13 | 13
1100 | 12.5571 | 20 | 5 | - | 26 | 13 | 13
1101 | 12.5685 | 20 | 5 | - | 26 | 13 | 13
1102 | 12.5799 | 20 | 5 | - | 26 | 13 | 13
1103 | 12.5913 | 20 | 5 | - | 26 | 13 | 13
1104 | 12.6027 | 20 | 5 | - | 26 | 13 | 13
1105 | 12.6142 | 20 | 5 | - | 26 | 13 | 13
1106 | 12.6256 | 20 | 5 | - | 26 | 13 | 13
1107 | 12.637 | 20 | 5 | - | 26 | 13 | 13
1108 | 12.6484 | 20 | 5 | - | 26 | 13 | 13
1109 | 12.6598 | 20 | 5 | - | 26 | 13 | 13
1110 | 12.6712 | 20 | 5 | - | 26 | 13 | 13
1111 | 12.6826 | 20 | 5 | - | 26 | 13 | 13
1112 | 12.6941 | 20 | 5 | - | 26 | 13 | 13
1113 | 12.7055 | 20 | 5 | - | 26 | 13 | 13
1114 | 12.7169 | 20 | 5 | - | 26 | 13 | 13
1115 | 12.7283 | 20 | 5 | - | 26 | 13 | 13
1116 | 12.7397 | 20 | 5 | - | 26 | 13 | 13
1117 | 12.7511 | 20 | 5 | - | 26 | 13 | 13
1118 | 12.7626 | 20 | 5 | - | 26 | 13 | 13
1119 | 12.774 | 20 | 5 | - | 26 | 13 | 13
1120 | 12.7854 | 20 | 5 | - | 26 | 13 | 13
1121 | 12.7968 | 20 | 5 | - | 26 | 13 | 13
1122 | 12.8082 | 20 | 5 | - | 26 | 13 | 13
1123 | 12.8196 | 20 | 5 | - | 26 | 13 | 13
1124 | 12.8311 | 20 | 5 | - | 26 | 13 | 13
1125 | 12.8425 | 20 | 5 | - | 26 | 13 | 13
1126 | 12.8539 | 20 | 5 | - | 26 | 13 | 13
1127 | 12.8653 | 20 | 5 | - | 26 | 13 | 13
1128 | 12.8767 | 20 | 5 | - | 26 | 13 | 13
1129 | 12.8881 | 20 | 5 | - | 26 | 13 | 13
1130 | 12.8995 | 20 | 5 | - | 26 | 13 | 13
1131 | 12.911 | 20 | 5 | - | 26 | 13 | 13
1132 | 12.9224 | 20 | 5 | - | 26 | 13 | 13
1133 | 12.9338 | 20 | 5 | - | 26 | 13 | 13
1134 | 12.9452 | 20 | 5 | - | 26 | 13 | 13
1135 | 12.9566 | 20 | 5 | - | 26 | 13 | 13
1136 | 12.968 | 20 | 5 | - | 26 | 13 | 13
1137 | 12.9795 | 20 | 5 | - | 26 | 13 | 13
1138 | 12.9909 | 20 | 5 | - | 26 | 13 | 13
1139 | 13.0023 | 20 | 5 | - | 26 | 13 | 13
1140 | 13.0137 | 20 | 5 | - | 26 | 13 | 13
1141 | 13.0251 | 20 | 5 | - | 26 | 13 | 13
1142 | 13.0365 | 20 | 5 | - | 26 | 13 | 13
1143 | 13.0479 | 20 | 5 | - | 26 | 13 | 13
1144 | 13.0594 | 20 | 5 | - | 26 | 13 | 13
1145 | 13.0708 | 20 | 5 | - | 26 | 13 | 13
1146 | 13.0822 | 20 | 5 | - | 26 | 13 | 13
1147 | 13.0936 | 20 | 5 | - | 26 | 13 | 13
1148 | 13.105 | 20 | 5 | - | 26 | 13 | 13
1149 | 13.1164 | 20 | 5 | - | 26 | 13 | 13
1150 | 13.1279 | 20 | 5 | - | 26 | 13 | 13
1151 | 13.1393 | 20 | 5 | - | 26 | 13 | 13
1152 | 13.1507 | 20 | 5 | - | 26 | 13 | 13
1153 | 13.1621 | 20 | 5 | - | 26 | 13 | 13
1154 | 13.1735 | 20 | 5 | - | 26 | 13 | 13
1155 | 13.1849 | 20 | 5 | - | 26 | 13 | 13
1156 | 13.1963 | 20 | 5 | - | 26 | 13 | 13
1157 | 13.2078 | 20 | 5 | - | 26 | 13 | 13
1158 | 13.2192 | 20 | 5 | - | 26 | 13 | 13
1159 | 13.2306 | 20 | 5 | - | 26 | 13 | 13
1160 | 13.242 | 20 | 5 | - | 26 | 13 | 13
1161 | 13.2534 | 20 | 5 | - | 26 | 13 | 13
1162 | 13.2648 | 20 | 5 | - | 26 | 13 | 13
1163 | 13.2763 | 19 | 5 | - | 26 | 13 | 13
1164 | 13.2877 | 19 | 5 | - | 26 | 13 | 13
1165 | 13.2991 | 19 | 5 | - | 26 | 13 | 13
1166 | 13.3105 | 19 | 5 | - | 26 | 13 | 13
1167 | 13.3219 | 19 | 5 | - | 26 | 13 | 13
1168 | 13.3333 | 19 | 5 | - | 26 | 13 | 13
1169 | 13.3447 | 19 | 5 | - | 26 | 13 | 13
1170 | 13.3562 | 19 | 5 | - | 26 | 13 | 13
1171 | 13.3676 | 19 | 5 | - | 26 | 13 | 13
1172 | 13.379 | 19 | 5 | - | 26 | 13 | 13
1173 | 13.3904 | 19 | 5 | - | 26 | 13 | 13
1174 | 13.4018 | 19 | 5 | - | 26 | 13 | 13
1175 | 13.4132 | 19 | 5 | - | 26 | 13 | 13
1176 | 13.4247 | 19 | 5 | - | 26 | 13 | 13
1177 | 13.4361 | 19 | 5 | - | 26 | 13 | 13
1178 | 13.4475 | 19 | 5 | - | 26 | 13 | 13
1179 | 13.4589 | 19 | 5 | - | 26 | 13 | 13
1180 | 13.4703 | 19 | 5 | - | 26 | 13 | 13
1181 | 13.4817 | 19 | 5 | - | 26 | 13 | 13
1182 | 13.4932 | 19 | 5 | - | 26 | 13 | 13
1183 | 13.5046 | 19 | 5 | - | 26 | 13 | 13
1184 | 13.516 | 19 | 5 | - | 26 | 13 | 13
1185 | 13.5274 | 19 | 5 | - | 26 | 13 | 13
1186 | 13.5388 | 19 | 5 | - | 26 | 13 | 13
1187 | 13.5502 | 19 | 5 | - | 26 | 13 | 13
1188 | 13.5616 | 19 | 5 | - | 26 | 13 | 13
1189 | 13.5731 | 19 | 5 | - | 26 | 13 | 13
1190 | 13.5845 | 19 | 5 | - | 26 | 13 | 13
1191 | 13.5959 | 19 | 5 | - | 26 | 13 | 13
1192 | 13.6073 | 19 | 5 | - | 26 | 13 | 13
1193 | 13.6187 | 19 | 5 | - | 26 | 13 | 13
1194 | 13.6301 | 19 | 5 | - | 26 | 13 | 13
1195 | 13.6416 | 19 | 5 | - | 26 | 13 | 13
1196 | 13.653 | 19 | 5 | - | 26 | 13 | 13
1197 | 13.6644 | 19 | 5 | - | 26 | 13 | 13
1198 | 13.6758 | 19 | 5 | - | 26 | 13 | 13
1199 | 13.6872 | 19 | 5 | - | 26 | 13 | 13
1200 | 13.6986 | 19 | 5 | - | 26 | 13 | 13
1201 | 13.71 | 19 | 5 | - | 26 | 13 | 13
1202 | 13.7215 | 19 | 5 | - | 26 | 13 | 13
1203 | 13.7329 | 19 | 5 | - | 26 | 13 | 13
1204 | 13.7443 | 19 | 5 | - | 26 | 13 | 13
1205 | 13.7557 | 19 | 5 | - | 26 | 13 | 13
1206 | 13.7671 | 19 | 5 | - | 26 | 13 | 13
1207 | 13.7785 | 19 | 5 | - | 26 | 13 | 13
1208 | 13.79 | 19 | 4 | - | 26 | 13 | 13
1209 | 13.8014 | 19 | 4 | - | 26 | 13 | 13
1210 | 13.8128 | 19 | 4 | - | 26 | 13 | 13
1211 | 13.8242 | 19 | 4 | - | 26 | 13 | 13
1212 | 13.8356 | 19 | 4 | - | 26 | 13 | 13
1213 | 13.847 | 19 | 4 | - | 26 | 13 | 13
1214 | 13.8584 | 19 | 4 | - | 26 | 13 | 13
1215 | 13.8699 | 19 | 4 | - | 26 | 13 | 13
1216 | 13.8813 | 19 | 4 | - | 26 | 13 | 13
1217 | 13.8927 | 19 | 4 | - | 26 | 13 | 13
1218 | 13.9041 | 19 | 4 | - | 26 | 13 | 13
1219 | 13.9155 | 19 | 4 | - | 26 | 13 | 13
1220 | 13.9269 | 19 | 4 | - | 26 | 13 | 13
1221 | 13.9384 | 19 | 4 | - | 26 | 13 | 13
1222 | 13.9498 | 19 | 4 | - | 26 | 13 | 13
1223 | 13.9612 | 19 | 4 | - | 26 | 13 | 13
1224 | 13.9726 | 19 | 4 | - | 26 | 13 | 13
1225 | 13.984 | 19 | 4 | - | 26 | 13 | 13
1226 | 13.9954 | 19 | 4 | - | 26 | 13 | 13
1227 | 14.0068 | 19 | 4 | - | 26 | 13 | 13
1228 | 14.0183 | 19 | 4 | - | 26 | 13 | 13
1229 | 14.0297 | 19 | 4 | - | 26 | 13 | 13
1230 | 14.0411 | 19 | 4 | - | 26 | 13 | 13
1231 | 14.0525 | 19 | 4 | - | 26 | 13 | 13
1232 | 14.0639 | 19 | 4 | - | 26 | 13 | 13
1233 | 14.0753 | 19 | 4 | - | 26 | 13 | 13
1234 | 14.0868 | 19 | 4 | - | 26 | 13 | 13
1235 | 14.0982 | 19 | 4 | - | 26 | 13 | 13
1236 | 14.1096 | 19 | 4 | - | 26 | 13 | 13
1237 | 14.121 | 19 | 4 | - | 26 | 13 | 13
1238 | 14.1324 | 19 | 4 | - | 26 | 13 | 13
1239 | 14.1438 | 19 | 4 | - | 26 | 13 | 13
1240 | 14.1553 | 19 | 4 | - | 26 | 13 | 13
1241 | 14.1667 | 19 | 4 | - | 26 | 13 | 13
1242 | 14.1781 | 19 | 4 | - | 26 | 13 | 13
1243 | 14.1895 | 19 | 4 | - | 26 | 13 | 13
1244 | 14.2009 | 19 | 4 | - | 26 | 13 | 13
1245 | 14.2123 | 19 | 4 | - | 26 | 13 | 13
1246 | 14.2237 | 19 | 4 | - | 26 | 13 | 13
1247 | 14.2352 | 19 | 4 | - | 26 | 13 | 13
1248 | 14.2466 | 19 | 4 | - | 26 | 13 | 13
1249 | 14.258 | 19 | 4 | - | 26 | 13 | 13
1250 | 14.2694 | 19 | 4 | - | 26 | 13 | 13
1251 | 14.2808 | 19 | 4 | - | 26 | 13 | 13
1252 | 14.2922 | 19 | 4 | - | 26 | 13 | 13
1253 | 14.3037 | 19 | 4 | - | 26 | 13 | 13
1254 | 14.3151 | 19 | 4 | - | 26 | 13 | 13
1255 | 14.3265 | 19 | 4 | - | 26 | 13 | 13
1256 | 14.3379 | 19 | 4 | - | 26 | 13 | 13
1257 | 14.3493 | 19 | 4 | - | 26 | 13 | 13
1258 | 14.3607 | 19 | 4 | - | 26 | 13 | 13
1259 | 14.3721 | 19 | 4 | - | 26 | 13 | 13
1260 | 14.3836 | 19 | 4 | - | 26 | 13 | 13
1261 | 14.395 | 19 | 4 | - | 26 | 13 | 13
1262 | 14.4064 | 19 | 4 | - | 26 | 13 | 13
1263 | 14.4178 | 19 | 4 | - | 26 | 13 | 13
1264 | 14.4292 | 19 | 4 | - | 26 | 13 | 13
1265 | 14.4406 | 19 | 4 | - | 26 | 13 | 13
1266 | 14.4521 | 19 | 4 | - | 26 | 13 | 13
1267 | 14.4635 | 19 | 4 | - | 26 | 13 | 13
1268 | 14.4749 | 19 | 4 | - | 26 | 13 | 13
1269 | 14.4863 | 19 | 4 | - | 26 | 13 | 13
1270 | 14.4977 | 19 | 4 | - | 26 | 13 | 13
1271 | 14.5091 | 19 | 4 | - | 26 | 13 | 13
1272 | 14.5205 | 19 | 4 | - | 26 | 13 | 13
1273 | 14.532 | 19 | 4 | - | 26 | 13 | 13
1274 | 14.5434 | 19 | 4 | - | 26 | 13 | 13
1275 | 14.5548 | 19 | 4 | - | 26 | 13 | 13
1276 | 14.5662 | 19 | 4 | - | 26 | 13 | 13
1277 | 14.5776 | 19 | 4 | - | 26 | 13 | 13
1278 | 14.589 | 19 | 4 | - | 26 | 13 | 13
1279 | 14.6005 | 19 | 4 | - | 26 | 13 | 13
1280 | 14.6119 | 19 | 4 | - | 26 | 13 | 13
1281 | 14.6233 | 19 | 4 | - | 26 | 13 | 13
1282 | 14.6347 | 19 | 4 | - | 26 | 13 | 13
1283 | 14.6461 | 19 | 4 | - | 26 | 13 | 13
1284 | 14.6575 | 19 | 4 | - | 26 | 13 | 13
1285 | 14.6689 | 19 | 4 | - | 26 | 13 | 13
1286 | 14.6804 | 19 | 4 | - | 26 | 13 | 13
1287 | 14.6918 | 19 | 4 | - | 26 | 13 | 13
1288 | 14.7032 | 19 | 4 | - | 26 | 13 | 13
1289 | 14.7146 | 19 | 4 | - | 26 | 13 | 13
1290 | 14.726 | 19 | 4 | - | 26 | 13 | 13
1291 | 14.7374 | 19 | 4 | - | 26 | 13 | 13
1292 | 14.7489 | 19 | 4 | - | 26 | 13 | 13
1293 | 14.7603 | 19 | 4 | - | 26 | 13 | 13
1294 | 14.7717 | 19 | 4 | - | 26 | 13 | 13
1295 | 14.7831 | 19 | 4 | - | 26 | 13 | 13
1296 | 14.7945 | 19 | 4 | - | 26 | 13 | 13
1297 | 14.8059 | 19 | 4 | - | 26 | 13 | 13
1298 | 14.8174 | 19 | 4 | - | 26 | 13 | 13
1299 | 14.8288 | 19 | 4 | - | 26 | 13 | 13
1300 | 14.8402 | 19 | 4 | - | 26 | 13 | 13
1301 | 14.8516 | 19 | 4 | - | 26 | 13 | 13
1302 | 14.863 | 19 | 4 | - | 26 | 13 | 13
1303 | 14.8744 | 19 | 4 | - | 26 | 13 | 13
1304 | 14.8858 | 19 | 4 | - | 26 | 13 | 13
1305 | 14.8973 | 19 | 4 | - | 26 | 13 | 13
1306 | 14.9087 | 19 | 4 | - | 26 | 13 | 13
1307 | 14.9201 | 19 | 4 | - | 26 | 13 | 13
1308 | 14.9315 | 19 | 4 | - | 26 | 13 | 13
1309 | 14.9429 | 19 | 4 | - | 26 | 13 | 13
1310 | 14.9543 | 19 | 4 | - | 26 | 13 | 13
1311 | 14.9658 | 19 | 4 | - | 26 | 13 | 13
1312 | 14.9772 | 19 | 4 | - | 26 | 13 | 13
1313 | 14.9886 | 19 | 4 | - | 26 | 13 | 13
1314 | 15 | 19 | 4 | - | 26 | 13 | 13
1315 | 15.0114 | 19 | 4 | - | 26 | 13 | 13
1316 | 15.0228 | 19 | 4 | - | 26 | 13 | 13
1317 | 15.0342 | 19 | 4 | - | 26 | 13 | 13
1318 | 15.0457 | 19 | 4 | - | 26 | 13 | 13
1319 | 15.0571 | 19 | 4 | - | 26 | 13 | 13
1320 | 15.0685 | 19 | 4 | - | 26 | 13 | 13
1321 | 15.0799 | 19 | 4 | - | 26 | 13 | 13
1322 | 15.0913 | 19 | 4 | - | 26 | 13 | 13
1323 | 15.1027 | 19 | 4 | - | 26 | 13 | 13
1324 | 15.1142 | 19 | 4 | - | 26 | 13 | 13
1325 | 15.1256 | 19 | 4 | - | 26 | 13 | 13
1326 | 15.137 | 19 | 4 | - | 26 | 13 | 13
1327 | 15.1484 | 19 | 4 | - | 26 | 13 | 13
1328 | 15.1598 | 19 | 4 | - | 26 | 13 | 13
1329 | 15.1712 | 19 | 4 | - | 26 | 13 | 13
1330 | 15.1826 | 19 | 4 | - | 26 | 13 | 13
1331 | 15.1941 | 19 | 4 | - | 26 | 13 | 13
1332 | 15.2055 | 19 | 4 | - | 26 | 13 | 13
1333 | 15.2169 | 19 | 4 | - | 26 | 13 | 13
1334 | 15.2283 | 19 | 4 | - | 26 | 13 | 13
1335 | 15.2397 | 19 | 4 | - | 26 | 13 | 13
1336 | 15.2511 | 19 | 4 | - | 26 | 13 | 13
1337 | 15.2626 | 19 | 4 | - | 26 | 13 | 13
1338 | 15.274 | 19 | 4 | - | 26 | 13 | 13
1339 | 15.2854 | 19 | 4 | - | 26 | 13 | 13
1340 | 15.2968 | 19 | 4 | - | 26 | 13 | 13
1341 | 15.3082 | 19 | 4 | - | 26 | 13 | 13
1342 | 15.3196 | 19 | 4 | - | 26 | 13 | 13
1343 | 15.3311 | 19 | 4 | - | 26 | 13 | 13
1344 | 15.3425 | 19 | 4 | - | 26 | 13 | 13
1345 | 15.3539 | 19 | 4 | - | 26 | 13 | 13
1346 | 15.3653 | 19 | 4 | - | 26 | 13 | 13
1347 | 15.3767 | 19 | 4 | - | 26 | 13 | 13
1348 | 15.3881 | 19 | 4 | - | 26 | 13 | 13
1349 | 15.3995 | 19 | 4 | - | 26 | 13 | 13
1350 | 15.411 | 19 | 4 | - | 26 | 13 | 13
1351 | 15.4224 | 19 | 4 | - | 26 | 13 | 13
1352 | 15.4338 | 19 | 4 | - | 26 | 13 | 13
1353 | 15.4452 | 19 | 4 | - | 26 | 13 | 13
1354 | 15.4566 | 19 | 4 | - | 26 | 13 | 13
1355 | 15.468 | 19 | 4 | - | 26 | 13 | 13
1356 | 15.4795 | 19 | 4 | - | 26 | 13 | 13
1357 | 15.4909 | 19 | 4 | - | 26 | 13 | 13
1358 | 15.5023 | 19 | 4 | - | 26 | 13 | 13
1359 | 15.5137 | 19 | 4 | - | 26 | 13 | 13
1360 | 15.5251 | 19 | 4 | - | 26 | 13 | 13
1361 | 15.5365 | 19 | 4 | - | 26 | 13 | 13
1362 | 15.5479 | 19 | 4 | - | 26 | 13 | 13
1363 | 15.5594 | 19 | 4 | - | 26 | 13 | 13
1364 | 15.5708 | 19 | 4 | - | 26 | 13 | 13
1365 | 15.5822 | 19 | 4 | - | 26 | 13 | 13
1366 | 15.5936 | 19 | 4 | - | 26 | 13 | 13
1367 | 15.605 | 19 | 4 | - | 26 | 13 | 13
1368 | 15.6164 | 19 | 4 | - | 26 | 13 | 13
1369 | 15.6279 | 19 | 4 | - | 26 | 13 | 13
1370 | 15.6393 | 19 | 4 | - | 26 | 13 | 13
1371 | 15.6507 | 19 | 4 | - | 26 | 13 | 13
1372 | 15.6621 | 19 | 4 | - | 26 | 13 | 13
1373 | 15.6735 | 19 | 4 | - | 26 | 13 | 13
1374 | 15.6849 | 19 | 4 | - | 26 | 13 | 13
1375 | 15.6963 | 19 | 4 | - | 26 | 13 | 13
1376 | 15.7078 | 19 | 4 | - | 26 | 13 | 13
1377 | 15.7192 | 19 | 4 | - | 26 | 13 | 13
1378 | 15.7306 | 19 | 4 | - | 26 | 13 | 13
1379 | 15.742 | 19 | 4 | - | 26 | 13 | 13
1380 | 15.7534 | 19 | 4 | - | 26 | 13 | 13
1381 | 15.7648 | 19 | 4 | - | 26 | 13 | 13
1382 | 15.7763 | 19 | 4 | - | 26 | 13 | 13
1383 | 15.7877 | 19 | 4 | - | 26 | 13 | 13
1384 | 15.7991 | 19 | 4 | - | 26 | 13 | 13
1385 | 15.8105 | 19 | 4 | - | 26 | 13 | 13
1386 | 15.8219 | 19 | 4 | - | 26 | 13 | 13
1387 | 15.8333 | 19 | 4 | - | 26 | 13 | 13
1388 | 15.8447 | 19 | 4 | - | 26 | 13 | 13
1389 | 15.8562 | 19 | 4 | - | 26 | 13 | 13
1390 | 15.8676 | 19 | 4 | - | 26 | 13 | 13
1391 | 15.879 | 19 | 4 | - | 26 | 13 | 13
1392 | 15.8904 | 19 | 4 | - | 26 | 13 | 13
1393 | 15.9018 | 19 | 4 | - | 26 | 13 | 13
1394 | 15.9132 | 19 | 4 | - | 26 | 13 | 13
1395 | 15.9247 | 19 | 4 | - | 26 | 13 | 13
1396 | 15.9361 | 19 | 4 | - | 26 | 13 | 13
1397 | 15.9475 | 19 | 4 | - | 26 | 13 | 13
1398 | 15.9589 | 19 | 4 | - | 26 | 13 | 13
1399 | 15.9703 | 19 | 4 | - | 26 | 13 | 13
1400 | 15.9817 | 19 | 4 | - | 26 | 13 | 13
1401 | 15.9932 | 19 | 4 | - | 26 | 13 | 13
1402 | 16.0046 | 19 | 4 | - | 26 | 13 | 13
1403 | 16.016 | 19 | 4 | - | 26 | 13 | 13
1404 | 16.0274 | 19 | 4 | - | 26 | 13 | 13
1405 | 16.0388 | 19 | 4 | - | 26 | 13 | 13
1406 | 16.0502 | 19 | 4 | - | 26 | 13 | 13
1407 | 16.0616 | 19 | 4 | - | 26 | 13 | 13
1408 | 16.0731 | 19 | 4 | - | 26 | 13 | 13
1409 | 16.0845 | 19 | 4 | - | 26 | 13 | 13
1410 | 16.0959 | 19 | 4 | - | 26 | 13 | 13
1411 | 16.1073 | 19 | 4 | - | 26 | 13 | 13
1412 | 16.1187 | 19 | 4 | - | 26 | 13 | 13
1413 | 16.1301 | 19 | 4 | - | 26 | 13 | 13
1414 | 16.1416 | 19 | 4 | - | 26 | 13 | 13
1415 | 16.153 | 19 | 4 | - | 26 | 13 | 13
1416 | 16.1644 | 19 | 4 | - | 26 | 13 | 13
1417 | 16.1758 | 19 | 4 | - | 26 | 13 | 13
1418 | 16.1872 | 19 | 4 | - | 26 | 13 | 13
1419 | 16.1986 | 19 | 4 | - | 26 | 13 | 13
1420 | 16.21 | 19 | 4 | - | 26 | 13 | 13
1421 | 16.2215 | 19 | 4 | - | 26 | 13 | 13
1422 | 16.2329 | 19 | 4 | - | 26 | 13 | 13
1423 | 16.2443 | 19 | 4 | - | 26 | 13 | 13
1424 | 16.2557 | 19 | 4 | - | 26 | 13 | 13
1425 | 16.2671 | 19 | 4 | - | 26 | 13 | 13
1426 | 16.2785 | 19 | 4 | - | 26 | 13 | 13
1427 | 16.29 | 19 | 4 | - | 26 | 13 | 13
1428 | 16.3014 | 19 | 4 | - | 26 | 13 | 13
1429 | 16.3128 | 19 | 4 | - | 26 | 13 | 13
1430 | 16.3242 | 19 | 4 | - | 26 | 13 | 13
1431 | 16.3356 | 19 | 4 | - | 26 | 13 | 13
1432 | 16.347 | 19 | 4 | - | 26 | 13 | 13
1433 | 16.3584 | 19 | 4 | - | 26 | 13 | 13
1434 | 16.3699 | 19 | 4 | - | 26 | 13 | 13
1435 | 16.3813 | 19 | 4 | - | 26 | 13 | 13
1436 | 16.3927 | 19 | 4 | - | 26 | 13 | 13
1437 | 16.4041 | 19 | 4 | - | 26 | 13 | 13
1438 | 16.4155 | 19 | 4 | - | 26 | 13 | 13
1439 | 16.4269 | 19 | 4 | - | 26 | 13 | 13
1440 | 16.4384 | 19 | 4 | - | 26 | 13 | 13
1441 | 16.4498 | 19 | 4 | - | 26 | 13 | 13
1442 | 16.4612 | 19 | 4 | - | 26 | 13 | 13
1443 | 16.4726 | 19 | 4 | - | 26 | 13 | 13
1444 | 16.484 | 19 | 4 | - | 26 | 13 | 13
1445 | 16.4954 | 19 | 4 | - | 26 | 13 | 13
1446 | 16.5068 | 19 | 4 | - | 26 | 13 | 13
1447 | 16.5183 | 19 | 4 | - | 26 | 13 | 13
1448 | 16.5297 | 19 | 4 | - | 26 | 13 | 13
1449 | 16.5411 | 19 | 4 | - | 26 | 13 | 13
1450 | 16.5525 | 19 | 4 | - | 26 | 13 | 13
1451 | 16.5639 | 19 | 4 | - | 26 | 13 | 13
1452 | 16.5753 | 19 | 4 | - | 26 | 13 | 13
1453 | 16.5868 | 19 | 4 | - | 26 | 13 | 13
1454 | 16.5982 | 19 | 4 | - | 26 | 13 | 13
1455 | 16.6096 | 19 | 4 | - | 26 | 13 | 13
1456 | 16.621 | 19 | 4 | - | 26 | 13 | 13
1457 | 16.6324 | 19 | 4 | - | 26 | 13 | 13
1458 | 16.6438 | 19 | 4 | - | 26 | 13 | 13
1459 | 16.6553 | 19 | 4 | - | 26 | 13 | 13
1460 | 16.6667 | 19 | 4 | - | 26 | 13 | 13
1461 | 16.6781 | 19 | 4 | - | 26 | 13 | 13
1462 | 16.6895 | 19 | 4 | - | 26 | 13 | 13
1463 | 16.7009 | 19 | 4 | - | 26 | 13 | 13
1464 | 16.7123 | 19 | 4 | - | 26 | 13 | 13
1465 | 16.7237 | 19 | 4 | - | 26 | 13 | 13
1466 | 16.7352 | 19 | 4 | - | 26 | 13 | 13
1467 | 16.7466 | 19 | 4 | - | 26 | 13 | 13
1468 | 16.758 | 19 | 4 | - | 26 | 13 | 13
1469 | 16.7694 | 19 | 4 | - | 26 | 13 | 13
1470 | 16.7808 | 19 | 4 | - | 26 | 13 | 13
1471 | 16.7922 | 19 | 4 | - | 26 | 13 | 13
1472 | 16.8037 | 19 | 4 | - | 26 | 13 | 13
1473 | 16.8151 | 19 | 4 | - | 26 | 13 | 13
1474 | 16.8265 | 19 | 4 | - | 26 | 13 | 13
1475 | 16.8379 | 19 | 4 | - | 26 | 13 | 13
1476 | 16.8493 | 19 | 4 | - | 26 | 13 | 13
1477 | 16.8607 | 19 | 4 | - | 26 | 13 | 13
1478 | 16.8721 | 19 | 4 | - | 26 | 13 | 13
1479 | 16.8836 | 19 | 4 | - | 26 | 13 | 13
1480 | 16.895 | 19 | 4 | - | 26 | 13 | 13
1481 | 16.9064 | 19 | 4 | - | 26 | 13 | 13
1482 | 16.9178 | 19 | 4 | - | 26 | 13 | 13
1483 | 16.9292 | 19 | 4 | - | 26 | 13 | 13
1484 | 16.9406 | 19 | 4 | - | 26 | 13 | 13
1485 | 16.9521 | 19 | 4 | - | 26 | 13 | 13
1486 | 16.9635 | 19 | 4 | - | 26 | 13 | 13
1487 | 16.9749 | 19 | 4 | - | 26 | 13 | 13
1488 | 16.9863 | 19 | 4 | - | 26 | 13 | 13
1489 | 16.9977 | 19 | 4 | - | 26 | 13 | 13
1490 | 17.0091 | 19 | 4 | - | 26 | 13 | 13
1491 | 17.0205 | 19 | 4 | - | 26 | 13 | 13
1492 | 17.032 | 19 | 4 | - | 26 | 13 | 13
1493 | 17.0434 | 19 | 4 | - | 26 | 13 | 13
1494 | 17.0548 | 19 | 4 | - | 26 | 13 | 13
1495 | 17.0662 | 19 | 4 | - | 26 | 13 | 13
1496 | 17.0776 | 19 | 4 | - | 26 | 13 | 13
1497 | 17.089 | 19 | 4 | - | 26 | 13 | 13
1498 | 17.1005 | 19 | 4 | - | 26 | 13 | 13
1499 | 17.1119 | 19 | 4 | - | 26 | 13 | 13
1500 | 17.1233 | 19 | 4 | - | 26 | 13 | 13
1501 | 17.1347 | 19 | 4 | - | 26 | 13 | 13
1502 | 17.1461 | 19 | 4 | - | 26 | 13 | 13
1503 | 17.1575 | 19 | 4 | - | 26 | 13 | 13
1504 | 17.1689 | 19 | 4 | - | 26 | 13 | 13
1505 | 17.1804 | 19 | 4 | - | 26 | 13 | 12
1506 | 17.1918 | 19 | 4 | - | 26 | 13 | 12
1507 | 17.2032 | 19 | 4 | - | 26 | 13 | 12
1508 | 17.2146 | 19 | 4 | - | 26 | 13 | 12
1509 | 17.226 | 19 | 4 | - | 26 | 13 | 12
1510 | 17.2374 | 19 | 4 | - | 26 | 13 | 12
1511 | 17.2489 | 19 | 4 | - | 26 | 13 | 12
1512 | 17.2603 | 19 | 4 | - | 26 | 13 | 12
1513 | 17.2717 | 19 | 4 | - | 26 | 13 | 12
1514 | 17.2831 | 19 | 4 | - | 26 | 13 | 12
1515 | 17.2945 | 19 | 4 | - | 26 | 13 | 12
1516 | 17.3059 | 19 | 4 | - | 26 | 13 | 12
1517 | 17.3174 | 19 | 4 | - | 26 | 13 | 12
1518 | 17.3288 | 19 | 4 | - | 26 | 13 | 12
1519 | 17.3402 | 19 | 4 | - | 26 | 13 | 12
1520 | 17.3516 | 19 | 4 | - | 26 | 13 | 12
1521 | 17.363 | 19 | 4 | - | 26 | 13 | 12
1522 | 17.3744 | 19 | 4 | - | 26 | 13 | 12
1523 | 17.3858 | 19 | 4 | - | 26 | 13 | 12
1524 | 17.3973 | 19 | 4 | - | 26 | 13 | 12
1525 | 17.4087 | 19 | 4 | - | 26 | 13 | 12
1526 | 17.4201 | 19 | 4 | - | 26 | 13 | 12
1527 | 17.4315 | 19 | 4 | - | 26 | 13 | 12
1528 | 17.4429 | 19 | 4 | - | 26 | 13 | 12
1529 | 17.4543 | 19 | 4 | - | 26 | 13 | 12
1530 | 17.4658 | 19 | 4 | - | 26 | 13 | 12
1531 | 17.4772 | 19 | 4 | - | 26 | 13 | 12
1532 | 17.4886 | 19 | 4 | - | 26 | 13 | 12
1533 | 17.5 | 19 | 4 | - | 26 | 13 | 12
1534 | 17.5114 | 19 | 4 | - | 26 | 13 | 12
1535 | 17.5228 | 19 | 4 | - | 26 | 13 | 12
1536 | 17.5342 | 19 | 4 | - | 26 | 13 | 12
1537 | 17.5457 | 19 | 4 | - | 26 | 13 | 12
1538 | 17.5571 | 19 | 4 | - | 26 | 13 | 12
1539 | 17.5685 | 19 | 4 | - | 26 | 13 | 12
1540 | 17.5799 | 19 | 4 | - | 26 | 13 | 12
1541 | 17.5913 | 19 | 4 | - | 26 | 13 | 12
1542 | 17.6027 | 19 | 4 | - | 26 | 13 | 12
1543 | 17.6142 | 19 | 4 | - | 26 | 13 | 12
1544 | 17.6256 | 19 | 4 | - | 26 | 13 | 12
1545 | 17.637 | 19 | 4 | - | 26 | 13 | 12
1546 | 17.6484 | 19 | 4 | - | 26 | 13 | 12
1547 | 17.6598 | 19 | 4 | - | 26 | 13 | 12
1548 | 17.6712 | 19 | 4 | - | 26 | 13 | 12
1549 | 17.6826 | 19 | 4 | - | 26 | 13 | 12
1550 | 17.6941 | 19 | 4 | - | 26 | 13 | 12
1551 | 17.7055 | 19 | 4 | - | 26 | 13 | 12
1552 | 17.7169 | 19 | 4 | - | 26 | 13 | 12
1553 | 17.7283 | 19 | 4 | - | 26 | 13 | 12
1554 | 17.7397 | 19 | 4 | - | 26 | 13 | 12
1555 | 17.7511 | 19 | 4 | - | 26 | 13 | 12
1556 | 17.7626 | 19 | 4 | - | 26 | 13 | 12
1557 | 17.774 | 19 | 4 | - | 26 | 13 | 12
1558 | 17.7854 | 19 | 4 | - | 26 | 13 | 12
1559 | 17.7968 | 19 | 4 | - | 26 | 13 | 12
1560 | 17.8082 | 19 | 4 | - | 26 | 13 | 12
1561 | 17.8196 | 19 | 4 | - | 26 | 13 | 12
1562 | 17.8311 | 19 | 4 | - | 26 | 13 | 12
1563 | 17.8425 | 19 | 4 | - | 26 | 13 | 12
1564 | 17.8539 | 19 | 4 | - | 26 | 13 | 12
1565 | 17.8653 | 19 | 4 | - | 26 | 13 | 12
1566 | 17.8767 | 19 | 4 | - | 26 | 13 | 12
1567 | 17.8881 | 19 | 4 | - | 26 | 13 | 12
1568 | 17.8995 | 19 | 4 | - | 26 | 13 | 12
1569 | 17.911 | 19 | 4 | - | 26 | 13 | 12
1570 | 17.9224 | 19 | 4 | - | 26 | 13 | 12
1571 | 17.9338 | 19 | 4 | - | 26 | 13 | 12
1572 | 17.9452 | 19 | 4 | - | 26 | 13 | 12
1573 | 17.9566 | 19 | 4 | - | 26 | 13 | 12
1574 | 17.968 | 19 | 4 | - | 26 | 13 | 12
1575 | 17.9795 | 19 | 4 | - | 26 | 13 | 12
1576 | 17.9909 | 19 | 4 | - | 26 | 13 | 12
1577 | 18.0023 | 19 | 4 | - | 26 | 13 | 12
1578 | 18.0137 | 19 | 4 | - | 26 | 13 | 12
1579 | 18.0251 | 19 | 4 | - | 26 | 13 | 12
1580 | 18.0365 | 19 | 4 | - | 26 | 13 | 12
1581 | 18.0479 | 19 | 4 | - | 26 | 13 | 12
1582 | 18.0594 | 19 | 4 | - | 26 | 13 | 12
1583 | 18.0708 | 19 | 4 | - | 26 | 13 | 12
1584 | 18.0822 | 19 | 4 | - | 26 | 13 | 12
1585 | 18.0936 | 19 | 4 | - | 26 | 13 | 12
1586 | 18.105 | 19 | 4 | - | 26 | 13 | 12
1587 | 18.1164 | 19 | 4 | - | 26 | 13 | 12
1588 | 18.1279 | 19 | 4 | - | 26 | 13 | 12
1589 | 18.1393 | 19 | 4 | - | 26 | 13 | 12
1590 | 18.1507 | 19 | 4 | - | 26 | 13 | 12
1591 | 18.1621 | 19 | 4 | - | 26 | 13 | 12
1592 | 18.1735 | 19 | 4 | - | 26 | 13 | 12
1593 | 18.1849 | 19 | 4 | - | 26 | 13 | 12
1594 | 18.1963 | 19 | 4 | - | 26 | 13 | 12
1595 | 18.2078 | 19 | 4 | - | 26 | 13 | 12
1596 | 18.2192 | 19 | 4 | - | 26 | 13 | 12
1597 | 18.2306 | 19 | 4 | - | 26 | 13 | 12
1598 | 18.242 | 19 | 4 | - | 26 | 13 | 12
1599 | 18.2534 | 19 | 4 | - | 26 | 13 | 12
1600 | 18.2648 | 19 | 4 | - | 26 | 13 | 12
1601 | 18.2763 | 19 | 4 | - | 26 | 13 | 12
1602 | 18.2877 | 19 | 4 | - | 26 | 13 | 12
1603 | 18.2991 | 19 | 4 | - | 26 | 13 | 12
1604 | 18.3105 | 19 | 4 | - | 26 | 13 | 12
1605 | 18.3219 | 19 | 4 | - | 26 | 13 | 12
1606 | 18.3333 | 19 | 4 | - | 26 | 13 | 12
1607 | 18.3447 | 19 | 4 | - | 26 | 12 | 12
1608 | 18.3562 | 19 | 4 | - | 26 | 12 | 12
1609 | 18.3676 | 19 | 4 | - | 26 | 12 | 12
1610 | 18.379 | 19 | 4 | - | 26 | 12 | 12
1611 | 18.3904 | 19 | 4 | - | 26 | 12 | 12
1612 | 18.4018 | 19 | 4 | - | 26 | 12 | 12
1613 | 18.4132 | 19 | 4 | - | 26 | 12 | 12
1614 | 18.4247 | 19 | 4 | - | 26 | 12 | 12
1615 | 18.4361 | 19 | 4 | - | 26 | 12 | 12
1616 | 18.4475 | 19 | 4 | - | 26 | 12 | 12
1617 | 18.4589 | 19 | 4 | - | 26 | 12 | 12
1618 | 18.4703 | 19 | 4 | - | 26 | 12 | 12
1619 | 18.4817 | 19 | 4 | - | 26 | 12 | 12
1620 | 18.4932 | 19 | 4 | - | 26 | 12 | 12
1621 | 18.5046 | 19 | 4 | - | 26 | 12 | 12
1622 | 18.516 | 19 | 4 | - | 26 | 12 | 12
1623 | 18.5274 | 19 | 4 | - | 26 | 12 | 12
1624 | 18.5388 | 19 | 4 | - | 26 | 12 | 12
1625 | 18.5502 | 19 | 4 | - | 26 | 12 | 12
1626 | 18.5616 | 19 | 4 | - | 26 | 12 | 12
1627 | 18.5731 | 19 | 4 | - | 26 | 12 | 12
1628 | 18.5845 | 19 | 4 | - | 26 | 12 | 12
1629 | 18.5959 | 19 | 4 | - | 26 | 12 | 12
1630 | 18.6073 | 19 | 4 | - | 26 | 12 | 12
1631 | 18.6187 | 19 | 4 | - | 26 | 12 | 12
1632 | 18.6301 | 19 | 4 | - | 26 | 12 | 12
1633 | 18.6416 | 19 | 4 | - | 26 | 12 | 12
1634 | 18.653 | 19 | 4 | - | 26 | 12 | 12
1635 | 18.6644 | 19 | 4 | - | 26 | 12 | 12
1636 | 18.6758 | 19 | 4 | - | 26 | 12 | 12
1637 | 18.6872 | 19 | 4 | - | 26 | 12 | 12
1638 | 18.6986 | 19 | 4 | - | 26 | 12 | 12
1639 | 18.71 | 19 | 4 | - | 26 | 12 | 12
1640 | 18.7215 | 19 | 4 | - | 26 | 12 | 12
1641 | 18.7329 | 19 | 4 | - | 26 | 12 | 12
1642 | 18.7443 | 19 | 4 | - | 26 | 12 | 12
1643 | 18.7557 | 19 | 4 | - | 26 | 12 | 12
1644 | 18.7671 | 19 | 4 | - | 26 | 12 | 12
1645 | 18.7785 | 19 | 4 | - | 26 | 12 | 12
1646 | 18.79 | 19 | 4 | - | 26 | 12 | 12
1647 | 18.8014 | 19 | 4 | - | 26 | 12 | 12
1648 | 18.8128 | 19 | 4 | - | 26 | 12 | 12
1649 | 18.8242 | 19 | 4 | - | 26 | 12 | 12
1650 | 18.8356 | 19 | 4 | - | 26 | 12 | 12
1651 | 18.847 | 19 | 4 | - | 26 | 12 | 12
1652 | 18.8584 | 19 | 4 | - | 26 | 12 | 12
1653 | 18.8699 | 19 | 4 | - | 26 | 12 | 12
1654 | 18.8813 | 19 | 4 | - | 26 | 12 | 12
1655 | 18.8927 | 19 | 4 | - | 26 | 12 | 12
1656 | 18.9041 | 19 | 4 | - | 26 | 12 | 12
1657 | 18.9155 | 19 | 4 | - | 26 | 12 | 12
1658 | 18.9269 | 19 | 4 | - | 26 | 12 | 12
1659 | 18.9384 | 19 | 4 | - | 26 | 12 | 12
1660 | 18.9498 | 19 | 4 | - | 26 | 12 | 12
1661 | 18.9612 | 19 | 4 | - | 26 | 12 | 12
1662 | 18.9726 | 19 | 4 | - | 26 | 12 | 12
1663 | 18.984 | 19 | 4 | - | 26 | 12 | 12
1664 | 18.9954 | 19 | 4 | - | 26 | 12 | 12
1665 | 19.0068 | 19 | 4 | - | 26 | 12 | 12
1666 | 19.0183 | 19 | 4 | - | 26 | 12 | 12
1667 | 19.0297 | 19 | 4 | - | 26 | 12 | 12
1668 | 19.0411 | 19 | 4 | - | 26 | 12 | 12
1669 | 19.0525 | 19 | 4 | - | 26 | 12 | 12
1670 | 19.0639 | 19 | 4 | - | 26 | 12 | 12
1671 | 19.0753 | 19 | 4 | - | 26 | 12 | 12
1672 | 19.0868 | 19 | 4 | - | 26 | 12 | 12
1673 | 19.0982 | 19 | 4 | - | 26 | 12 | 12
1674 | 19.1096 | 19 | 4 | - | 26 | 12 | 12
1675 | 19.121 | 19 | 4 | - | 26 | 12 | 12
1676 | 19.1324 | 19 | 4 | - | 26 | 12 | 12
1677 | 19.1438 | 19 | 4 | - | 26 | 12 | 12
1678 | 19.1553 | 19 | 4 | - | 26 | 12 | 12
1679 | 19.1667 | 19 | 4 | - | 26 | 12 | 12
1680 | 19.1781 | 19 | 4 | - | 26 | 12 | 12
1681 | 19.1895 | 19 | 4 | - | 26 | 12 | 12
1682 | 19.2009 | 19 | 4 | - | 26 | 12 | 12
1683 | 19.2123 | 19 | 4 | - | 26 | 12 | 12
1684 | 19.2237 | 19 | 4 | - | 26 | 12 | 12
1685 | 19.2352 | 19 | 4 | - | 26 | 12 | 12
1686 | 19.2466 | 19 | 4 | - | 26 | 12 | 12
1687 | 19.258 | 19 | 4 | - | 26 | 12 | 12
1688 | 19.2694 | 19 | 4 | - | 26 | 12 | 12
1689 | 19.2808 | 19 | 4 | - | 26 | 12 | 12
1690 | 19.2922 | 19 | 4 | - | 26 | 12 | 12
1691 | 19.3037 | 19 | 4 | - | 26 | 12 | 12
1692 | 19.3151 | 19 | 4 | - | 26 | 12 | 12
1693 | 19.3265 | 19 | 4 | - | 26 | 12 | 12
1694 | 19.3379 | 19 | 4 | - | 26 | 12 | 12
1695 | 19.3493 | 19 | 4 | - | 26 | 12 | 12
1696 | 19.3607 | 19 | 4 | - | 26 | 12 | 12
1697 | 19.3721 | 19 | 4 | - | 26 | 12 | 12
1698 | 19.3836 | 19 | 4 | - | 26 | 12 | 12
1699 | 19.395 | 19 | 4 | - | 26 | 12 | 12
1700 | 19.4064 | 19 | 4 | - | 26 | 12 | 12
1701 | 19.4178 | 19 | 4 | - | 26 | 12 | 12
1702 | 19.4292 | 19 | 4 | - | 26 | 12 | 12
1703 | 19.4406 | 19 | 4 | - | 26 | 12 | 12
1704 | 19.4521 | 19 | 4 | - | 26 | 12 | 12
1705 | 19.4635 | 19 | 4 | - | 26 | 12 | 12
1706 | 19.4749 | 19 | 4 | - | 26 | 12 | 12
1707 | 19.4863 | 19 | 4 | - | 26 | 12 | 12
1708 | 19.4977 | 19 | 4 | - | 26 | 12 | 12
1709 | 19.5091 | 19 | 4 | - | 26 | 12 | 12
1710 | 19.5205 | 19 | 4 | - | 26 | 12 | 12
1711 | 19.532 | 19 | 4 | - | 26 | 12 | 12
1712 | 19.5434 | 19 | 4 | - | 26 | 12 | 12
1713 | 19.5548 | 19 | 4 | - | 26 | 12 | 12
1714 | 19.5662 | 19 | 4 | - | 26 | 12 | 12
1715 | 19.5776 | 19 | 4 | - | 26 | 12 | 12
1716 | 19.589 | 19 | 4 | - | 26 | 12 | 12
1717 | 19.6005 | 19 | 4 | - | 26 | 12 | 12
1718 | 19.6119 | 19 | 4 | - | 26 | 12 | 12
1719 | 19.6233 | 19 | 4 | - | 26 | 12 | 12
1720 | 19.6347 | 19 | 4 | - | 26 | 12 | 12
1721 | 19.6461 | 19 | 4 | - | 26 | 12 | 12
1722 | 19.6575 | 19 | 4 | - | 26 | 12 | 12
1723 | 19.6689 | 19 | 4 | - | 26 | 12 | 12
1724 | 19.6804 | 19 | 4 | - | 26 | 12 | 12
1725 | 19.6918 | 19 | 4 | - | 26 | 12 | 12
1726 | 19.7032 | 19 | 4 | - | 26 | 12 | 12
1727 | 19.7146 | 19 | 4 | - | 26 | 12 | 12
1728 | 19.726 | 19 | 4 | - | 26 | 12 | 12
1729 | 19.7374 | 19 | 4 | - | 26 | 12 | 12
1730 | 19.7489 | 19 | 4 | - | 26 | 12 | 12
1731 | 19.7603 | 19 | 4 | - | 26 | 12 | 12
1732 | 19.7717 | 19 | 4 | - | 26 | 12 | 12
1733 | 19.7831 | 19 | 4 | - | 26 | 12 | 12
1734 | 19.7945 | 19 | 4 | - | 26 | 12 | 12
1735 | 19.8059 | 19 | 4 | - | 26 | 12 | 12
1736 | 19.8174 | 19 | 4 | - | 26 | 12 | 12
1737 | 19.8288 | 19 | 4 | - | 26 | 12 | 12
1738 | 19.8402 | 19 | 4 | - | 26 | 12 | 12
1739 | 19.8516 | 19 | 4 | - | 26 | 12 | 12
1740 | 19.863 | 19 | 4 | - | 26 | 12 | 12
1741 | 19.8744 | 19 | 4 | - | 26 | 12 | 12
1742 | 19.8858 | 19 | 4 | - | 26 | 12 | 12
1743 | 19.8973 | 19 | 4 | - | 26 | 12 | 12
1744 | 19.9087 | 19 | 4 | - | 26 | 12 | 12
1745 | 19.9201 | 19 | 4 | - | 26 | 12 | 12
1746 | 19.9315 | 19 | 4 | - | 25 | 12 | 12
1747 | 19.9429 | 19 | 4 | - | 25 | 12 | 12
1748 | 19.9543 | 19 | 4 | - | 25 | 12 | 12
1749 | 19.9658 | 19 | 4 | - | 25 | 12 | 12
1750 | 19.9772 | 19 | 4 | - | 25 | 12 | 12
1751 | 19.9886 | 19 | 4 | - | 25 | 12 | 12
1752 | 20 | 19 | 4 | - | 25 | 12 | 12
1753 | 20.0114 | 19 | 4 | - | 25 | 12 | 12
1754 | 20.0228 | 19 | 4 | - | 25 | 12 | 12
1755 | 20.0342 | 19 | 4 | - | 25 | 12 | 12
1756 | 20.0457 | 19 | 4 | - | 25 | 12 | 12
1757 | 20.0571 | 19 | 4 | - | 25 | 12 | 12
1758 | 20.0685 | 19 | 4 | - | 25 | 12 | 12
1759 | 20.0799 | 19 | 4 | - | 25 | 12 | 12
1760 | 20.0913 | 19 | 4 | - | 25 | 12 | 12
1761 | 20.1027 | 19 | 4 | - | 25 | 12 | 12
1762 | 20.1142 | 19 | 4 | - | 25 | 12 | 12
1763 | 20.1256 | 19 | 4 | - | 25 | 12 | 12
1764 | 20.137 | 19 | 4 | - | 25 | 12 | 12
1765 | 20.1484 | 19 | 4 | - | 25 | 12 | 12
1766 | 20.1598 | 19 | 4 | - | 25 | 12 | 12
1767 | 20.1712 | 19 | 4 | - | 25 | 12 | 12
1768 | 20.1826 | 19 | 4 | - | 25 | 12 | 12
1769 | 20.1941 | 19 | 4 | - | 25 | 12 | 12
1770 | 20.2055 | 19 | 4 | - | 25 | 12 | 12
1771 | 20.2169 | 19 | 4 | - | 25 | 12 | 12
1772 | 20.2283 | 19 | 4 | - | 25 | 12 | 12
1773 | 20.2397 | 19 | 4 | - | 25 | 12 | 12
1774 | 20.2511 | 19 | 4 | - | 25 | 12 | 12
1775 | 20.2626 | 19 | 4 | - | 25 | 12 | 12
1776 | 20.274 | 19 | 4 | - | 25 | 12 | 12
1777 | 20.2854 | 19 | 4 | - | 25 | 12 | 12
1778 | 20.2968 | 19 | 4 | - | 25 | 12 | 12
1779 | 20.3082 | 19 | 4 | - | 25 | 12 | 12
1780 | 20.3196 | 19 | 4 | - | 25 | 12 | 12
1781 | 20.3311 | 19 | 4 | - | 25 | 12 | 12
1782 | 20.3425 | 19 | 4 | - | 25 | 12 | 12
1783 | 20.3539 | 19 | 4 | - | 25 | 12 | 12
1784 | 20.3653 | 19 | 4 | - | 25 | 12 | 12
1785 | 20.3767 | 19 | 4 | - | 25 | 12 | 12
1786 | 20.3881 | 19 | 4 | - | 25 | 12 | 12
1787 | 20.3995 | 19 | 4 | - | 25 | 12 | 12
1788 | 20.411 | 19 | 4 | - | 25 | 12 | 12
1789 | 20.4224 | 19 | 4 | - | 25 | 12 | 12
1790 | 20.4338 | 19 | 4 | - | 25 | 12 | 12
1791 | 20.4452 | 19 | 4 | - | 25 | 12 | 12
1792 | 20.4566 | 19 | 4 | - | 25 | 12 | 12
1793 | 20.468 | 19 | 4 | - | 25 | 12 | 12
1794 | 20.4795 | 19 | 4 | - | 25 | 12 | 12
1795 | 20.4909 | 19 | 4 | - | 25 | 12 | 12
1796 | 20.5023 | 19 | 4 | - | 25 | 12 | 12
1797 | 20.5137 | 19 | 4 | - | 25 | 12 | 12
1798 | 20.5251 | 19 | 4 | - | 25 | 12 | 12
1799 | 20.5365 | 19 | 4 | - | 25 | 12 | 12
1800 | 20.5479 | 19 | 4 | - | 25 | 12 | 12
1801 | 20.5594 | 19 | 4 | - | 25 | 12 | 12
1802 | 20.5708 | 19 | 4 | - | 25 | 12 | 12
1803 | 20.5822 | 19 | 4 | - | 25 | 12 | 12
1804 | 20.5936 | 19 | 4 | - | 25 | 12 | 12
1805 | 20.605 | 19 | 4 | - | 25 | 12 | 12
1806 | 20.6164 | 19 | 4 | - | 25 | 12 | 12
1807 | 20.6279 | 19 | 4 | - | 25 | 12 | 12
1808 | 20.6393 | 19 | 4 | - | 25 | 12 | 12
1809 | 20.6507 | 19 | 4 | - | 25 | 12 | 12
1810 | 20.6621 | 19 | 4 | - | 25 | 12 | 12
1811 | 20.6735 | 19 | 4 | - | 25 | 12 | 12
1812 | 20.6849 | 19 | 4 | - | 25 | 12 | 12
1813 | 20.6963 | 19 | 4 | - | 25 | 12 | 12
1814 | 20.7078 | 19 | 4 | - | 25 | 12 | 12
1815 | 20.7192 | 19 | 4 | - | 25 | 12 | 12
1816 | 20.7306 | 19 | 4 | - | 25 | 12 | 12
1817 | 20.742 | 19 | 4 | - | 25 | 12 | 12
1818 | 20.7534 | 19 | 4 | - | 25 | 12 | 12
1819 | 20.7648 | 19 | 4 | - | 25 | 12 | 12
1820 | 20.7763 | 19 | 4 | - | 25 | 12 | 12
1821 | 20.7877 | 19 | 4 | - | 25 | 12 | 12
1822 | 20.7991 | 19 | 4 | - | 25 | 12 | 12
1823 | 20.8105 | 19 | 4 | - | 25 | 12 | 12
1824 | 20.8219 | 19 | 4 | - | 25 | 12 | 12
1825 | 20.8333 | 19 | 4 | - | 25 | 12 | 12
1826 | 20.8447 | 19 | 4 | - | 25 | 12 | 12
1827 | 20.8562 | 19 | 4 | - | 25 | 12 | 12
1828 | 20.8676 | 19 | 4 | - | 25 | 12 | 12
1829 | 20.879 | 19 | 4 | - | 25 | 12 | 12
1830 | 20.8904 | 19 | 4 | - | 25 | 12 | 12
1831 | 20.9018 | 19 | 4 | - | 25 | 12 | 12
1832 | 20.9132 | 19 | 4 | - | 25 | 12 | 12
1833 | 20.9247 | 19 | 4 | - | 25 | 12 | 12
1834 | 20.9361 | 19 | 4 | - | 25 | 12 | 12
1835 | 20.9475 | 19 | 4 | - | 25 | 12 | 12
1836 | 20.9589 | 19 | 4 | - | 25 | 12 | 12
1837 | 20.9703 | 19 | 4 | - | 25 | 12 | 12
1838 | 20.9817 | 19 | 4 | - | 25 | 12 | 12
1839 | 20.9932 | 19 | 4 | - | 25 | 12 | 12
1840 | 21.0046 | 19 | 4 | - | 25 | 12 | 12
1841 | 21.016 | 19 | 4 | - | 25 | 12 | 12
1842 | 21.0274 | 19 | 4 | - | 25 | 12 | 12
1843 | 21.0388 | 19 | 4 | - | 25 | 12 | 12
1844 | 21.0502 | 19 | 4 | - | 25 | 12 | 12
1845 | 21.0616 | 19 | 4 | - | 25 | 12 | 12
1846 | 21.0731 | 19 | 4 | - | 25 | 12 | 12
1847 | 21.0845 | 19 | 4 | - | 25 | 12 | 12
1848 | 21.0959 | 19 | 4 | - | 25 | 12 | 12
1849 | 21.1073 | 19 | 4 | - | 25 | 12 | 12
1850 | 21.1187 | 19 | 4 | - | 25 | 12 | 12
1851 | 21.1301 | 19 | 4 | - | 25 | 12 | 12
1852 | 21.1416 | 19 | 4 | - | 25 | 12 | 12
1853 | 21.153 | 19 | 4 | - | 25 | 12 | 12
1854 | 21.1644 | 19 | 4 | - | 25 | 12 | 12
1855 | 21.1758 | 19 | 4 | - | 25 | 12 | 12
1856 | 21.1872 | 19 | 4 | - | 25 | 12 | 12
1857 | 21.1986 | 19 | 4 | - | 25 | 12 | 12
1858 | 21.21 | 19 | 4 | - | 25 | 12 | 12
1859 | 21.2215 | 19 | 4 | - | 25 | 12 | 12
1860 | 21.2329 | 19 | 4 | - | 25 | 12 | 12
1861 | 21.2443 | 19 | 4 | - | 25 | 12 | 12
1862 | 21.2557 | 19 | 4 | - | 25 | 12 | 12
1863 | 21.2671 | 19 | 4 | - | 25 | 12 | 12
1864 | 21.2785 | 19 | 4 | - | 25 | 12 | 12
1865 | 21.29 | 19 | 4 | - | 25 | 12 | 12
1866 | 21.3014 | 19 | 4 | - | 25 | 12 | 12
1867 | 21.3128 | 19 | 4 | - | 25 | 12 | 12
1868 | 21.3242 | 19 | 4 | - | 25 | 12 | 12
1869 | 21.3356 | 19 | 4 | - | 25 | 12 | 12
1870 | 21.347 | 19 | 4 | - | 25 | 12 | 12
1871 | 21.3584 | 19 | 4 | - | 25 | 12 | 12
1872 | 21.3699 | 19 | 4 | - | 25 | 12 | 12
1873 | 21.3813 | 19 | 4 | - | 25 | 12 | 12
1874 | 21.3927 | 19 | 4 | - | 25 | 12 | 12
1875 | 21.4041 | 19 | 4 | - | 25 | 12 | 12
1876 | 21.4155 | 19 | 4 | - | 25 | 12 | 12
1877 | 21.4269 | 19 | 4 | - | 25 | 12 | 12
1878 | 21.4384 | 19 | 4 | - | 25 | 12 | 12
1879 | 21.4498 | 19 | 4 | - | 25 | 12 | 12
1880 | 21.4612 | 19 | 4 | - | 25 | 12 | 12
1881 | 21.4726 | 19 | 4 | - | 25 | 12 | 12
1882 | 21.484 | 19 | 4 | - | 25 | 12 | 12
1883 | 21.4954 | 19 | 4 | - | 25 | 12 | 12
1884 | 21.5068 | 19 | 4 | - | 25 | 12 | 12
1885 | 21.5183 | 19 | 4 | - | 25 | 12 | 12
1886 | 21.5297 | 19 | 4 | - | 25 | 12 | 12
1887 | 21.5411 | 19 | 4 | - | 25 | 12 | 12
1888 | 21.5525 | 19 | 4 | - | 25 | 12 | 12
1889 | 21.5639 | 19 | 4 | - | 25 | 12 | 12
1890 | 21.5753 | 19 | 4 | - | 25 | 12 | 12
1891 | 21.5868 | 19 | 4 | - | 25 | 12 | 12
1892 | 21.5982 | 19 | 4 | - | 25 | 12 | 12
1893 | 21.6096 | 19 | 4 | - | 25 | 12 | 12
1894 | 21.621 | 19 | 4 | - | 25 | 12 | 12
1895 | 21.6324 | 19 | 4 | - | 25 | 12 | 12
1896 | 21.6438 | 19 | 4 | - | 25 | 12 | 12
1897 | 21.6553 | 19 | 4 | - | 25 | 12 | 12
1898 | 21.6667 | 19 | 4 | - | 25 | 12 | 12
1899 | 21.6781 | 19 | 4 | - | 25 | 12 | 12
1900 | 21.6895 | 19 | 4 | - | 25 | 12 | 12
1901 | 21.7009 | 19 | 4 | - | 25 | 12 | 12
1902 | 21.7123 | 19 | 4 | - | 25 | 12 | 12
1903 | 21.7237 | 19 | 4 | - | 25 | 12 | 12
1904 | 21.7352 | 19 | 4 | - | 25 | 12 | 12
1905 | 21.7466 | 19 | 4 | - | 25 | 12 | 12
1906 | 21.758 | 19 | 4 | - | 25 | 12 | 12
1907 | 21.7694 | 19 | 4 | - | 25 | 12 | 12
1908 | 21.7808 | 19 | 4 | - | 25 | 12 | 12
1909 | 21.7922 | 19 | 4 | - | 25 | 12 | 12
1910 | 21.8037 | 19 | 4 | - | 25 | 12 | 12
1911 | 21.8151 | 19 | 4 | - | 25 | 12 | 12
1912 | 21.8265 | 19 | 4 | - | 25 | 12 | 12
1913 | 21.8379 | 19 | 4 | - | 25 | 12 | 12
1914 | 21.8493 | 19 | 4 | - | 25 | 12 | 12
1915 | 21.8607 | 19 | 4 | - | 25 | 12 | 12
1916 | 21.8721 | 19 | 4 | - | 25 | 12 | 12
1917 | 21.8836 | 19 | 4 | - | 25 | 12 | 12
1918 | 21.895 | 19 | 4 | - | 25 | 12 | 12
1919 | 21.9064 | 19 | 4 | - | 25 | 12 | 12
1920 | 21.9178 | 19 | 4 | - | 25 | 12 | 12
1921 | 21.9292 | 19 | 4 | - | 25 | 12 | 12
1922 | 21.9406 | 19 | 4 | - | 25 | 12 | 12
1923 | 21.9521 | 19 | 4 | - | 25 | 12 | 12
1924 | 21.9635 | 19 | 4 | - | 25 | 12 | 12
1925 | 21.9749 | 19 | 4 | - | 25 | 12 | 12
1926 | 21.9863 | 19 | 4 | - | 25 | 12 | 12
1927 | 21.9977 | 19 | 4 | - | 25 | 12 | 12
1928 | 22.0091 | 19 | 4 | - | 25 | 12 | 12
1929 | 22.0205 | 19 | 4 | - | 25 | 12 | 12
1930 | 22.032 | 19 | 4 | - | 25 | 12 | 12
1931 | 22.0434 | 19 | 4 | - | 25 | 12 | 12
1932 | 22.0548 | 19 | 4 | - | 25 | 12 | 12
1933 | 22.0662 | 19 | 4 | - | 25 | 12 | 12
1934 | 22.0776 | 19 | 4 | - | 25 | 12 | 12
1935 | 22.089 | 19 | 4 | - | 25 | 12 | 12
1936 | 22.1005 | 19 | 4 | - | 25 | 12 | 12
1937 | 22.1119 | 19 | 4 | - | 25 | 12 | 12
1938 | 22.1233 | 19 | 4 | - | 25 | 12 | 12
1939 | 22.1347 | 19 | 4 | - | 25 | 12 | 12
1940 | 22.1461 | 19 | 4 | - | 25 | 12 | 12
1941 | 22.1575 | 19 | 4 | - | 25 | 12 | 12
1942 | 22.1689 | 19 | 4 | - | 25 | 12 | 12
1943 | 22.1804 | 19 | 4 | - | 25 | 12 | 12
1944 | 22.1918 | 19 | 4 | - | 25 | 12 | 12
1945 | 22.2032 | 19 | 4 | - | 25 | 12 | 12
1946 | 22.2146 | 19 | 4 | - | 25 | 12 | 12
1947 | 22.226 | 19 | 4 | - | 25 | 12 | 12
1948 | 22.2374 | 19 | 4 | - | 25 | 12 | 12
1949 | 22.2489 | 19 | 4 | - | 25 | 12 | 12
1950 | 22.2603 | 19 | 4 | - | 25 | 12 | 12
1951 | 22.2717 | 19 | 4 | - | 25 | 12 | 12
1952 | 22.2831 | 19 | 4 | - | 25 | 12 | 12
1953 | 22.2945 | 19 | 4 | - | 25 | 12 | 12
1954 | 22.3059 | 19 | 4 | - | 25 | 12 | 12
1955 | 22.3174 | 19 | 4 | - | 25 | 12 | 12
1956 | 22.3288 | 19 | 4 | - | 25 | 12 | 12
1957 | 22.3402 | 19 | 4 | - | 25 | 12 | 12
1958 | 22.3516 | 19 | 4 | - | 25 | 12 | 12
1959 | 22.363 | 19 | 4 | - | 25 | 12 | 12
1960 | 22.3744 | 19 | 4 | - | 25 | 12 | 12
1961 | 22.3858 | 19 | 4 | - | 25 | 12 | 12
1962 | 22.3973 | 19 | 4 | - | 25 | 12 | 12
1963 | 22.4087 | 19 | 4 | - | 25 | 12 | 12
1964 | 22.4201 | 19 | 4 | - | 25 | 12 | 12
1965 | 22.4315 | 19 | 4 | - | 25 | 12 | 12
1966 | 22.4429 | 19 | 4 | - | 25 | 12 | 12
1967 | 22.4543 | 19 | 4 | - | 25 | 12 | 12
1968 | 22.4658 | 19 | 4 | - | 25 | 12 | 12
1969 | 22.4772 | 19 | 4 | - | 25 | 12 | 12
1970 | 22.4886 | 19 | 4 | - | 25 | 12 | 12
1971 | 22.5 | 19 | 4 | - | 25 | 12 | 12
1972 | 22.5114 | 19 | 4 | - | 25 | 12 | 12
1973 | 22.5228 | 19 | 4 | - | 25 | 12 | 12
1974 | 22.5342 | 19 | 4 | - | 25 | 12 | 12
1975 | 22.5457 | 19 | 4 | - | 25 | 12 | 12
1976 | 22.5571 | 19 | 4 | - | 25 | 12 | 12
1977 | 22.5685 | 19 | 4 | - | 25 | 12 | 12
1978 | 22.5799 | 19 | 4 | - | 25 | 12 | 12
1979 | 22.5913 | 19 | 4 | - | 25 | 12 | 12
1980 | 22.6027 | 19 | 4 | - | 25 | 12 | 12
1981 | 22.6142 | 19 | 4 | - | 25 | 12 | 12
1982 | 22.6256 | 19 | 4 | - | 25 | 12 | 12
1983 | 22.637 | 19 | 4 | - | 25 | 12 | 12
1984 | 22.6484 | 19 | 4 | - | 25 | 12 | 12
1985 | 22.6598 | 19 | 4 | - | 25 | 12 | 12
1986 | 22.6712 | 19 | 4 | - | 25 | 12 | 12
1987 | 22.6826 | 19 | 4 | - | 25 | 12 | 12
1988 | 22.6941 | 19 | 4 | - | 25 | 12 | 12
1989 | 22.7055 | 19 | 4 | - | 25 | 12 | 12
1990 | 22.7169 | 19 | 4 | - | 25 | 12 | 12
1991 | 22.7283 | 19 | 4 | - | 25 | 12 | 12
1992 | 22.7397 | 19 | 4 | - | 25 | 12 | 12
1993 | 22.7511 | 19 | 4 | - | 25 | 12 | 12
1994 | 22.7626 | 19 | 4 | - | 25 | 12 | 12
1995 | 22.774 | 19 | 4 | - | 25 | 12 | 12
1996 | 22.7854 | 19 | 4 | - | 25 | 12 | 12
1997 | 22.7968 | 19 | 4 | - | 25 | 12 | 12
1998 | 22.8082 | 19 | 4 | - | 25 | 12 | 12
1999 | 22.8196 | 19 | 4 | - | 25 | 12 | 12
2000 | 22.8311 | 19 | 4 | - | 25 | 12 | 12
2001 | 22.8425 | 19 | 4 | - | 25 | 12 | 12
2002 | 22.8539 | 19 | 4 | - | 25 | 12 | 12
2003 | 22.8653 | 19 | 4 | - | 25 | 12 | 12
2004 | 22.8767 | 19 | 4 | - | 25 | 12 | 12
2005 | 22.8881 | 19 | 4 | - | 25 | 12 | 12
2006 | 22.8995 | 19 | 4 | - | 25 | 12 | 12
2007 | 22.911 | 19 | 4 | - | 25 | 12 | 12
2008 | 22.9224 | 19 | 4 | - | 25 | 12 | 12
2009 | 22.9338 | 19 | 4 | - | 25 | 12 | 12
2010 | 22.9452 | 19 | 4 | - | 25 | 12 | 12
2011 | 22.9566 | 19 | 4 | - | 25 | 12 | 12
2012 | 22.968 | 19 | 4 | - | 25 | 12 | 12
2013 | 22.9795 | 19 | 4 | - | 25 | 12 | 12
2014 | 22.9909 | 19 | 4 | - | 25 | 12 | 12
2015 | 23.0023 | 19 | 4 | - | 25 | 12 | 12
2016 | 23.0137 | 19 | 4 | - | 25 | 12 | 12
2017 | 23.0251 | 19 | 4 | - | 25 | 12 | 12
2018 | 23.0365 | 19 | 4 | - | 25 | 12 | 12
2019 | 23.0479 | 19 | 4 | - | 25 | 12 | 12
2020 | 23.0594 | 19 | 4 | - | 25 | 12 | 12
2021 | 23.0708 | 19 | 4 | - | 25 | 12 | 12
2022 | 23.0822 | 19 | 4 | - | 25 | 12 | 12
2023 | 23.0936 | 19 | 4 | - | 25 | 12 | 12
2024 | 23.105 | 19 | 4 | - | 25 | 12 | 12
2025 | 23.1164 | 19 | 4 | - | 25 | 12 | 12
2026 | 23.1279 | 19 | 4 | - | 25 | 12 | 12
2027 | 23.1393 | 19 | 4 | - | 25 | 12 | 12
2028 | 23.1507 | 19 | 4 | - | 25 | 12 | 12
2029 | 23.1621 | 19 | 4 | - | 25 | 12 | 12
2030 | 23.1735 | 19 | 4 | - | 25 | 12 | 12
2031 | 23.1849 | 19 | 4 | - | 25 | 12 | 12
2032 | 23.1963 | 19 | 4 | - | 25 | 12 | 12
2033 | 23.2078 | 19 | 4 | - | 25 | 12 | 12
2034 | 23.2192 | 19 | 4 | - | 25 | 12 | 12
2035 | 23.2306 | 19 | 4 | - | 25 | 12 | 12
2036 | 23.242 | 19 | 4 | - | 25 | 12 | 12
2037 | 23.2534 | 19 | 4 | - | 25 | 12 | 12
2038 | 23.2648 | 19 | 4 | - | 25 | 12 | 12
2039 | 23.2763 | 19 | 4 | - | 25 | 12 | 12
2040 | 23.2877 | 19 | 4 | - | 25 | 12 | 12
2041 | 23.2991 | 19 | 4 | - | 25 | 12 | 12
2042 | 23.3105 | 19 | 4 | - | 25 | 12 | 12
2043 | 23.3219 | 19 | 4 | - | 25 | 12 | 12
2044 | 23.3333 | 19 | 4 | - | 25 | 12 | 12
2045 | 23.3447 | 19 | 4 | - | 25 | 12 | 12
2046 | 23.3562 | 19 | 4 | - | 25 | 12 | 12
2047 | 23.3676 | 19 | 4 | - | 25 | 12 | 12
2048 | 23.379 | 19 | 4 | - | 25 | 12 | 12
2049 | 23.3904 | 19 | 4 | - | 25 | 12 | 12
2050 | 23.4018 | 19 | 4 | - | 25 | 12 | 12
2051 | 23.4132 | 19 | 4 | - | 25 | 12 | 12
2052 | 23.4247 | 19 | 4 | - | 25 | 12 | 12
2053 | 23.4361 | 19 | 4 | - | 25 | 12 | 12
2054 | 23.4475 | 19 | 4 | - | 25 | 12 | 12
2055 | 23.4589 | 19 | 4 | - | 25 | 12 | 12
2056 | 23.4703 | 19 | 4 | - | 25 | 12 | 12
2057 | 23.4817 | 19 | 4 | - | 25 | 12 | 12
2058 | 23.4932 | 19 | 4 | - | 25 | 12 | 12
2059 | 23.5046 | 19 | 4 | - | 25 | 12 | 12
2060 | 23.516 | 19 | 4 | - | 25 | 12 | 12
2061 | 23.5274 | 19 | 4 | - | 25 | 12 | 12
2062 | 23.5388 | 19 | 4 | - | 25 | 12 | 12
2063 | 23.5502 | 19 | 4 | - | 25 | 12 | 12
2064 | 23.5616 | 19 | 4 | - | 25 | 12 | 12
2065 | 23.5731 | 19 | 4 | - | 25 | 12 | 12
2066 | 23.5845 | 19 | 4 | - | 25 | 12 | 12
2067 | 23.5959 | 19 | 4 | - | 25 | 12 | 12
2068 | 23.6073 | 19 | 4 | - | 25 | 12 | 12
2069 | 23.6187 | 19 | 4 | - | 25 | 12 | 12
2070 | 23.6301 | 19 | 4 | - | 25 | 12 | 12
2071 | 23.6416 | 19 | 4 | - | 25 | 12 | 12
2072 | 23.653 | 19 | 4 | - | 25 | 12 | 12
2073 | 23.6644 | 19 | 4 | - | 25 | 12 | 12
2074 | 23.6758 | 19 | 4 | - | 25 | 12 | 12
2075 | 23.6872 | 19 | 4 | - | 25 | 12 | 12
2076 | 23.6986 | 19 | 4 | - | 25 | 12 | 12
2077 | 23.71 | 19 | 4 | - | 25 | 12 | 12
2078 | 23.7215 | 19 | 4 | - | 25 | 12 | 12
2079 | 23.7329 | 19 | 4 | - | 25 | 12 | 12
2080 | 23.7443 | 19 | 4 | - | 25 | 12 | 12
2081 | 23.7557 | 19 | 4 | - | 25 | 12 | 12
2082 | 23.7671 | 19 | 4 | - | 25 | 12 | 12
2083 | 23.7785 | 19 | 4 | - | 25 | 12 | 12
2084 | 23.79 | 19 | 4 | - | 25 | 12 | 12
2085 | 23.8014 | 19 | 4 | - | 25 | 12 | 12
2086 | 23.8128 | 19 | 4 | - | 25 | 12 | 12
2087 | 23.8242 | 19 | 4 | - | 25 | 12 | 12
2088 | 23.8356 | 19 | 4 | - | 25 | 12 | 12
2089 | 23.847 | 19 | 4 | - | 25 | 12 | 12
2090 | 23.8584 | 19 | 4 | - | 25 | 12 | 12
2091 | 23.8699 | 19 | 4 | - | 25 | 12 | 12
2092 | 23.8813 | 19 | 4 | - | 25 | 12 | 12
2093 | 23.8927 | 19 | 4 | - | 25 | 12 | 12
2094 | 23.9041 | 19 | 4 | - | 25 | 12 | 12
2095 | 23.9155 | 19 | 4 | - | 25 | 12 | 12
2096 | 23.9269 | 19 | 4 | - | 25 | 12 | 12
2097 | 23.9384 | 19 | 4 | - | 25 | 12 | 12
2098 | 23.9498 | 19 | 4 | - | 25 | 12 | 12
2099 | 23.9612 | 19 | 4 | - | 25 | 12 | 12
2100 | 23.9726 | 19 | 4 | - | 25 | 12 | 12
2101 | 23.984 | 19 | 4 | - | 25 | 12 | 12
2102 | 23.9954 | 19 | 4 | - | 25 | 12 | 12
2103 | 24.0068 | 19 | 4 | - | 25 | 12 | 12
2104 | 24.0183 | 19 | 4 | - | 25 | 12 | 12
2105 | 24.0297 | 19 | 4 | - | 25 | 12 | 12
2106 | 24.0411 | 19 | 4 | - | 25 | 12 | 12
2107 | 24.0525 | 19 | 4 | - | 25 | 12 | 12
2108 | 24.0639 | 18 | 4 | - | 25 | 12 | 12
2109 | 24.0753 | 18 | 4 | - | 25 | 12 | 12
2110 | 24.0868 | 18 | 4 | - | 25 | 12 | 12
2111 | 24.0982 | 18 | 4 | - | 25 | 12 | 12
2112 | 24.1096 | 18 | 4 | - | 25 | 12 | 12
2113 | 24.121 | 18 | 4 | - | 25 | 12 | 12
2114 | 24.1324 | 18 | 4 | - | 25 | 12 | 12
2115 | 24.1438 | 18 | 4 | - | 25 | 12 | 12
2116 | 24.1553 | 18 | 4 | - | 25 | 12 | 12
2117 | 24.1667 | 18 | 4 | - | 25 | 12 | 12
2118 | 24.1781 | 18 | 4 | - | 25 | 12 | 12
2119 | 24.1895 | 18 | 4 | - | 25 | 12 | 12
2120 | 24.2009 | 18 | 4 | - | 25 | 12 | 12
2121 | 24.2123 | 18 | 4 | - | 25 | 12 | 12
2122 | 24.2237 | 18 | 4 | - | 25 | 12 | 12
2123 | 24.2352 | 18 | 4 | - | 25 | 12 | 12
2124 | 24.2466 | 18 | 4 | - | 25 | 12 | 12
2125 | 24.258 | 18 | 4 | - | 25 | 12 | 12
2126 | 24.2694 | 18 | 4 | - | 25 | 12 | 12
2127 | 24.2808 | 18 | 4 | - | 25 | 12 | 12
2128 | 24.2922 | 18 | 4 | - | 25 | 12 | 12
2129 | 24.3037 | 18 | 3 | - | 25 | 12 | 12
2130 | 24.3151 | 18 | 3 | - | 25 | 12 | 12
2131 | 24.3265 | 18 | 3 | - | 25 | 12 | 12
2132 | 24.3379 | 18 | 3 | - | 25 | 12 | 12
2133 | 24.3493 | 18 | 3 | - | 25 | 12 | 12
2134 | 24.3607 | 18 | 3 | - | 25 | 12 | 12
2135 | 24.3721 | 18 | 3 | - | 25 | 12 | 12
2136 | 24.3836 | 18 | 3 | - | 25 | 12 | 12
2137 | 24.395 | 18 | 3 | - | 25 | 12 | 12
2138 | 24.4064 | 18 | 3 | - | 25 | 12 | 12
2139 | 24.4178 | 18 | 3 | - | 25 | 12 | 12
2140 | 24.4292 | 18 | 3 | - | 25 | 12 | 12
2141 | 24.4406 | 18 | 3 | - | 25 | 12 | 12
2142 | 24.4521 | 18 | 3 | - | 25 | 12 | 12
2143 | 24.4635 | 18 | 3 | - | 25 | 12 | 12
2144 | 24.4749 | 18 | 3 | - | 25 | 12 | 12
2145 | 24.4863 | 18 | 3 | - | 25 | 12 | 12
2146 | 24.4977 | 18 | 3 | - | 25 | 12 | 12
2147 | 24.5091 | 18 | 3 | - | 25 | 12 | 12
2148 | 24.5205 | 18 | 3 | - | 25 | 12 | 12
2149 | 24.532 | 18 | 3 | - | 25 | 12 | 12
2150 | 24.5434 | 18 | 3 | - | 25 | 12 | 12
2151 | 24.5548 | 18 | 3 | - | 25 | 12 | 12
2152 | 24.5662 | 18 | 3 | - | 25 | 12 | 12
2153 | 24.5776 | 18 | 3 | - | 25 | 12 | 12
2154 | 24.589 | 18 | 3 | - | 25 | 12 | 12
2155 | 24.6005 | 18 | 3 | - | 25 | 12 | 12
2156 | 24.6119 | 18 | 3 | - | 25 | 12 | 12
2157 | 24.6233 | 18 | 3 | - | 25 | 12 | 12
2158 | 24.6347 | 18 | 3 | - | 25 | 12 | 12
2159 | 24.6461 | 18 | 3 | - | 25 | 12 | 12
2160 | 24.6575 | 18 | 3 | - | 25 | 12 | 12
2161 | 24.6689 | 18 | 3 | - | 25 | 12 | 12
2162 | 24.6804 | 18 | 3 | - | 25 | 12 | 12
2163 | 24.6918 | 18 | 3 | - | 25 | 12 | 12
2164 | 24.7032 | 18 | 3 | - | 25 | 12 | 12
2165 | 24.7146 | 18 | 3 | - | 25 | 12 | 12
2166 | 24.726 | 18 | 3 | - | 25 | 12 | 12
2167 | 24.7374 | 18 | 3 | - | 25 | 12 | 12
2168 | 24.7489 | 18 | 3 | - | 25 | 12 | 12
2169 | 24.7603 | 18 | 3 | - | 25 | 12 | 12
2170 | 24.7717 | 18 | 3 | - | 25 | 12 | 12
2171 | 24.7831 | 18 | 3 | - | 25 | 12 | 12
2172 | 24.7945 | 18 | 3 | - | 25 | 12 | 12
2173 | 24.8059 | 18 | 3 | - | 25 | 12 | 12
2174 | 24.8174 | 18 | 3 | - | 25 | 12 | 12
2175 | 24.8288 | 18 | 3 | - | 25 | 12 | 12
2176 | 24.8402 | 18 | 3 | - | 25 | 12 | 12
2177 | 24.8516 | 18 | 3 | - | 25 | 12 | 12
2178 | 24.863 | 18 | 3 | - | 25 | 12 | 12
2179 | 24.8744 | 18 | 3 | - | 25 | 12 | 12
2180 | 24.8858 | 18 | 3 | - | 25 | 12 | 12
2181 | 24.8973 | 18 | 3 | - | 25 | 12 | 12
2182 | 24.9087 | 18 | 3 | - | 25 | 12 | 12
2183 | 24.9201 | 18 | 3 | - | 25 | 12 | 12
2184 | 24.9315 | 18 | 3 | - | 25 | 12 | 12
2185 | 24.9429 | 18 | 3 | - | 25 | 12 | 12
2186 | 24.9543 | 18 | 3 | - | 25 | 12 | 12
2187 | 24.9658 | 18 | 3 | - | 25 | 12 | 12
2188 | 24.9772 | 18 | 3 | - | 25 | 12 | 12
2189 | 24.9886 | 18 | 3 | - | 25 | 12 | 12
2190 | 25 | 18 | 3 | - | 25 | 12 | 12
2191 | 25.0114 | 18 | 3 | - | 25 | 12 | 12
2192 | 25.0228 | 18 | 3 | - | 25 | 12 | 12
2193 | 25.0342 | 18 | 3 | - | 25 | 12 | 12
2194 | 25.0457 | 18 | 3 | - | 25 | 12 | 12
2195 | 25.0571 | 18 | 3 | - | 25 | 12 | 12
2196 | 25.0685 | 18 | 3 | - | 25 | 12 | 12
2197 | 25.0799 | 18 | 3 | - | 25 | 12 | 12
2198 | 25.0913 | 18 | 3 | - | 25 | 12 | 12
2199 | 25.1027 | 18 | 3 | - | 25 | 12 | 12
2200 | 25.1142 | 18 | 3 | - | 25 | 12 | 12
2201 | 25.1256 | 18 | 3 | - | 25 | 12 | 12
2202 | 25.137 | 18 | 3 | - | 25 | 12 | 12
2203 | 25.1484 | 18 | 3 | - | 25 | 12 | 12
2204 | 25.1598 | 18 | 3 | - | 25 | 12 | 12
2205 | 25.1712 | 18 | 3 | - | 25 | 12 | 12
2206 | 25.1826 | 18 | 3 | - | 25 | 12 | 12
2207 | 25.1941 | 18 | 3 | - | 25 | 12 | 12
2208 | 25.2055 | 18 | 3 | - | 25 | 12 | 12
2209 | 25.2169 | 18 | 3 | - | 25 | 12 | 12
2210 | 25.2283 | 18 | 3 | - | 25 | 12 | 12
2211 | 25.2397 | 18 | 3 | - | 25 | 12 | 12
2212 | 25.2511 | 18 | 3 | - | 25 | 12 | 12
2213 | 25.2626 | 18 | 3 | - | 25 | 12 | 12
2214 | 25.274 | 18 | 3 | - | 25 | 12 | 12
2215 | 25.2854 | 18 | 3 | - | 25 | 12 | 12
2216 | 25.2968 | 18 | 3 | - | 25 | 12 | 12
2217 | 25.3082 | 18 | 3 | - | 25 | 12 | 12
2218 | 25.3196 | 18 | 3 | - | 25 | 12 | 12
2219 | 25.3311 | 18 | 3 | - | 25 | 12 | 12
2220 | 25.3425 | 18 | 3 | - | 25 | 12 | 12
2221 | 25.3539 | 18 | 3 | - | 25 | 12 | 12
2222 | 25.3653 | 18 | 3 | - | 25 | 12 | 12
2223 | 25.3767 | 18 | 3 | - | 25 | 12 | 12
2224 | 25.3881 | 18 | 3 | - | 25 | 12 | 12
2225 | 25.3995 | 18 | 3 | - | 25 | 12 | 12
2226 | 25.411 | 18 | 3 | - | 25 | 12 | 12
2227 | 25.4224 | 18 | 3 | - | 25 | 12 | 12
2228 | 25.4338 | 18 | 3 | - | 25 | 12 | 12
2229 | 25.4452 | 18 | 3 | - | 25 | 12 | 12
2230 | 25.4566 | 18 | 3 | - | 25 | 12 | 12
2231 | 25.468 | 18 | 3 | - | 25 | 12 | 12
2232 | 25.4795 | 18 | 3 | - | 25 | 12 | 12
2233 | 25.4909 | 18 | 3 | - | 25 | 12 | 12
2234 | 25.5023 | 18 | 3 | - | 25 | 12 | 12
2235 | 25.5137 | 18 | 3 | - | 25 | 12 | 12
2236 | 25.5251 | 18 | 3 | - | 25 | 12 | 12
2237 | 25.5365 | 18 | 3 | - | 25 | 12 | 12
2238 | 25.5479 | 18 | 3 | - | 25 | 12 | 12
2239 | 25.5594 | 18 | 3 | - | 25 | 12 | 12
2240 | 25.5708 | 18 | 3 | - | 25 | 12 | 12
2241 | 25.5822 | 18 | 3 | - | 25 | 12 | 12
2242 | 25.5936 | 18 | 3 | - | 25 | 12 | 12
2243 | 25.605 | 18 | 3 | - | 25 | 12 | 12
2244 | 25.6164 | 18 | 3 | - | 25 | 12 | 12
2245 | 25.6279 | 18 | 3 | - | 25 | 12 | 12
2246 | 25.6393 | 18 | 3 | - | 25 | 12 | 12
2247 | 25.6507 | 18 | 3 | - | 25 | 12 | 12
2248 | 25.6621 | 18 | 3 | - | 25 | 12 | 12
2249 | 25.6735 | 18 | 3 | - | 25 | 12 | 12
2250 | 25.6849 | 18 | 3 | - | 25 | 12 | 12
2251 | 25.6963 | 18 | 3 | - | 25 | 12 | 12
2252 | 25.7078 | 18 | 3 | - | 25 | 12 | 12
2253 | 25.7192 | 18 | 3 | - | 25 | 12 | 12
2254 | 25.7306 | 18 | 3 | - | 25 | 12 | 12
2255 | 25.742 | 18 | 3 | - | 25 | 12 | 12
2256 | 25.7534 | 18 | 3 | - | 25 | 12 | 12
2257 | 25.7648 | 18 | 3 | - | 25 | 12 | 12
2258 | 25.7763 | 18 | 3 | - | 25 | 12 | 12
2259 | 25.7877 | 18 | 3 | - | 25 | 12 | 12
2260 | 25.7991 | 18 | 3 | - | 25 | 12 | 12
2261 | 25.8105 | 18 | 3 | - | 25 | 12 | 12
2262 | 25.8219 | 18 | 3 | - | 25 | 12 | 12
2263 | 25.8333 | 18 | 3 | - | 25 | 12 | 12
2264 | 25.8447 | 18 | 3 | - | 25 | 12 | 12
2265 | 25.8562 | 18 | 3 | - | 25 | 12 | 12
2266 | 25.8676 | 18 | 3 | - | 25 | 12 | 12
2267 | 25.879 | 18 | 3 | - | 25 | 12 | 12
2268 | 25.8904 | 18 | 3 | - | 25 | 12 | 12
2269 | 25.9018 | 18 | 3 | - | 25 | 12 | 12
2270 | 25.9132 | 18 | 3 | - | 25 | 12 | 12
2271 | 25.9247 | 18 | 3 | - | 25 | 12 | 12
2272 | 25.9361 | 18 | 3 | - | 25 | 12 | 12
2273 | 25.9475 | 18 | 3 | - | 25 | 12 | 12
2274 | 25.9589 | 18 | 3 | - | 25 | 12 | 12
2275 | 25.9703 | 18 | 3 | - | 25 | 12 | 12
2276 | 25.9817 | 18 | 3 | - | 25 | 12 | 12
2277 | 25.9932 | 18 | 3 | - | 25 | 12 | 12
2278 | 26.0046 | 18 | 3 | - | 25 | 12 | 12
2279 | 26.016 | 18 | 3 | - | 25 | 12 | 12
2280 | 26.0274 | 18 | 3 | - | 25 | 12 | 12
2281 | 26.0388 | 18 | 3 | - | 25 | 12 | 12
2282 | 26.0502 | 18 | 3 | - | 25 | 12 | 12
2283 | 26.0616 | 18 | 3 | - | 25 | 12 | 12
2284 | 26.0731 | 18 | 3 | - | 25 | 12 | 12
2285 | 26.0845 | 18 | 3 | - | 25 | 12 | 12
2286 | 26.0959 | 18 | 3 | - | 25 | 12 | 12
2287 | 26.1073 | 18 | 3 | - | 25 | 12 | 12
2288 | 26.1187 | 18 | 3 | - | 25 | 12 | 12
2289 | 26.1301 | 18 | 3 | - | 25 | 12 | 12
2290 | 26.1416 | 18 | 3 | - | 25 | 12 | 12
2291 | 26.153 | 18 | 3 | - | 25 | 12 | 12
2292 | 26.1644 | 18 | 3 | - | 25 | 12 | 12
2293 | 26.1758 | 18 | 3 | - | 25 | 12 | 12
2294 | 26.1872 | 18 | 3 | - | 25 | 12 | 12
2295 | 26.1986 | 18 | 3 | - | 25 | 12 | 12
2296 | 26.21 | 18 | 3 | - | 25 | 12 | 12
2297 | 26.2215 | 18 | 3 | - | 25 | 12 | 12
2298 | 26.2329 | 18 | 3 | - | 25 | 12 | 12
2299 | 26.2443 | 18 | 3 | - | 25 | 12 | 12
2300 | 26.2557 | 18 | 3 | - | 25 | 12 | 12
2301 | 26.2671 | 18 | 3 | - | 25 | 12 | 12
2302 | 26.2785 | 18 | 3 | - | 25 | 12 | 12
2303 | 26.29 | 18 | 3 | - | 25 | 12 | 12
2304 | 26.3014 | 18 | 3 | - | 25 | 12 | 12
2305 | 26.3128 | 18 | 3 | - | 25 | 12 | 12
2306 | 26.3242 | 18 | 3 | - | 25 | 12 | 12
2307 | 26.3356 | 18 | 3 | - | 25 | 12 | 12
2308 | 26.347 | 18 | 3 | - | 25 | 12 | 12
2309 | 26.3584 | 18 | 3 | - | 25 | 12 | 12
2310 | 26.3699 | 18 | 3 | - | 25 | 12 | 12
2311 | 26.3813 | 18 | 3 | - | 25 | 12 | 12
2312 | 26.3927 | 18 | 3 | - | 25 | 12 | 12
2313 | 26.4041 | 18 | 3 | - | 25 | 12 | 12
2314 | 26.4155 | 18 | 3 | - | 25 | 12 | 12
2315 | 26.4269 | 18 | 3 | - | 25 | 12 | 12
2316 | 26.4384 | 18 | 3 | - | 25 | 12 | 12
2317 | 26.4498 | 18 | 3 | - | 25 | 12 | 12
2318 | 26.4612 | 18 | 3 | - | 25 | 12 | 12
2319 | 26.4726 | 18 | 3 | - | 25 | 12 | 12
2320 | 26.484 | 18 | 3 | - | 25 | 12 | 12
2321 | 26.4954 | 18 | 3 | - | 25 | 12 | 12
2322 | 26.5068 | 18 | 3 | - | 25 | 12 | 12
2323 | 26.5183 | 18 | 3 | - | 25 | 12 | 12
2324 | 26.5297 | 18 | 3 | - | 25 | 12 | 12
2325 | 26.5411 | 18 | 3 | - | 25 | 12 | 12
2326 | 26.5525 | 18 | 3 | - | 25 | 12 | 12
2327 | 26.5639 | 18 | 3 | - | 25 | 12 | 12
2328 | 26.5753 | 18 | 3 | - | 25 | 12 | 12
2329 | 26.5868 | 18 | 3 | - | 25 | 12 | 12
2330 | 26.5982 | 18 | 3 | - | 25 | 12 | 12
2331 | 26.6096 | 18 | 3 | - | 25 | 12 | 12
2332 | 26.621 | 18 | 3 | - | 25 | 12 | 12
2333 | 26.6324 | 18 | 3 | - | 25 | 12 | 12
2334 | 26.6438 | 18 | 3 | - | 25 | 12 | 12
2335 | 26.6553 | 18 | 3 | - | 25 | 12 | 12
2336 | 26.6667 | 18 | 3 | - | 25 | 12 | 12
2337 | 26.6781 | 18 | 3 | - | 25 | 12 | 12
2338 | 26.6895 | 18 | 3 | - | 25 | 12 | 12
2339 | 26.7009 | 18 | 3 | - | 25 | 12 | 12
2340 | 26.7123 | 18 | 3 | - | 25 | 12 | 12
2341 | 26.7237 | 18 | 3 | - | 25 | 12 | 12
2342 | 26.7352 | 18 | 3 | - | 25 | 12 | 12
2343 | 26.7466 | 18 | 3 | - | 25 | 12 | 12
2344 | 26.758 | 18 | 3 | - | 25 | 12 | 12
2345 | 26.7694 | 18 | 3 | - | 25 | 12 | 12
2346 | 26.7808 | 18 | 3 | - | 25 | 12 | 12
2347 | 26.7922 | 18 | 3 | - | 25 | 12 | 12
2348 | 26.8037 | 18 | 3 | - | 25 | 12 | 12
2349 | 26.8151 | 18 | 3 | - | 25 | 12 | 12
2350 | 26.8265 | 18 | 3 | - | 25 | 12 | 12
2351 | 26.8379 | 18 | 3 | - | 25 | 12 | 12
2352 | 26.8493 | 18 | 3 | - | 25 | 12 | 12
2353 | 26.8607 | 18 | 3 | - | 25 | 12 | 12
2354 | 26.8721 | 18 | 3 | - | 25 | 12 | 12
2355 | 26.8836 | 18 | 3 | - | 25 | 12 | 12
2356 | 26.895 | 18 | 3 | - | 25 | 12 | 12
2357 | 26.9064 | 18 | 3 | - | 25 | 12 | 12
2358 | 26.9178 | 18 | 3 | - | 25 | 12 | 12
2359 | 26.9292 | 18 | 3 | - | 25 | 12 | 12
2360 | 26.9406 | 18 | 3 | - | 25 | 12 | 12
2361 | 26.9521 | 18 | 3 | - | 25 | 12 | 12
2362 | 26.9635 | 18 | 3 | - | 25 | 12 | 12
2363 | 26.9749 | 18 | 3 | - | 25 | 12 | 12
2364 | 26.9863 | 18 | 3 | - | 25 | 12 | 12
2365 | 26.9977 | 18 | 3 | - | 25 | 12 | 12
2366 | 27.0091 | 18 | 3 | - | 25 | 12 | 12
2367 | 27.0205 | 18 | 3 | - | 25 | 12 | 12
2368 | 27.032 | 18 | 3 | - | 25 | 12 | 12
2369 | 27.0434 | 18 | 3 | - | 25 | 12 | 12
2370 | 27.0548 | 18 | 3 | - | 25 | 12 | 12
2371 | 27.0662 | 18 | 3 | - | 25 | 12 | 12
2372 | 27.0776 | 18 | 3 | - | 25 | 12 | 12
2373 | 27.089 | 18 | 3 | - | 25 | 12 | 12
2374 | 27.1005 | 18 | 3 | - | 25 | 12 | 12
2375 | 27.1119 | 18 | 3 | - | 25 | 12 | 12
2376 | 27.1233 | 18 | 3 | - | 25 | 12 | 12
2377 | 27.1347 | 18 | 3 | - | 25 | 12 | 12
2378 | 27.1461 | 18 | 3 | - | 25 | 12 | 12
2379 | 27.1575 | 18 | 3 | - | 25 | 12 | 12
2380 | 27.1689 | 18 | 3 | - | 25 | 12 | 12
2381 | 27.1804 | 18 | 3 | - | 25 | 12 | 12
2382 | 27.1918 | 18 | 3 | - | 25 | 12 | 12
2383 | 27.2032 | 18 | 3 | - | 25 | 12 | 12
2384 | 27.2146 | 18 | 3 | - | 25 | 12 | 12
2385 | 27.226 | 18 | 3 | - | 25 | 12 | 12
2386 | 27.2374 | 18 | 3 | - | 25 | 12 | 12
2387 | 27.2489 | 18 | 3 | - | 25 | 12 | 12
2388 | 27.2603 | 18 | 3 | - | 25 | 12 | 12
2389 | 27.2717 | 18 | 3 | - | 25 | 12 | 12
2390 | 27.2831 | 18 | 3 | - | 25 | 12 | 12
2391 | 27.2945 | 18 | 3 | - | 25 | 12 | 12
2392 | 27.3059 | 18 | 3 | - | 25 | 12 | 12
2393 | 27.3174 | 18 | 3 | - | 25 | 12 | 12
2394 | 27.3288 | 18 | 3 | - | 25 | 12 | 12
2395 | 27.3402 | 18 | 3 | - | 25 | 12 | 12
2396 | 27.3516 | 18 | 3 | - | 25 | 12 | 12
2397 | 27.363 | 18 | 3 | - | 25 | 12 | 12
2398 | 27.3744 | 18 | 3 | - | 25 | 12 | 12
2399 | 27.3858 | 18 | 3 | - | 25 | 12 | 12
2400 | 27.3973 | 18 | 3 | - | 25 | 12 | 12
2401 | 27.4087 | 18 | 3 | - | 25 | 12 | 12
2402 | 27.4201 | 18 | 3 | - | 25 | 12 | 12
2403 | 27.4315 | 18 | 3 | - | 25 | 12 | 12
2404 | 27.4429 | 18 | 3 | - | 25 | 12 | 12
2405 | 27.4543 | 18 | 3 | - | 25 | 12 | 12
2406 | 27.4658 | 18 | 3 | - | 25 | 12 | 12
2407 | 27.4772 | 18 | 3 | - | 25 | 12 | 12
2408 | 27.4886 | 18 | 3 | - | 25 | 12 | 12
2409 | 27.5 | 18 | 3 | - | 25 | 12 | 12
2410 | 27.5114 | 18 | 3 | - | 25 | 12 | 12
2411 | 27.5228 | 18 | 3 | - | 25 | 12 | 12
2412 | 27.5342 | 18 | 3 | - | 25 | 12 | 12
2413 | 27.5457 | 18 | 3 | - | 25 | 12 | 12
2414 | 27.5571 | 18 | 3 | - | 25 | 12 | 12
2415 | 27.5685 | 18 | 3 | - | 25 | 12 | 12
2416 | 27.5799 | 18 | 3 | - | 25 | 12 | 12
2417 | 27.5913 | 18 | 3 | - | 25 | 12 | 12
2418 | 27.6027 | 18 | 3 | - | 25 | 12 | 12
2419 | 27.6142 | 18 | 3 | - | 25 | 12 | 12
2420 | 27.6256 | 18 | 3 | - | 25 | 12 | 12
2421 | 27.637 | 18 | 3 | - | 25 | 12 | 12
2422 | 27.6484 | 18 | 3 | - | 25 | 12 | 12
2423 | 27.6598 | 18 | 3 | - | 25 | 12 | 12
2424 | 27.6712 | 18 | 3 | - | 25 | 12 | 12
2425 | 27.6826 | 18 | 3 | - | 25 | 12 | 12
2426 | 27.6941 | 18 | 3 | - | 25 | 12 | 12
2427 | 27.7055 | 18 | 3 | - | 25 | 12 | 12
2428 | 27.7169 | 18 | 3 | - | 25 | 12 | 12
2429 | 27.7283 | 18 | 3 | - | 25 | 12 | 12
2430 | 27.7397 | 18 | 3 | - | 25 | 12 | 12
2431 | 27.7511 | 18 | 3 | - | 25 | 12 | 12
2432 | 27.7626 | 18 | 3 | - | 25 | 12 | 12
2433 | 27.774 | 18 | 3 | - | 25 | 12 | 12
2434 | 27.7854 | 18 | 3 | - | 25 | 12 | 12
2435 | 27.7968 | 18 | 3 | - | 25 | 12 | 12
2436 | 27.8082 | 18 | 3 | - | 25 | 12 | 12
2437 | 27.8196 | 18 | 3 | - | 25 | 12 | 12
2438 | 27.8311 | 18 | 3 | - | 25 | 12 | 12
2439 | 27.8425 | 18 | 3 | - | 25 | 12 | 12
2440 | 27.8539 | 18 | 3 | - | 25 | 12 | 12
2441 | 27.8653 | 18 | 3 | - | 25 | 12 | 12
2442 | 27.8767 | 18 | 3 | - | 25 | 12 | 12
2443 | 27.8881 | 18 | 3 | - | 25 | 12 | 12
2444 | 27.8995 | 18 | 3 | - | 25 | 12 | 12
2445 | 27.911 | 18 | 3 | - | 25 | 12 | 12
2446 | 27.9224 | 18 | 3 | - | 25 | 12 | 12
2447 | 27.9338 | 18 | 3 | - | 25 | 12 | 12
2448 | 27.9452 | 18 | 3 | - | 25 | 12 | 12
2449 | 27.9566 | 18 | 3 | - | 25 | 12 | 12
2450 | 27.968 | 18 | 3 | - | 25 | 12 | 12
2451 | 27.9795 | 18 | 3 | - | 25 | 12 | 12
2452 | 27.9909 | 18 | 3 | - | 25 | 12 | 12
2453 | 28.0023 | 18 | 3 | - | 25 | 12 | 12
2454 | 28.0137 | 18 | 3 | - | 25 | 12 | 12
2455 | 28.0251 | 18 | 3 | - | 25 | 12 | 12
2456 | 28.0365 | 18 | 3 | - | 25 | 12 | 12
2457 | 28.0479 | 18 | 3 | - | 25 | 12 | 12
2458 | 28.0594 | 18 | 3 | - | 25 | 12 | 12
2459 | 28.0708 | 18 | 3 | - | 25 | 12 | 12
2460 | 28.0822 | 18 | 3 | - | 25 | 12 | 12
2461 | 28.0936 | 18 | 3 | - | 25 | 12 | 12
2462 | 28.105 | 18 | 3 | - | 25 | 12 | 12
2463 | 28.1164 | 18 | 3 | - | 25 | 12 | 12
2464 | 28.1279 | 18 | 3 | - | 25 | 12 | 12
2465 | 28.1393 | 18 | 3 | - | 25 | 12 | 12
2466 | 28.1507 | 18 | 3 | - | 25 | 12 | 12
2467 | 28.1621 | 18 | 3 | - | 25 | 12 | 12
2468 | 28.1735 | 18 | 3 | - | 25 | 12 | 12
2469 | 28.1849 | 18 | 3 | - | 25 | 12 | 12
2470 | 28.1963 | 18 | 3 | - | 25 | 12 | 12
2471 | 28.2078 | 18 | 3 | - | 25 | 12 | 12
2472 | 28.2192 | 18 | 3 | - | 25 | 12 | 12
2473 | 28.2306 | 18 | 3 | - | 25 | 12 | 12
2474 | 28.242 | 18 | 3 | - | 25 | 12 | 12
2475 | 28.2534 | 18 | 3 | - | 25 | 12 | 12
2476 | 28.2648 | 18 | 3 | - | 25 | 12 | 12
2477 | 28.2763 | 18 | 3 | - | 25 | 12 | 12
2478 | 28.2877 | 18 | 3 | - | 25 | 12 | 12
2479 | 28.2991 | 18 | 3 | - | 25 | 12 | 12
2480 | 28.3105 | 18 | 3 | - | 25 | 12 | 12
2481 | 28.3219 | 18 | 3 | - | 25 | 12 | 12
2482 | 28.3333 | 18 | 3 | - | 25 | 12 | 12
2483 | 28.3447 | 18 | 3 | - | 25 | 12 | 12
2484 | 28.3562 | 18 | 3 | - | 25 | 12 | 12
2485 | 28.3676 | 18 | 3 | - | 25 | 12 | 12
2486 | 28.379 | 18 | 3 | - | 25 | 12 | 12
2487 | 28.3904 | 18 | 3 | - | 25 | 12 | 12
2488 | 28.4018 | 18 | 3 | - | 25 | 12 | 12
2489 | 28.4132 | 18 | 3 | - | 25 | 12 | 12
2490 | 28.4247 | 18 | 3 | - | 25 | 12 | 12
2491 | 28.4361 | 18 | 3 | - | 25 | 12 | 12
2492 | 28.4475 | 18 | 3 | - | 25 | 12 | 12
2493 | 28.4589 | 18 | 3 | - | 25 | 12 | 12
2494 | 28.4703 | 18 | 3 | - | 25 | 12 | 12
2495 | 28.4817 | 18 | 3 | - | 25 | 12 | 12
2496 | 28.4932 | 18 | 3 | - | 25 | 12 | 12
2497 | 28.5046 | 18 | 3 | - | 25 | 12 | 12
2498 | 28.516 | 18 | 3 | - | 25 | 12 | 12
2499 | 28.5274 | 18 | 3 | - | 25 | 12 | 12
2500 | 28.5388 | 18 | 3 | - | 25 | 12 | 12
2501 | 28.5502 | 18 | 3 | - | 25 | 12 | 12
2502 | 28.5616 | 18 | 3 | - | 25 | 12 | 12
2503 | 28.5731 | 18 | 3 | - | 25 | 12 | 12
2504 | 28.5845 | 18 | 3 | - | 25 | 12 | 12
2505 | 28.5959 | 18 | 3 | - | 25 | 12 | 12
2506 | 28.6073 | 18 | 3 | - | 25 | 12 | 12
2507 | 28.6187 | 18 | 3 | - | 25 | 12 | 12
2508 | 28.6301 | 18 | 3 | - | 25 | 12 | 12
2509 | 28.6416 | 18 | 3 | - | 25 | 12 | 12
2510 | 28.653 | 18 | 3 | - | 25 | 12 | 12
2511 | 28.6644 | 18 | 3 | - | 25 | 12 | 12
2512 | 28.6758 | 18 | 3 | - | 25 | 12 | 12
2513 | 28.6872 | 18 | 3 | - | 25 | 12 | 12
2514 | 28.6986 | 18 | 3 | - | 25 | 12 | 12
2515 | 28.71 | 18 | 3 | - | 25 | 12 | 12
2516 | 28.7215 | 18 | 3 | - | 25 | 12 | 12
2517 | 28.7329 | 18 | 3 | - | 25 | 12 | 12
2518 | 28.7443 | 18 | 3 | - | 25 | 12 | 12
2519 | 28.7557 | 18 | 3 | - | 25 | 12 | 12
2520 | 28.7671 | 18 | 3 | - | 25 | 12 | 12
2521 | 28.7785 | 18 | 3 | - | 25 | 12 | 12
2522 | 28.79 | 18 | 3 | - | 25 | 12 | 12
2523 | 28.8014 | 18 | 3 | - | 25 | 12 | 12
2524 | 28.8128 | 18 | 3 | - | 25 | 12 | 12
2525 | 28.8242 | 18 | 3 | - | 25 | 12 | 12
2526 | 28.8356 | 18 | 3 | - | 25 | 12 | 12
2527 | 28.847 | 18 | 3 | - | 25 | 12 | 12
2528 | 28.8584 | 18 | 3 | - | 25 | 12 | 12
2529 | 28.8699 | 18 | 3 | - | 25 | 12 | 12
2530 | 28.8813 | 18 | 3 | - | 25 | 12 | 12
2531 | 28.8927 | 18 | 3 | - | 25 | 12 | 12
2532 | 28.9041 | 18 | 3 | - | 25 | 12 | 12
2533 | 28.9155 | 18 | 3 | - | 25 | 12 | 12
2534 | 28.9269 | 18 | 3 | - | 25 | 12 | 12
2535 | 28.9384 | 18 | 3 | - | 25 | 12 | 12
2536 | 28.9498 | 18 | 3 | - | 25 | 12 | 12
2537 | 28.9612 | 18 | 3 | - | 25 | 12 | 12
2538 | 28.9726 | 18 | 3 | - | 25 | 12 | 12
2539 | 28.984 | 18 | 3 | - | 25 | 12 | 12
2540 | 28.9954 | 18 | 3 | - | 25 | 12 | 12
2541 | 29.0068 | 18 | 3 | - | 25 | 12 | 12
2542 | 29.0183 | 18 | 3 | - | 25 | 12 | 12
2543 | 29.0297 | 18 | 3 | - | 25 | 12 | 12
2544 | 29.0411 | 18 | 3 | - | 25 | 12 | 12
2545 | 29.0525 | 18 | 3 | - | 25 | 12 | 12
2546 | 29.0639 | 18 | 3 | - | 25 | 12 | 12
2547 | 29.0753 | 18 | 3 | - | 25 | 12 | 12
2548 | 29.0868 | 18 | 3 | - | 25 | 12 | 12
2549 | 29.0982 | 18 | 3 | - | 25 | 12 | 12
2550 | 29.1096 | 18 | 3 | - | 25 | 12 | 12
2551 | 29.121 | 18 | 3 | - | 25 | 12 | 12
2552 | 29.1324 | 18 | 3 | - | 25 | 12 | 12
2553 | 29.1438 | 18 | 3 | - | 25 | 12 | 12
2554 | 29.1553 | 18 | 3 | - | 25 | 12 | 12
2555 | 29.1667 | 18 | 3 | - | 25 | 12 | 12
2556 | 29.1781 | 18 | 3 | - | 25 | 12 | 12
2557 | 29.1895 | 18 | 3 | - | 25 | 12 | 12
2558 | 29.2009 | 18 | 3 | - | 25 | 12 | 12
2559 | 29.2123 | 18 | 3 | - | 25 | 12 | 12
2560 | 29.2237 | 18 | 3 | - | 25 | 12 | 12
2561 | 29.2352 | 18 | 3 | - | 25 | 12 | 11
2562 | 29.2466 | 18 | 3 | - | 25 | 12 | 11
2563 | 29.258 | 18 | 3 | - | 25 | 12 | 11
2564 | 29.2694 | 18 | 3 | - | 25 | 12 | 11
2565 | 29.2808 | 18 | 3 | - | 25 | 12 | 11
2566 | 29.2922 | 18 | 3 | - | 25 | 12 | 11
2567 | 29.3037 | 18 | 3 | - | 25 | 12 | 11
2568 | 29.3151 | 18 | 3 | - | 25 | 12 | 11
2569 | 29.3265 | 18 | 3 | - | 25 | 12 | 11
2570 | 29.3379 | 18 | 3 | - | 25 | 12 | 11
2571 | 29.3493 | 18 | 3 | - | 25 | 12 | 11
2572 | 29.3607 | 18 | 3 | - | 25 | 12 | 11
2573 | 29.3721 | 18 | 3 | - | 25 | 12 | 11
2574 | 29.3836 | 18 | 3 | - | 25 | 12 | 11
2575 | 29.395 | 18 | 3 | - | 25 | 12 | 11
2576 | 29.4064 | 18 | 3 | - | 25 | 12 | 11
2577 | 29.4178 | 18 | 3 | - | 25 | 12 | 11
2578 | 29.4292 | 18 | 3 | - | 25 | 12 | 11
2579 | 29.4406 | 18 | 3 | - | 25 | 12 | 11
2580 | 29.4521 | 18 | 3 | - | 25 | 12 | 11
2581 | 29.4635 | 18 | 3 | - | 25 | 12 | 11
2582 | 29.4749 | 18 | 3 | - | 25 | 12 | 11
2583 | 29.4863 | 18 | 3 | - | 25 | 12 | 11
2584 | 29.4977 | 18 | 3 | - | 25 | 12 | 11
2585 | 29.5091 | 18 | 3 | - | 25 | 12 | 11
2586 | 29.5205 | 18 | 3 | - | 25 | 12 | 11
2587 | 29.532 | 18 | 3 | - | 25 | 12 | 11
2588 | 29.5434 | 18 | 3 | - | 25 | 12 | 11
2589 | 29.5548 | 18 | 3 | - | 25 | 12 | 11
2590 | 29.5662 | 18 | 3 | - | 25 | 12 | 11
2591 | 29.5776 | 18 | 3 | - | 25 | 12 | 11
2592 | 29.589 | 18 | 3 | - | 25 | 12 | 11
2593 | 29.6005 | 18 | 3 | - | 25 | 12 | 11
2594 | 29.6119 | 18 | 3 | - | 25 | 12 | 11
2595 | 29.6233 | 18 | 3 | - | 25 | 12 | 11
2596 | 29.6347 | 18 | 3 | - | 25 | 12 | 11
2597 | 29.6461 | 18 | 3 | - | 25 | 12 | 11
2598 | 29.6575 | 18 | 3 | - | 25 | 12 | 11
2599 | 29.6689 | 18 | 3 | - | 25 | 12 | 11
2600 | 29.6804 | 18 | 3 | - | 25 | 12 | 11
2601 | 29.6918 | 18 | 3 | - | 25 | 12 | 11
2602 | 29.7032 | 18 | 3 | - | 25 | 12 | 11
2603 | 29.7146 | 18 | 3 | - | 25 | 12 | 11
2604 | 29.726 | 18 | 3 | - | 25 | 12 | 11
2605 | 29.7374 | 18 | 3 | - | 25 | 12 | 11
2606 | 29.7489 | 18 | 3 | - | 25 | 12 | 11
2607 | 29.7603 | 18 | 3 | - | 25 | 12 | 11
2608 | 29.7717 | 18 | 3 | - | 25 | 12 | 11
2609 | 29.7831 | 18 | 3 | - | 25 | 12 | 11
2610 | 29.7945 | 18 | 3 | - | 25 | 12 | 11
2611 | 29.8059 | 18 | 3 | - | 25 | 12 | 11
2612 | 29.8174 | 18 | 3 | - | 25 | 12 | 11
2613 | 29.8288 | 18 | 3 | - | 25 | 12 | 11
2614 | 29.8402 | 18 | 3 | - | 25 | 12 | 11
2615 | 29.8516 | 18 | 3 | - | 25 | 12 | 11
2616 | 29.863 | 18 | 3 | - | 25 | 12 | 11
2617 | 29.8744 | 18 | 3 | - | 25 | 12 | 11
2618 | 29.8858 | 18 | 3 | - | 25 | 12 | 11
2619 | 29.8973 | 18 | 3 | - | 25 | 12 | 11
2620 | 29.9087 | 18 | 3 | - | 25 | 12 | 11
2621 | 29.9201 | 18 | 3 | - | 25 | 12 | 11
2622 | 29.9315 | 18 | 3 | - | 25 | 12 | 11
2623 | 29.9429 | 18 | 3 | - | 25 | 12 | 11
2624 | 29.9543 | 18 | 3 | - | 25 | 12 | 11
2625 | 29.9658 | 18 | 3 | - | 25 | 12 | 11
2626 | 29.9772 | 18 | 3 | - | 25 | 12 | 11
2627 | 29.9886 | 18 | 3 | - | 25 | 12 | 11
2628 | 30 | 18 | 3 | - | 25 | 12 | 11
2629 | 30.0114 | 18 | 3 | - | 25 | 12 | 11
2630 | 30.0228 | 18 | 3 | - | 25 | 12 | 11
2631 | 30.0342 | 18 | 3 | - | 25 | 12 | 11
2632 | 30.0457 | 18 | 3 | - | 25 | 12 | 11
2633 | 30.0571 | 18 | 3 | - | 25 | 12 | 11
2634 | 30.0685 | 18 | 3 | - | 25 | 12 | 11
2635 | 30.0799 | 18 | 3 | - | 25 | 12 | 11
2636 | 30.0913 | 18 | 3 | - | 25 | 12 | 11
2637 | 30.1027 | 18 | 3 | - | 25 | 12 | 11
2638 | 30.1142 | 18 | 3 | - | 25 | 12 | 11
2639 | 30.1256 | 18 | 3 | - | 25 | 12 | 11
2640 | 30.137 | 18 | 3 | - | 25 | 12 | 11
2641 | 30.1484 | 18 | 3 | - | 25 | 12 | 11
2642 | 30.1598 | 18 | 3 | - | 25 | 12 | 11
2643 | 30.1712 | 18 | 3 | - | 25 | 12 | 11
2644 | 30.1826 | 18 | 3 | - | 25 | 12 | 11
2645 | 30.1941 | 18 | 3 | - | 25 | 12 | 11
2646 | 30.2055 | 18 | 3 | - | 25 | 12 | 11
2647 | 30.2169 | 18 | 3 | - | 25 | 12 | 11
2648 | 30.2283 | 18 | 3 | - | 25 | 12 | 11
2649 | 30.2397 | 18 | 3 | - | 25 | 12 | 11
2650 | 30.2511 | 18 | 3 | - | 25 | 12 | 11
2651 | 30.2626 | 18 | 3 | - | 25 | 12 | 11
2652 | 30.274 | 18 | 3 | - | 25 | 12 | 11
2653 | 30.2854 | 18 | 3 | - | 25 | 12 | 11
2654 | 30.2968 | 18 | 3 | - | 25 | 12 | 11
2655 | 30.3082 | 18 | 3 | - | 25 | 12 | 11
2656 | 30.3196 | 18 | 3 | - | 25 | 12 | 11
2657 | 30.3311 | 18 | 3 | - | 25 | 12 | 11
2658 | 30.3425 | 18 | 3 | - | 25 | 12 | 11
2659 | 30.3539 | 18 | 3 | - | 25 | 12 | 11
2660 | 30.3653 | 18 | 3 | - | 25 | 12 | 11
2661 | 30.3767 | 18 | 3 | - | 25 | 12 | 11
2662 | 30.3881 | 18 | 3 | - | 25 | 12 | 11
2663 | 30.3995 | 18 | 3 | - | 25 | 12 | 11
2664 | 30.411 | 18 | 3 | - | 25 | 12 | 11
2665 | 30.4224 | 18 | 3 | - | 25 | 12 | 11
2666 | 30.4338 | 18 | 3 | - | 25 | 12 | 11
2667 | 30.4452 | 18 | 3 | - | 25 | 12 | 11
2668 | 30.4566 | 18 | 3 | - | 25 | 12 | 11
2669 | 30.468 | 18 | 3 | - | 25 | 12 | 11
2670 | 30.4795 | 18 | 3 | - | 25 | 12 | 11
2671 | 30.4909 | 18 | 3 | - | 25 | 12 | 11
2672 | 30.5023 | 18 | 3 | - | 25 | 12 | 11
2673 | 30.5137 | 18 | 3 | - | 25 | 12 | 11
2674 | 30.5251 | 18 | 3 | - | 25 | 12 | 11
2675 | 30.5365 | 18 | 3 | - | 25 | 12 | 11
2676 | 30.5479 | 18 | 3 | - | 25 | 12 | 11
2677 | 30.5594 | 18 | 3 | - | 25 | 12 | 11
2678 | 30.5708 | 18 | 3 | - | 25 | 12 | 11
2679 | 30.5822 | 18 | 3 | - | 25 | 12 | 11
2680 | 30.5936 | 18 | 3 | - | 25 | 12 | 11
2681 | 30.605 | 18 | 3 | - | 25 | 12 | 11
2682 | 30.6164 | 18 | 3 | - | 25 | 12 | 11
2683 | 30.6279 | 18 | 3 | - | 25 | 12 | 11
2684 | 30.6393 | 18 | 3 | - | 25 | 12 | 11
2685 | 30.6507 | 18 | 3 | - | 25 | 12 | 11
2686 | 30.6621 | 18 | 3 | - | 25 | 12 | 11
2687 | 30.6735 | 18 | 3 | - | 25 | 12 | 11
2688 | 30.6849 | 18 | 3 | - | 25 | 12 | 11
2689 | 30.6963 | 18 | 3 | - | 25 | 11 | 11
2690 | 30.7078 | 18 | 3 | - | 25 | 11 | 11
2691 | 30.7192 | 18 | 3 | - | 25 | 11 | 11
2692 | 30.7306 | 18 | 3 | - | 25 | 11 | 11
2693 | 30.742 | 18 | 3 | - | 25 | 11 | 11
2694 | 30.7534 | 18 | 3 | - | 25 | 11 | 11
2695 | 30.7648 | 18 | 3 | - | 25 | 11 | 11
2696 | 30.7763 | 18 | 3 | - | 25 | 11 | 11
2697 | 30.7877 | 18 | 3 | - | 25 | 11 | 11
2698 | 30.7991 | 18 | 3 | - | 25 | 11 | 11
2699 | 30.8105 | 18 | 3 | - | 25 | 11 | 11
2700 | 30.8219 | 18 | 3 | - | 25 | 11 | 11
2701 | 30.8333 | 18 | 3 | - | 25 | 11 | 11
2702 | 30.8447 | 18 | 3 | - | 25 | 11 | 11
2703 | 30.8562 | 18 | 3 | - | 25 | 11 | 11
2704 | 30.8676 | 18 | 3 | - | 25 | 11 | 11
2705 | 30.879 | 18 | 3 | - | 25 | 11 | 11
2706 | 30.8904 | 18 | 3 | - | 24 | 11 | 11
2707 | 30.9018 | 18 | 3 | - | 24 | 11 | 11
2708 | 30.9132 | 18 | 3 | - | 24 | 11 | 11
2709 | 30.9247 | 18 | 3 | - | 24 | 11 | 11
2710 | 30.9361 | 18 | 3 | - | 24 | 11 | 11
2711 | 30.9475 | 18 | 3 | - | 24 | 11 | 11
2712 | 30.9589 | 18 | 3 | - | 24 | 11 | 11
2713 | 30.9703 | 18 | 3 | - | 24 | 11 | 11
2714 | 30.9817 | 18 | 3 | - | 24 | 11 | 11
2715 | 30.9932 | 18 | 3 | - | 24 | 11 | 11
2716 | 31.0046 | 18 | 3 | - | 24 | 11 | 11
2717 | 31.016 | 18 | 3 | - | 24 | 11 | 11
2718 | 31.0274 | 18 | 3 | - | 24 | 11 | 11
2719 | 31.0388 | 18 | 3 | - | 24 | 11 | 11
2720 | 31.0502 | 18 | 3 | - | 24 | 11 | 11
2721 | 31.0616 | 18 | 3 | - | 24 | 11 | 11
2722 | 31.0731 | 18 | 3 | - | 24 | 11 | 11
2723 | 31.0845 | 18 | 3 | - | 24 | 11 | 11
2724 | 31.0959 | 18 | 3 | - | 24 | 11 | 11
2725 | 31.1073 | 18 | 3 | - | 24 | 11 | 11
2726 | 31.1187 | 18 | 3 | - | 24 | 11 | 11
2727 | 31.1301 | 18 | 3 | - | 24 | 11 | 11
2728 | 31.1416 | 18 | 3 | - | 24 | 11 | 11
2729 | 31.153 | 18 | 3 | - | 24 | 11 | 11
2730 | 31.1644 | 18 | 3 | - | 24 | 11 | 11
2731 | 31.1758 | 18 | 3 | - | 24 | 11 | 11
2732 | 31.1872 | 18 | 3 | - | 24 | 11 | 11
2733 | 31.1986 | 18 | 3 | - | 24 | 11 | 11
2734 | 31.21 | 18 | 3 | - | 24 | 11 | 11
2735 | 31.2215 | 18 | 3 | - | 24 | 11 | 11
2736 | 31.2329 | 18 | 3 | - | 24 | 11 | 11
2737 | 31.2443 | 18 | 3 | - | 24 | 11 | 11
2738 | 31.2557 | 18 | 3 | - | 24 | 11 | 11
2739 | 31.2671 | 18 | 3 | - | 24 | 11 | 11
2740 | 31.2785 | 18 | 3 | - | 24 | 11 | 11
2741 | 31.29 | 18 | 3 | - | 24 | 11 | 11
2742 | 31.3014 | 18 | 3 | - | 24 | 11 | 11
2743 | 31.3128 | 18 | 3 | - | 24 | 11 | 11
2744 | 31.3242 | 18 | 3 | - | 24 | 11 | 11
2745 | 31.3356 | 18 | 3 | - | 24 | 11 | 11
2746 | 31.347 | 18 | 3 | - | 24 | 11 | 11
2747 | 31.3584 | 18 | 3 | - | 24 | 11 | 11
2748 | 31.3699 | 18 | 3 | - | 24 | 11 | 11
2749 | 31.3813 | 18 | 3 | - | 24 | 11 | 11
2750 | 31.3927 | 18 | 3 | - | 24 | 11 | 11
2751 | 31.4041 | 18 | 3 | - | 24 | 11 | 11
2752 | 31.4155 | 18 | 3 | - | 24 | 11 | 11
2753 | 31.4269 | 18 | 3 | - | 24 | 11 | 11
2754 | 31.4384 | 18 | 3 | - | 24 | 11 | 11
2755 | 31.4498 | 18 | 3 | - | 24 | 11 | 11
2756 | 31.4612 | 18 | 3 | - | 24 | 11 | 11
2757 | 31.4726 | 18 | 3 | - | 24 | 11 | 11
2758 | 31.484 | 18 | 3 | - | 24 | 11 | 11
2759 | 31.4954 | 18 | 3 | - | 24 | 11 | 11
2760 | 31.5068 | 18 | 3 | - | 24 | 11 | 11
2761 | 31.5183 | 18 | 3 | - | 24 | 11 | 11
2762 | 31.5297 | 18 | 3 | - | 24 | 11 | 11
2763 | 31.5411 | 18 | 3 | - | 24 | 11 | 11
2764 | 31.5525 | 18 | 3 | - | 24 | 11 | 11
2765 | 31.5639 | 18 | 3 | - | 24 | 11 | 11
2766 | 31.5753 | 18 | 3 | - | 24 | 11 | 11
2767 | 31.5868 | 18 | 3 | - | 24 | 11 | 11
2768 | 31.5982 | 18 | 3 | - | 24 | 11 | 11
2769 | 31.6096 | 18 | 3 | - | 24 | 11 | 11
2770 | 31.621 | 18 | 3 | - | 24 | 11 | 11
2771 | 31.6324 | 18 | 3 | - | 24 | 11 | 11
2772 | 31.6438 | 18 | 3 | - | 24 | 11 | 11
2773 | 31.6553 | 18 | 3 | - | 24 | 11 | 11
2774 | 31.6667 | 18 | 3 | - | 24 | 11 | 11
2775 | 31.6781 | 18 | 3 | - | 24 | 11 | 11
2776 | 31.6895 | 18 | 3 | - | 24 | 11 | 11
2777 | 31.7009 | 18 | 3 | - | 24 | 11 | 11
2778 | 31.7123 | 18 | 3 | - | 24 | 11 | 11
2779 | 31.7237 | 18 | 3 | - | 24 | 11 | 11
2780 | 31.7352 | 18 | 3 | - | 24 | 11 | 11
2781 | 31.7466 | 18 | 3 | - | 24 | 11 | 11
2782 | 31.758 | 18 | 3 | - | 24 | 11 | 11
2783 | 31.7694 | 18 | 3 | - | 24 | 11 | 11
2784 | 31.7808 | 18 | 3 | - | 24 | 11 | 11
2785 | 31.7922 | 18 | 3 | - | 24 | 11 | 11
2786 | 31.8037 | 18 | 3 | - | 24 | 11 | 11
2787 | 31.8151 | 18 | 3 | - | 24 | 11 | 11
2788 | 31.8265 | 18 | 3 | - | 24 | 11 | 11
2789 | 31.8379 | 18 | 3 | - | 24 | 11 | 11
2790 | 31.8493 | 18 | 3 | - | 24 | 11 | 11
2791 | 31.8607 | 18 | 3 | - | 24 | 11 | 11
2792 | 31.8721 | 18 | 3 | - | 24 | 11 | 11
2793 | 31.8836 | 18 | 3 | - | 24 | 11 | 11
2794 | 31.895 | 18 | 3 | - | 24 | 11 | 11
2795 | 31.9064 | 18 | 3 | - | 24 | 11 | 11
2796 | 31.9178 | 18 | 3 | - | 24 | 11 | 11
2797 | 31.9292 | 18 | 3 | - | 24 | 11 | 11
2798 | 31.9406 | 18 | 3 | - | 24 | 11 | 11
2799 | 31.9521 | 18 | 3 | - | 24 | 11 | 11
2800 | 31.9635 | 18 | 3 | - | 24 | 11 | 11
2801 | 31.9749 | 18 | 3 | - | 24 | 11 | 11
2802 | 31.9863 | 18 | 3 | - | 24 | 11 | 11
2803 | 31.9977 | 18 | 3 | - | 24 | 11 | 11
2804 | 32.0091 | 18 | 3 | - | 24 | 11 | 11
2805 | 32.0205 | 18 | 3 | - | 24 | 11 | 11
2806 | 32.032 | 18 | 3 | - | 24 | 11 | 11
2807 | 32.0434 | 18 | 3 | - | 24 | 11 | 11
2808 | 32.0548 | 18 | 3 | - | 24 | 11 | 11
2809 | 32.0662 | 18 | 3 | - | 24 | 11 | 11
2810 | 32.0776 | 18 | 3 | - | 24 | 11 | 11
2811 | 32.089 | 18 | 3 | - | 24 | 11 | 11
2812 | 32.1005 | 18 | 3 | - | 24 | 11 | 11
2813 | 32.1119 | 18 | 3 | - | 24 | 11 | 11
2814 | 32.1233 | 18 | 3 | - | 24 | 11 | 11
2815 | 32.1347 | 18 | 3 | - | 24 | 11 | 11
2816 | 32.1461 | 18 | 3 | - | 24 | 11 | 11
2817 | 32.1575 | 18 | 3 | - | 24 | 11 | 11
2818 | 32.1689 | 18 | 3 | - | 24 | 11 | 11
2819 | 32.1804 | 18 | 3 | - | 24 | 11 | 11
2820 | 32.1918 | 18 | 3 | - | 24 | 11 | 11
2821 | 32.2032 | 18 | 3 | - | 24 | 11 | 11
2822 | 32.2146 | 18 | 3 | - | 24 | 11 | 11
2823 | 32.226 | 18 | 3 | - | 24 | 11 | 11
2824 | 32.2374 | 18 | 3 | - | 24 | 11 | 11
2825 | 32.2489 | 18 | 3 | - | 24 | 11 | 11
2826 | 32.2603 | 18 | 3 | - | 24 | 11 | 11
2827 | 32.2717 | 18 | 3 | - | 24 | 11 | 11
2828 | 32.2831 | 18 | 3 | - | 24 | 11 | 11
2829 | 32.2945 | 18 | 3 | - | 24 | 11 | 11
2830 | 32.3059 | 18 | 3 | - | 24 | 11 | 11
2831 | 32.3174 | 18 | 3 | - | 24 | 11 | 11
2832 | 32.3288 | 18 | 3 | - | 24 | 11 | 11
2833 | 32.3402 | 18 | 3 | - | 24 | 11 | 11
2834 | 32.3516 | 18 | 3 | - | 24 | 11 | 11
2835 | 32.363 | 18 | 3 | - | 24 | 11 | 11
2836 | 32.3744 | 18 | 3 | - | 24 | 11 | 11
2837 | 32.3858 | 18 | 3 | - | 24 | 11 | 11
2838 | 32.3973 | 18 | 3 | - | 24 | 11 | 11
2839 | 32.4087 | 18 | 3 | - | 24 | 11 | 11
2840 | 32.4201 | 18 | 3 | - | 24 | 11 | 11
2841 | 32.4315 | 18 | 3 | - | 24 | 11 | 11
2842 | 32.4429 | 18 | 3 | - | 24 | 11 | 11
2843 | 32.4543 | 18 | 3 | - | 24 | 11 | 11
2844 | 32.4658 | 18 | 3 | - | 24 | 11 | 11
2845 | 32.4772 | 18 | 3 | - | 24 | 11 | 11
2846 | 32.4886 | 18 | 3 | - | 24 | 11 | 11
2847 | 32.5 | 18 | 3 | - | 24 | 11 | 11
2848 | 32.5114 | 18 | 3 | - | 24 | 11 | 11
2849 | 32.5228 | 18 | 3 | - | 24 | 11 | 11
2850 | 32.5342 | 18 | 3 | - | 24 | 11 | 11
2851 | 32.5457 | 18 | 3 | - | 24 | 11 | 11
2852 | 32.5571 | 18 | 3 | - | 24 | 11 | 11
2853 | 32.5685 | 18 | 3 | - | 24 | 11 | 11
2854 | 32.5799 | 18 | 3 | - | 24 | 11 | 11
2855 | 32.5913 | 18 | 3 | - | 24 | 11 | 11
2856 | 32.6027 | 18 | 3 | - | 24 | 11 | 11
2857 | 32.6142 | 18 | 3 | - | 24 | 11 | 11
2858 | 32.6256 | 18 | 3 | - | 24 | 11 | 11
2859 | 32.637 | 18 | 3 | - | 24 | 11 | 11
2860 | 32.6484 | 18 | 3 | - | 24 | 11 | 11
2861 | 32.6598 | 18 | 3 | - | 24 | 11 | 11
2862 | 32.6712 | 18 | 3 | - | 24 | 11 | 11
2863 | 32.6826 | 18 | 3 | - | 24 | 11 | 11
2864 | 32.6941 | 18 | 3 | - | 24 | 11 | 11
2865 | 32.7055 | 18 | 3 | - | 24 | 11 | 11
2866 | 32.7169 | 18 | 3 | - | 24 | 11 | 11
2867 | 32.7283 | 18 | 3 | - | 24 | 11 | 11
2868 | 32.7397 | 18 | 3 | - | 24 | 11 | 11
2869 | 32.7511 | 18 | 3 | - | 24 | 11 | 11
2870 | 32.7626 | 18 | 3 | - | 24 | 11 | 11
2871 | 32.774 | 18 | 3 | - | 24 | 11 | 11
2872 | 32.7854 | 18 | 3 | - | 24 | 11 | 11
2873 | 32.7968 | 18 | 3 | - | 24 | 11 | 11
2874 | 32.8082 | 18 | 3 | - | 24 | 11 | 11
2875 | 32.8196 | 18 | 3 | - | 24 | 11 | 11
2876 | 32.8311 | 18 | 3 | - | 24 | 11 | 11
2877 | 32.8425 | 18 | 3 | - | 24 | 11 | 11
2878 | 32.8539 | 18 | 3 | - | 24 | 11 | 11
2879 | 32.8653 | 18 | 3 | - | 24 | 11 | 11
2880 | 32.8767 | 18 | 3 | - | 24 | 11 | 11
2881 | 32.8881 | 18 | 3 | - | 24 | 11 | 11
2882 | 32.8995 | 18 | 3 | - | 24 | 11 | 11
2883 | 32.911 | 18 | 3 | - | 24 | 11 | 11
2884 | 32.9224 | 18 | 3 | - | 24 | 11 | 11
2885 | 32.9338 | 18 | 3 | - | 24 | 11 | 11
2886 | 32.9452 | 18 | 3 | - | 24 | 11 | 11
2887 | 32.9566 | 18 | 3 | - | 24 | 11 | 11
2888 | 32.968 | 18 | 3 | - | 24 | 11 | 11
2889 | 32.9795 | 18 | 3 | - | 24 | 11 | 11
2890 | 32.9909 | 18 | 3 | - | 24 | 11 | 11
2891 | 33.0023 | 18 | 3 | - | 24 | 11 | 11
2892 | 33.0137 | 18 | 3 | - | 24 | 11 | 11
2893 | 33.0251 | 18 | 3 | - | 24 | 11 | 11
2894 | 33.0365 | 18 | 3 | - | 24 | 11 | 11
2895 | 33.0479 | 18 | 3 | - | 24 | 11 | 11
2896 | 33.0594 | 18 | 3 | - | 24 | 11 | 11
2897 | 33.0708 | 18 | 3 | - | 24 | 11 | 11
2898 | 33.0822 | 18 | 3 | - | 24 | 11 | 11
2899 | 33.0936 | 18 | 3 | - | 24 | 11 | 11
2900 | 33.105 | 18 | 3 | - | 24 | 11 | 11
2901 | 33.1164 | 18 | 3 | - | 24 | 11 | 11
2902 | 33.1279 | 18 | 3 | - | 24 | 11 | 11
2903 | 33.1393 | 18 | 3 | - | 24 | 11 | 11
2904 | 33.1507 | 18 | 3 | - | 24 | 11 | 11
2905 | 33.1621 | 18 | 3 | - | 24 | 11 | 11
2906 | 33.1735 | 18 | 3 | - | 24 | 11 | 11
2907 | 33.1849 | 18 | 3 | - | 24 | 11 | 11
2908 | 33.1963 | 18 | 3 | - | 24 | 11 | 11
2909 | 33.2078 | 18 | 3 | - | 24 | 11 | 11
2910 | 33.2192 | 18 | 3 | - | 24 | 11 | 11
2911 | 33.2306 | 18 | 3 | - | 24 | 11 | 11
2912 | 33.242 | 18 | 3 | - | 24 | 11 | 11
2913 | 33.2534 | 18 | 3 | - | 24 | 11 | 11
2914 | 33.2648 | 18 | 3 | - | 24 | 11 | 11
2915 | 33.2763 | 18 | 3 | - | 24 | 11 | 11
2916 | 33.2877 | 18 | 3 | - | 24 | 11 | 11
2917 | 33.2991 | 18 | 3 | - | 24 | 11 | 11
2918 | 33.3105 | 18 | 3 | - | 24 | 11 | 11
2919 | 33.3219 | 18 | 3 | - | 24 | 11 | 11
2920 | 33.3333 | 18 | 3 | - | 24 | 11 | 11
2921 | 33.3447 | 18 | 3 | - | 24 | 11 | 11
2922 | 33.3562 | 18 | 3 | - | 24 | 11 | 11
2923 | 33.3676 | 18 | 3 | - | 24 | 11 | 11
2924 | 33.379 | 18 | 3 | - | 24 | 11 | 11
2925 | 33.3904 | 18 | 3 | - | 24 | 11 | 11
2926 | 33.4018 | 18 | 3 | - | 24 | 11 | 11
2927 | 33.4132 | 18 | 3 | - | 24 | 11 | 11
2928 | 33.4247 | 18 | 3 | - | 24 | 11 | 11
2929 | 33.4361 | 18 | 3 | - | 24 | 11 | 11
2930 | 33.4475 | 18 | 3 | - | 24 | 11 | 11
2931 | 33.4589 | 18 | 3 | - | 24 | 11 | 11
2932 | 33.4703 | 18 | 3 | - | 24 | 11 | 11
2933 | 33.4817 | 18 | 3 | - | 24 | 11 | 11
2934 | 33.4932 | 18 | 3 | - | 24 | 11 | 11
2935 | 33.5046 | 18 | 3 | - | 24 | 11 | 11
2936 | 33.516 | 18 | 3 | - | 24 | 11 | 11
2937 | 33.5274 | 18 | 3 | - | 24 | 11 | 11
2938 | 33.5388 | 18 | 3 | - | 24 | 11 | 11
2939 | 33.5502 | 18 | 3 | - | 24 | 11 | 11
2940 | 33.5616 | 18 | 3 | - | 24 | 11 | 11
2941 | 33.5731 | 18 | 3 | - | 24 | 11 | 11
2942 | 33.5845 | 18 | 3 | - | 24 | 11 | 11
2943 | 33.5959 | 18 | 3 | - | 24 | 11 | 11
2944 | 33.6073 | 18 | 3 | - | 24 | 11 | 11
2945 | 33.6187 | 18 | 3 | - | 24 | 11 | 11
2946 | 33.6301 | 18 | 3 | - | 24 | 11 | 11
2947 | 33.6416 | 18 | 3 | - | 24 | 11 | 11
2948 | 33.653 | 18 | 3 | - | 24 | 11 | 11
2949 | 33.6644 | 18 | 3 | - | 24 | 11 | 11
2950 | 33.6758 | 18 | 3 | - | 24 | 11 | 11
2951 | 33.6872 | 18 | 3 | - | 24 | 11 | 11
2952 | 33.6986 | 18 | 3 | - | 24 | 11 | 11
2953 | 33.71 | 18 | 3 | - | 24 | 11 | 11
2954 | 33.7215 | 18 | 3 | - | 24 | 11 | 11
2955 | 33.7329 | 18 | 3 | - | 24 | 11 | 11
2956 | 33.7443 | 18 | 3 | - | 24 | 11 | 11
2957 | 33.7557 | 18 | 3 | - | 24 | 11 | 11
2958 | 33.7671 | 18 | 3 | - | 24 | 11 | 11
2959 | 33.7785 | 18 | 3 | - | 24 | 11 | 11
2960 | 33.79 | 18 | 3 | - | 24 | 11 | 11
2961 | 33.8014 | 18 | 3 | - | 24 | 11 | 11
2962 | 33.8128 | 18 | 3 | - | 24 | 11 | 11
2963 | 33.8242 | 18 | 3 | - | 24 | 11 | 11
2964 | 33.8356 | 18 | 3 | - | 24 | 11 | 11
2965 | 33.847 | 18 | 3 | - | 24 | 11 | 11
2966 | 33.8584 | 18 | 3 | - | 24 | 11 | 11
2967 | 33.8699 | 18 | 3 | - | 24 | 11 | 11
2968 | 33.8813 | 18 | 3 | - | 24 | 11 | 11
2969 | 33.8927 | 18 | 3 | - | 24 | 11 | 11
2970 | 33.9041 | 18 | 3 | - | 24 | 11 | 11
2971 | 33.9155 | 18 | 3 | - | 24 | 11 | 11
2972 | 33.9269 | 18 | 3 | - | 24 | 11 | 11
2973 | 33.9384 | 18 | 3 | - | 24 | 11 | 11
2974 | 33.9498 | 18 | 3 | - | 24 | 11 | 11
2975 | 33.9612 | 18 | 3 | - | 24 | 11 | 11
2976 | 33.9726 | 18 | 3 | - | 24 | 11 | 11
2977 | 33.984 | 18 | 3 | - | 24 | 11 | 11
2978 | 33.9954 | 18 | 3 | - | 24 | 11 | 11
2979 | 34.0068 | 18 | 3 | - | 24 | 11 | 11
2980 | 34.0183 | 18 | 3 | - | 24 | 11 | 11
2981 | 34.0297 | 18 | 3 | - | 24 | 11 | 11
2982 | 34.0411 | 18 | 3 | - | 24 | 11 | 11
2983 | 34.0525 | 18 | 3 | - | 24 | 11 | 11
2984 | 34.0639 | 18 | 3 | - | 24 | 11 | 11
2985 | 34.0753 | 18 | 3 | - | 24 | 11 | 11
2986 | 34.0868 | 18 | 3 | - | 24 | 11 | 11
2987 | 34.0982 | 18 | 3 | - | 24 | 11 | 11
2988 | 34.1096 | 18 | 3 | - | 24 | 11 | 11
2989 | 34.121 | 18 | 3 | - | 24 | 11 | 11
2990 | 34.1324 | 18 | 3 | - | 24 | 11 | 11
2991 | 34.1438 | 18 | 3 | - | 24 | 11 | 11
2992 | 34.1553 | 18 | 3 | - | 24 | 11 | 11
2993 | 34.1667 | 18 | 3 | - | 24 | 11 | 11
2994 | 34.1781 | 18 | 3 | - | 24 | 11 | 11
2995 | 34.1895 | 18 | 3 | - | 24 | 11 | 11
2996 | 34.2009 | 18 | 3 | - | 24 | 11 | 11
2997 | 34.2123 | 18 | 3 | - | 24 | 11 | 11
2998 | 34.2237 | 18 | 3 | - | 24 | 11 | 11
2999 | 34.2352 | 18 | 3 | - | 24 | 11 | 11
3000 | 34.2466 | 18 | 3 | - | 24 | 11 | 11
3001 | 34.258 | 18 | 3 | - | 24 | 11 | 11
3002 | 34.2694 | 18 | 3 | - | 24 | 11 | 11
3003 | 34.2808 | 18 | 3 | - | 24 | 11 | 11
3004 | 34.2922 | 18 | 3 | - | 24 | 11 | 11
3005 | 34.3037 | 18 | 3 | - | 24 | 11 | 11
3006 | 34.3151 | 18 | 3 | - | 24 | 11 | 11
3007 | 34.3265 | 18 | 3 | - | 24 | 11 | 11
3008 | 34.3379 | 18 | 3 | - | 24 | 11 | 11
3009 | 34.3493 | 18 | 3 | - | 24 | 11 | 11
3010 | 34.3607 | 18 | 3 | - | 24 | 11 | 11
3011 | 34.3721 | 18 | 3 | - | 24 | 11 | 11
3012 | 34.3836 | 18 | 3 | - | 24 | 11 | 11
3013 | 34.395 | 18 | 3 | - | 24 | 11 | 11
3014 | 34.4064 | 18 | 3 | - | 24 | 11 | 11
3015 | 34.4178 | 18 | 3 | - | 24 | 11 | 11
3016 | 34.4292 | 18 | 3 | - | 24 | 11 | 11
3017 | 34.4406 | 18 | 3 | - | 24 | 11 | 11
3018 | 34.4521 | 18 | 3 | - | 24 | 11 | 11
3019 | 34.4635 | 18 | 3 | - | 24 | 11 | 11
3020 | 34.4749 | 18 | 3 | - | 24 | 11 | 11
3021 | 34.4863 | 18 | 3 | - | 24 | 11 | 11
3022 | 34.4977 | 18 | 3 | - | 24 | 11 | 11
3023 | 34.5091 | 18 | 3 | - | 24 | 11 | 11
3024 | 34.5205 | 18 | 3 | - | 24 | 11 | 11
3025 | 34.532 | 18 | 3 | - | 24 | 11 | 11
3026 | 34.5434 | 18 | 3 | - | 24 | 11 | 11
3027 | 34.5548 | 18 | 3 | - | 24 | 11 | 11
3028 | 34.5662 | 18 | 3 | - | 24 | 11 | 11
3029 | 34.5776 | 18 | 3 | - | 24 | 11 | 11
3030 | 34.589 | 18 | 3 | - | 24 | 11 | 11
3031 | 34.6005 | 18 | 3 | - | 24 | 11 | 11
3032 | 34.6119 | 18 | 3 | - | 24 | 11 | 11
3033 | 34.6233 | 18 | 3 | - | 24 | 11 | 11
3034 | 34.6347 | 18 | 3 | - | 24 | 11 | 11
3035 | 34.6461 | 18 | 3 | - | 24 | 11 | 11
3036 | 34.6575 | 18 | 3 | - | 24 | 11 | 11
3037 | 34.6689 | 18 | 3 | - | 24 | 11 | 11
3038 | 34.6804 | 18 | 3 | - | 24 | 11 | 11
3039 | 34.6918 | 18 | 3 | - | 24 | 11 | 11
3040 | 34.7032 | 18 | 3 | - | 24 | 11 | 11
3041 | 34.7146 | 18 | 3 | - | 24 | 11 | 11
3042 | 34.726 | 18 | 3 | - | 24 | 11 | 11
3043 | 34.7374 | 18 | 3 | - | 24 | 11 | 11
3044 | 34.7489 | 18 | 3 | - | 24 | 11 | 11
3045 | 34.7603 | 18 | 3 | - | 24 | 11 | 11
3046 | 34.7717 | 18 | 3 | - | 24 | 11 | 11
3047 | 34.7831 | 18 | 3 | - | 24 | 11 | 11
3048 | 34.7945 | 18 | 3 | - | 24 | 11 | 11
3049 | 34.8059 | 18 | 3 | - | 24 | 11 | 11
3050 | 34.8174 | 18 | 3 | - | 24 | 11 | 11
3051 | 34.8288 | 18 | 3 | - | 24 | 11 | 11
3052 | 34.8402 | 18 | 3 | - | 24 | 11 | 11
3053 | 34.8516 | 18 | 3 | - | 24 | 11 | 11
3054 | 34.863 | 18 | 3 | - | 24 | 11 | 11
3055 | 34.8744 | 18 | 3 | - | 24 | 11 | 11
3056 | 34.8858 | 18 | 3 | - | 24 | 11 | 11
3057 | 34.8973 | 18 | 3 | - | 24 | 11 | 11
3058 | 34.9087 | 18 | 3 | - | 24 | 11 | 11
3059 | 34.9201 | 18 | 3 | - | 24 | 11 | 11
3060 | 34.9315 | 18 | 3 | - | 24 | 11 | 11
3061 | 34.9429 | 18 | 3 | - | 24 | 11 | 11
3062 | 34.9543 | 18 | 3 | - | 24 | 11 | 11
3063 | 34.9658 | 18 | 3 | - | 24 | 11 | 11
3064 | 34.9772 | 18 | 3 | - | 24 | 11 | 11
3065 | 34.9886 | 18 | 3 | - | 24 | 11 | 11
3066 | 35 | 18 | 3 | - | 24 | 11 | 11
3067 | 35.0114 | 18 | 3 | - | 24 | 11 | 11
3068 | 35.0228 | 18 | 3 | - | 24 | 11 | 11
3069 | 35.0342 | 18 | 3 | - | 24 | 11 | 11
3070 | 35.0457 | 18 | 3 | - | 24 | 11 | 11
3071 | 35.0571 | 18 | 3 | - | 24 | 11 | 11
3072 | 35.0685 | 18 | 3 | - | 24 | 11 | 11
3073 | 35.0799 | 18 | 3 | - | 24 | 11 | 11
3074 | 35.0913 | 18 | 3 | - | 24 | 11 | 11
3075 | 35.1027 | 18 | 3 | - | 24 | 11 | 11
3076 | 35.1142 | 18 | 3 | - | 24 | 11 | 11
3077 | 35.1256 | 18 | 3 | - | 24 | 11 | 11
3078 | 35.137 | 18 | 3 | - | 24 | 11 | 11
3079 | 35.1484 | 18 | 3 | - | 24 | 11 | 11
3080 | 35.1598 | 18 | 3 | - | 24 | 11 | 11
3081 | 35.1712 | 18 | 3 | - | 24 | 11 | 11
3082 | 35.1826 | 18 | 3 | - | 24 | 11 | 11
3083 | 35.1941 | 18 | 3 | - | 24 | 11 | 11
3084 | 35.2055 | 18 | 3 | - | 24 | 11 | 11
3085 | 35.2169 | 18 | 3 | - | 24 | 11 | 11
3086 | 35.2283 | 18 | 3 | - | 24 | 11 | 11
3087 | 35.2397 | 18 | 3 | - | 24 | 11 | 11
3088 | 35.2511 | 18 | 3 | - | 24 | 11 | 11
3089 | 35.2626 | 18 | 3 | - | 24 | 11 | 11
3090 | 35.274 | 18 | 3 | - | 24 | 11 | 11
3091 | 35.2854 | 18 | 3 | - | 24 | 11 | 11
3092 | 35.2968 | 18 | 3 | - | 24 | 11 | 11
3093 | 35.3082 | 18 | 3 | - | 24 | 11 | 11
3094 | 35.3196 | 18 | 3 | - | 24 | 11 | 11
3095 | 35.3311 | 18 | 3 | - | 24 | 11 | 11
3096 | 35.3425 | 18 | 3 | - | 24 | 11 | 11
3097 | 35.3539 | 18 | 3 | - | 24 | 11 | 11
3098 | 35.3653 | 18 | 3 | - | 24 | 11 | 11
3099 | 35.3767 | 18 | 3 | - | 24 | 11 | 11
3100 | 35.3881 | 18 | 3 | - | 24 | 11 | 11
3101 | 35.3995 | 18 | 3 | - | 24 | 11 | 11
3102 | 35.411 | 18 | 3 | - | 24 | 11 | 11
3103 | 35.4224 | 18 | 3 | - | 24 | 11 | 11
3104 | 35.4338 | 18 | 3 | - | 24 | 11 | 11
3105 | 35.4452 | 18 | 3 | - | 24 | 11 | 11
3106 | 35.4566 | 18 | 3 | - | 24 | 11 | 11
3107 | 35.468 | 18 | 3 | - | 24 | 11 | 11
3108 | 35.4795 | 18 | 3 | - | 24 | 11 | 11
3109 | 35.4909 | 18 | 3 | - | 24 | 11 | 11
3110 | 35.5023 | 18 | 3 | - | 24 | 11 | 11
3111 | 35.5137 | 18 | 3 | - | 24 | 11 | 11
3112 | 35.5251 | 18 | 3 | - | 24 | 11 | 11
3113 | 35.5365 | 18 | 3 | - | 24 | 11 | 11
3114 | 35.5479 | 18 | 3 | - | 24 | 11 | 11
3115 | 35.5594 | 18 | 3 | - | 24 | 11 | 11
3116 | 35.5708 | 18 | 3 | - | 24 | 11 | 11
3117 | 35.5822 | 18 | 3 | - | 24 | 11 | 11
3118 | 35.5936 | 18 | 3 | - | 24 | 11 | 11
3119 | 35.605 | 18 | 3 | - | 24 | 11 | 11
3120 | 35.6164 | 18 | 3 | - | 24 | 11 | 11
3121 | 35.6279 | 18 | 3 | - | 24 | 11 | 11
3122 | 35.6393 | 18 | 3 | - | 24 | 11 | 11
3123 | 35.6507 | 18 | 3 | - | 24 | 11 | 11
3124 | 35.6621 | 18 | 3 | - | 24 | 11 | 11
3125 | 35.6735 | 18 | 3 | - | 24 | 11 | 11
3126 | 35.6849 | 18 | 3 | - | 24 | 11 | 11
3127 | 35.6963 | 18 | 3 | - | 24 | 11 | 11
3128 | 35.7078 | 18 | 3 | - | 24 | 11 | 11
3129 | 35.7192 | 18 | 3 | - | 24 | 11 | 11
3130 | 35.7306 | 18 | 3 | - | 24 | 11 | 11
3131 | 35.742 | 18 | 3 | - | 24 | 11 | 11
3132 | 35.7534 | 18 | 3 | - | 24 | 11 | 11
3133 | 35.7648 | 18 | 3 | - | 24 | 11 | 11
3134 | 35.7763 | 18 | 3 | - | 24 | 11 | 11
3135 | 35.7877 | 18 | 3 | - | 24 | 11 | 11
3136 | 35.7991 | 18 | 3 | - | 24 | 11 | 11
3137 | 35.8105 | 18 | 3 | - | 24 | 11 | 11
3138 | 35.8219 | 18 | 3 | - | 24 | 11 | 11
3139 | 35.8333 | 18 | 3 | - | 24 | 11 | 11
3140 | 35.8447 | 18 | 3 | - | 24 | 11 | 11
3141 | 35.8562 | 18 | 3 | - | 24 | 11 | 11
3142 | 35.8676 | 18 | 3 | - | 24 | 11 | 11
3143 | 35.879 | 18 | 3 | - | 24 | 11 | 11
3144 | 35.8904 | 18 | 3 | - | 24 | 11 | 11
3145 | 35.9018 | 18 | 3 | - | 24 | 11 | 11
3146 | 35.9132 | 18 | 3 | - | 24 | 11 | 11
3147 | 35.9247 | 18 | 3 | - | 24 | 11 | 11
3148 | 35.9361 | 18 | 3 | - | 24 | 11 | 11
3149 | 35.9475 | 18 | 3 | - | 24 | 11 | 11
3150 | 35.9589 | 18 | 3 | - | 24 | 11 | 11
3151 | 35.9703 | 18 | 3 | - | 24 | 11 | 11
3152 | 35.9817 | 18 | 3 | - | 24 | 11 | 11
3153 | 35.9932 | 18 | 3 | - | 24 | 11 | 11
3154 | 36.0046 | 18 | 3 | - | 24 | 11 | 11
3155 | 36.016 | 18 | 3 | - | 24 | 11 | 11
3156 | 36.0274 | 18 | 3 | - | 24 | 11 | 11
3157 | 36.0388 | 18 | 3 | - | 24 | 11 | 11
3158 | 36.0502 | 18 | 3 | - | 24 | 11 | 11
3159 | 36.0616 | 18 | 3 | - | 24 | 11 | 11
3160 | 36.0731 | 18 | 3 | - | 24 | 11 | 11
3161 | 36.0845 | 18 | 3 | - | 24 | 11 | 11
3162 | 36.0959 | 18 | 3 | - | 24 | 11 | 11
3163 | 36.1073 | 18 | 3 | - | 24 | 11 | 11
3164 | 36.1187 | 18 | 3 | - | 24 | 11 | 11
3165 | 36.1301 | 18 | 3 | - | 24 | 11 | 11
3166 | 36.1416 | 18 | 3 | - | 24 | 11 | 11
3167 | 36.153 | 18 | 3 | - | 24 | 11 | 11
3168 | 36.1644 | 18 | 3 | - | 24 | 11 | 11
3169 | 36.1758 | 18 | 3 | - | 24 | 11 | 11
3170 | 36.1872 | 18 | 3 | - | 24 | 11 | 11
3171 | 36.1986 | 18 | 3 | - | 24 | 11 | 11
3172 | 36.21 | 18 | 3 | - | 24 | 11 | 11
3173 | 36.2215 | 18 | 3 | - | 24 | 11 | 11
3174 | 36.2329 | 18 | 3 | - | 24 | 11 | 11
3175 | 36.2443 | 18 | 3 | - | 24 | 11 | 11
3176 | 36.2557 | 18 | 3 | - | 24 | 11 | 11
3177 | 36.2671 | 18 | 3 | - | 24 | 11 | 11
3178 | 36.2785 | 18 | 3 | - | 24 | 11 | 11
3179 | 36.29 | 18 | 3 | - | 24 | 11 | 11
3180 | 36.3014 | 18 | 3 | - | 24 | 11 | 11
3181 | 36.3128 | 18 | 3 | - | 24 | 11 | 11
3182 | 36.3242 | 18 | 3 | - | 24 | 11 | 11
3183 | 36.3356 | 18 | 3 | - | 24 | 11 | 11
3184 | 36.347 | 18 | 3 | - | 24 | 11 | 11
3185 | 36.3584 | 18 | 3 | - | 24 | 11 | 11
3186 | 36.3699 | 18 | 3 | - | 24 | 11 | 11
3187 | 36.3813 | 18 | 3 | - | 24 | 11 | 11
3188 | 36.3927 | 18 | 3 | - | 24 | 11 | 11
3189 | 36.4041 | 18 | 3 | - | 24 | 11 | 11
3190 | 36.4155 | 18 | 3 | - | 24 | 11 | 11
3191 | 36.4269 | 18 | 3 | - | 24 | 11 | 11
3192 | 36.4384 | 18 | 3 | - | 24 | 11 | 11
3193 | 36.4498 | 18 | 3 | - | 24 | 11 | 11
3194 | 36.4612 | 18 | 3 | - | 24 | 11 | 11
3195 | 36.4726 | 18 | 3 | - | 24 | 11 | 11
3196 | 36.484 | 18 | 3 | - | 24 | 11 | 11
3197 | 36.4954 | 18 | 3 | - | 24 | 11 | 11
3198 | 36.5068 | 18 | 3 | - | 24 | 11 | 11
3199 | 36.5183 | 18 | 3 | - | 24 | 11 | 11
3200 | 36.5297 | 18 | 3 | - | 24 | 11 | 11
3201 | 36.5411 | 18 | 3 | - | 24 | 11 | 11
3202 | 36.5525 | 18 | 3 | - | 24 | 11 | 11
3203 | 36.5639 | 18 | 3 | - | 24 | 11 | 11
3204 | 36.5753 | 18 | 3 | - | 24 | 11 | 11
3205 | 36.5868 | 18 | 3 | - | 24 | 11 | 11
3206 | 36.5982 | 18 | 3 | - | 24 | 11 | 11
3207 | 36.6096 | 18 | 3 | - | 24 | 11 | 11
3208 | 36.621 | 18 | 3 | - | 24 | 11 | 11
3209 | 36.6324 | 18 | 3 | - | 24 | 11 | 11
3210 | 36.6438 | 18 | 3 | - | 24 | 11 | 11
3211 | 36.6553 | 18 | 3 | - | 24 | 11 | 11
3212 | 36.6667 | 18 | 3 | - | 24 | 11 | 11
3213 | 36.6781 | 18 | 3 | - | 24 | 11 | 11
3214 | 36.6895 | 18 | 3 | - | 24 | 11 | 11
3215 | 36.7009 | 18 | 3 | - | 24 | 11 | 11
3216 | 36.7123 | 18 | 3 | - | 24 | 11 | 11
3217 | 36.7237 | 18 | 3 | - | 24 | 11 | 11
3218 | 36.7352 | 18 | 3 | - | 24 | 11 | 11
3219 | 36.7466 | 18 | 3 | - | 24 | 11 | 11
3220 | 36.758 | 18 | 3 | - | 24 | 11 | 11
3221 | 36.7694 | 18 | 3 | - | 24 | 11 | 11
3222 | 36.7808 | 18 | 3 | - | 24 | 11 | 11
3223 | 36.7922 | 18 | 3 | - | 24 | 11 | 11
3224 | 36.8037 | 18 | 3 | - | 24 | 11 | 11
3225 | 36.8151 | 18 | 3 | - | 24 | 11 | 11
3226 | 36.8265 | 18 | 3 | - | 24 | 11 | 11
3227 | 36.8379 | 18 | 3 | - | 24 | 11 | 11
3228 | 36.8493 | 18 | 3 | - | 24 | 11 | 11
3229 | 36.8607 | 18 | 3 | - | 24 | 11 | 11
3230 | 36.8721 | 18 | 3 | - | 24 | 11 | 11
3231 | 36.8836 | 18 | 3 | - | 24 | 11 | 11
3232 | 36.895 | 18 | 3 | - | 24 | 11 | 11
3233 | 36.9064 | 18 | 3 | - | 24 | 11 | 11
3234 | 36.9178 | 18 | 3 | - | 24 | 11 | 11
3235 | 36.9292 | 18 | 3 | - | 24 | 11 | 11
3236 | 36.9406 | 18 | 3 | - | 24 | 11 | 11
3237 | 36.9521 | 18 | 3 | - | 24 | 11 | 11
3238 | 36.9635 | 18 | 3 | - | 24 | 11 | 11
3239 | 36.9749 | 18 | 3 | - | 24 | 11 | 11
3240 | 36.9863 | 18 | 3 | - | 24 | 11 | 11
3241 | 36.9977 | 18 | 3 | - | 24 | 11 | 11
3242 | 37.0091 | 18 | 3 | - | 24 | 11 | 11
3243 | 37.0205 | 18 | 3 | - | 24 | 11 | 11
3244 | 37.032 | 18 | 3 | - | 24 | 11 | 11
3245 | 37.0434 | 18 | 3 | - | 24 | 11 | 11
3246 | 37.0548 | 18 | 3 | - | 24 | 11 | 11
3247 | 37.0662 | 18 | 3 | - | 24 | 11 | 11
3248 | 37.0776 | 18 | 3 | - | 24 | 11 | 11
3249 | 37.089 | 18 | 3 | - | 24 | 11 | 11
3250 | 37.1005 | 18 | 3 | - | 24 | 11 | 11
3251 | 37.1119 | 18 | 3 | - | 24 | 11 | 11
3252 | 37.1233 | 18 | 3 | - | 24 | 11 | 11
3253 | 37.1347 | 18 | 3 | - | 24 | 11 | 11
3254 | 37.1461 | 18 | 3 | - | 24 | 11 | 11
3255 | 37.1575 | 18 | 3 | - | 24 | 11 | 11
3256 | 37.1689 | 18 | 3 | - | 24 | 11 | 11
3257 | 37.1804 | 18 | 3 | - | 24 | 11 | 11
3258 | 37.1918 | 18 | 3 | - | 24 | 11 | 11
3259 | 37.2032 | 18 | 3 | - | 24 | 11 | 11
3260 | 37.2146 | 18 | 3 | - | 24 | 11 | 11
3261 | 37.226 | 18 | 3 | - | 24 | 11 | 11
3262 | 37.2374 | 18 | 3 | - | 24 | 11 | 11
3263 | 37.2489 | 18 | 3 | - | 24 | 11 | 11
3264 | 37.2603 | 18 | 3 | - | 24 | 11 | 11
3265 | 37.2717 | 18 | 3 | - | 24 | 11 | 11
3266 | 37.2831 | 18 | 3 | - | 24 | 11 | 11
3267 | 37.2945 | 18 | 3 | - | 24 | 11 | 11
3268 | 37.3059 | 18 | 3 | - | 24 | 11 | 11
3269 | 37.3174 | 18 | 3 | - | 24 | 11 | 11
3270 | 37.3288 | 18 | 3 | - | 24 | 11 | 11
3271 | 37.3402 | 18 | 3 | - | 24 | 11 | 11
3272 | 37.3516 | 18 | 3 | - | 24 | 11 | 11
3273 | 37.363 | 18 | 3 | - | 24 | 11 | 11
3274 | 37.3744 | 18 | 3 | - | 24 | 11 | 11
3275 | 37.3858 | 18 | 3 | - | 24 | 11 | 11
3276 | 37.3973 | 18 | 3 | - | 24 | 11 | 11
3277 | 37.4087 | 18 | 3 | - | 24 | 11 | 11
3278 | 37.4201 | 18 | 3 | - | 24 | 11 | 11
3279 | 37.4315 | 18 | 3 | - | 24 | 11 | 11
3280 | 37.4429 | 18 | 3 | - | 24 | 11 | 11
3281 | 37.4543 | 18 | 3 | - | 24 | 11 | 11
3282 | 37.4658 | 18 | 3 | - | 24 | 11 | 11
3283 | 37.4772 | 18 | 3 | - | 24 | 11 | 11
3284 | 37.4886 | 18 | 3 | - | 24 | 11 | 11
3285 | 37.5 | 18 | 3 | - | 24 | 11 | 11
3286 | 37.5114 | 18 | 3 | - | 24 | 11 | 11
3287 | 37.5228 | 18 | 3 | - | 24 | 11 | 11
3288 | 37.5342 | 18 | 3 | - | 24 | 11 | 11
3289 | 37.5457 | 18 | 3 | - | 24 | 11 | 11
3290 | 37.5571 | 18 | 3 | - | 24 | 11 | 11
3291 | 37.5685 | 18 | 3 | - | 24 | 11 | 11
3292 | 37.5799 | 18 | 3 | - | 24 | 11 | 11
3293 | 37.5913 | 18 | 3 | - | 24 | 11 | 11
3294 | 37.6027 | 18 | 3 | - | 24 | 11 | 11
3295 | 37.6142 | 18 | 3 | - | 24 | 11 | 11
3296 | 37.6256 | 18 | 3 | - | 24 | 11 | 11
3297 | 37.637 | 18 | 3 | - | 24 | 11 | 11
3298 | 37.6484 | 18 | 3 | - | 24 | 11 | 11
3299 | 37.6598 | 18 | 3 | - | 24 | 11 | 11
3300 | 37.6712 | 18 | 3 | - | 24 | 11 | 11
3301 | 37.6826 | 18 | 3 | - | 24 | 11 | 11
3302 | 37.6941 | 18 | 3 | - | 24 | 11 | 11
3303 | 37.7055 | 18 | 3 | - | 24 | 11 | 11
3304 | 37.7169 | 18 | 3 | - | 24 | 11 | 11
3305 | 37.7283 | 18 | 3 | - | 24 | 11 | 11
3306 | 37.7397 | 18 | 3 | - | 24 | 11 | 11
3307 | 37.7511 | 18 | 3 | - | 24 | 11 | 11
3308 | 37.7626 | 18 | 3 | - | 24 | 11 | 11
3309 | 37.774 | 18 | 3 | - | 24 | 11 | 11
3310 | 37.7854 | 18 | 3 | - | 24 | 11 | 11
3311 | 37.7968 | 18 | 3 | - | 24 | 11 | 11
3312 | 37.8082 | 18 | 3 | - | 24 | 11 | 11
3313 | 37.8196 | 18 | 3 | - | 24 | 11 | 11
3314 | 37.8311 | 18 | 3 | - | 24 | 11 | 11
3315 | 37.8425 | 18 | 3 | - | 24 | 11 | 11
3316 | 37.8539 | 18 | 3 | - | 24 | 11 | 11
3317 | 37.8653 | 18 | 3 | - | 24 | 11 | 11
3318 | 37.8767 | 18 | 3 | - | 24 | 11 | 11
3319 | 37.8881 | 18 | 3 | - | 24 | 11 | 11
3320 | 37.8995 | 18 | 3 | - | 24 | 11 | 11
3321 | 37.911 | 18 | 3 | - | 24 | 11 | 11
3322 | 37.9224 | 18 | 3 | - | 24 | 11 | 11
3323 | 37.9338 | 18 | 3 | - | 24 | 11 | 11
3324 | 37.9452 | 18 | 3 | - | 24 | 11 | 11
3325 | 37.9566 | 18 | 3 | - | 24 | 11 | 11
3326 | 37.968 | 18 | 3 | - | 24 | 11 | 11
3327 | 37.9795 | 18 | 3 | - | 24 | 11 | 11
3328 | 37.9909 | 18 | 3 | - | 24 | 11 | 11
3329 | 38.0023 | 18 | 3 | - | 24 | 11 | 11
3330 | 38.0137 | 18 | 3 | - | 24 | 11 | 11
3331 | 38.0251 | 18 | 2 | - | 24 | 11 | 11
3332 | 38.0365 | 18 | 2 | - | 24 | 11 | 11
3333 | 38.0479 | 18 | 2 | - | 24 | 11 | 11
3334 | 38.0594 | 18 | 2 | - | 24 | 11 | 11
3335 | 38.0708 | 18 | 2 | - | 24 | 11 | 11
3336 | 38.0822 | 18 | 2 | - | 24 | 11 | 11
3337 | 38.0936 | 18 | 2 | - | 24 | 11 | 11
3338 | 38.105 | 18 | 2 | - | 24 | 11 | 11
3339 | 38.1164 | 18 | 2 | - | 24 | 11 | 11
3340 | 38.1279 | 18 | 2 | - | 24 | 11 | 11
3341 | 38.1393 | 18 | 2 | - | 24 | 11 | 11
3342 | 38.1507 | 18 | 2 | - | 24 | 11 | 11
3343 | 38.1621 | 18 | 2 | - | 24 | 11 | 11
3344 | 38.1735 | 18 | 2 | - | 24 | 11 | 11
3345 | 38.1849 | 18 | 2 | - | 24 | 11 | 11
3346 | 38.1963 | 18 | 2 | - | 24 | 11 | 11
3347 | 38.2078 | 18 | 2 | - | 24 | 11 | 11
3348 | 38.2192 | 18 | 2 | - | 24 | 11 | 11
3349 | 38.2306 | 18 | 2 | - | 24 | 11 | 11
3350 | 38.242 | 18 | 2 | - | 24 | 11 | 11
3351 | 38.2534 | 18 | 2 | - | 24 | 11 | 11
3352 | 38.2648 | 18 | 2 | - | 24 | 11 | 11
3353 | 38.2763 | 18 | 2 | - | 24 | 11 | 11
3354 | 38.2877 | 18 | 2 | - | 24 | 11 | 11
3355 | 38.2991 | 18 | 2 | - | 24 | 11 | 11
3356 | 38.3105 | 18 | 2 | - | 24 | 11 | 11
3357 | 38.3219 | 18 | 2 | - | 24 | 11 | 11
3358 | 38.3333 | 18 | 2 | - | 24 | 11 | 11
3359 | 38.3447 | 18 | 2 | - | 24 | 11 | 11
3360 | 38.3562 | 18 | 2 | - | 24 | 11 | 11
3361 | 38.3676 | 18 | 2 | - | 24 | 11 | 11
3362 | 38.379 | 18 | 2 | - | 24 | 11 | 11
3363 | 38.3904 | 18 | 2 | - | 24 | 11 | 11
3364 | 38.4018 | 18 | 2 | - | 24 | 11 | 11
3365 | 38.4132 | 18 | 2 | - | 24 | 11 | 11
3366 | 38.4247 | 18 | 2 | - | 24 | 11 | 11
3367 | 38.4361 | 18 | 2 | - | 24 | 11 | 11
3368 | 38.4475 | 18 | 2 | - | 24 | 11 | 11
3369 | 38.4589 | 18 | 2 | - | 24 | 11 | 11
3370 | 38.4703 | 18 | 2 | - | 24 | 11 | 11
3371 | 38.4817 | 18 | 2 | - | 24 | 11 | 11
3372 | 38.4932 | 18 | 2 | - | 24 | 11 | 11
3373 | 38.5046 | 18 | 2 | - | 24 | 11 | 11
3374 | 38.516 | 18 | 2 | - | 24 | 11 | 11
3375 | 38.5274 | 18 | 2 | - | 24 | 11 | 11
3376 | 38.5388 | 18 | 2 | - | 24 | 11 | 11
3377 | 38.5502 | 18 | 2 | - | 24 | 11 | 11
3378 | 38.5616 | 18 | 2 | - | 24 | 11 | 11
3379 | 38.5731 | 18 | 2 | - | 24 | 11 | 11
3380 | 38.5845 | 18 | 2 | - | 24 | 11 | 11
3381 | 38.5959 | 18 | 2 | - | 24 | 11 | 11
3382 | 38.6073 | 18 | 2 | - | 24 | 11 | 11
3383 | 38.6187 | 18 | 2 | - | 24 | 11 | 11
3384 | 38.6301 | 18 | 2 | - | 24 | 11 | 11
3385 | 38.6416 | 18 | 2 | - | 24 | 11 | 11
3386 | 38.653 | 18 | 2 | - | 24 | 11 | 11
3387 | 38.6644 | 18 | 2 | - | 24 | 11 | 11
3388 | 38.6758 | 18 | 2 | - | 24 | 11 | 11
3389 | 38.6872 | 18 | 2 | - | 24 | 11 | 11
3390 | 38.6986 | 18 | 2 | - | 24 | 11 | 11
3391 | 38.71 | 18 | 2 | - | 24 | 11 | 11
3392 | 38.7215 | 18 | 2 | - | 24 | 11 | 11
3393 | 38.7329 | 18 | 2 | - | 24 | 11 | 11
3394 | 38.7443 | 18 | 2 | - | 24 | 11 | 11
3395 | 38.7557 | 18 | 2 | - | 24 | 11 | 11
3396 | 38.7671 | 18 | 2 | - | 24 | 11 | 11
3397 | 38.7785 | 18 | 2 | - | 24 | 11 | 11
3398 | 38.79 | 18 | 2 | - | 24 | 11 | 11
3399 | 38.8014 | 18 | 2 | - | 24 | 11 | 11
3400 | 38.8128 | 18 | 2 | - | 24 | 11 | 11
3401 | 38.8242 | 18 | 2 | - | 24 | 11 | 11
3402 | 38.8356 | 18 | 2 | - | 24 | 11 | 11
3403 | 38.847 | 18 | 2 | - | 24 | 11 | 11
3404 | 38.8584 | 18 | 2 | - | 24 | 11 | 11
3405 | 38.8699 | 18 | 2 | - | 24 | 11 | 11
3406 | 38.8813 | 18 | 2 | - | 24 | 11 | 11
3407 | 38.8927 | 18 | 2 | - | 24 | 11 | 11
3408 | 38.9041 | 18 | 2 | - | 24 | 11 | 11
3409 | 38.9155 | 18 | 2 | - | 24 | 11 | 11
3410 | 38.9269 | 18 | 2 | - | 24 | 11 | 11
3411 | 38.9384 | 18 | 2 | - | 24 | 11 | 11
3412 | 38.9498 | 18 | 2 | - | 24 | 11 | 11
3413 | 38.9612 | 18 | 2 | - | 24 | 11 | 11
3414 | 38.9726 | 18 | 2 | - | 24 | 11 | 11
3415 | 38.984 | 18 | 2 | - | 24 | 11 | 11
3416 | 38.9954 | 18 | 2 | - | 24 | 11 | 11
3417 | 39.0068 | 18 | 2 | - | 24 | 11 | 11
3418 | 39.0183 | 18 | 2 | - | 24 | 11 | 11
3419 | 39.0297 | 18 | 2 | - | 24 | 11 | 11
3420 | 39.0411 | 18 | 2 | - | 24 | 11 | 11
3421 | 39.0525 | 18 | 2 | - | 24 | 11 | 11
3422 | 39.0639 | 18 | 2 | - | 24 | 11 | 11
3423 | 39.0753 | 18 | 2 | - | 24 | 11 | 11
3424 | 39.0868 | 18 | 2 | - | 24 | 11 | 11
3425 | 39.0982 | 18 | 2 | - | 24 | 11 | 11
3426 | 39.1096 | 18 | 2 | - | 24 | 11 | 11
3427 | 39.121 | 18 | 2 | - | 24 | 11 | 11
3428 | 39.1324 | 18 | 2 | - | 24 | 11 | 11
3429 | 39.1438 | 18 | 2 | - | 24 | 11 | 11
3430 | 39.1553 | 18 | 2 | - | 24 | 11 | 11
3431 | 39.1667 | 18 | 2 | - | 24 | 11 | 11
3432 | 39.1781 | 18 | 2 | - | 24 | 11 | 11
3433 | 39.1895 | 18 | 2 | - | 24 | 11 | 11
3434 | 39.2009 | 18 | 2 | - | 24 | 11 | 11
3435 | 39.2123 | 18 | 2 | - | 24 | 11 | 11
3436 | 39.2237 | 18 | 2 | - | 24 | 11 | 11
3437 | 39.2352 | 18 | 2 | - | 24 | 11 | 11
3438 | 39.2466 | 18 | 2 | - | 24 | 11 | 11
3439 | 39.258 | 18 | 2 | - | 24 | 11 | 11
3440 | 39.2694 | 18 | 2 | - | 24 | 11 | 11
3441 | 39.2808 | 18 | 2 | - | 24 | 11 | 11
3442 | 39.2922 | 18 | 2 | - | 24 | 11 | 11
3443 | 39.3037 | 18 | 2 | - | 24 | 11 | 11
3444 | 39.3151 | 18 | 2 | - | 24 | 11 | 11
3445 | 39.3265 | 18 | 2 | - | 24 | 11 | 11
3446 | 39.3379 | 18 | 2 | - | 24 | 11 | 11
3447 | 39.3493 | 18 | 2 | - | 24 | 11 | 11
3448 | 39.3607 | 18 | 2 | - | 24 | 11 | 11
3449 | 39.3721 | 18 | 2 | - | 24 | 11 | 11
3450 | 39.3836 | 18 | 2 | - | 24 | 11 | 11
3451 | 39.395 | 18 | 2 | - | 24 | 11 | 11
3452 | 39.4064 | 18 | 2 | - | 24 | 11 | 11
3453 | 39.4178 | 18 | 2 | - | 24 | 11 | 11
3454 | 39.4292 | 18 | 2 | - | 24 | 11 | 11
3455 | 39.4406 | 18 | 2 | - | 24 | 11 | 11
3456 | 39.4521 | 18 | 2 | - | 24 | 11 | 11
3457 | 39.4635 | 18 | 2 | - | 24 | 11 | 11
3458 | 39.4749 | 18 | 2 | - | 24 | 11 | 11
3459 | 39.4863 | 17 | 2 | - | 24 | 11 | 11
3460 | 39.4977 | 17 | 2 | - | 24 | 11 | 11
3461 | 39.5091 | 17 | 2 | - | 24 | 11 | 11
3462 | 39.5205 | 17 | 2 | - | 24 | 11 | 11
3463 | 39.532 | 17 | 2 | - | 24 | 11 | 11
3464 | 39.5434 | 17 | 2 | - | 24 | 11 | 11
3465 | 39.5548 | 17 | 2 | - | 24 | 11 | 11
3466 | 39.5662 | 17 | 2 | - | 24 | 11 | 11
3467 | 39.5776 | 17 | 2 | - | 24 | 11 | 11
3468 | 39.589 | 17 | 2 | - | 24 | 11 | 11
3469 | 39.6005 | 17 | 2 | - | 24 | 11 | 11
3470 | 39.6119 | 17 | 2 | - | 24 | 11 | 11
3471 | 39.6233 | 17 | 2 | - | 24 | 11 | 11
3472 | 39.6347 | 17 | 2 | - | 24 | 11 | 11
3473 | 39.6461 | 17 | 2 | - | 24 | 11 | 11
3474 | 39.6575 | 17 | 2 | - | 24 | 11 | 11
3475 | 39.6689 | 17 | 2 | - | 24 | 11 | 11
3476 | 39.6804 | 17 | 2 | - | 24 | 11 | 11
3477 | 39.6918 | 17 | 2 | - | 24 | 11 | 11
3478 | 39.7032 | 17 | 2 | - | 24 | 11 | 11
3479 | 39.7146 | 17 | 2 | - | 24 | 11 | 11
3480 | 39.726 | 17 | 2 | - | 24 | 11 | 11
3481 | 39.7374 | 17 | 2 | - | 24 | 11 | 11
3482 | 39.7489 | 17 | 2 | - | 24 | 11 | 11
3483 | 39.7603 | 17 | 2 | - | 24 | 11 | 11
3484 | 39.7717 | 17 | 2 | - | 24 | 11 | 11
3485 | 39.7831 | 17 | 2 | - | 24 | 11 | 11
3486 | 39.7945 | 17 | 2 | - | 24 | 11 | 11
3487 | 39.8059 | 17 | 2 | - | 24 | 11 | 11
3488 | 39.8174 | 17 | 2 | - | 24 | 11 | 11
3489 | 39.8288 | 17 | 2 | - | 24 | 11 | 11
3490 | 39.8402 | 17 | 2 | - | 24 | 11 | 11
3491 | 39.8516 | 17 | 2 | - | 24 | 11 | 11
3492 | 39.863 | 17 | 2 | - | 24 | 11 | 11
3493 | 39.8744 | 17 | 2 | - | 24 | 11 | 11
3494 | 39.8858 | 17 | 2 | - | 24 | 11 | 11
3495 | 39.8973 | 17 | 2 | - | 24 | 11 | 11
3496 | 39.9087 | 17 | 2 | - | 24 | 11 | 11
3497 | 39.9201 | 17 | 2 | - | 24 | 11 | 11
3498 | 39.9315 | 17 | 2 | - | 24 | 11 | 11
3499 | 39.9429 | 17 | 2 | - | 24 | 11 | 11
3500 | 39.9543 | 17 | 2 | - | 24 | 11 | 11
3501 | 39.9658 | 17 | 2 | - | 24 | 11 | 11
3502 | 39.9772 | 17 | 2 | - | 24 | 11 | 11
3503 | 39.9886 | 17 | 2 | - | 24 | 11 | 11
3504 | 40 | 17 | 2 | - | 24 | 11 | 11
3505 | 40.0114 | 17 | 2 | - | 24 | 11 | 11
3506 | 40.0228 | 17 | 2 | - | 24 | 11 | 11
3507 | 40.0342 | 17 | 2 | - | 24 | 11 | 11
3508 | 40.0457 | 17 | 2 | - | 24 | 11 | 11
3509 | 40.0571 | 17 | 2 | - | 24 | 11 | 11
3510 | 40.0685 | 17 | 2 | - | 24 | 11 | 11
3511 | 40.0799 | 17 | 2 | - | 24 | 11 | 11
3512 | 40.0913 | 17 | 2 | - | 24 | 11 | 11
3513 | 40.1027 | 17 | 2 | - | 24 | 11 | 11
3514 | 40.1142 | 17 | 2 | - | 24 | 11 | 11
3515 | 40.1256 | 17 | 2 | - | 24 | 11 | 11
3516 | 40.137 | 17 | 2 | - | 24 | 11 | 11
3517 | 40.1484 | 17 | 2 | - | 24 | 11 | 11
3518 | 40.1598 | 17 | 2 | - | 24 | 11 | 11
3519 | 40.1712 | 17 | 2 | - | 24 | 11 | 11
3520 | 40.1826 | 17 | 2 | - | 24 | 11 | 11
3521 | 40.1941 | 17 | 2 | - | 24 | 11 | 11
3522 | 40.2055 | 17 | 2 | - | 24 | 11 | 11
3523 | 40.2169 | 17 | 2 | - | 24 | 11 | 11
3524 | 40.2283 | 17 | 2 | - | 24 | 11 | 11
3525 | 40.2397 | 17 | 2 | - | 24 | 11 | 11
3526 | 40.2511 | 17 | 2 | - | 24 | 11 | 11
3527 | 40.2626 | 17 | 2 | - | 24 | 11 | 11
3528 | 40.274 | 17 | 2 | - | 24 | 11 | 11
3529 | 40.2854 | 17 | 2 | - | 24 | 11 | 11
3530 | 40.2968 | 17 | 2 | - | 24 | 11 | 11
3531 | 40.3082 | 17 | 2 | - | 24 | 11 | 11
3532 | 40.3196 | 17 | 2 | - | 24 | 11 | 11
3533 | 40.3311 | 17 | 2 | - | 24 | 11 | 11
3534 | 40.3425 | 17 | 2 | - | 24 | 11 | 11
3535 | 40.3539 | 17 | 2 | - | 24 | 11 | 11
3536 | 40.3653 | 17 | 2 | - | 24 | 11 | 11
3537 | 40.3767 | 17 | 2 | - | 24 | 11 | 11
3538 | 40.3881 | 17 | 2 | - | 24 | 11 | 11
3539 | 40.3995 | 17 | 2 | - | 24 | 11 | 11
3540 | 40.411 | 17 | 2 | - | 24 | 11 | 11
3541 | 40.4224 | 17 | 2 | - | 24 | 11 | 11
3542 | 40.4338 | 17 | 2 | - | 24 | 11 | 11
3543 | 40.4452 | 17 | 2 | - | 24 | 11 | 11
3544 | 40.4566 | 17 | 2 | - | 24 | 11 | 11
3545 | 40.468 | 17 | 2 | - | 24 | 11 | 11
3546 | 40.4795 | 17 | 2 | - | 24 | 11 | 11
3547 | 40.4909 | 17 | 2 | - | 24 | 11 | 11
3548 | 40.5023 | 17 | 2 | - | 24 | 11 | 11
3549 | 40.5137 | 17 | 2 | - | 24 | 11 | 11
3550 | 40.5251 | 17 | 2 | - | 24 | 11 | 11
3551 | 40.5365 | 17 | 2 | - | 24 | 11 | 11
3552 | 40.5479 | 17 | 2 | - | 24 | 11 | 11
3553 | 40.5594 | 17 | 2 | - | 24 | 11 | 11
3554 | 40.5708 | 17 | 2 | - | 24 | 11 | 11
3555 | 40.5822 | 17 | 2 | - | 24 | 11 | 11
3556 | 40.5936 | 17 | 2 | - | 24 | 11 | 11
3557 | 40.605 | 17 | 2 | - | 24 | 11 | 11
3558 | 40.6164 | 17 | 2 | - | 24 | 11 | 11
3559 | 40.6279 | 17 | 2 | - | 24 | 11 | 11
3560 | 40.6393 | 17 | 2 | - | 24 | 11 | 11
3561 | 40.6507 | 17 | 2 | - | 24 | 11 | 11
3562 | 40.6621 | 17 | 2 | - | 24 | 11 | 11
3563 | 40.6735 | 17 | 2 | - | 24 | 11 | 11
3564 | 40.6849 | 17 | 2 | - | 24 | 11 | 11
3565 | 40.6963 | 17 | 2 | - | 24 | 11 | 11
3566 | 40.7078 | 17 | 2 | - | 24 | 11 | 11
3567 | 40.7192 | 17 | 2 | - | 24 | 11 | 11
3568 | 40.7306 | 17 | 2 | - | 24 | 11 | 11
3569 | 40.742 | 17 | 2 | - | 24 | 11 | 11
3570 | 40.7534 | 17 | 2 | - | 24 | 11 | 11
3571 | 40.7648 | 17 | 2 | - | 24 | 11 | 11
3572 | 40.7763 | 17 | 2 | - | 24 | 11 | 11
3573 | 40.7877 | 17 | 2 | - | 24 | 11 | 11
3574 | 40.7991 | 17 | 2 | - | 24 | 11 | 11
3575 | 40.8105 | 17 | 2 | - | 24 | 11 | 11
3576 | 40.8219 | 17 | 2 | - | 24 | 11 | 11
3577 | 40.8333 | 17 | 2 | - | 24 | 11 | 11
3578 | 40.8447 | 17 | 2 | - | 24 | 11 | 11
3579 | 40.8562 | 17 | 2 | - | 24 | 11 | 11
3580 | 40.8676 | 17 | 2 | - | 24 | 11 | 11
3581 | 40.879 | 17 | 2 | - | 24 | 11 | 11
3582 | 40.8904 | 17 | 2 | - | 24 | 11 | 11
3583 | 40.9018 | 17 | 2 | - | 24 | 11 | 11
3584 | 40.9132 | 17 | 2 | - | 24 | 11 | 11
3585 | 40.9247 | 17 | 2 | - | 24 | 11 | 11
3586 | 40.9361 | 17 | 2 | - | 24 | 11 | 11
3587 | 40.9475 | 17 | 2 | - | 24 | 11 | 11
3588 | 40.9589 | 17 | 2 | - | 24 | 11 | 11
3589 | 40.9703 | 17 | 2 | - | 24 | 11 | 11
3590 | 40.9817 | 17 | 2 | - | 24 | 11 | 11
3591 | 40.9932 | 17 | 2 | - | 24 | 11 | 11
3592 | 41.0046 | 17 | 2 | - | 24 | 11 | 11
3593 | 41.016 | 17 | 2 | - | 24 | 11 | 11
3594 | 41.0274 | 17 | 2 | - | 24 | 11 | 11
3595 | 41.0388 | 17 | 2 | - | 24 | 11 | 11
3596 | 41.0502 | 17 | 2 | - | 24 | 11 | 11
3597 | 41.0616 | 17 | 2 | - | 24 | 11 | 11
3598 | 41.0731 | 17 | 2 | - | 24 | 11 | 11
3599 | 41.0845 | 17 | 2 | - | 24 | 11 | 11
3600 | 41.0959 | 17 | 2 | - | 24 | 11 | 11
3601 | 41.1073 | 17 | 2 | - | 24 | 11 | 11
3602 | 41.1187 | 17 | 2 | - | 24 | 11 | 11
3603 | 41.1301 | 17 | 2 | - | 24 | 11 | 11
3604 | 41.1416 | 17 | 2 | - | 24 | 11 | 11
3605 | 41.153 | 17 | 2 | - | 24 | 11 | 11
3606 | 41.1644 | 17 | 2 | - | 24 | 11 | 11
3607 | 41.1758 | 17 | 2 | - | 24 | 11 | 11
3608 | 41.1872 | 17 | 2 | - | 24 | 11 | 11
3609 | 41.1986 | 17 | 2 | - | 24 | 11 | 11
3610 | 41.21 | 17 | 2 | - | 24 | 11 | 11
3611 | 41.2215 | 17 | 2 | - | 24 | 11 | 11
3612 | 41.2329 | 17 | 2 | - | 24 | 11 | 11
3613 | 41.2443 | 17 | 2 | - | 24 | 11 | 11
3614 | 41.2557 | 17 | 2 | - | 24 | 11 | 11
3615 | 41.2671 | 17 | 2 | - | 24 | 11 | 11
3616 | 41.2785 | 17 | 2 | - | 24 | 11 | 11
3617 | 41.29 | 17 | 2 | - | 24 | 11 | 11
3618 | 41.3014 | 17 | 2 | - | 24 | 11 | 11
3619 | 41.3128 | 17 | 2 | - | 24 | 11 | 11
3620 | 41.3242 | 17 | 2 | - | 24 | 11 | 11
3621 | 41.3356 | 17 | 2 | - | 24 | 11 | 11
3622 | 41.347 | 17 | 2 | - | 24 | 11 | 11
3623 | 41.3584 | 17 | 2 | - | 24 | 11 | 11
3624 | 41.3699 | 17 | 2 | - | 24 | 11 | 11
3625 | 41.3813 | 17 | 2 | - | 24 | 11 | 11
3626 | 41.3927 | 17 | 2 | - | 24 | 11 | 11
3627 | 41.4041 | 17 | 2 | - | 24 | 11 | 11
3628 | 41.4155 | 17 | 2 | - | 24 | 11 | 11
3629 | 41.4269 | 17 | 2 | - | 24 | 11 | 11
3630 | 41.4384 | 17 | 2 | - | 24 | 11 | 11
3631 | 41.4498 | 17 | 2 | - | 24 | 11 | 11
3632 | 41.4612 | 17 | 2 | - | 24 | 11 | 11
3633 | 41.4726 | 17 | 2 | - | 24 | 11 | 11
3634 | 41.484 | 17 | 2 | - | 24 | 11 | 11
3635 | 41.4954 | 17 | 2 | - | 24 | 11 | 11
3636 | 41.5068 | 17 | 2 | - | 24 | 11 | 11
3637 | 41.5183 | 17 | 2 | - | 24 | 11 | 11
3638 | 41.5297 | 17 | 2 | - | 24 | 11 | 11
3639 | 41.5411 | 17 | 2 | - | 24 | 11 | 11
3640 | 41.5525 | 17 | 2 | - | 24 | 11 | 11
3641 | 41.5639 | 17 | 2 | - | 24 | 11 | 11
3642 | 41.5753 | 17 | 2 | - | 24 | 11 | 11
3643 | 41.5868 | 17 | 2 | - | 24 | 11 | 11
3644 | 41.5982 | 17 | 2 | - | 24 | 11 | 11
3645 | 41.6096 | 17 | 2 | - | 24 | 11 | 11
3646 | 41.621 | 17 | 2 | - | 24 | 11 | 11
3647 | 41.6324 | 17 | 2 | - | 24 | 11 | 11
3648 | 41.6438 | 17 | 2 | - | 24 | 11 | 11
3649 | 41.6553 | 17 | 2 | - | 24 | 11 | 11
3650 | 41.6667 | 17 | 2 | - | 24 | 11 | 11
3651 | 41.6781 | 17 | 2 | - | 24 | 11 | 11
3652 | 41.6895 | 17 | 2 | - | 24 | 11 | 11
3653 | 41.7009 | 17 | 2 | - | 24 | 11 | 11
3654 | 41.7123 | 17 | 2 | - | 24 | 11 | 11
3655 | 41.7237 | 17 | 2 | - | 24 | 11 | 11
3656 | 41.7352 | 17 | 2 | - | 24 | 11 | 11
3657 | 41.7466 | 17 | 2 | - | 24 | 11 | 11
3658 | 41.758 | 17 | 2 | - | 24 | 11 | 11
3659 | 41.7694 | 17 | 2 | - | 24 | 11 | 11
3660 | 41.7808 | 17 | 2 | - | 24 | 11 | 11
3661 | 41.7922 | 17 | 2 | - | 24 | 11 | 11
3662 | 41.8037 | 17 | 2 | - | 24 | 11 | 11
3663 | 41.8151 | 17 | 2 | - | 24 | 11 | 11
3664 | 41.8265 | 17 | 2 | - | 24 | 11 | 11
3665 | 41.8379 | 17 | 2 | - | 24 | 11 | 11
3666 | 41.8493 | 17 | 2 | - | 24 | 11 | 11
3667 | 41.8607 | 17 | 2 | - | 24 | 11 | 11
3668 | 41.8721 | 17 | 2 | - | 24 | 11 | 11
3669 | 41.8836 | 17 | 2 | - | 24 | 11 | 11
3670 | 41.895 | 17 | 2 | - | 24 | 11 | 11
3671 | 41.9064 | 17 | 2 | - | 24 | 11 | 11
3672 | 41.9178 | 17 | 2 | - | 24 | 11 | 11
3673 | 41.9292 | 17 | 2 | - | 24 | 11 | 11
3674 | 41.9406 | 17 | 2 | - | 24 | 11 | 11
3675 | 41.9521 | 17 | 2 | - | 24 | 11 | 11
3676 | 41.9635 | 17 | 2 | - | 24 | 11 | 11
3677 | 41.9749 | 17 | 2 | - | 24 | 11 | 11
3678 | 41.9863 | 17 | 2 | - | 24 | 11 | 11
3679 | 41.9977 | 17 | 2 | - | 24 | 11 | 11
3680 | 42.0091 | 17 | 2 | - | 24 | 11 | 11
3681 | 42.0205 | 17 | 2 | - | 24 | 11 | 11
3682 | 42.032 | 17 | 2 | - | 24 | 11 | 11
3683 | 42.0434 | 17 | 2 | - | 24 | 11 | 11
3684 | 42.0548 | 17 | 2 | - | 24 | 11 | 11
3685 | 42.0662 | 17 | 2 | - | 24 | 11 | 11
3686 | 42.0776 | 17 | 2 | - | 24 | 11 | 11
3687 | 42.089 | 17 | 2 | - | 24 | 11 | 11
3688 | 42.1005 | 17 | 2 | - | 24 | 11 | 11
3689 | 42.1119 | 17 | 2 | - | 24 | 11 | 11
3690 | 42.1233 | 17 | 2 | - | 24 | 11 | 11
3691 | 42.1347 | 17 | 2 | - | 24 | 11 | 11
3692 | 42.1461 | 17 | 2 | - | 24 | 11 | 11
3693 | 42.1575 | 17 | 2 | - | 24 | 11 | 11
3694 | 42.1689 | 17 | 2 | - | 24 | 11 | 11
3695 | 42.1804 | 17 | 2 | - | 24 | 11 | 11
3696 | 42.1918 | 17 | 2 | - | 24 | 11 | 11
3697 | 42.2032 | 17 | 2 | - | 24 | 11 | 11
3698 | 42.2146 | 17 | 2 | - | 24 | 11 | 11
3699 | 42.226 | 17 | 2 | - | 24 | 11 | 11
3700 | 42.2374 | 17 | 2 | - | 24 | 11 | 11
3701 | 42.2489 | 17 | 2 | - | 24 | 11 | 11
3702 | 42.2603 | 17 | 2 | - | 24 | 11 | 11
3703 | 42.2717 | 17 | 2 | - | 24 | 11 | 11
3704 | 42.2831 | 17 | 2 | - | 24 | 11 | 11
3705 | 42.2945 | 17 | 2 | - | 24 | 11 | 11
3706 | 42.3059 | 17 | 2 | - | 24 | 11 | 11
3707 | 42.3174 | 17 | 2 | - | 24 | 11 | 11
3708 | 42.3288 | 17 | 2 | - | 24 | 11 | 11
3709 | 42.3402 | 17 | 2 | - | 24 | 11 | 11
3710 | 42.3516 | 17 | 2 | - | 24 | 11 | 11
3711 | 42.363 | 17 | 2 | - | 24 | 11 | 11
3712 | 42.3744 | 17 | 2 | - | 24 | 11 | 11
3713 | 42.3858 | 17 | 2 | - | 24 | 11 | 11
3714 | 42.3973 | 17 | 2 | - | 24 | 11 | 11
3715 | 42.4087 | 17 | 2 | - | 24 | 11 | 11
3716 | 42.4201 | 17 | 2 | - | 24 | 11 | 11
3717 | 42.4315 | 17 | 2 | - | 24 | 11 | 11
3718 | 42.4429 | 17 | 2 | - | 24 | 11 | 11
3719 | 42.4543 | 17 | 2 | - | 24 | 11 | 11
3720 | 42.4658 | 17 | 2 | - | 24 | 11 | 11
3721 | 42.4772 | 17 | 2 | - | 24 | 11 | 11
3722 | 42.4886 | 17 | 2 | - | 24 | 11 | 11
3723 | 42.5 | 17 | 2 | - | 24 | 11 | 11
3724 | 42.5114 | 17 | 2 | - | 24 | 11 | 11
3725 | 42.5228 | 17 | 2 | - | 24 | 11 | 11
3726 | 42.5342 | 17 | 2 | - | 24 | 11 | 11
3727 | 42.5457 | 17 | 2 | - | 24 | 11 | 11
3728 | 42.5571 | 17 | 2 | - | 24 | 11 | 11
3729 | 42.5685 | 17 | 2 | - | 24 | 11 | 11
3730 | 42.5799 | 17 | 2 | - | 24 | 11 | 11
3731 | 42.5913 | 17 | 2 | - | 24 | 11 | 11
3732 | 42.6027 | 17 | 2 | - | 24 | 11 | 11
3733 | 42.6142 | 17 | 2 | - | 24 | 11 | 11
3734 | 42.6256 | 17 | 2 | - | 24 | 11 | 11
3735 | 42.637 | 17 | 2 | - | 24 | 11 | 11
3736 | 42.6484 | 17 | 2 | - | 24 | 11 | 11
3737 | 42.6598 | 17 | 2 | - | 24 | 11 | 11
3738 | 42.6712 | 17 | 2 | - | 24 | 11 | 11
3739 | 42.6826 | 17 | 2 | - | 24 | 11 | 11
3740 | 42.6941 | 17 | 2 | - | 24 | 11 | 11
3741 | 42.7055 | 17 | 2 | - | 24 | 11 | 11
3742 | 42.7169 | 17 | 2 | - | 24 | 11 | 11
3743 | 42.7283 | 17 | 2 | - | 24 | 11 | 11
3744 | 42.7397 | 17 | 2 | - | 24 | 11 | 10
3745 | 42.7511 | 17 | 2 | - | 24 | 11 | 10
3746 | 42.7626 | 17 | 2 | - | 24 | 11 | 10
3747 | 42.774 | 17 | 2 | - | 24 | 11 | 10
3748 | 42.7854 | 17 | 2 | - | 24 | 11 | 10
3749 | 42.7968 | 17 | 2 | - | 24 | 11 | 10
3750 | 42.8082 | 17 | 2 | - | 24 | 11 | 10
3751 | 42.8196 | 17 | 2 | - | 24 | 11 | 10
3752 | 42.8311 | 17 | 2 | - | 24 | 11 | 10
3753 | 42.8425 | 17 | 2 | - | 24 | 11 | 10
3754 | 42.8539 | 17 | 2 | - | 24 | 11 | 10
3755 | 42.8653 | 17 | 2 | - | 24 | 11 | 10
3756 | 42.8767 | 17 | 2 | - | 24 | 11 | 10
3757 | 42.8881 | 17 | 2 | - | 24 | 11 | 10
3758 | 42.8995 | 17 | 2 | - | 24 | 11 | 10
3759 | 42.911 | 17 | 2 | - | 24 | 11 | 10
3760 | 42.9224 | 17 | 2 | - | 24 | 11 | 10
3761 | 42.9338 | 17 | 2 | - | 24 | 11 | 10
3762 | 42.9452 | 17 | 2 | - | 24 | 11 | 10
3763 | 42.9566 | 17 | 2 | - | 24 | 11 | 10
3764 | 42.968 | 17 | 2 | - | 24 | 11 | 10
3765 | 42.9795 | 17 | 2 | - | 24 | 11 | 10
3766 | 42.9909 | 17 | 2 | - | 24 | 11 | 10
3767 | 43.0023 | 17 | 2 | - | 24 | 11 | 10
3768 | 43.0137 | 17 | 2 | - | 24 | 11 | 10
3769 | 43.0251 | 17 | 2 | - | 24 | 11 | 10
3770 | 43.0365 | 17 | 2 | - | 24 | 11 | 10
3771 | 43.0479 | 17 | 2 | - | 24 | 11 | 10
3772 | 43.0594 | 17 | 2 | - | 24 | 11 | 10
3773 | 43.0708 | 17 | 2 | - | 24 | 11 | 10
3774 | 43.0822 | 17 | 2 | - | 24 | 11 | 10
3775 | 43.0936 | 17 | 2 | - | 24 | 11 | 10
3776 | 43.105 | 17 | 2 | - | 24 | 11 | 10
3777 | 43.1164 | 17 | 2 | - | 24 | 11 | 10
3778 | 43.1279 | 17 | 2 | - | 24 | 11 | 10
3779 | 43.1393 | 17 | 2 | - | 24 | 11 | 10
3780 | 43.1507 | 17 | 2 | - | 24 | 11 | 10
3781 | 43.1621 | 17 | 2 | - | 24 | 11 | 10
3782 | 43.1735 | 17 | 2 | - | 24 | 11 | 10
3783 | 43.1849 | 17 | 2 | - | 24 | 11 | 10
3784 | 43.1963 | 17 | 2 | - | 24 | 11 | 10
3785 | 43.2078 | 17 | 2 | - | 24 | 11 | 10
3786 | 43.2192 | 17 | 2 | - | 24 | 11 | 10
3787 | 43.2306 | 17 | 2 | - | 24 | 11 | 10
3788 | 43.242 | 17 | 2 | - | 24 | 11 | 10
3789 | 43.2534 | 17 | 2 | - | 24 | 11 | 10
3790 | 43.2648 | 17 | 2 | - | 24 | 11 | 10
3791 | 43.2763 | 17 | 2 | - | 24 | 11 | 10
3792 | 43.2877 | 17 | 2 | - | 24 | 11 | 10
3793 | 43.2991 | 17 | 2 | - | 24 | 11 | 10
3794 | 43.3105 | 17 | 2 | - | 24 | 11 | 10
3795 | 43.3219 | 17 | 2 | - | 24 | 11 | 10
3796 | 43.3333 | 17 | 2 | - | 24 | 11 | 10
3797 | 43.3447 | 17 | 2 | - | 24 | 11 | 10
3798 | 43.3562 | 17 | 2 | - | 24 | 11 | 10
3799 | 43.3676 | 17 | 2 | - | 24 | 11 | 10
3800 | 43.379 | 17 | 2 | - | 23 | 11 | 10
3801 | 43.3904 | 17 | 2 | - | 23 | 11 | 10
3802 | 43.4018 | 17 | 2 | - | 23 | 11 | 10
3803 | 43.4132 | 17 | 2 | - | 23 | 11 | 10
3804 | 43.4247 | 17 | 2 | - | 23 | 11 | 10
3805 | 43.4361 | 17 | 2 | - | 23 | 11 | 10
3806 | 43.4475 | 17 | 2 | - | 23 | 11 | 10
3807 | 43.4589 | 17 | 2 | - | 23 | 11 | 10
3808 | 43.4703 | 17 | 2 | - | 23 | 11 | 10
3809 | 43.4817 | 17 | 2 | - | 23 | 11 | 10
3810 | 43.4932 | 17 | 2 | - | 23 | 11 | 10
3811 | 43.5046 | 17 | 2 | - | 23 | 11 | 10
3812 | 43.516 | 17 | 2 | - | 23 | 11 | 10
3813 | 43.5274 | 17 | 2 | - | 23 | 11 | 10
3814 | 43.5388 | 17 | 2 | - | 23 | 11 | 10
3815 | 43.5502 | 17 | 2 | - | 23 | 11 | 10
3816 | 43.5616 | 17 | 2 | - | 23 | 11 | 10
3817 | 43.5731 | 17 | 2 | - | 23 | 11 | 10
3818 | 43.5845 | 17 | 2 | - | 23 | 11 | 10
3819 | 43.5959 | 17 | 2 | - | 23 | 11 | 10
3820 | 43.6073 | 17 | 2 | - | 23 | 11 | 10
3821 | 43.6187 | 17 | 2 | - | 23 | 11 | 10
3822 | 43.6301 | 17 | 2 | - | 23 | 11 | 10
3823 | 43.6416 | 17 | 2 | - | 23 | 11 | 10
3824 | 43.653 | 17 | 2 | - | 23 | 11 | 10
3825 | 43.6644 | 17 | 2 | - | 23 | 11 | 10
3826 | 43.6758 | 17 | 2 | - | 23 | 11 | 10
3827 | 43.6872 | 17 | 2 | - | 23 | 11 | 10
3828 | 43.6986 | 17 | 2 | - | 23 | 11 | 10
3829 | 43.71 | 17 | 2 | - | 23 | 11 | 10
3830 | 43.7215 | 17 | 2 | - | 23 | 11 | 10
3831 | 43.7329 | 17 | 2 | - | 23 | 11 | 10
3832 | 43.7443 | 17 | 2 | - | 23 | 11 | 10
3833 | 43.7557 | 17 | 2 | - | 23 | 11 | 10
3834 | 43.7671 | 17 | 2 | - | 23 | 11 | 10
3835 | 43.7785 | 17 | 2 | - | 23 | 11 | 10
3836 | 43.79 | 17 | 2 | - | 23 | 11 | 10
3837 | 43.8014 | 17 | 2 | - | 23 | 11 | 10
3838 | 43.8128 | 17 | 2 | - | 23 | 11 | 10
3839 | 43.8242 | 17 | 2 | - | 23 | 11 | 10
3840 | 43.8356 | 17 | 2 | - | 23 | 11 | 10
3841 | 43.847 | 17 | 2 | - | 23 | 11 | 10
3842 | 43.8584 | 17 | 2 | - | 23 | 11 | 10
3843 | 43.8699 | 17 | 2 | - | 23 | 11 | 10
3844 | 43.8813 | 17 | 2 | - | 23 | 11 | 10
3845 | 43.8927 | 17 | 2 | - | 23 | 11 | 10
3846 | 43.9041 | 17 | 2 | - | 23 | 11 | 10
3847 | 43.9155 | 17 | 2 | - | 23 | 11 | 10
3848 | 43.9269 | 17 | 2 | - | 23 | 11 | 10
3849 | 43.9384 | 17 | 2 | - | 23 | 11 | 10
3850 | 43.9498 | 17 | 2 | - | 23 | 11 | 10
3851 | 43.9612 | 17 | 2 | - | 23 | 11 | 10
3852 | 43.9726 | 17 | 2 | - | 23 | 11 | 10
3853 | 43.984 | 17 | 2 | - | 23 | 11 | 10
3854 | 43.9954 | 17 | 2 | - | 23 | 11 | 10
3855 | 44.0068 | 17 | 2 | - | 23 | 11 | 10
3856 | 44.0183 | 17 | 2 | - | 23 | 11 | 10
3857 | 44.0297 | 17 | 2 | - | 23 | 11 | 10
3858 | 44.0411 | 17 | 2 | - | 23 | 11 | 10
3859 | 44.0525 | 17 | 2 | - | 23 | 11 | 10
3860 | 44.0639 | 17 | 2 | - | 23 | 11 | 10
3861 | 44.0753 | 17 | 2 | - | 23 | 11 | 10
3862 | 44.0868 | 17 | 2 | - | 23 | 11 | 10
3863 | 44.0982 | 17 | 2 | - | 23 | 11 | 10
3864 | 44.1096 | 17 | 2 | - | 23 | 11 | 10
3865 | 44.121 | 17 | 2 | - | 23 | 11 | 10
3866 | 44.1324 | 17 | 2 | - | 23 | 11 | 10
3867 | 44.1438 | 17 | 2 | - | 23 | 11 | 10
3868 | 44.1553 | 17 | 2 | - | 23 | 11 | 10
3869 | 44.1667 | 17 | 2 | - | 23 | 11 | 10
3870 | 44.1781 | 17 | 2 | - | 23 | 10 | 10
3871 | 44.1895 | 17 | 2 | - | 23 | 10 | 10
3872 | 44.2009 | 17 | 2 | - | 23 | 10 | 10
3873 | 44.2123 | 17 | 2 | - | 23 | 10 | 10
3874 | 44.2237 | 17 | 2 | - | 23 | 10 | 10
3875 | 44.2352 | 17 | 2 | - | 23 | 10 | 10
3876 | 44.2466 | 17 | 2 | - | 23 | 10 | 10
3877 | 44.258 | 17 | 2 | - | 23 | 10 | 10
3878 | 44.2694 | 17 | 2 | - | 23 | 10 | 10
3879 | 44.2808 | 17 | 2 | - | 23 | 10 | 10
3880 | 44.2922 | 17 | 2 | - | 23 | 10 | 10
3881 | 44.3037 | 17 | 2 | - | 23 | 10 | 10
3882 | 44.3151 | 17 | 2 | - | 23 | 10 | 10
3883 | 44.3265 | 17 | 2 | - | 23 | 10 | 10
3884 | 44.3379 | 17 | 2 | - | 23 | 10 | 10
3885 | 44.3493 | 17 | 2 | - | 23 | 10 | 10
3886 | 44.3607 | 17 | 2 | - | 23 | 10 | 10
3887 | 44.3721 | 17 | 2 | - | 23 | 10 | 10
3888 | 44.3836 | 17 | 2 | - | 23 | 10 | 10
3889 | 44.395 | 17 | 2 | - | 23 | 10 | 10
3890 | 44.4064 | 17 | 2 | - | 23 | 10 | 10
3891 | 44.4178 | 17 | 2 | - | 23 | 10 | 10
3892 | 44.4292 | 17 | 2 | - | 23 | 10 | 10
3893 | 44.4406 | 17 | 2 | - | 23 | 10 | 10
3894 | 44.4521 | 17 | 2 | - | 23 | 10 | 10
3895 | 44.4635 | 17 | 2 | - | 23 | 10 | 10
3896 | 44.4749 | 17 | 2 | - | 23 | 10 | 10
3897 | 44.4863 | 17 | 2 | - | 23 | 10 | 10
3898 | 44.4977 | 17 | 2 | - | 23 | 10 | 10
3899 | 44.5091 | 17 | 2 | - | 23 | 10 | 10
3900 | 44.5205 | 17 | 2 | - | 23 | 10 | 10
3901 | 44.532 | 17 | 2 | - | 23 | 10 | 10
3902 | 44.5434 | 17 | 2 | - | 23 | 10 | 10
3903 | 44.5548 | 17 | 2 | - | 23 | 10 | 10
3904 | 44.5662 | 17 | 2 | - | 23 | 10 | 10
3905 | 44.5776 | 17 | 2 | - | 23 | 10 | 10
3906 | 44.589 | 17 | 2 | - | 23 | 10 | 10
3907 | 44.6005 | 17 | 2 | - | 23 | 10 | 10
3908 | 44.6119 | 17 | 2 | - | 23 | 10 | 10
3909 | 44.6233 | 17 | 2 | - | 23 | 10 | 10
3910 | 44.6347 | 17 | 2 | - | 23 | 10 | 10
3911 | 44.6461 | 17 | 2 | - | 23 | 10 | 10
3912 | 44.6575 | 17 | 2 | - | 23 | 10 | 10
3913 | 44.6689 | 17 | 2 | - | 23 | 10 | 10
3914 | 44.6804 | 17 | 2 | - | 23 | 10 | 10
3915 | 44.6918 | 17 | 2 | - | 23 | 10 | 10
3916 | 44.7032 | 17 | 2 | - | 23 | 10 | 10
3917 | 44.7146 | 17 | 2 | - | 23 | 10 | 10
3918 | 44.726 | 17 | 2 | - | 23 | 10 | 10
3919 | 44.7374 | 17 | 2 | - | 23 | 10 | 10
3920 | 44.7489 | 17 | 2 | - | 23 | 10 | 10
3921 | 44.7603 | 17 | 2 | - | 23 | 10 | 10
3922 | 44.7717 | 17 | 2 | - | 23 | 10 | 10
3923 | 44.7831 | 17 | 2 | - | 23 | 10 | 10
3924 | 44.7945 | 17 | 2 | - | 23 | 10 | 10
3925 | 44.8059 | 17 | 2 | - | 23 | 10 | 10
3926 | 44.8174 | 17 | 2 | - | 23 | 10 | 10
3927 | 44.8288 | 17 | 2 | - | 23 | 10 | 10
3928 | 44.8402 | 17 | 2 | - | 23 | 10 | 10
3929 | 44.8516 | 17 | 2 | - | 23 | 10 | 10
3930 | 44.863 | 17 | 2 | - | 23 | 10 | 10
3931 | 44.8744 | 17 | 2 | - | 23 | 10 | 10
3932 | 44.8858 | 17 | 2 | - | 23 | 10 | 10
3933 | 44.8973 | 17 | 2 | - | 23 | 10 | 10
3934 | 44.9087 | 17 | 2 | - | 23 | 10 | 10
3935 | 44.9201 | 17 | 2 | - | 23 | 10 | 10
3936 | 44.9315 | 17 | 2 | - | 23 | 10 | 10
3937 | 44.9429 | 17 | 2 | - | 23 | 10 | 10
3938 | 44.9543 | 17 | 2 | - | 23 | 10 | 10
3939 | 44.9658 | 17 | 2 | - | 23 | 10 | 10
3940 | 44.9772 | 17 | 2 | - | 23 | 10 | 10
3941 | 44.9886 | 17 | 2 | - | 23 | 10 | 10
3942 | 45 | 17 | 2 | - | 23 | 10 | 10
3943 | 45.0114 | 17 | 2 | - | 23 | 10 | 10
3944 | 45.0228 | 17 | 2 | - | 23 | 10 | 10
3945 | 45.0342 | 17 | 2 | - | 23 | 10 | 10
3946 | 45.0457 | 17 | 2 | - | 23 | 10 | 10
3947 | 45.0571 | 17 | 2 | - | 23 | 10 | 10
3948 | 45.0685 | 17 | 2 | - | 23 | 10 | 10
3949 | 45.0799 | 17 | 2 | - | 23 | 10 | 10
3950 | 45.0913 | 17 | 2 | - | 23 | 10 | 10
3951 | 45.1027 | 17 | 2 | - | 23 | 10 | 10
3952 | 45.1142 | 17 | 2 | - | 23 | 10 | 10
3953 | 45.1256 | 17 | 2 | - | 23 | 10 | 10
3954 | 45.137 | 17 | 2 | - | 23 | 10 | 10
3955 | 45.1484 | 17 | 2 | - | 23 | 10 | 10
3956 | 45.1598 | 17 | 2 | - | 23 | 10 | 10
3957 | 45.1712 | 17 | 2 | - | 23 | 10 | 10
3958 | 45.1826 | 17 | 2 | - | 23 | 10 | 10
3959 | 45.1941 | 17 | 2 | - | 23 | 10 | 10
3960 | 45.2055 | 17 | 2 | - | 23 | 10 | 10
3961 | 45.2169 | 17 | 2 | - | 23 | 10 | 10
3962 | 45.2283 | 17 | 2 | - | 23 | 10 | 10
3963 | 45.2397 | 17 | 2 | - | 23 | 10 | 10
3964 | 45.2511 | 17 | 2 | - | 23 | 10 | 10
3965 | 45.2626 | 17 | 2 | - | 23 | 10 | 10
3966 | 45.274 | 17 | 2 | - | 23 | 10 | 10
3967 | 45.2854 | 17 | 2 | - | 23 | 10 | 10
3968 | 45.2968 | 17 | 2 | - | 23 | 10 | 10
3969 | 45.3082 | 17 | 2 | - | 23 | 10 | 10
3970 | 45.3196 | 17 | 2 | - | 23 | 10 | 10
3971 | 45.3311 | 17 | 2 | - | 23 | 10 | 10
3972 | 45.3425 | 17 | 2 | - | 23 | 10 | 10
3973 | 45.3539 | 17 | 2 | - | 23 | 10 | 10
3974 | 45.3653 | 17 | 2 | - | 23 | 10 | 10
3975 | 45.3767 | 17 | 2 | - | 23 | 10 | 10
3976 | 45.3881 | 17 | 2 | - | 23 | 10 | 10
3977 | 45.3995 | 17 | 2 | - | 23 | 10 | 10
3978 | 45.411 | 17 | 2 | - | 23 | 10 | 10
3979 | 45.4224 | 17 | 2 | - | 23 | 10 | 10
3980 | 45.4338 | 17 | 2 | - | 23 | 10 | 10
3981 | 45.4452 | 17 | 2 | - | 23 | 10 | 10
3982 | 45.4566 | 17 | 2 | - | 23 | 10 | 10
3983 | 45.468 | 17 | 2 | - | 23 | 10 | 10
3984 | 45.4795 | 17 | 2 | - | 23 | 10 | 10
3985 | 45.4909 | 17 | 2 | - | 23 | 10 | 10
3986 | 45.5023 | 17 | 2 | - | 23 | 10 | 10
3987 | 45.5137 | 17 | 2 | - | 23 | 10 | 10
3988 | 45.5251 | 17 | 2 | - | 23 | 10 | 10
3989 | 45.5365 | 17 | 2 | - | 23 | 10 | 10
3990 | 45.5479 | 17 | 2 | - | 23 | 10 | 10
3991 | 45.5594 | 17 | 2 | - | 23 | 10 | 10
3992 | 45.5708 | 17 | 2 | - | 23 | 10 | 10
3993 | 45.5822 | 17 | 2 | - | 23 | 10 | 10
3994 | 45.5936 | 17 | 2 | - | 23 | 10 | 10
3995 | 45.605 | 17 | 2 | - | 23 | 10 | 10
3996 | 45.6164 | 17 | 2 | - | 23 | 10 | 10
3997 | 45.6279 | 17 | 2 | - | 23 | 10 | 10
3998 | 45.6393 | 17 | 2 | - | 23 | 10 | 10
3999 | 45.6507 | 17 | 2 | - | 23 | 10 | 10
4000 | 45.6621 | 17 | 2 | - | 23 | 10 | 10
4001 | 45.6735 | 17 | 2 | - | 23 | 10 | 10
4002 | 45.6849 | 17 | 2 | - | 23 | 10 | 10
4003 | 45.6963 | 17 | 2 | - | 23 | 10 | 10
4004 | 45.7078 | 17 | 2 | - | 23 | 10 | 10
4005 | 45.7192 | 17 | 2 | - | 23 | 10 | 10
4006 | 45.7306 | 17 | 2 | - | 23 | 10 | 10
4007 | 45.742 | 17 | 2 | - | 23 | 10 | 10
4008 | 45.7534 | 17 | 2 | - | 23 | 10 | 10
4009 | 45.7648 | 17 | 2 | - | 23 | 10 | 10
4010 | 45.7763 | 17 | 2 | - | 23 | 10 | 10
4011 | 45.7877 | 17 | 2 | - | 23 | 10 | 10
4012 | 45.7991 | 17 | 2 | - | 23 | 10 | 10
4013 | 45.8105 | 17 | 2 | - | 23 | 10 | 10
4014 | 45.8219 | 17 | 2 | - | 23 | 10 | 10
4015 | 45.8333 | 17 | 2 | - | 23 | 10 | 10
4016 | 45.8447 | 17 | 2 | - | 23 | 10 | 10
4017 | 45.8562 | 17 | 2 | - | 23 | 10 | 10
4018 | 45.8676 | 17 | 2 | - | 23 | 10 | 10
4019 | 45.879 | 17 | 2 | - | 23 | 10 | 10
4020 | 45.8904 | 17 | 2 | - | 23 | 10 | 10
4021 | 45.9018 | 17 | 2 | - | 23 | 10 | 10
4022 | 45.9132 | 17 | 2 | - | 23 | 10 | 10
4023 | 45.9247 | 17 | 2 | - | 23 | 10 | 10
4024 | 45.9361 | 17 | 2 | - | 23 | 10 | 10
4025 | 45.9475 | 17 | 2 | - | 23 | 10 | 10
4026 | 45.9589 | 17 | 2 | - | 23 | 10 | 10
4027 | 45.9703 | 17 | 2 | - | 23 | 10 | 10
4028 | 45.9817 | 17 | 2 | - | 23 | 10 | 10
4029 | 45.9932 | 17 | 2 | - | 23 | 10 | 10
4030 | 46.0046 | 17 | 2 | - | 23 | 10 | 10
4031 | 46.016 | 17 | 2 | - | 23 | 10 | 10
4032 | 46.0274 | 17 | 2 | - | 23 | 10 | 10
4033 | 46.0388 | 17 | 2 | - | 23 | 10 | 10
4034 | 46.0502 | 17 | 2 | - | 23 | 10 | 10
4035 | 46.0616 | 17 | 2 | - | 23 | 10 | 10
4036 | 46.0731 | 17 | 2 | - | 23 | 10 | 10
4037 | 46.0845 | 17 | 2 | - | 23 | 10 | 10
4038 | 46.0959 | 17 | 2 | - | 23 | 10 | 10
4039 | 46.1073 | 17 | 2 | - | 23 | 10 | 10
4040 | 46.1187 | 17 | 2 | - | 23 | 10 | 10
4041 | 46.1301 | 17 | 2 | - | 23 | 10 | 10
4042 | 46.1416 | 17 | 2 | - | 23 | 10 | 10
4043 | 46.153 | 17 | 2 | - | 23 | 10 | 10
4044 | 46.1644 | 17 | 2 | - | 23 | 10 | 10
4045 | 46.1758 | 17 | 2 | - | 23 | 10 | 10
4046 | 46.1872 | 17 | 2 | - | 23 | 10 | 10
4047 | 46.1986 | 17 | 2 | - | 23 | 10 | 10
4048 | 46.21 | 17 | 2 | - | 23 | 10 | 10
4049 | 46.2215 | 17 | 2 | - | 23 | 10 | 10
4050 | 46.2329 | 17 | 2 | - | 23 | 10 | 10
4051 | 46.2443 | 17 | 2 | - | 23 | 10 | 10
4052 | 46.2557 | 17 | 2 | - | 23 | 10 | 10
4053 | 46.2671 | 17 | 2 | - | 23 | 10 | 10
4054 | 46.2785 | 17 | 2 | - | 23 | 10 | 10
4055 | 46.29 | 17 | 2 | - | 23 | 10 | 10
4056 | 46.3014 | 17 | 2 | - | 23 | 10 | 10
4057 | 46.3128 | 17 | 2 | - | 23 | 10 | 10
4058 | 46.3242 | 17 | 2 | - | 23 | 10 | 10
4059 | 46.3356 | 17 | 2 | - | 23 | 10 | 10
4060 | 46.347 | 17 | 2 | - | 23 | 10 | 10
4061 | 46.3584 | 17 | 2 | - | 23 | 10 | 10
4062 | 46.3699 | 17 | 2 | - | 23 | 10 | 10
4063 | 46.3813 | 17 | 2 | - | 23 | 10 | 10
4064 | 46.3927 | 17 | 2 | - | 23 | 10 | 10
4065 | 46.4041 | 17 | 2 | - | 23 | 10 | 10
4066 | 46.4155 | 17 | 2 | - | 23 | 10 | 10
4067 | 46.4269 | 17 | 2 | - | 23 | 10 | 10
4068 | 46.4384 | 17 | 2 | - | 23 | 10 | 10
4069 | 46.4498 | 17 | 2 | - | 23 | 10 | 10
4070 | 46.4612 | 17 | 2 | - | 23 | 10 | 10
4071 | 46.4726 | 17 | 2 | - | 23 | 10 | 10
4072 | 46.484 | 17 | 2 | - | 23 | 10 | 10
4073 | 46.4954 | 17 | 2 | - | 23 | 10 | 10
4074 | 46.5068 | 17 | 2 | - | 23 | 10 | 10
4075 | 46.5183 | 17 | 2 | - | 23 | 10 | 10
4076 | 46.5297 | 17 | 2 | - | 23 | 10 | 10
4077 | 46.5411 | 17 | 2 | - | 23 | 10 | 10
4078 | 46.5525 | 17 | 2 | - | 23 | 10 | 10
4079 | 46.5639 | 17 | 2 | - | 23 | 10 | 10
4080 | 46.5753 | 17 | 2 | - | 23 | 10 | 10
4081 | 46.5868 | 17 | 2 | - | 23 | 10 | 10
4082 | 46.5982 | 17 | 2 | - | 23 | 10 | 10
4083 | 46.6096 | 17 | 2 | - | 23 | 10 | 10
4084 | 46.621 | 17 | 2 | - | 23 | 10 | 10
4085 | 46.6324 | 17 | 2 | - | 23 | 10 | 10
4086 | 46.6438 | 17 | 2 | - | 23 | 10 | 10
4087 | 46.6553 | 17 | 2 | - | 23 | 10 | 10
4088 | 46.6667 | 17 | 2 | - | 23 | 10 | 10
4089 | 46.6781 | 17 | 2 | - | 23 | 10 | 10
4090 | 46.6895 | 17 | 2 | - | 23 | 10 | 10
4091 | 46.7009 | 17 | 2 | - | 23 | 10 | 10
4092 | 46.7123 | 17 | 2 | - | 23 | 10 | 10
4093 | 46.7237 | 17 | 2 | - | 23 | 10 | 10
4094 | 46.7352 | 17 | 2 | - | 23 | 10 | 10
4095 | 46.7466 | 17 | 2 | - | 23 | 10 | 10
4096 | 46.758 | 17 | 2 | - | 23 | 10 | 10
4097 | 46.7694 | 17 | 2 | - | 23 | 10 | 10
4098 | 46.7808 | 17 | 2 | - | 23 | 10 | 10
4099 | 46.7922 | 17 | 2 | - | 23 | 10 | 10
4100 | 46.8037 | 17 | 2 | - | 23 | 10 | 10
4101 | 46.8151 | 17 | 2 | - | 23 | 10 | 10
4102 | 46.8265 | 17 | 2 | - | 23 | 10 | 10
4103 | 46.8379 | 17 | 2 | - | 23 | 10 | 10
4104 | 46.8493 | 17 | 2 | - | 23 | 10 | 10
4105 | 46.8607 | 17 | 2 | - | 23 | 10 | 10
4106 | 46.8721 | 17 | 2 | - | 23 | 10 | 10
4107 | 46.8836 | 17 | 2 | - | 23 | 10 | 10
4108 | 46.895 | 17 | 2 | - | 23 | 10 | 10
4109 | 46.9064 | 17 | 2 | - | 23 | 10 | 10
4110 | 46.9178 | 17 | 2 | - | 23 | 10 | 10
4111 | 46.9292 | 17 | 2 | - | 23 | 10 | 10
4112 | 46.9406 | 17 | 2 | - | 23 | 10 | 10
4113 | 46.9521 | 17 | 2 | - | 23 | 10 | 10
4114 | 46.9635 | 17 | 2 | - | 23 | 10 | 10
4115 | 46.9749 | 17 | 2 | - | 23 | 10 | 10
4116 | 46.9863 | 17 | 2 | - | 23 | 10 | 10
4117 | 46.9977 | 17 | 2 | - | 23 | 10 | 10
4118 | 47.0091 | 17 | 2 | - | 23 | 10 | 10
4119 | 47.0205 | 17 | 2 | - | 23 | 10 | 10
4120 | 47.032 | 17 | 2 | - | 23 | 10 | 10
4121 | 47.0434 | 17 | 2 | - | 23 | 10 | 10
4122 | 47.0548 | 17 | 2 | - | 23 | 10 | 10
4123 | 47.0662 | 17 | 2 | - | 23 | 10 | 10
4124 | 47.0776 | 17 | 2 | - | 23 | 10 | 10
4125 | 47.089 | 17 | 2 | - | 23 | 10 | 10
4126 | 47.1005 | 17 | 2 | - | 23 | 10 | 10
4127 | 47.1119 | 17 | 2 | - | 23 | 10 | 10
4128 | 47.1233 | 17 | 2 | - | 23 | 10 | 10
4129 | 47.1347 | 17 | 2 | - | 23 | 10 | 10
4130 | 47.1461 | 17 | 2 | - | 23 | 10 | 10
4131 | 47.1575 | 17 | 2 | - | 23 | 10 | 10
4132 | 47.1689 | 17 | 2 | - | 23 | 10 | 10
4133 | 47.1804 | 17 | 2 | - | 23 | 10 | 10
4134 | 47.1918 | 17 | 2 | - | 23 | 10 | 10
4135 | 47.2032 | 17 | 2 | - | 23 | 10 | 10
4136 | 47.2146 | 17 | 2 | - | 23 | 10 | 10
4137 | 47.226 | 17 | 2 | - | 23 | 10 | 10
4138 | 47.2374 | 17 | 2 | - | 23 | 10 | 10
4139 | 47.2489 | 17 | 2 | - | 23 | 10 | 10
4140 | 47.2603 | 17 | 2 | - | 23 | 10 | 10
4141 | 47.2717 | 17 | 2 | - | 23 | 10 | 10
4142 | 47.2831 | 17 | 2 | - | 23 | 10 | 10
4143 | 47.2945 | 17 | 2 | - | 23 | 10 | 10
4144 | 47.3059 | 17 | 2 | - | 23 | 10 | 10
4145 | 47.3174 | 17 | 2 | - | 23 | 10 | 10
4146 | 47.3288 | 17 | 2 | - | 23 | 10 | 10
4147 | 47.3402 | 17 | 2 | - | 23 | 10 | 10
4148 | 47.3516 | 17 | 2 | - | 23 | 10 | 10
4149 | 47.363 | 17 | 2 | - | 23 | 10 | 10
4150 | 47.3744 | 17 | 2 | - | 23 | 10 | 10
4151 | 47.3858 | 17 | 2 | - | 23 | 10 | 10
4152 | 47.3973 | 17 | 2 | - | 23 | 10 | 10
4153 | 47.4087 | 17 | 2 | - | 23 | 10 | 10
4154 | 47.4201 | 17 | 2 | - | 23 | 10 | 10
4155 | 47.4315 | 17 | 2 | - | 23 | 10 | 10
4156 | 47.4429 | 17 | 2 | - | 23 | 10 | 10
4157 | 47.4543 | 17 | 2 | - | 23 | 10 | 10
4158 | 47.4658 | 17 | 2 | - | 23 | 10 | 10
4159 | 47.4772 | 17 | 2 | - | 23 | 10 | 10
4160 | 47.4886 | 17 | 2 | - | 23 | 10 | 10
4161 | 47.5 | 17 | 2 | - | 23 | 10 | 10
4162 | 47.5114 | 17 | 2 | - | 23 | 10 | 10
4163 | 47.5228 | 17 | 2 | - | 23 | 10 | 10
4164 | 47.5342 | 17 | 2 | - | 23 | 10 | 10
4165 | 47.5457 | 17 | 2 | - | 23 | 10 | 10
4166 | 47.5571 | 17 | 2 | - | 23 | 10 | 10
4167 | 47.5685 | 17 | 2 | - | 23 | 10 | 10
4168 | 47.5799 | 17 | 2 | - | 23 | 10 | 10
4169 | 47.5913 | 17 | 2 | - | 23 | 10 | 10
4170 | 47.6027 | 17 | 2 | - | 23 | 10 | 10
4171 | 47.6142 | 17 | 2 | - | 23 | 10 | 10
4172 | 47.6256 | 17 | 2 | - | 23 | 10 | 10
4173 | 47.637 | 17 | 2 | - | 23 | 10 | 10
4174 | 47.6484 | 17 | 2 | - | 23 | 10 | 10
4175 | 47.6598 | 17 | 2 | - | 23 | 10 | 10
4176 | 47.6712 | 17 | 2 | - | 23 | 10 | 10
4177 | 47.6826 | 17 | 2 | - | 23 | 10 | 10
4178 | 47.6941 | 17 | 2 | - | 23 | 10 | 10
4179 | 47.7055 | 17 | 2 | - | 23 | 10 | 10
4180 | 47.7169 | 17 | 2 | - | 23 | 10 | 10
4181 | 47.7283 | 17 | 2 | - | 23 | 10 | 10
4182 | 47.7397 | 17 | 2 | - | 23 | 10 | 10
4183 | 47.7511 | 17 | 2 | - | 23 | 10 | 10
4184 | 47.7626 | 17 | 2 | - | 23 | 10 | 10
4185 | 47.774 | 17 | 2 | - | 23 | 10 | 10
4186 | 47.7854 | 17 | 2 | - | 23 | 10 | 10
4187 | 47.7968 | 17 | 2 | - | 23 | 10 | 10
4188 | 47.8082 | 17 | 2 | - | 23 | 10 | 10
4189 | 47.8196 | 17 | 2 | - | 23 | 10 | 10
4190 | 47.8311 | 17 | 2 | - | 23 | 10 | 10
4191 | 47.8425 | 17 | 2 | - | 23 | 10 | 10
4192 | 47.8539 | 17 | 2 | - | 23 | 10 | 10
4193 | 47.8653 | 17 | 2 | - | 23 | 10 | 10
4194 | 47.8767 | 17 | 2 | - | 23 | 10 | 10
4195 | 47.8881 | 17 | 2 | - | 23 | 10 | 10
4196 | 47.8995 | 17 | 2 | - | 23 | 10 | 10
4197 | 47.911 | 17 | 2 | - | 23 | 10 | 10
4198 | 47.9224 | 17 | 2 | - | 23 | 10 | 10
4199 | 47.9338 | 17 | 2 | - | 23 | 10 | 10
4200 | 47.9452 | 17 | 2 | - | 23 | 10 | 10
4201 | 47.9566 | 17 | 2 | - | 23 | 10 | 10
4202 | 47.968 | 17 | 2 | - | 23 | 10 | 10
4203 | 47.9795 | 17 | 2 | - | 23 | 10 | 10
4204 | 47.9909 | 17 | 2 | - | 23 | 10 | 10
4205 | 48.0023 | 17 | 2 | - | 23 | 10 | 10
4206 | 48.0137 | 17 | 2 | - | 23 | 10 | 10
4207 | 48.0251 | 17 | 2 | - | 23 | 10 | 10
4208 | 48.0365 | 17 | 2 | - | 23 | 10 | 10
4209 | 48.0479 | 17 | 2 | - | 23 | 10 | 10
4210 | 48.0594 | 17 | 2 | - | 23 | 10 | 10
4211 | 48.0708 | 17 | 2 | - | 23 | 10 | 10
4212 | 48.0822 | 17 | 2 | - | 23 | 10 | 10
4213 | 48.0936 | 17 | 2 | - | 23 | 10 | 10
4214 | 48.105 | 17 | 2 | - | 23 | 10 | 10
4215 | 48.1164 | 17 | 2 | - | 23 | 10 | 10
4216 | 48.1279 | 17 | 2 | - | 23 | 10 | 10
4217 | 48.1393 | 17 | 2 | - | 23 | 10 | 10
4218 | 48.1507 | 17 | 2 | - | 23 | 10 | 10
4219 | 48.1621 | 17 | 2 | - | 23 | 10 | 10
4220 | 48.1735 | 17 | 2 | - | 23 | 10 | 10
4221 | 48.1849 | 17 | 2 | - | 23 | 10 | 10
4222 | 48.1963 | 17 | 2 | - | 23 | 10 | 10
4223 | 48.2078 | 17 | 2 | - | 23 | 10 | 10
4224 | 48.2192 | 17 | 2 | - | 23 | 10 | 10
4225 | 48.2306 | 17 | 2 | - | 23 | 10 | 10
4226 | 48.242 | 17 | 2 | - | 23 | 10 | 10
4227 | 48.2534 | 17 | 2 | - | 23 | 10 | 10
4228 | 48.2648 | 17 | 2 | - | 23 | 10 | 10
4229 | 48.2763 | 17 | 2 | - | 23 | 10 | 10
4230 | 48.2877 | 17 | 2 | - | 23 | 10 | 10
4231 | 48.2991 | 17 | 2 | - | 23 | 10 | 10
4232 | 48.3105 | 17 | 2 | - | 23 | 10 | 10
4233 | 48.3219 | 17 | 2 | - | 23 | 10 | 10
4234 | 48.3333 | 17 | 2 | - | 23 | 10 | 10
4235 | 48.3447 | 17 | 2 | - | 23 | 10 | 10
4236 | 48.3562 | 17 | 2 | - | 23 | 10 | 10
4237 | 48.3676 | 17 | 2 | - | 23 | 10 | 10
4238 | 48.379 | 17 | 2 | - | 23 | 10 | 10
4239 | 48.3904 | 17 | 2 | - | 23 | 10 | 10
4240 | 48.4018 | 17 | 2 | - | 23 | 10 | 10
4241 | 48.4132 | 17 | 2 | - | 23 | 10 | 10
4242 | 48.4247 | 17 | 2 | - | 23 | 10 | 10
4243 | 48.4361 | 17 | 2 | - | 23 | 10 | 10
4244 | 48.4475 | 17 | 2 | - | 23 | 10 | 10
4245 | 48.4589 | 17 | 2 | - | 23 | 10 | 10
4246 | 48.4703 | 17 | 2 | - | 23 | 10 | 10
4247 | 48.4817 | 17 | 2 | - | 23 | 10 | 10
4248 | 48.4932 | 17 | 2 | - | 23 | 10 | 10
4249 | 48.5046 | 17 | 2 | - | 23 | 10 | 10
4250 | 48.516 | 17 | 2 | - | 23 | 10 | 10
4251 | 48.5274 | 17 | 2 | - | 23 | 10 | 10
4252 | 48.5388 | 17 | 2 | - | 23 | 10 | 10
4253 | 48.5502 | 17 | 2 | - | 23 | 10 | 10
4254 | 48.5616 | 17 | 2 | - | 23 | 10 | 10
4255 | 48.5731 | 17 | 2 | - | 23 | 10 | 10
4256 | 48.5845 | 17 | 2 | - | 23 | 10 | 10
4257 | 48.5959 | 17 | 2 | - | 23 | 10 | 10
4258 | 48.6073 | 17 | 2 | - | 23 | 10 | 10
4259 | 48.6187 | 17 | 2 | - | 23 | 10 | 10
4260 | 48.6301 | 17 | 2 | - | 23 | 10 | 10
4261 | 48.6416 | 17 | 2 | - | 23 | 10 | 10
4262 | 48.653 | 17 | 2 | - | 23 | 10 | 10
4263 | 48.6644 | 17 | 2 | - | 23 | 10 | 10
4264 | 48.6758 | 17 | 2 | - | 23 | 10 | 10
4265 | 48.6872 | 17 | 2 | - | 23 | 10 | 10
4266 | 48.6986 | 17 | 2 | - | 23 | 10 | 10
4267 | 48.71 | 17 | 2 | - | 23 | 10 | 10
4268 | 48.7215 | 17 | 2 | - | 23 | 10 | 10
4269 | 48.7329 | 17 | 2 | - | 23 | 10 | 10
4270 | 48.7443 | 17 | 2 | - | 23 | 10 | 10
4271 | 48.7557 | 17 | 2 | - | 23 | 10 | 10
4272 | 48.7671 | 17 | 2 | - | 23 | 10 | 10
4273 | 48.7785 | 17 | 2 | - | 23 | 10 | 10
4274 | 48.79 | 17 | 2 | - | 23 | 10 | 10
4275 | 48.8014 | 17 | 2 | - | 23 | 10 | 10
4276 | 48.8128 | 17 | 2 | - | 23 | 10 | 10
4277 | 48.8242 | 17 | 2 | - | 23 | 10 | 10
4278 | 48.8356 | 17 | 2 | - | 23 | 10 | 10
4279 | 48.847 | 17 | 2 | - | 23 | 10 | 10
4280 | 48.8584 | 17 | 2 | - | 23 | 10 | 10
4281 | 48.8699 | 17 | 2 | - | 23 | 10 | 10
4282 | 48.8813 | 17 | 2 | - | 23 | 10 | 10
4283 | 48.8927 | 17 | 2 | - | 23 | 10 | 10
4284 | 48.9041 | 17 | 2 | - | 23 | 10 | 10
4285 | 48.9155 | 17 | 2 | - | 23 | 10 | 10
4286 | 48.9269 | 17 | 2 | - | 23 | 10 | 10
4287 | 48.9384 | 17 | 2 | - | 23 | 10 | 10
4288 | 48.9498 | 17 | 2 | - | 23 | 10 | 10
4289 | 48.9612 | 17 | 2 | - | 23 | 10 | 10
4290 | 48.9726 | 17 | 2 | - | 23 | 10 | 10
4291 | 48.984 | 17 | 2 | - | 23 | 10 | 10
4292 | 48.9954 | 17 | 2 | - | 23 | 10 | 10
4293 | 49.0068 | 17 | 2 | - | 23 | 10 | 10
4294 | 49.0183 | 17 | 2 | - | 23 | 10 | 10
4295 | 49.0297 | 17 | 2 | - | 23 | 10 | 10
4296 | 49.0411 | 17 | 2 | - | 23 | 10 | 10
4297 | 49.0525 | 17 | 2 | - | 23 | 10 | 10
4298 | 49.0639 | 17 | 2 | - | 23 | 10 | 10
4299 | 49.0753 | 17 | 2 | - | 23 | 10 | 10
4300 | 49.0868 | 17 | 2 | - | 23 | 10 | 10
4301 | 49.0982 | 17 | 2 | - | 23 | 10 | 10
4302 | 49.1096 | 17 | 2 | - | 23 | 10 | 10
4303 | 49.121 | 17 | 2 | - | 23 | 10 | 10
4304 | 49.1324 | 17 | 2 | - | 23 | 10 | 10
4305 | 49.1438 | 17 | 2 | - | 23 | 10 | 10
4306 | 49.1553 | 17 | 2 | - | 23 | 10 | 10
4307 | 49.1667 | 17 | 2 | - | 23 | 10 | 10
4308 | 49.1781 | 17 | 2 | - | 23 | 10 | 10
4309 | 49.1895 | 17 | 2 | - | 23 | 10 | 10
4310 | 49.2009 | 17 | 2 | - | 23 | 10 | 10
4311 | 49.2123 | 17 | 2 | - | 23 | 10 | 10
4312 | 49.2237 | 17 | 2 | - | 23 | 10 | 10
4313 | 49.2352 | 17 | 2 | - | 23 | 10 | 10
4314 | 49.2466 | 17 | 2 | - | 23 | 10 | 10
4315 | 49.258 | 17 | 2 | - | 23 | 10 | 10
4316 | 49.2694 | 17 | 2 | - | 23 | 10 | 10
4317 | 49.2808 | 17 | 2 | - | 23 | 10 | 10
4318 | 49.2922 | 17 | 2 | - | 23 | 10 | 10
4319 | 49.3037 | 17 | 2 | - | 23 | 10 | 10
4320 | 49.3151 | 17 | 2 | - | 23 | 10 | 10
4321 | 49.3265 | 17 | 2 | - | 23 | 10 | 10
4322 | 49.3379 | 17 | 2 | - | 23 | 10 | 10
4323 | 49.3493 | 17 | 2 | - | 23 | 10 | 10
4324 | 49.3607 | 17 | 2 | - | 23 | 10 | 10
4325 | 49.3721 | 17 | 2 | - | 23 | 10 | 10
4326 | 49.3836 | 17 | 2 | - | 23 | 10 | 10
4327 | 49.395 | 17 | 2 | - | 23 | 10 | 10
4328 | 49.4064 | 17 | 2 | - | 23 | 10 | 10
4329 | 49.4178 | 17 | 2 | - | 23 | 10 | 10
4330 | 49.4292 | 17 | 2 | - | 23 | 10 | 10
4331 | 49.4406 | 17 | 2 | - | 23 | 10 | 10
4332 | 49.4521 | 17 | 2 | - | 23 | 10 | 10
4333 | 49.4635 | 17 | 2 | - | 23 | 10 | 10
4334 | 49.4749 | 17 | 2 | - | 23 | 10 | 10
4335 | 49.4863 | 17 | 2 | - | 23 | 10 | 10
4336 | 49.4977 | 17 | 2 | - | 23 | 10 | 10
4337 | 49.5091 | 17 | 2 | - | 23 | 10 | 10
4338 | 49.5205 | 17 | 2 | - | 23 | 10 | 10
4339 | 49.532 | 17 | 2 | - | 23 | 10 | 10
4340 | 49.5434 | 17 | 2 | - | 23 | 10 | 10
4341 | 49.5548 | 17 | 2 | - | 23 | 10 | 10
4342 | 49.5662 | 17 | 2 | - | 23 | 10 | 10
4343 | 49.5776 | 17 | 2 | - | 23 | 10 | 10
4344 | 49.589 | 17 | 2 | - | 23 | 10 | 10
4345 | 49.6005 | 17 | 2 | - | 23 | 10 | 10
4346 | 49.6119 | 17 | 2 | - | 23 | 10 | 10
4347 | 49.6233 | 17 | 2 | - | 23 | 10 | 10
4348 | 49.6347 | 17 | 2 | - | 23 | 10 | 10
4349 | 49.6461 | 17 | 2 | - | 23 | 10 | 10
4350 | 49.6575 | 17 | 2 | - | 23 | 10 | 10
4351 | 49.6689 | 17 | 2 | - | 23 | 10 | 10
4352 | 49.6804 | 17 | 2 | - | 23 | 10 | 10
4353 | 49.6918 | 17 | 2 | - | 23 | 10 | 10
4354 | 49.7032 | 17 | 2 | - | 23 | 10 | 10
4355 | 49.7146 | 17 | 2 | - | 23 | 10 | 10
4356 | 49.726 | 17 | 2 | - | 23 | 10 | 10
4357 | 49.7374 | 17 | 2 | - | 23 | 10 | 10
4358 | 49.7489 | 17 | 2 | - | 23 | 10 | 10
4359 | 49.7603 | 17 | 2 | - | 23 | 10 | 10
4360 | 49.7717 | 17 | 2 | - | 23 | 10 | 10
4361 | 49.7831 | 17 | 2 | - | 23 | 10 | 10
4362 | 49.7945 | 17 | 2 | - | 23 | 10 | 10
4363 | 49.8059 | 17 | 2 | - | 23 | 10 | 10
4364 | 49.8174 | 17 | 2 | - | 23 | 10 | 10
4365 | 49.8288 | 17 | 2 | - | 23 | 10 | 10
4366 | 49.8402 | 17 | 2 | - | 23 | 10 | 10
4367 | 49.8516 | 17 | 2 | - | 23 | 10 | 10
4368 | 49.863 | 17 | 2 | - | 23 | 10 | 10
4369 | 49.8744 | 17 | 2 | - | 23 | 10 | 10
4370 | 49.8858 | 17 | 2 | - | 23 | 10 | 10
4371 | 49.8973 | 17 | 2 | - | 23 | 10 | 10
4372 | 49.9087 | 17 | 2 | - | 23 | 10 | 10
4373 | 49.9201 | 17 | 2 | - | 23 | 10 | 10
4374 | 49.9315 | 17 | 2 | - | 23 | 10 | 10
4375 | 49.9429 | 17 | 2 | - | 23 | 10 | 10
4376 | 49.9543 | 17 | 2 | - | 23 | 10 | 10
4377 | 49.9658 | 17 | 2 | - | 23 | 10 | 10
4378 | 49.9772 | 17 | 2 | - | 23 | 10 | 10
4379 | 49.9886 | 17 | 2 | - | 23 | 10 | 10
4380 | 50 | 17 | 2 | - | 23 | 10 | 10
4381 | 50.0114 | 17 | 2 | - | 23 | 10 | 10
4382 | 50.0228 | 17 | 2 | - | 23 | 10 | 10
4383 | 50.0342 | 17 | 2 | - | 23 | 10 | 10
4384 | 50.0457 | 17 | 2 | - | 23 | 10 | 10
4385 | 50.0571 | 17 | 2 | - | 23 | 10 | 10
4386 | 50.0685 | 17 | 2 | - | 23 | 10 | 10
4387 | 50.0799 | 17 | 2 | - | 23 | 10 | 10
4388 | 50.0913 | 17 | 2 | - | 23 | 10 | 10
4389 | 50.1027 | 17 | 2 | - | 23 | 10 | 10
4390 | 50.1142 | 17 | 2 | - | 23 | 10 | 10
4391 | 50.1256 | 17 | 2 | - | 23 | 10 | 10
4392 | 50.137 | 17 | 2 | - | 23 | 10 | 10
4393 | 50.1484 | 17 | 2 | - | 23 | 10 | 10
4394 | 50.1598 | 17 | 2 | - | 23 | 10 | 10
4395 | 50.1712 | 17 | 2 | - | 23 | 10 | 10
4396 | 50.1826 | 17 | 2 | - | 23 | 10 | 10
4397 | 50.1941 | 17 | 2 | - | 23 | 10 | 10
4398 | 50.2055 | 17 | 2 | - | 23 | 10 | 10
4399 | 50.2169 | 17 | 2 | - | 23 | 10 | 10
4400 | 50.2283 | 17 | 2 | - | 23 | 10 | 10
4401 | 50.2397 | 17 | 2 | - | 23 | 10 | 10
4402 | 50.2511 | 17 | 2 | - | 23 | 10 | 10
4403 | 50.2626 | 17 | 2 | - | 23 | 10 | 10
4404 | 50.274 | 17 | 2 | - | 23 | 10 | 10
4405 | 50.2854 | 17 | 2 | - | 23 | 10 | 10
4406 | 50.2968 | 17 | 2 | - | 23 | 10 | 10
4407 | 50.3082 | 17 | 2 | - | 23 | 10 | 10
4408 | 50.3196 | 17 | 2 | - | 23 | 10 | 10
4409 | 50.3311 | 17 | 2 | - | 23 | 10 | 10
4410 | 50.3425 | 17 | 2 | - | 23 | 10 | 10
4411 | 50.3539 | 17 | 2 | - | 23 | 10 | 10
4412 | 50.3653 | 17 | 2 | - | 23 | 10 | 10
4413 | 50.3767 | 17 | 2 | - | 23 | 10 | 10
4414 | 50.3881 | 17 | 2 | - | 23 | 10 | 10
4415 | 50.3995 | 17 | 2 | - | 23 | 10 | 10
4416 | 50.411 | 17 | 2 | - | 23 | 10 | 10
4417 | 50.4224 | 17 | 2 | - | 23 | 10 | 10
4418 | 50.4338 | 17 | 2 | - | 23 | 10 | 10
4419 | 50.4452 | 17 | 2 | - | 23 | 10 | 10
4420 | 50.4566 | 17 | 2 | - | 23 | 10 | 10
4421 | 50.468 | 17 | 2 | - | 23 | 10 | 10
4422 | 50.4795 | 17 | 2 | - | 23 | 10 | 10
4423 | 50.4909 | 17 | 2 | - | 23 | 10 | 10
4424 | 50.5023 | 17 | 2 | - | 23 | 10 | 10
4425 | 50.5137 | 17 | 2 | - | 23 | 10 | 10
4426 | 50.5251 | 17 | 2 | - | 23 | 10 | 10
4427 | 50.5365 | 17 | 2 | - | 23 | 10 | 10
4428 | 50.5479 | 17 | 2 | - | 23 | 10 | 10
4429 | 50.5594 | 17 | 2 | - | 23 | 10 | 10
4430 | 50.5708 | 17 | 2 | - | 23 | 10 | 10
4431 | 50.5822 | 17 | 2 | - | 23 | 10 | 10
4432 | 50.5936 | 17 | 2 | - | 23 | 10 | 10
4433 | 50.605 | 17 | 2 | - | 23 | 10 | 10
4434 | 50.6164 | 17 | 2 | - | 23 | 10 | 10
4435 | 50.6279 | 17 | 2 | - | 23 | 10 | 10
4436 | 50.6393 | 17 | 2 | - | 23 | 10 | 10
4437 | 50.6507 | 17 | 2 | - | 23 | 10 | 10
4438 | 50.6621 | 17 | 2 | - | 23 | 10 | 10
4439 | 50.6735 | 17 | 2 | - | 23 | 10 | 10
4440 | 50.6849 | 17 | 2 | - | 23 | 10 | 10
4441 | 50.6963 | 17 | 2 | - | 23 | 10 | 10
4442 | 50.7078 | 17 | 2 | - | 23 | 10 | 10
4443 | 50.7192 | 17 | 2 | - | 23 | 10 | 10
4444 | 50.7306 | 17 | 2 | - | 23 | 10 | 10
4445 | 50.742 | 17 | 2 | - | 23 | 10 | 10
4446 | 50.7534 | 17 | 2 | - | 23 | 10 | 10
4447 | 50.7648 | 17 | 2 | - | 23 | 10 | 10
4448 | 50.7763 | 17 | 2 | - | 23 | 10 | 10
4449 | 50.7877 | 17 | 2 | - | 23 | 10 | 10
4450 | 50.7991 | 17 | 2 | - | 23 | 10 | 10
4451 | 50.8105 | 17 | 2 | - | 23 | 10 | 10
4452 | 50.8219 | 17 | 2 | - | 23 | 10 | 10
4453 | 50.8333 | 17 | 2 | - | 23 | 10 | 10
4454 | 50.8447 | 17 | 2 | - | 23 | 10 | 10
4455 | 50.8562 | 17 | 2 | - | 23 | 10 | 10
4456 | 50.8676 | 17 | 2 | - | 23 | 10 | 10
4457 | 50.879 | 17 | 2 | - | 23 | 10 | 10
4458 | 50.8904 | 17 | 2 | - | 23 | 10 | 10
4459 | 50.9018 | 17 | 2 | - | 23 | 10 | 10
4460 | 50.9132 | 17 | 2 | - | 23 | 10 | 10
4461 | 50.9247 | 17 | 2 | - | 23 | 10 | 10
4462 | 50.9361 | 17 | 2 | - | 23 | 10 | 10
4463 | 50.9475 | 17 | 2 | - | 23 | 10 | 10
4464 | 50.9589 | 17 | 2 | - | 23 | 10 | 10
4465 | 50.9703 | 17 | 2 | - | 23 | 10 | 10
4466 | 50.9817 | 17 | 2 | - | 23 | 10 | 10
4467 | 50.9932 | 17 | 2 | - | 23 | 10 | 10
4468 | 51.0046 | 17 | 2 | - | 23 | 10 | 10
4469 | 51.016 | 17 | 2 | - | 23 | 10 | 10
4470 | 51.0274 | 17 | 2 | - | 23 | 10 | 10
4471 | 51.0388 | 17 | 2 | - | 23 | 10 | 10
4472 | 51.0502 | 17 | 2 | - | 23 | 10 | 10
4473 | 51.0616 | 17 | 2 | - | 23 | 10 | 10
4474 | 51.0731 | 17 | 2 | - | 23 | 10 | 10
4475 | 51.0845 | 17 | 2 | - | 23 | 10 | 10
4476 | 51.0959 | 17 | 2 | - | 23 | 10 | 10
4477 | 51.1073 | 17 | 2 | - | 23 | 10 | 10
4478 | 51.1187 | 17 | 2 | - | 23 | 10 | 10
4479 | 51.1301 | 17 | 2 | - | 23 | 10 | 10
4480 | 51.1416 | 17 | 2 | - | 23 | 10 | 10
4481 | 51.153 | 17 | 2 | - | 23 | 10 | 10
4482 | 51.1644 | 17 | 2 | - | 23 | 10 | 10
4483 | 51.1758 | 17 | 2 | - | 23 | 10 | 10
4484 | 51.1872 | 17 | 2 | - | 23 | 10 | 10
4485 | 51.1986 | 17 | 2 | - | 23 | 10 | 10
4486 | 51.21 | 17 | 2 | - | 23 | 10 | 10
4487 | 51.2215 | 17 | 2 | - | 23 | 10 | 10
4488 | 51.2329 | 17 | 2 | - | 23 | 10 | 10
4489 | 51.2443 | 17 | 2 | - | 23 | 10 | 10
4490 | 51.2557 | 17 | 2 | - | 23 | 10 | 10
4491 | 51.2671 | 17 | 2 | - | 23 | 10 | 10
4492 | 51.2785 | 17 | 2 | - | 23 | 10 | 10
4493 | 51.29 | 17 | 2 | - | 23 | 10 | 10
4494 | 51.3014 | 17 | 2 | - | 23 | 10 | 10
4495 | 51.3128 | 17 | 2 | - | 23 | 10 | 10
4496 | 51.3242 | 17 | 2 | - | 23 | 10 | 10
4497 | 51.3356 | 17 | 2 | - | 23 | 10 | 10
4498 | 51.347 | 17 | 2 | - | 23 | 10 | 10
4499 | 51.3584 | 17 | 2 | - | 23 | 10 | 10
4500 | 51.3699 | 17 | 2 | - | 23 | 10 | 10
4501 | 51.3813 | 17 | 2 | - | 23 | 10 | 10
4502 | 51.3927 | 17 | 2 | - | 23 | 10 | 10
4503 | 51.4041 | 17 | 2 | - | 23 | 10 | 10
4504 | 51.4155 | 17 | 2 | - | 23 | 10 | 10
4505 | 51.4269 | 17 | 2 | - | 23 | 10 | 10
4506 | 51.4384 | 17 | 2 | - | 23 | 10 | 10
4507 | 51.4498 | 17 | 2 | - | 23 | 10 | 10
4508 | 51.4612 | 17 | 2 | - | 23 | 10 | 10
4509 | 51.4726 | 17 | 2 | - | 23 | 10 | 10
4510 | 51.484 | 17 | 2 | - | 23 | 10 | 10
4511 | 51.4954 | 17 | 2 | - | 23 | 10 | 10
4512 | 51.5068 | 17 | 2 | - | 23 | 10 | 10
4513 | 51.5183 | 17 | 2 | - | 23 | 10 | 10
4514 | 51.5297 | 17 | 2 | - | 23 | 10 | 10
4515 | 51.5411 | 17 | 2 | - | 23 | 10 | 10
4516 | 51.5525 | 17 | 2 | - | 23 | 10 | 10
4517 | 51.5639 | 17 | 2 | - | 23 | 10 | 10
4518 | 51.5753 | 17 | 2 | - | 23 | 10 | 10
4519 | 51.5868 | 17 | 2 | - | 23 | 10 | 10
4520 | 51.5982 | 17 | 2 | - | 23 | 10 | 10
4521 | 51.6096 | 17 | 2 | - | 23 | 10 | 10
4522 | 51.621 | 17 | 2 | - | 23 | 10 | 10
4523 | 51.6324 | 17 | 2 | - | 23 | 10 | 10
4524 | 51.6438 | 17 | 2 | - | 23 | 10 | 10
4525 | 51.6553 | 17 | 2 | - | 23 | 10 | 10
4526 | 51.6667 | 17 | 2 | - | 23 | 10 | 10
4527 | 51.6781 | 17 | 2 | - | 23 | 10 | 10
4528 | 51.6895 | 17 | 2 | - | 23 | 10 | 10
4529 | 51.7009 | 17 | 2 | - | 23 | 10 | 10
4530 | 51.7123 | 17 | 2 | - | 23 | 10 | 10
4531 | 51.7237 | 17 | 2 | - | 23 | 10 | 10
4532 | 51.7352 | 17 | 2 | - | 23 | 10 | 10
4533 | 51.7466 | 17 | 2 | - | 23 | 10 | 10
4534 | 51.758 | 17 | 2 | - | 23 | 10 | 10
4535 | 51.7694 | 17 | 2 | - | 23 | 10 | 10
4536 | 51.7808 | 17 | 2 | - | 23 | 10 | 10
4537 | 51.7922 | 17 | 2 | - | 23 | 10 | 10
4538 | 51.8037 | 17 | 2 | - | 23 | 10 | 10
4539 | 51.8151 | 17 | 2 | - | 23 | 10 | 10
4540 | 51.8265 | 17 | 2 | - | 23 | 10 | 10
4541 | 51.8379 | 17 | 2 | - | 23 | 10 | 10
4542 | 51.8493 | 17 | 2 | - | 23 | 10 | 10
4543 | 51.8607 | 17 | 2 | - | 23 | 10 | 10
4544 | 51.8721 | 17 | 2 | - | 23 | 10 | 10
4545 | 51.8836 | 17 | 2 | - | 23 | 10 | 10
4546 | 51.895 | 17 | 2 | - | 23 | 10 | 10
4547 | 51.9064 | 17 | 2 | - | 23 | 10 | 10
4548 | 51.9178 | 17 | 2 | - | 23 | 10 | 10
4549 | 51.9292 | 17 | 2 | - | 23 | 10 | 10
4550 | 51.9406 | 17 | 2 | - | 23 | 10 | 10
4551 | 51.9521 | 17 | 2 | - | 23 | 10 | 10
4552 | 51.9635 | 17 | 2 | - | 23 | 10 | 10
4553 | 51.9749 | 17 | 2 | - | 23 | 10 | 10
4554 | 51.9863 | 17 | 2 | - | 23 | 10 | 10
4555 | 51.9977 | 17 | 2 | - | 23 | 10 | 10
4556 | 52.0091 | 17 | 2 | - | 23 | 10 | 10
4557 | 52.0205 | 17 | 2 | - | 23 | 10 | 10
4558 | 52.032 | 17 | 2 | - | 23 | 10 | 10
4559 | 52.0434 | 17 | 2 | - | 23 | 10 | 10
4560 | 52.0548 | 17 | 2 | - | 23 | 10 | 10
4561 | 52.0662 | 17 | 2 | - | 23 | 10 | 10
4562 | 52.0776 | 17 | 2 | - | 23 | 10 | 10
4563 | 52.089 | 17 | 2 | - | 23 | 10 | 10
4564 | 52.1005 | 17 | 2 | - | 23 | 10 | 10
4565 | 52.1119 | 17 | 2 | - | 23 | 10 | 10
4566 | 52.1233 | 17 | 2 | - | 23 | 10 | 10
4567 | 52.1347 | 17 | 2 | - | 23 | 10 | 10
4568 | 52.1461 | 17 | 2 | - | 23 | 10 | 10
4569 | 52.1575 | 17 | 2 | - | 23 | 10 | 10
4570 | 52.1689 | 17 | 2 | - | 23 | 10 | 10
4571 | 52.1804 | 17 | 2 | - | 23 | 10 | 10
4572 | 52.1918 | 17 | 2 | - | 23 | 10 | 10
4573 | 52.2032 | 17 | 2 | - | 23 | 10 | 10
4574 | 52.2146 | 17 | 2 | - | 23 | 10 | 10
4575 | 52.226 | 17 | 2 | - | 23 | 10 | 10
4576 | 52.2374 | 17 | 2 | - | 23 | 10 | 10
4577 | 52.2489 | 17 | 2 | - | 23 | 10 | 10
4578 | 52.2603 | 17 | 2 | - | 23 | 10 | 10
4579 | 52.2717 | 17 | 2 | - | 23 | 10 | 10
4580 | 52.2831 | 17 | 2 | - | 23 | 10 | 10
4581 | 52.2945 | 17 | 2 | - | 23 | 10 | 10
4582 | 52.3059 | 17 | 2 | - | 23 | 10 | 10
4583 | 52.3174 | 17 | 2 | - | 23 | 10 | 10
4584 | 52.3288 | 17 | 2 | - | 23 | 10 | 10
4585 | 52.3402 | 17 | 2 | - | 23 | 10 | 10
4586 | 52.3516 | 17 | 2 | - | 23 | 10 | 10
4587 | 52.363 | 17 | 2 | - | 23 | 10 | 10
4588 | 52.3744 | 17 | 2 | - | 23 | 10 | 10
4589 | 52.3858 | 17 | 2 | - | 23 | 10 | 10
4590 | 52.3973 | 17 | 2 | - | 23 | 10 | 10
4591 | 52.4087 | 17 | 2 | - | 23 | 10 | 10
4592 | 52.4201 | 17 | 2 | - | 23 | 10 | 10
4593 | 52.4315 | 17 | 2 | - | 23 | 10 | 10
4594 | 52.4429 | 17 | 2 | - | 23 | 10 | 10
4595 | 52.4543 | 17 | 2 | - | 23 | 10 | 10
4596 | 52.4658 | 17 | 2 | - | 23 | 10 | 10
4597 | 52.4772 | 17 | 2 | - | 23 | 10 | 10
4598 | 52.4886 | 17 | 2 | - | 23 | 10 | 10
4599 | 52.5 | 17 | 2 | - | 23 | 10 | 10
4600 | 52.5114 | 17 | 2 | - | 23 | 10 | 10
4601 | 52.5228 | 17 | 2 | - | 23 | 10 | 10
4602 | 52.5342 | 17 | 2 | - | 23 | 10 | 10
4603 | 52.5457 | 17 | 2 | - | 23 | 10 | 10
4604 | 52.5571 | 17 | 2 | - | 23 | 10 | 10
4605 | 52.5685 | 17 | 2 | - | 23 | 10 | 10
4606 | 52.5799 | 17 | 2 | - | 23 | 10 | 10
4607 | 52.5913 | 17 | 2 | - | 23 | 10 | 10
4608 | 52.6027 | 17 | 2 | - | 23 | 10 | 10
4609 | 52.6142 | 17 | 2 | - | 23 | 10 | 10
4610 | 52.6256 | 17 | 2 | - | 23 | 10 | 10
4611 | 52.637 | 17 | 2 | - | 23 | 10 | 10
4612 | 52.6484 | 17 | 2 | - | 23 | 10 | 10
4613 | 52.6598 | 17 | 2 | - | 23 | 10 | 10
4614 | 52.6712 | 17 | 2 | - | 23 | 10 | 10
4615 | 52.6826 | 17 | 2 | - | 23 | 10 | 10
4616 | 52.6941 | 17 | 2 | - | 23 | 10 | 10
4617 | 52.7055 | 17 | 2 | - | 23 | 10 | 10
4618 | 52.7169 | 17 | 2 | - | 23 | 10 | 10
4619 | 52.7283 | 17 | 2 | - | 23 | 10 | 10
4620 | 52.7397 | 17 | 2 | - | 23 | 10 | 10
4621 | 52.7511 | 17 | 2 | - | 23 | 10 | 10
4622 | 52.7626 | 17 | 2 | - | 23 | 10 | 10
4623 | 52.774 | 17 | 2 | - | 23 | 10 | 10
4624 | 52.7854 | 17 | 2 | - | 23 | 10 | 10
4625 | 52.7968 | 17 | 2 | - | 23 | 10 | 10
4626 | 52.8082 | 17 | 2 | - | 23 | 10 | 10
4627 | 52.8196 | 17 | 2 | - | 23 | 10 | 10
4628 | 52.8311 | 17 | 2 | - | 23 | 10 | 10
4629 | 52.8425 | 17 | 2 | - | 23 | 10 | 10
4630 | 52.8539 | 17 | 2 | - | 23 | 10 | 10
4631 | 52.8653 | 17 | 2 | - | 23 | 10 | 10
4632 | 52.8767 | 17 | 2 | - | 23 | 10 | 10
4633 | 52.8881 | 17 | 2 | - | 23 | 10 | 10
4634 | 52.8995 | 17 | 2 | - | 23 | 10 | 10
4635 | 52.911 | 17 | 2 | - | 23 | 10 | 10
4636 | 52.9224 | 17 | 2 | - | 23 | 10 | 10
4637 | 52.9338 | 17 | 2 | - | 23 | 10 | 10
4638 | 52.9452 | 17 | 1 | - | 23 | 10 | 10
4639 | 52.9566 | 17 | 1 | - | 23 | 10 | 10
4640 | 52.968 | 17 | 1 | - | 23 | 10 | 10
4641 | 52.9795 | 17 | 1 | - | 23 | 10 | 10
4642 | 52.9909 | 17 | 1 | - | 23 | 10 | 10
4643 | 53.0023 | 17 | 1 | - | 23 | 10 | 10
4644 | 53.0137 | 17 | 1 | - | 23 | 10 | 10
4645 | 53.0251 | 17 | 1 | - | 23 | 10 | 10
4646 | 53.0365 | 17 | 1 | - | 23 | 10 | 10
4647 | 53.0479 | 17 | 1 | - | 23 | 10 | 10
4648 | 53.0594 | 17 | 1 | - | 23 | 10 | 10
4649 | 53.0708 | 17 | 1 | - | 23 | 10 | 10
4650 | 53.0822 | 17 | 1 | - | 23 | 10 | 10
4651 | 53.0936 | 17 | 1 | - | 23 | 10 | 10
4652 | 53.105 | 17 | 1 | - | 23 | 10 | 10
4653 | 53.1164 | 17 | 1 | - | 23 | 10 | 10
4654 | 53.1279 | 17 | 1 | - | 23 | 10 | 10
4655 | 53.1393 | 17 | 1 | - | 23 | 10 | 10
4656 | 53.1507 | 17 | 1 | - | 23 | 10 | 10
4657 | 53.1621 | 17 | 1 | - | 23 | 10 | 10
4658 | 53.1735 | 17 | 1 | - | 23 | 10 | 10
4659 | 53.1849 | 17 | 1 | - | 23 | 10 | 10
4660 | 53.1963 | 17 | 1 | - | 23 | 10 | 10
4661 | 53.2078 | 17 | 1 | - | 23 | 10 | 10
4662 | 53.2192 | 17 | 1 | - | 23 | 10 | 10
4663 | 53.2306 | 17 | 1 | - | 23 | 10 | 10
4664 | 53.242 | 17 | 1 | - | 23 | 10 | 10
4665 | 53.2534 | 17 | 1 | - | 23 | 10 | 10
4666 | 53.2648 | 17 | 1 | - | 23 | 10 | 10
4667 | 53.2763 | 17 | 1 | - | 23 | 10 | 10
4668 | 53.2877 | 17 | 1 | - | 23 | 10 | 10
4669 | 53.2991 | 17 | 1 | - | 23 | 10 | 10
4670 | 53.3105 | 17 | 1 | - | 23 | 10 | 10
4671 | 53.3219 | 17 | 1 | - | 23 | 10 | 10
4672 | 53.3333 | 17 | 1 | - | 23 | 10 | 10
4673 | 53.3447 | 17 | 1 | - | 23 | 10 | 10
4674 | 53.3562 | 17 | 1 | - | 23 | 10 | 10
4675 | 53.3676 | 17 | 1 | - | 23 | 10 | 10
4676 | 53.379 | 17 | 1 | - | 23 | 10 | 10
4677 | 53.3904 | 17 | 1 | - | 23 | 10 | 10
4678 | 53.4018 | 17 | 1 | - | 23 | 10 | 10
4679 | 53.4132 | 17 | 1 | - | 23 | 10 | 10
4680 | 53.4247 | 17 | 1 | - | 23 | 10 | 10
4681 | 53.4361 | 17 | 1 | - | 23 | 10 | 10
4682 | 53.4475 | 17 | 1 | - | 23 | 10 | 10
4683 | 53.4589 | 17 | 1 | - | 23 | 10 | 10
4684 | 53.4703 | 17 | 1 | - | 23 | 10 | 10
4685 | 53.4817 | 17 | 1 | - | 23 | 10 | 10
4686 | 53.4932 | 17 | 1 | - | 23 | 10 | 10
4687 | 53.5046 | 17 | 1 | - | 23 | 10 | 10
4688 | 53.516 | 17 | 1 | - | 23 | 10 | 10
4689 | 53.5274 | 17 | 1 | - | 23 | 10 | 10
4690 | 53.5388 | 17 | 1 | - | 23 | 10 | 10
4691 | 53.5502 | 17 | 1 | - | 23 | 10 | 10
4692 | 53.5616 | 17 | 1 | - | 23 | 10 | 10
4693 | 53.5731 | 17 | 1 | - | 23 | 10 | 10
4694 | 53.5845 | 17 | 1 | - | 23 | 10 | 10
4695 | 53.5959 | 17 | 1 | - | 23 | 10 | 10
4696 | 53.6073 | 17 | 1 | - | 23 | 10 | 10
4697 | 53.6187 | 17 | 1 | - | 23 | 10 | 10
4698 | 53.6301 | 17 | 1 | - | 23 | 10 | 10
4699 | 53.6416 | 17 | 1 | - | 23 | 10 | 10
4700 | 53.653 | 17 | 1 | - | 23 | 10 | 10
4701 | 53.6644 | 17 | 1 | - | 23 | 10 | 10
4702 | 53.6758 | 17 | 1 | - | 23 | 10 | 10
4703 | 53.6872 | 17 | 1 | - | 23 | 10 | 10
4704 | 53.6986 | 17 | 1 | - | 23 | 10 | 10
4705 | 53.71 | 17 | 1 | - | 23 | 10 | 10
4706 | 53.7215 | 17 | 1 | - | 23 | 10 | 10
4707 | 53.7329 | 17 | 1 | - | 23 | 10 | 10
4708 | 53.7443 | 17 | 1 | - | 23 | 10 | 10
4709 | 53.7557 | 17 | 1 | - | 23 | 10 | 10
4710 | 53.7671 | 17 | 1 | - | 23 | 10 | 10
4711 | 53.7785 | 17 | 1 | - | 23 | 10 | 10
4712 | 53.79 | 17 | 1 | - | 23 | 10 | 10
4713 | 53.8014 | 17 | 1 | - | 23 | 10 | 10
4714 | 53.8128 | 17 | 1 | - | 23 | 10 | 10
4715 | 53.8242 | 17 | 1 | - | 23 | 10 | 10
4716 | 53.8356 | 17 | 1 | - | 23 | 10 | 10
4717 | 53.847 | 17 | 1 | - | 23 | 10 | 10
4718 | 53.8584 | 17 | 1 | - | 23 | 10 | 10
4719 | 53.8699 | 17 | 1 | - | 23 | 10 | 10
4720 | 53.8813 | 17 | 1 | - | 23 | 10 | 10
4721 | 53.8927 | 17 | 1 | - | 23 | 10 | 10
4722 | 53.9041 | 17 | 1 | - | 23 | 10 | 10
4723 | 53.9155 | 17 | 1 | - | 23 | 10 | 10
4724 | 53.9269 | 17 | 1 | - | 23 | 10 | 10
4725 | 53.9384 | 17 | 1 | - | 23 | 10 | 10
4726 | 53.9498 | 17 | 1 | - | 23 | 10 | 10
4727 | 53.9612 | 17 | 1 | - | 23 | 10 | 10
4728 | 53.9726 | 17 | 1 | - | 23 | 10 | 10
4729 | 53.984 | 17 | 1 | - | 23 | 10 | 10
4730 | 53.9954 | 17 | 1 | - | 23 | 10 | 10
4731 | 54.0068 | 17 | 1 | - | 23 | 10 | 10
4732 | 54.0183 | 17 | 1 | - | 23 | 10 | 10
4733 | 54.0297 | 17 | 1 | - | 23 | 10 | 10
4734 | 54.0411 | 17 | 1 | - | 23 | 10 | 10
4735 | 54.0525 | 17 | 1 | - | 23 | 10 | 10
4736 | 54.0639 | 17 | 1 | - | 23 | 10 | 10
4737 | 54.0753 | 17 | 1 | - | 23 | 10 | 10
4738 | 54.0868 | 17 | 1 | - | 23 | 10 | 10
4739 | 54.0982 | 17 | 1 | - | 23 | 10 | 10
4740 | 54.1096 | 17 | 1 | - | 23 | 10 | 10
4741 | 54.121 | 17 | 1 | - | 23 | 10 | 10
4742 | 54.1324 | 17 | 1 | - | 23 | 10 | 10
4743 | 54.1438 | 17 | 1 | - | 23 | 10 | 10
4744 | 54.1553 | 17 | 1 | - | 23 | 10 | 10
4745 | 54.1667 | 17 | 1 | - | 23 | 10 | 10
4746 | 54.1781 | 17 | 1 | - | 23 | 10 | 10
4747 | 54.1895 | 17 | 1 | - | 23 | 10 | 10
4748 | 54.2009 | 17 | 1 | - | 23 | 10 | 10
4749 | 54.2123 | 17 | 1 | - | 23 | 10 | 10
4750 | 54.2237 | 17 | 1 | - | 23 | 10 | 10
4751 | 54.2352 | 17 | 1 | - | 23 | 10 | 10
4752 | 54.2466 | 17 | 1 | - | 23 | 10 | 10
4753 | 54.258 | 17 | 1 | - | 23 | 10 | 10
4754 | 54.2694 | 17 | 1 | - | 23 | 10 | 10
4755 | 54.2808 | 17 | 1 | - | 23 | 10 | 10
4756 | 54.2922 | 17 | 1 | - | 23 | 10 | 10
4757 | 54.3037 | 17 | 1 | - | 23 | 10 | 10
4758 | 54.3151 | 17 | 1 | - | 23 | 10 | 10
4759 | 54.3265 | 17 | 1 | - | 23 | 10 | 10
4760 | 54.3379 | 17 | 1 | - | 23 | 10 | 10
4761 | 54.3493 | 17 | 1 | - | 23 | 10 | 10
4762 | 54.3607 | 17 | 1 | - | 23 | 10 | 10
4763 | 54.3721 | 17 | 1 | - | 23 | 10 | 10
4764 | 54.3836 | 17 | 1 | - | 23 | 10 | 10
4765 | 54.395 | 17 | 1 | - | 23 | 10 | 10
4766 | 54.4064 | 17 | 1 | - | 23 | 10 | 10
4767 | 54.4178 | 17 | 1 | - | 23 | 10 | 10
4768 | 54.4292 | 17 | 1 | - | 23 | 10 | 10
4769 | 54.4406 | 17 | 1 | - | 23 | 10 | 10
4770 | 54.4521 | 17 | 1 | - | 23 | 10 | 10
4771 | 54.4635 | 17 | 1 | - | 23 | 10 | 10
4772 | 54.4749 | 17 | 1 | - | 23 | 10 | 10
4773 | 54.4863 | 17 | 1 | - | 23 | 10 | 10
4774 | 54.4977 | 17 | 1 | - | 23 | 10 | 10
4775 | 54.5091 | 17 | 1 | - | 23 | 10 | 10
4776 | 54.5205 | 17 | 1 | - | 23 | 10 | 10
4777 | 54.532 | 17 | 1 | - | 23 | 10 | 10
4778 | 54.5434 | 17 | 1 | - | 23 | 10 | 10
4779 | 54.5548 | 17 | 1 | - | 23 | 10 | 10
4780 | 54.5662 | 17 | 1 | - | 23 | 10 | 10
4781 | 54.5776 | 17 | 1 | - | 23 | 10 | 10
4782 | 54.589 | 17 | 1 | - | 23 | 10 | 10
4783 | 54.6005 | 17 | 1 | - | 23 | 10 | 10
4784 | 54.6119 | 17 | 1 | - | 23 | 10 | 10
4785 | 54.6233 | 17 | 1 | - | 23 | 10 | 10
4786 | 54.6347 | 17 | 1 | - | 23 | 10 | 10
4787 | 54.6461 | 17 | 1 | - | 23 | 10 | 10
4788 | 54.6575 | 17 | 1 | - | 23 | 10 | 10
4789 | 54.6689 | 17 | 1 | - | 23 | 10 | 10
4790 | 54.6804 | 17 | 1 | - | 23 | 10 | 10
4791 | 54.6918 | 17 | 1 | - | 23 | 10 | 10
4792 | 54.7032 | 17 | 1 | - | 23 | 10 | 10
4793 | 54.7146 | 17 | 1 | - | 23 | 10 | 10
4794 | 54.726 | 17 | 1 | - | 23 | 10 | 10
4795 | 54.7374 | 17 | 1 | - | 23 | 10 | 10
4796 | 54.7489 | 17 | 1 | - | 23 | 10 | 10
4797 | 54.7603 | 17 | 1 | - | 23 | 10 | 10
4798 | 54.7717 | 17 | 1 | - | 23 | 10 | 10
4799 | 54.7831 | 17 | 1 | - | 23 | 10 | 10
4800 | 54.7945 | 17 | 1 | - | 23 | 10 | 10
4801 | 54.8059 | 17 | 1 | - | 23 | 10 | 10
4802 | 54.8174 | 17 | 1 | - | 23 | 10 | 10
4803 | 54.8288 | 17 | 1 | - | 23 | 10 | 10
4804 | 54.8402 | 17 | 1 | - | 23 | 10 | 10
4805 | 54.8516 | 17 | 1 | - | 23 | 10 | 10
4806 | 54.863 | 17 | 1 | - | 23 | 10 | 10
4807 | 54.8744 | 17 | 1 | - | 23 | 10 | 10
4808 | 54.8858 | 17 | 1 | - | 23 | 10 | 10
4809 | 54.8973 | 17 | 1 | - | 23 | 10 | 10
4810 | 54.9087 | 17 | 1 | - | 23 | 10 | 10
4811 | 54.9201 | 17 | 1 | - | 23 | 10 | 10
4812 | 54.9315 | 17 | 1 | - | 23 | 10 | 10
4813 | 54.9429 | 17 | 1 | - | 23 | 10 | 10
4814 | 54.9543 | 17 | 1 | - | 23 | 10 | 10
4815 | 54.9658 | 17 | 1 | - | 23 | 10 | 10
4816 | 54.9772 | 17 | 1 | - | 23 | 10 | 10
4817 | 54.9886 | 17 | 1 | - | 23 | 10 | 10
4818 | 55 | 17 | 1 | - | 23 | 10 | 10
4819 | 55.0114 | 17 | 1 | - | 23 | 10 | 10
4820 | 55.0228 | 17 | 1 | - | 23 | 10 | 10
4821 | 55.0342 | 17 | 1 | - | 23 | 10 | 10
4822 | 55.0457 | 17 | 1 | - | 23 | 10 | 10
4823 | 55.0571 | 17 | 1 | - | 23 | 10 | 10
4824 | 55.0685 | 17 | 1 | - | 23 | 10 | 10
4825 | 55.0799 | 17 | 1 | - | 23 | 10 | 10
4826 | 55.0913 | 17 | 1 | - | 23 | 10 | 10
4827 | 55.1027 | 17 | 1 | - | 23 | 10 | 10
4828 | 55.1142 | 17 | 1 | - | 23 | 10 | 10
4829 | 55.1256 | 17 | 1 | - | 23 | 10 | 10
4830 | 55.137 | 17 | 1 | - | 23 | 10 | 10
4831 | 55.1484 | 17 | 1 | - | 23 | 10 | 10
4832 | 55.1598 | 17 | 1 | - | 23 | 10 | 10
4833 | 55.1712 | 17 | 1 | - | 23 | 10 | 10
4834 | 55.1826 | 17 | 1 | - | 23 | 10 | 10
4835 | 55.1941 | 17 | 1 | - | 23 | 10 | 10
4836 | 55.2055 | 17 | 1 | - | 23 | 10 | 10
4837 | 55.2169 | 16 | 1 | - | 23 | 10 | 10
4838 | 55.2283 | 16 | 1 | - | 23 | 10 | 10
4839 | 55.2397 | 16 | 1 | - | 23 | 10 | 10
4840 | 55.2511 | 16 | 1 | - | 23 | 10 | 10
4841 | 55.2626 | 16 | 1 | - | 23 | 10 | 10
4842 | 55.274 | 16 | 1 | - | 23 | 10 | 10
4843 | 55.2854 | 16 | 1 | - | 23 | 10 | 10
4844 | 55.2968 | 16 | 1 | - | 23 | 10 | 10
4845 | 55.3082 | 16 | 1 | - | 23 | 10 | 10
4846 | 55.3196 | 16 | 1 | - | 23 | 10 | 10
4847 | 55.3311 | 16 | 1 | - | 23 | 10 | 10
4848 | 55.3425 | 16 | 1 | - | 23 | 10 | 10
4849 | 55.3539 | 16 | 1 | - | 23 | 10 | 10
4850 | 55.3653 | 16 | 1 | - | 23 | 10 | 10
4851 | 55.3767 | 16 | 1 | - | 23 | 10 | 10
4852 | 55.3881 | 16 | 1 | - | 23 | 10 | 10
4853 | 55.3995 | 16 | 1 | - | 23 | 10 | 10
4854 | 55.411 | 16 | 1 | - | 23 | 10 | 10
4855 | 55.4224 | 16 | 1 | - | 23 | 10 | 10
4856 | 55.4338 | 16 | 1 | - | 23 | 10 | 10
4857 | 55.4452 | 16 | 1 | - | 23 | 10 | 10
4858 | 55.4566 | 16 | 1 | - | 23 | 10 | 10
4859 | 55.468 | 16 | 1 | - | 23 | 10 | 10
4860 | 55.4795 | 16 | 1 | - | 23 | 10 | 10
4861 | 55.4909 | 16 | 1 | - | 23 | 10 | 10
4862 | 55.5023 | 16 | 1 | - | 23 | 10 | 10
4863 | 55.5137 | 16 | 1 | - | 23 | 10 | 10
4864 | 55.5251 | 16 | 1 | - | 23 | 10 | 10
4865 | 55.5365 | 16 | 1 | - | 23 | 10 | 10
4866 | 55.5479 | 16 | 1 | - | 23 | 10 | 10
4867 | 55.5594 | 16 | 1 | - | 23 | 10 | 10
4868 | 55.5708 | 16 | 1 | - | 23 | 10 | 10
4869 | 55.5822 | 16 | 1 | - | 23 | 10 | 10
4870 | 55.5936 | 16 | 1 | - | 23 | 10 | 10
4871 | 55.605 | 16 | 1 | - | 23 | 10 | 10
4872 | 55.6164 | 16 | 1 | - | 23 | 10 | 10
4873 | 55.6279 | 16 | 1 | - | 23 | 10 | 10
4874 | 55.6393 | 16 | 1 | - | 23 | 10 | 10
4875 | 55.6507 | 16 | 1 | - | 23 | 10 | 10
4876 | 55.6621 | 16 | 1 | - | 23 | 10 | 10
4877 | 55.6735 | 16 | 1 | - | 23 | 10 | 10
4878 | 55.6849 | 16 | 1 | - | 23 | 10 | 10
4879 | 55.6963 | 16 | 1 | - | 23 | 10 | 10
4880 | 55.7078 | 16 | 1 | - | 23 | 10 | 10
4881 | 55.7192 | 16 | 1 | - | 23 | 10 | 10
4882 | 55.7306 | 16 | 1 | - | 23 | 10 | 10
4883 | 55.742 | 16 | 1 | - | 23 | 10 | 10
4884 | 55.7534 | 16 | 1 | - | 23 | 10 | 10
4885 | 55.7648 | 16 | 1 | - | 23 | 10 | 10
4886 | 55.7763 | 16 | 1 | - | 23 | 10 | 10
4887 | 55.7877 | 16 | 1 | - | 23 | 10 | 10
4888 | 55.7991 | 16 | 1 | - | 23 | 10 | 10
4889 | 55.8105 | 16 | 1 | - | 23 | 10 | 10
4890 | 55.8219 | 16 | 1 | - | 23 | 10 | 10
4891 | 55.8333 | 16 | 1 | - | 23 | 10 | 10
4892 | 55.8447 | 16 | 1 | - | 23 | 10 | 10
4893 | 55.8562 | 16 | 1 | - | 23 | 10 | 10
4894 | 55.8676 | 16 | 1 | - | 23 | 10 | 10
4895 | 55.879 | 16 | 1 | - | 23 | 10 | 10
4896 | 55.8904 | 16 | 1 | - | 23 | 10 | 10
4897 | 55.9018 | 16 | 1 | - | 23 | 10 | 10
4898 | 55.9132 | 16 | 1 | - | 23 | 10 | 10
4899 | 55.9247 | 16 | 1 | - | 23 | 10 | 10
4900 | 55.9361 | 16 | 1 | - | 23 | 10 | 10
4901 | 55.9475 | 16 | 1 | - | 23 | 10 | 10
4902 | 55.9589 | 16 | 1 | - | 23 | 10 | 10
4903 | 55.9703 | 16 | 1 | - | 23 | 10 | 10
4904 | 55.9817 | 16 | 1 | - | 23 | 10 | 10
4905 | 55.9932 | 16 | 1 | - | 23 | 10 | 10
4906 | 56.0046 | 16 | 1 | - | 23 | 10 | 10
4907 | 56.016 | 16 | 1 | - | 23 | 10 | 10
4908 | 56.0274 | 16 | 1 | - | 23 | 10 | 10
4909 | 56.0388 | 16 | 1 | - | 23 | 10 | 10
4910 | 56.0502 | 16 | 1 | - | 23 | 10 | 10
4911 | 56.0616 | 16 | 1 | - | 23 | 10 | 9
4912 | 56.0731 | 16 | 1 | - | 23 | 10 | 9
4913 | 56.0845 | 16 | 1 | - | 23 | 10 | 9
4914 | 56.0959 | 16 | 1 | - | 23 | 10 | 9
4915 | 56.1073 | 16 | 1 | - | 23 | 10 | 9
4916 | 56.1187 | 16 | 1 | - | 23 | 10 | 9
4917 | 56.1301 | 16 | 1 | - | 23 | 10 | 9
4918 | 56.1416 | 16 | 1 | - | 23 | 10 | 9
4919 | 56.153 | 16 | 1 | - | 23 | 10 | 9
4920 | 56.1644 | 16 | 1 | - | 23 | 10 | 9
4921 | 56.1758 | 16 | 1 | - | 23 | 10 | 9
4922 | 56.1872 | 16 | 1 | - | 23 | 10 | 9
4923 | 56.1986 | 16 | 1 | - | 23 | 10 | 9
4924 | 56.21 | 16 | 1 | - | 23 | 10 | 9
4925 | 56.2215 | 16 | 1 | - | 23 | 10 | 9
4926 | 56.2329 | 16 | 1 | - | 23 | 10 | 9
4927 | 56.2443 | 16 | 1 | - | 23 | 10 | 9
4928 | 56.2557 | 16 | 1 | - | 23 | 10 | 9
4929 | 56.2671 | 16 | 1 | - | 23 | 10 | 9
4930 | 56.2785 | 16 | 1 | - | 23 | 10 | 9
4931 | 56.29 | 16 | 1 | - | 23 | 10 | 9
4932 | 56.3014 | 16 | 1 | - | 23 | 10 | 9
4933 | 56.3128 | 16 | 1 | - | 23 | 10 | 9
4934 | 56.3242 | 16 | 1 | - | 23 | 10 | 9
4935 | 56.3356 | 16 | 1 | - | 23 | 10 | 9
4936 | 56.347 | 16 | 1 | - | 23 | 10 | 9
4937 | 56.3584 | 16 | 1 | - | 23 | 10 | 9
4938 | 56.3699 | 16 | 1 | - | 23 | 10 | 9
4939 | 56.3813 | 16 | 1 | - | 23 | 10 | 9
4940 | 56.3927 | 16 | 1 | - | 23 | 10 | 9
4941 | 56.4041 | 16 | 1 | - | 23 | 10 | 9
4942 | 56.4155 | 16 | 1 | - | 23 | 10 | 9
4943 | 56.4269 | 16 | 1 | - | 23 | 10 | 9
4944 | 56.4384 | 16 | 1 | - | 23 | 10 | 9
4945 | 56.4498 | 16 | 1 | - | 23 | 10 | 9
4946 | 56.4612 | 16 | 1 | - | 23 | 10 | 9
4947 | 56.4726 | 16 | 1 | - | 23 | 10 | 9
4948 | 56.484 | 16 | 1 | - | 23 | 10 | 9
4949 | 56.4954 | 16 | 1 | - | 23 | 10 | 9
4950 | 56.5068 | 16 | 1 | - | 23 | 10 | 9
4951 | 56.5183 | 16 | 1 | - | 23 | 10 | 9
4952 | 56.5297 | 16 | 1 | - | 23 | 10 | 9
4953 | 56.5411 | 16 | 1 | - | 23 | 10 | 9
4954 | 56.5525 | 16 | 1 | - | 23 | 10 | 9
4955 | 56.5639 | 16 | 1 | - | 23 | 10 | 9
4956 | 56.5753 | 16 | 1 | - | 23 | 10 | 9
4957 | 56.5868 | 16 | 1 | - | 23 | 10 | 9
4958 | 56.5982 | 16 | 1 | - | 23 | 10 | 9
4959 | 56.6096 | 16 | 1 | - | 23 | 10 | 9
4960 | 56.621 | 16 | 1 | - | 23 | 10 | 9
4961 | 56.6324 | 16 | 1 | - | 23 | 10 | 9
4962 | 56.6438 | 16 | 1 | - | 23 | 10 | 9
4963 | 56.6553 | 16 | 1 | - | 23 | 10 | 9
4964 | 56.6667 | 16 | 1 | - | 23 | 10 | 9
4965 | 56.6781 | 16 | 1 | - | 23 | 10 | 9
4966 | 56.6895 | 16 | 1 | - | 23 | 10 | 9
4967 | 56.7009 | 16 | 1 | - | 23 | 10 | 9
4968 | 56.7123 | 16 | 1 | - | 23 | 10 | 9
4969 | 56.7237 | 16 | 1 | - | 23 | 10 | 9
4970 | 56.7352 | 16 | 1 | - | 23 | 10 | 9
4971 | 56.7466 | 16 | 1 | - | 23 | 10 | 9
4972 | 56.758 | 16 | 1 | - | 23 | 10 | 9
4973 | 56.7694 | 16 | 1 | - | 23 | 10 | 9
4974 | 56.7808 | 16 | 1 | - | 23 | 10 | 9
4975 | 56.7922 | 16 | 1 | - | 23 | 10 | 9
4976 | 56.8037 | 16 | 1 | - | 23 | 10 | 9
4977 | 56.8151 | 16 | 1 | - | 23 | 10 | 9
4978 | 56.8265 | 16 | 1 | - | 23 | 10 | 9
4979 | 56.8379 | 16 | 1 | - | 23 | 10 | 9
4980 | 56.8493 | 16 | 1 | - | 23 | 10 | 9
4981 | 56.8607 | 16 | 1 | - | 23 | 10 | 9
4982 | 56.8721 | 16 | 1 | - | 23 | 10 | 9
4983 | 56.8836 | 16 | 1 | - | 23 | 10 | 9
4984 | 56.895 | 16 | 1 | - | 23 | 10 | 9
4985 | 56.9064 | 16 | 1 | - | 23 | 10 | 9
4986 | 56.9178 | 16 | 1 | - | 23 | 10 | 9
4987 | 56.9292 | 16 | 1 | - | 23 | 10 | 9
4988 | 56.9406 | 16 | 1 | - | 23 | 10 | 9
4989 | 56.9521 | 16 | 1 | - | 23 | 10 | 9
4990 | 56.9635 | 16 | 1 | - | 23 | 10 | 9
4991 | 56.9749 | 16 | 1 | - | 23 | 10 | 9
4992 | 56.9863 | 16 | 1 | - | 23 | 10 | 9
4993 | 56.9977 | 16 | 1 | - | 23 | 10 | 9
4994 | 57.0091 | 16 | 1 | - | 23 | 10 | 9
4995 | 57.0205 | 16 | 1 | - | 23 | 10 | 9
4996 | 57.032 | 16 | 1 | - | 23 | 10 | 9
4997 | 57.0434 | 16 | 1 | - | 23 | 10 | 9
4998 | 57.0548 | 16 | 1 | - | 22 | 10 | 9
4999 | 57.0662 | 16 | 1 | - | 22 | 10 | 9
5000 | 57.0776 | 16 | 1 | - | 22 | 10 | 9
5001 | 57.089 | 16 | 1 | - | 22 | 10 | 9
5002 | 57.1005 | 16 | 1 | - | 22 | 10 | 9
5003 | 57.1119 | 16 | 1 | - | 22 | 10 | 9
5004 | 57.1233 | 16 | 1 | - | 22 | 10 | 9
5005 | 57.1347 | 16 | 1 | - | 22 | 10 | 9
5006 | 57.1461 | 16 | 1 | - | 22 | 10 | 9
5007 | 57.1575 | 16 | 1 | - | 22 | 10 | 9
5008 | 57.1689 | 16 | 1 | - | 22 | 10 | 9
5009 | 57.1804 | 16 | 1 | - | 22 | 9 | 9
5010 | 57.1918 | 16 | 1 | - | 22 | 9 | 9
5011 | 57.2032 | 16 | 1 | - | 22 | 9 | 9
5012 | 57.2146 | 16 | 1 | - | 22 | 9 | 9
5013 | 57.226 | 16 | 1 | - | 22 | 9 | 9
5014 | 57.2374 | 16 | 1 | - | 22 | 9 | 9
5015 | 57.2489 | 16 | 1 | - | 22 | 9 | 9
5016 | 57.2603 | 16 | 1 | - | 22 | 9 | 9
5017 | 57.2717 | 16 | 1 | - | 22 | 9 | 9
5018 | 57.2831 | 16 | 1 | - | 22 | 9 | 9
5019 | 57.2945 | 16 | 1 | - | 22 | 9 | 9
5020 | 57.3059 | 16 | 1 | - | 22 | 9 | 9
5021 | 57.3174 | 16 | 1 | - | 22 | 9 | 9
5022 | 57.3288 | 16 | 1 | - | 22 | 9 | 9
5023 | 57.3402 | 16 | 1 | - | 22 | 9 | 9
5024 | 57.3516 | 16 | 1 | - | 22 | 9 | 9
5025 | 57.363 | 16 | 1 | - | 22 | 9 | 9
5026 | 57.3744 | 16 | 1 | - | 22 | 9 | 9
5027 | 57.3858 | 16 | 1 | - | 22 | 9 | 9
5028 | 57.3973 | 16 | 1 | - | 22 | 9 | 9
5029 | 57.4087 | 16 | 1 | - | 22 | 9 | 9
5030 | 57.4201 | 16 | 1 | - | 22 | 9 | 9
5031 | 57.4315 | 16 | 1 | - | 22 | 9 | 9
5032 | 57.4429 | 16 | 1 | - | 22 | 9 | 9
5033 | 57.4543 | 16 | 1 | - | 22 | 9 | 9
5034 | 57.4658 | 16 | 1 | - | 22 | 9 | 9
5035 | 57.4772 | 16 | 1 | - | 22 | 9 | 9
5036 | 57.4886 | 16 | 1 | - | 22 | 9 | 9
5037 | 57.5 | 16 | 1 | - | 22 | 9 | 9
5038 | 57.5114 | 16 | 1 | - | 22 | 9 | 9
5039 | 57.5228 | 16 | 1 | - | 22 | 9 | 9
5040 | 57.5342 | 16 | 1 | - | 22 | 9 | 9
5041 | 57.5457 | 16 | 1 | - | 22 | 9 | 9
5042 | 57.5571 | 16 | 1 | - | 22 | 9 | 9
5043 | 57.5685 | 16 | 1 | - | 22 | 9 | 9
5044 | 57.5799 | 16 | 1 | - | 22 | 9 | 9
5045 | 57.5913 | 16 | 1 | - | 22 | 9 | 9
5046 | 57.6027 | 16 | 1 | - | 22 | 9 | 9
5047 | 57.6142 | 16 | 1 | - | 22 | 9 | 9
5048 | 57.6256 | 16 | 1 | - | 22 | 9 | 9
5049 | 57.637 | 16 | 1 | - | 22 | 9 | 9
5050 | 57.6484 | 16 | 1 | - | 22 | 9 | 9
5051 | 57.6598 | 16 | 1 | - | 22 | 9 | 9
5052 | 57.6712 | 16 | 1 | - | 22 | 9 | 9
5053 | 57.6826 | 16 | 1 | - | 22 | 9 | 9
5054 | 57.6941 | 16 | 1 | - | 22 | 9 | 9
5055 | 57.7055 | 16 | 1 | - | 22 | 9 | 9
5056 | 57.7169 | 16 | 1 | - | 22 | 9 | 9
5057 | 57.7283 | 16 | 1 | - | 22 | 9 | 9
5058 | 57.7397 | 16 | 1 | - | 22 | 9 | 9
5059 | 57.7511 | 16 | 1 | - | 22 | 9 | 9
5060 | 57.7626 | 16 | 1 | - | 22 | 9 | 9
5061 | 57.774 | 16 | 1 | - | 22 | 9 | 9
5062 | 57.7854 | 16 | 1 | - | 22 | 9 | 9
5063 | 57.7968 | 16 | 1 | - | 22 | 9 | 9
5064 | 57.8082 | 16 | 1 | - | 22 | 9 | 9
5065 | 57.8196 | 16 | 1 | - | 22 | 9 | 9
5066 | 57.8311 | 16 | 1 | - | 22 | 9 | 9
5067 | 57.8425 | 16 | 1 | - | 22 | 9 | 9
5068 | 57.8539 | 16 | 1 | - | 22 | 9 | 9
5069 | 57.8653 | 16 | 1 | - | 22 | 9 | 9
5070 | 57.8767 | 16 | 1 | - | 22 | 9 | 9
5071 | 57.8881 | 16 | 1 | - | 22 | 9 | 9
5072 | 57.8995 | 16 | 1 | - | 22 | 9 | 9
5073 | 57.911 | 16 | 1 | - | 22 | 9 | 9
5074 | 57.9224 | 16 | 1 | - | 22 | 9 | 9
5075 | 57.9338 | 16 | 1 | - | 22 | 9 | 9
5076 | 57.9452 | 16 | 1 | - | 22 | 9 | 9
5077 | 57.9566 | 16 | 1 | - | 22 | 9 | 9
5078 | 57.968 | 16 | 1 | - | 22 | 9 | 9
5079 | 57.9795 | 16 | 1 | - | 22 | 9 | 9
5080 | 57.9909 | 16 | 1 | - | 22 | 9 | 9
5081 | 58.0023 | 16 | 1 | - | 22 | 9 | 9
5082 | 58.0137 | 16 | 1 | - | 22 | 9 | 9
5083 | 58.0251 | 16 | 1 | - | 22 | 9 | 9
5084 | 58.0365 | 16 | 1 | - | 22 | 9 | 9
5085 | 58.0479 | 16 | 1 | - | 22 | 9 | 9
5086 | 58.0594 | 16 | 1 | - | 22 | 9 | 9
5087 | 58.0708 | 16 | 1 | - | 22 | 9 | 9
5088 | 58.0822 | 16 | 1 | - | 22 | 9 | 9
5089 | 58.0936 | 16 | 1 | - | 22 | 9 | 9
5090 | 58.105 | 16 | 1 | - | 22 | 9 | 9
5091 | 58.1164 | 16 | 1 | - | 22 | 9 | 9
5092 | 58.1279 | 16 | 1 | - | 22 | 9 | 9
5093 | 58.1393 | 16 | 1 | - | 22 | 9 | 9
5094 | 58.1507 | 16 | 1 | - | 22 | 9 | 9
5095 | 58.1621 | 16 | 1 | - | 22 | 9 | 9
5096 | 58.1735 | 16 | 1 | - | 22 | 9 | 9
5097 | 58.1849 | 16 | 1 | - | 22 | 9 | 9
5098 | 58.1963 | 16 | 1 | - | 22 | 9 | 9
5099 | 58.2078 | 16 | 1 | - | 22 | 9 | 9
5100 | 58.2192 | 16 | 1 | - | 22 | 9 | 9
5101 | 58.2306 | 16 | 1 | - | 22 | 9 | 9
5102 | 58.242 | 16 | 1 | - | 22 | 9 | 9
5103 | 58.2534 | 16 | 1 | - | 22 | 9 | 9
5104 | 58.2648 | 16 | 1 | - | 22 | 9 | 9
5105 | 58.2763 | 16 | 1 | - | 22 | 9 | 9
5106 | 58.2877 | 16 | 1 | - | 22 | 9 | 9
5107 | 58.2991 | 16 | 1 | - | 22 | 9 | 9
5108 | 58.3105 | 16 | 1 | - | 22 | 9 | 9
5109 | 58.3219 | 16 | 1 | - | 22 | 9 | 9
5110 | 58.3333 | 16 | 1 | - | 22 | 9 | 9
5111 | 58.3447 | 16 | 1 | - | 22 | 9 | 9
5112 | 58.3562 | 16 | 1 | - | 22 | 9 | 9
5113 | 58.3676 | 16 | 1 | - | 22 | 9 | 9
5114 | 58.379 | 16 | 1 | - | 22 | 9 | 9
5115 | 58.3904 | 16 | 1 | - | 22 | 9 | 9
5116 | 58.4018 | 16 | 1 | - | 22 | 9 | 9
5117 | 58.4132 | 16 | 1 | - | 22 | 9 | 9
5118 | 58.4247 | 16 | 1 | - | 22 | 9 | 9
5119 | 58.4361 | 16 | 1 | - | 22 | 9 | 9
5120 | 58.4475 | 16 | 1 | - | 22 | 9 | 9
5121 | 58.4589 | 16 | 1 | - | 22 | 9 | 9
5122 | 58.4703 | 16 | 1 | - | 22 | 9 | 9
5123 | 58.4817 | 16 | 1 | - | 22 | 9 | 9
5124 | 58.4932 | 16 | 1 | - | 22 | 9 | 9
5125 | 58.5046 | 16 | 1 | - | 22 | 9 | 9
5126 | 58.516 | 16 | 1 | - | 22 | 9 | 9
5127 | 58.5274 | 16 | 1 | - | 22 | 9 | 9
5128 | 58.5388 | 16 | 1 | - | 22 | 9 | 9
5129 | 58.5502 | 16 | 1 | - | 22 | 9 | 9
5130 | 58.5616 | 16 | 1 | - | 22 | 9 | 9
5131 | 58.5731 | 16 | 1 | - | 22 | 9 | 9
5132 | 58.5845 | 16 | 1 | - | 22 | 9 | 9
5133 | 58.5959 | 16 | 1 | - | 22 | 9 | 9
5134 | 58.6073 | 16 | 1 | - | 22 | 9 | 9
5135 | 58.6187 | 16 | 1 | - | 22 | 9 | 9
5136 | 58.6301 | 16 | 1 | - | 22 | 9 | 9
5137 | 58.6416 | 16 | 1 | - | 22 | 9 | 9
5138 | 58.653 | 16 | 1 | - | 22 | 9 | 9
5139 | 58.6644 | 16 | 1 | - | 22 | 9 | 9
5140 | 58.6758 | 16 | 1 | - | 22 | 9 | 9
5141 | 58.6872 | 16 | 1 | - | 22 | 9 | 9
5142 | 58.6986 | 16 | 1 | - | 22 | 9 | 9
5143 | 58.71 | 16 | 1 | - | 22 | 9 | 9
5144 | 58.7215 | 16 | 1 | - | 22 | 9 | 9
5145 | 58.7329 | 16 | 1 | - | 22 | 9 | 9
5146 | 58.7443 | 16 | 1 | - | 22 | 9 | 9
5147 | 58.7557 | 16 | 1 | - | 22 | 9 | 9
5148 | 58.7671 | 16 | 1 | - | 22 | 9 | 9
5149 | 58.7785 | 16 | 1 | - | 22 | 9 | 9
5150 | 58.79 | 16 | 1 | - | 22 | 9 | 9
5151 | 58.8014 | 16 | 1 | - | 22 | 9 | 9
5152 | 58.8128 | 16 | 1 | - | 22 | 9 | 9
5153 | 58.8242 | 16 | 1 | - | 22 | 9 | 9
5154 | 58.8356 | 16 | 1 | - | 22 | 9 | 9
5155 | 58.847 | 16 | 1 | - | 22 | 9 | 9
5156 | 58.8584 | 16 | 1 | - | 22 | 9 | 9
5157 | 58.8699 | 16 | 1 | - | 22 | 9 | 9
5158 | 58.8813 | 16 | 1 | - | 22 | 9 | 9
5159 | 58.8927 | 16 | 1 | - | 22 | 9 | 9
5160 | 58.9041 | 16 | 1 | - | 22 | 9 | 9
5161 | 58.9155 | 16 | 1 | - | 22 | 9 | 9
5162 | 58.9269 | 16 | 1 | - | 22 | 9 | 9
5163 | 58.9384 | 16 | 1 | - | 22 | 9 | 9
5164 | 58.9498 | 16 | 1 | - | 22 | 9 | 9
5165 | 58.9612 | 16 | 1 | - | 22 | 9 | 9
5166 | 58.9726 | 16 | 1 | - | 22 | 9 | 9
5167 | 58.984 | 16 | 1 | - | 22 | 9 | 9
5168 | 58.9954 | 16 | 1 | - | 22 | 9 | 9
5169 | 59.0068 | 16 | 1 | - | 22 | 9 | 9
5170 | 59.0183 | 16 | 1 | - | 22 | 9 | 9
5171 | 59.0297 | 16 | 1 | - | 22 | 9 | 9
5172 | 59.0411 | 16 | 1 | - | 22 | 9 | 9
5173 | 59.0525 | 16 | 1 | - | 22 | 9 | 9
5174 | 59.0639 | 16 | 1 | - | 22 | 9 | 9
5175 | 59.0753 | 16 | 1 | - | 22 | 9 | 9
5176 | 59.0868 | 16 | 1 | - | 22 | 9 | 9
5177 | 59.0982 | 16 | 1 | - | 22 | 9 | 9
5178 | 59.1096 | 16 | 1 | - | 22 | 9 | 9
5179 | 59.121 | 16 | 1 | - | 22 | 9 | 9
5180 | 59.1324 | 16 | 1 | - | 22 | 9 | 9
5181 | 59.1438 | 16 | 1 | - | 22 | 9 | 9
5182 | 59.1553 | 16 | 1 | - | 22 | 9 | 9
5183 | 59.1667 | 16 | 1 | - | 22 | 9 | 9
5184 | 59.1781 | 16 | 1 | - | 22 | 9 | 9
5185 | 59.1895 | 16 | 1 | - | 22 | 9 | 9
5186 | 59.2009 | 16 | 1 | - | 22 | 9 | 9
5187 | 59.2123 | 16 | 1 | - | 22 | 9 | 9
5188 | 59.2237 | 16 | 1 | - | 22 | 9 | 9
5189 | 59.2352 | 16 | 1 | - | 22 | 9 | 9
5190 | 59.2466 | 16 | 1 | - | 22 | 9 | 9
5191 | 59.258 | 16 | 1 | - | 22 | 9 | 9
5192 | 59.2694 | 16 | 1 | - | 22 | 9 | 9
5193 | 59.2808 | 16 | 1 | - | 22 | 9 | 9
5194 | 59.2922 | 16 | 1 | - | 22 | 9 | 9
5195 | 59.3037 | 16 | 1 | - | 22 | 9 | 9
5196 | 59.3151 | 16 | 1 | - | 22 | 9 | 9
5197 | 59.3265 | 16 | 1 | - | 22 | 9 | 9
5198 | 59.3379 | 16 | 1 | - | 22 | 9 | 9
5199 | 59.3493 | 16 | 1 | - | 22 | 9 | 9
5200 | 59.3607 | 16 | 1 | - | 22 | 9 | 9
5201 | 59.3721 | 16 | 1 | - | 22 | 9 | 9
5202 | 59.3836 | 16 | 1 | - | 22 | 9 | 9
5203 | 59.395 | 16 | 1 | - | 22 | 9 | 9
5204 | 59.4064 | 16 | 1 | - | 22 | 9 | 9
5205 | 59.4178 | 16 | 1 | - | 22 | 9 | 9
5206 | 59.4292 | 16 | 1 | - | 22 | 9 | 9
5207 | 59.4406 | 16 | 1 | - | 22 | 9 | 9
5208 | 59.4521 | 16 | 1 | - | 22 | 9 | 9
5209 | 59.4635 | 16 | 1 | - | 22 | 9 | 9
5210 | 59.4749 | 16 | 1 | - | 22 | 9 | 9
5211 | 59.4863 | 16 | 1 | - | 22 | 9 | 9
5212 | 59.4977 | 16 | 1 | - | 22 | 9 | 9
5213 | 59.5091 | 16 | 1 | - | 22 | 9 | 9
5214 | 59.5205 | 16 | 1 | - | 22 | 9 | 9
5215 | 59.532 | 16 | 1 | - | 22 | 9 | 9
5216 | 59.5434 | 16 | 1 | - | 22 | 9 | 9
5217 | 59.5548 | 16 | 1 | - | 22 | 9 | 9
5218 | 59.5662 | 16 | 1 | - | 22 | 9 | 9
5219 | 59.5776 | 16 | 1 | - | 22 | 9 | 9
5220 | 59.589 | 16 | 1 | - | 22 | 9 | 9
5221 | 59.6005 | 16 | 1 | - | 22 | 9 | 9
5222 | 59.6119 | 16 | 1 | - | 22 | 9 | 9
5223 | 59.6233 | 16 | 1 | - | 22 | 9 | 9
5224 | 59.6347 | 16 | 1 | - | 22 | 9 | 9
5225 | 59.6461 | 16 | 1 | - | 22 | 9 | 9
5226 | 59.6575 | 16 | 1 | - | 22 | 9 | 9
5227 | 59.6689 | 16 | 1 | - | 22 | 9 | 9
5228 | 59.6804 | 16 | 1 | - | 22 | 9 | 9
5229 | 59.6918 | 16 | 1 | - | 22 | 9 | 9
5230 | 59.7032 | 16 | 1 | - | 22 | 9 | 9
5231 | 59.7146 | 16 | 1 | - | 22 | 9 | 9
5232 | 59.726 | 16 | 1 | - | 22 | 9 | 9
5233 | 59.7374 | 16 | 1 | - | 22 | 9 | 9
5234 | 59.7489 | 16 | 1 | - | 22 | 9 | 9
5235 | 59.7603 | 16 | 1 | - | 22 | 9 | 9
5236 | 59.7717 | 16 | 1 | - | 22 | 9 | 9
5237 | 59.7831 | 16 | 1 | - | 22 | 9 | 9
5238 | 59.7945 | 16 | 1 | - | 22 | 9 | 9
5239 | 59.8059 | 16 | 1 | - | 22 | 9 | 9
5240 | 59.8174 | 16 | 1 | - | 22 | 9 | 9
5241 | 59.8288 | 16 | 1 | - | 22 | 9 | 9
5242 | 59.8402 | 16 | 1 | - | 22 | 9 | 9
5243 | 59.8516 | 16 | 1 | - | 22 | 9 | 9
5244 | 59.863 | 16 | 1 | - | 22 | 9 | 9
5245 | 59.8744 | 16 | 1 | - | 22 | 9 | 9
5246 | 59.8858 | 16 | 1 | - | 22 | 9 | 9
5247 | 59.8973 | 16 | 1 | - | 22 | 9 | 9
5248 | 59.9087 | 16 | 1 | - | 22 | 9 | 9
5249 | 59.9201 | 16 | 1 | - | 22 | 9 | 9
5250 | 59.9315 | 16 | 1 | - | 22 | 9 | 9
5251 | 59.9429 | 16 | 1 | - | 22 | 9 | 9
5252 | 59.9543 | 16 | 1 | - | 22 | 9 | 9
5253 | 59.9658 | 16 | 1 | - | 22 | 9 | 9
5254 | 59.9772 | 16 | 1 | - | 22 | 9 | 9
5255 | 59.9886 | 16 | 1 | - | 22 | 9 | 9
5256 | 60 | 16 | 1 | - | 22 | 9 | 9
5257 | 60.0114 | 16 | 1 | - | 22 | 9 | 9
5258 | 60.0228 | 16 | 1 | - | 22 | 9 | 9
5259 | 60.0342 | 16 | 1 | - | 22 | 9 | 9
5260 | 60.0457 | 16 | 1 | - | 22 | 9 | 9
5261 | 60.0571 | 16 | 1 | - | 22 | 9 | 9
5262 | 60.0685 | 16 | 1 | - | 22 | 9 | 9
5263 | 60.0799 | 16 | 1 | - | 22 | 9 | 9
5264 | 60.0913 | 16 | 1 | - | 22 | 9 | 9
5265 | 60.1027 | 16 | 1 | - | 22 | 9 | 9
5266 | 60.1142 | 16 | 1 | - | 22 | 9 | 9
5267 | 60.1256 | 16 | 1 | - | 22 | 9 | 9
5268 | 60.137 | 16 | 1 | - | 22 | 9 | 9
5269 | 60.1484 | 16 | 1 | - | 22 | 9 | 9
5270 | 60.1598 | 16 | 1 | - | 22 | 9 | 9
5271 | 60.1712 | 16 | 1 | - | 22 | 9 | 9
5272 | 60.1826 | 16 | 1 | - | 22 | 9 | 9
5273 | 60.1941 | 16 | 1 | - | 22 | 9 | 9
5274 | 60.2055 | 16 | 1 | - | 22 | 9 | 9
5275 | 60.2169 | 16 | 1 | - | 22 | 9 | 9
5276 | 60.2283 | 16 | 1 | - | 22 | 9 | 9
5277 | 60.2397 | 16 | 1 | - | 22 | 9 | 9
5278 | 60.2511 | 16 | 1 | - | 22 | 9 | 9
5279 | 60.2626 | 16 | 1 | - | 22 | 9 | 9
5280 | 60.274 | 16 | 1 | - | 22 | 9 | 9
5281 | 60.2854 | 16 | 1 | - | 22 | 9 | 9
5282 | 60.2968 | 16 | 1 | - | 22 | 9 | 9
5283 | 60.3082 | 16 | 1 | - | 22 | 9 | 9
5284 | 60.3196 | 16 | 1 | - | 22 | 9 | 9
5285 | 60.3311 | 16 | 1 | - | 22 | 9 | 9
5286 | 60.3425 | 16 | 1 | - | 22 | 9 | 9
5287 | 60.3539 | 16 | 1 | - | 22 | 9 | 9
5288 | 60.3653 | 16 | 1 | - | 22 | 9 | 9
5289 | 60.3767 | 16 | 1 | - | 22 | 9 | 9
5290 | 60.3881 | 16 | 1 | - | 22 | 9 | 9
5291 | 60.3995 | 16 | 1 | - | 22 | 9 | 9
5292 | 60.411 | 16 | 1 | - | 22 | 9 | 9
5293 | 60.4224 | 16 | 1 | - | 22 | 9 | 9
5294 | 60.4338 | 16 | 1 | - | 22 | 9 | 9
5295 | 60.4452 | 16 | 1 | - | 22 | 9 | 9
5296 | 60.4566 | 16 | 1 | - | 22 | 9 | 9
5297 | 60.468 | 16 | 1 | - | 22 | 9 | 9
5298 | 60.4795 | 16 | 1 | - | 22 | 9 | 9
5299 | 60.4909 | 16 | 1 | - | 22 | 9 | 9
5300 | 60.5023 | 16 | 0.999 | - | 22 | 9 | 9
5301 | 60.5137 | 16 | 0.997 | - | 22 | 9 | 9
5302 | 60.5251 | 16 | 0.997 | - | 22 | 9 | 9
5303 | 60.5365 | 16 | 0.996 | - | 22 | 9 | 9
5304 | 60.5479 | 16 | 0.996 | - | 22 | 9 | 9
5305 | 60.5594 | 16 | 0.996 | - | 22 | 9 | 9
5306 | 60.5708 | 16 | 0.996 | - | 22 | 9 | 9
5307 | 60.5822 | 16 | 0.994 | - | 22 | 9 | 9
5308 | 60.5936 | 16 | 0.992 | - | 22 | 9 | 9
5309 | 60.605 | 16 | 0.991 | - | 22 | 9 | 9
5310 | 60.6164 | 16 | 0.991 | - | 22 | 9 | 9
5311 | 60.6279 | 16 | 0.989 | - | 22 | 9 | 9
5312 | 60.6393 | 16 | 0.989 | - | 22 | 9 | 9
5313 | 60.6507 | 16 | 0.985 | - | 22 | 9 | 9
5314 | 60.6621 | 16 | 0.985 | - | 22 | 9 | 9
5315 | 60.6735 | 16 | 0.984 | - | 22 | 9 | 9
5316 | 60.6849 | 16 | 0.984 | - | 22 | 9 | 9
5317 | 60.6963 | 16 | 0.984 | - | 22 | 9 | 9
5318 | 60.7078 | 16 | 0.983 | - | 22 | 9 | 9
5319 | 60.7192 | 16 | 0.983 | - | 22 | 9 | 9
5320 | 60.7306 | 16 | 0.981 | - | 22 | 9 | 9
5321 | 60.742 | 16 | 0.981 | - | 22 | 9 | 9
5322 | 60.7534 | 16 | 0.98 | - | 22 | 9 | 9
5323 | 60.7648 | 16 | 0.98 | - | 22 | 9 | 9
5324 | 60.7763 | 16 | 0.98 | - | 22 | 9 | 9
5325 | 60.7877 | 16 | 0.98 | - | 22 | 9 | 9
5326 | 60.7991 | 16 | 0.979 | - | 22 | 9 | 9
5327 | 60.8105 | 16 | 0.979 | - | 22 | 9 | 9
5328 | 60.8219 | 16 | 0.979 | - | 22 | 9 | 9
5329 | 60.8333 | 16 | 0.977 | - | 22 | 9 | 9
5330 | 60.8447 | 16 | 0.975 | - | 22 | 9 | 9
5331 | 60.8562 | 16 | 0.975 | - | 22 | 9 | 9
5332 | 60.8676 | 16 | 0.975 | - | 22 | 9 | 9
5333 | 60.879 | 16 | 0.974 | - | 22 | 9 | 9
5334 | 60.8904 | 16 | 0.974 | - | 22 | 9 | 9
5335 | 60.9018 | 16 | 0.974 | - | 22 | 9 | 9
5336 | 60.9132 | 16 | 0.974 | - | 22 | 9 | 9
5337 | 60.9247 | 16 | 0.972 | - | 22 | 9 | 9
5338 | 60.9361 | 16 | 0.972 | - | 22 | 9 | 9
5339 | 60.9475 | 16 | 0.971 | - | 22 | 9 | 9
5340 | 60.9589 | 16 | 0.969 | - | 22 | 9 | 9
5341 | 60.9703 | 16 | 0.968 | - | 22 | 9 | 9
5342 | 60.9817 | 16 | 0.968 | - | 22 | 9 | 9
5343 | 60.9932 | 16 | 0.968 | - | 22 | 9 | 9
5344 | 61.0046 | 16 | 0.967 | - | 22 | 9 | 9
5345 | 61.016 | 16 | 0.965 | - | 22 | 9 | 9
5346 | 61.0274 | 16 | 0.965 | - | 22 | 9 | 9
5347 | 61.0388 | 16 | 0.964 | - | 22 | 9 | 9
5348 | 61.0502 | 16 | 0.964 | - | 22 | 9 | 9
5349 | 61.0616 | 16 | 0.964 | - | 22 | 9 | 9
5350 | 61.0731 | 16 | 0.964 | - | 22 | 9 | 9
5351 | 61.0845 | 16 | 0.963 | - | 22 | 9 | 9
5352 | 61.0959 | 16 | 0.963 | - | 22 | 9 | 9
5353 | 61.1073 | 16 | 0.961 | - | 22 | 9 | 9
5354 | 61.1187 | 16 | 0.961 | - | 22 | 9 | 9
5355 | 61.1301 | 16 | 0.961 | - | 22 | 9 | 9
5356 | 61.1416 | 16 | 0.959 | - | 22 | 9 | 9
5357 | 61.153 | 16 | 0.958 | - | 22 | 9 | 9
5358 | 61.1644 | 16 | 0.955 | - | 22 | 9 | 9
5359 | 61.1758 | 16 | 0.954 | - | 22 | 9 | 9
5360 | 61.1872 | 16 | 0.953 | - | 22 | 9 | 9
5361 | 61.1986 | 16 | 0.949 | - | 22 | 9 | 9
5362 | 61.21 | 16 | 0.948 | - | 22 | 9 | 9
5363 | 61.2215 | 16 | 0.947 | - | 22 | 9 | 9
5364 | 61.2329 | 16 | 0.947 | - | 22 | 9 | 9
5365 | 61.2443 | 16 | 0.946 | - | 22 | 9 | 9
5366 | 61.2557 | 16 | 0.945 | - | 22 | 9 | 9
5367 | 61.2671 | 16 | 0.944 | - | 22 | 9 | 9
5368 | 61.2785 | 16 | 0.943 | - | 22 | 9 | 9
5369 | 61.29 | 16 | 0.942 | - | 22 | 9 | 9
5370 | 61.3014 | 16 | 0.942 | - | 22 | 9 | 9
5371 | 61.3128 | 16 | 0.941 | - | 22 | 9 | 9
5372 | 61.3242 | 16 | 0.94 | - | 22 | 9 | 9
5373 | 61.3356 | 16 | 0.94 | - | 22 | 9 | 9
5374 | 61.347 | 16 | 0.939 | - | 22 | 9 | 9
5375 | 61.3584 | 16 | 0.939 | - | 22 | 9 | 9
5376 | 61.3699 | 16 | 0.939 | - | 22 | 9 | 9
5377 | 61.3813 | 16 | 0.938 | - | 22 | 9 | 9
5378 | 61.3927 | 16 | 0.938 | - | 22 | 9 | 9
5379 | 61.4041 | 16 | 0.935 | - | 22 | 9 | 9
5380 | 61.4155 | 16 | 0.933 | - | 22 | 9 | 9
5381 | 61.4269 | 16 | 0.933 | - | 22 | 9 | 9
5382 | 61.4384 | 16 | 0.932 | - | 22 | 9 | 9
5383 | 61.4498 | 16 | 0.929 | - | 22 | 9 | 9
5384 | 61.4612 | 16 | 0.929 | - | 22 | 9 | 9
5385 | 61.4726 | 16 | 0.928 | - | 22 | 9 | 9
5386 | 61.484 | 16 | 0.927 | - | 22 | 9 | 9
5387 | 61.4954 | 16 | 0.926 | - | 22 | 9 | 9
5388 | 61.5068 | 16 | 0.925 | - | 22 | 9 | 9
5389 | 61.5183 | 16 | 0.925 | - | 22 | 9 | 9
5390 | 61.5297 | 16 | 0.924 | - | 22 | 9 | 9
5391 | 61.5411 | 16 | 0.923 | - | 22 | 9 | 9
5392 | 61.5525 | 16 | 0.922 | - | 22 | 9 | 9
5393 | 61.5639 | 16 | 0.921 | - | 22 | 9 | 9
5394 | 61.5753 | 16 | 0.92 | - | 22 | 9 | 9
5395 | 61.5868 | 16 | 0.92 | - | 22 | 9 | 9
5396 | 61.5982 | 16 | 0.919 | - | 22 | 9 | 9
5397 | 61.6096 | 16 | 0.918 | - | 22 | 9 | 9
5398 | 61.621 | 16 | 0.917 | - | 22 | 9 | 9
5399 | 61.6324 | 16 | 0.917 | - | 22 | 9 | 9
5400 | 61.6438 | 16 | 0.917 | - | 22 | 9 | 9
5401 | 61.6553 | 16 | 0.916 | - | 22 | 9 | 9
5402 | 61.6667 | 16 | 0.914 | - | 22 | 9 | 9
5403 | 61.6781 | 16 | 0.913 | - | 22 | 9 | 9
5404 | 61.6895 | 16 | 0.913 | - | 22 | 9 | 9
5405 | 61.7009 | 16 | 0.913 | - | 22 | 9 | 9
5406 | 61.7123 | 16 | 0.91 | - | 22 | 9 | 9
5407 | 61.7237 | 16 | 0.908 | - | 22 | 9 | 9
5408 | 61.7352 | 16 | 0.908 | - | 22 | 9 | 9
5409 | 61.7466 | 16 | 0.907 | - | 22 | 9 | 9
5410 | 61.758 | 16 | 0.906 | - | 22 | 9 | 9
5411 | 61.7694 | 16 | 0.905 | - | 22 | 9 | 9
5412 | 61.7808 | 16 | 0.905 | - | 22 | 9 | 9
5413 | 61.7922 | 16 | 0.903 | - | 22 | 9 | 9
5414 | 61.8037 | 16 | 0.903 | - | 22 | 9 | 9
5415 | 61.8151 | 16 | 0.903 | - | 22 | 9 | 9
5416 | 61.8265 | 16 | 0.902 | - | 22 | 9 | 9
5417 | 61.8379 | 16 | 0.901 | - | 22 | 9 | 9
5418 | 61.8493 | 16 | 0.9 | - | 22 | 9 | 9
5419 | 61.8607 | 16 | 0.9 | - | 22 | 9 | 9
5420 | 61.8721 | 16 | 0.9 | - | 22 | 9 | 9
5421 | 61.8836 | 16 | 0.899 | - | 22 | 9 | 9
5422 | 61.895 | 16 | 0.899 | - | 22 | 9 | 9
5423 | 61.9064 | 16 | 0.898 | - | 22 | 9 | 9
5424 | 61.9178 | 16 | 0.897 | - | 22 | 9 | 9
5425 | 61.9292 | 16 | 0.897 | - | 22 | 9 | 9
5426 | 61.9406 | 16 | 0.896 | - | 22 | 9 | 9
5427 | 61.9521 | 16 | 0.896 | - | 22 | 9 | 9
5428 | 61.9635 | 16 | 0.894 | - | 22 | 9 | 9
5429 | 61.9749 | 16 | 0.892 | - | 22 | 9 | 9
5430 | 61.9863 | 16 | 0.892 | - | 22 | 9 | 9
5431 | 61.9977 | 16 | 0.889 | - | 22 | 9 | 9
5432 | 62.0091 | 16 | 0.889 | - | 22 | 9 | 9
5433 | 62.0205 | 16 | 0.888 | - | 22 | 9 | 9
5434 | 62.032 | 16 | 0.888 | - | 22 | 9 | 9
5435 | 62.0434 | 16 | 0.888 | - | 22 | 9 | 9
5436 | 62.0548 | 16 | 0.888 | - | 22 | 9 | 9
5437 | 62.0662 | 16 | 0.887 | - | 22 | 9 | 9
5438 | 62.0776 | 16 | 0.887 | - | 22 | 9 | 9
5439 | 62.089 | 16 | 0.886 | - | 22 | 9 | 9
5440 | 62.1005 | 16 | 0.886 | - | 22 | 9 | 9
5441 | 62.1119 | 16 | 0.884 | - | 22 | 9 | 9
5442 | 62.1233 | 16 | 0.884 | - | 22 | 9 | 9
5443 | 62.1347 | 16 | 0.883 | - | 22 | 9 | 9
5444 | 62.1461 | 16 | 0.882 | - | 22 | 9 | 9
5445 | 62.1575 | 16 | 0.882 | - | 22 | 9 | 9
5446 | 62.1689 | 16 | 0.882 | - | 22 | 9 | 9
5447 | 62.1804 | 16 | 0.881 | - | 22 | 9 | 9
5448 | 62.1918 | 16 | 0.881 | - | 22 | 9 | 9
5449 | 62.2032 | 16 | 0.88 | - | 22 | 9 | 9
5450 | 62.2146 | 16 | 0.879 | - | 22 | 9 | 9
5451 | 62.226 | 16 | 0.879 | - | 22 | 9 | 9
5452 | 62.2374 | 16 | 0.878 | - | 22 | 9 | 9
5453 | 62.2489 | 16 | 0.878 | - | 22 | 9 | 9
5454 | 62.2603 | 16 | 0.878 | - | 22 | 9 | 9
5455 | 62.2717 | 16 | 0.878 | - | 22 | 9 | 9
5456 | 62.2831 | 16 | 0.878 | - | 22 | 9 | 9
5457 | 62.2945 | 16 | 0.877 | - | 22 | 9 | 9
5458 | 62.3059 | 16 | 0.877 | - | 22 | 9 | 9
5459 | 62.3174 | 16 | 0.876 | - | 22 | 9 | 9
5460 | 62.3288 | 16 | 0.875 | - | 22 | 9 | 9
5461 | 62.3402 | 16 | 0.875 | - | 22 | 9 | 9
5462 | 62.3516 | 16 | 0.873 | - | 22 | 9 | 9
5463 | 62.363 | 16 | 0.873 | - | 22 | 9 | 9
5464 | 62.3744 | 16 | 0.873 | - | 22 | 9 | 9
5465 | 62.3858 | 16 | 0.872 | - | 22 | 9 | 9
5466 | 62.3973 | 16 | 0.871 | - | 22 | 9 | 9
5467 | 62.4087 | 16 | 0.871 | - | 22 | 9 | 9
5468 | 62.4201 | 16 | 0.871 | - | 22 | 9 | 9
5469 | 62.4315 | 16 | 0.869 | - | 22 | 9 | 9
5470 | 62.4429 | 16 | 0.869 | - | 22 | 9 | 9
5471 | 62.4543 | 16 | 0.869 | - | 22 | 9 | 9
5472 | 62.4658 | 16 | 0.869 | - | 22 | 9 | 9
5473 | 62.4772 | 16 | 0.869 | - | 22 | 9 | 9
5474 | 62.4886 | 16 | 0.867 | - | 22 | 9 | 9
5475 | 62.5 | 16 | 0.867 | - | 22 | 9 | 9
5476 | 62.5114 | 16 | 0.866 | - | 22 | 9 | 9
5477 | 62.5228 | 16 | 0.865 | - | 22 | 9 | 9
5478 | 62.5342 | 16 | 0.863 | - | 22 | 9 | 9
5479 | 62.5457 | 16 | 0.863 | - | 22 | 9 | 9
5480 | 62.5571 | 16 | 0.862 | - | 22 | 9 | 9
5481 | 62.5685 | 16 | 0.862 | - | 22 | 9 | 9
5482 | 62.5799 | 16 | 0.862 | - | 22 | 9 | 9
5483 | 62.5913 | 16 | 0.861 | - | 22 | 9 | 9
5484 | 62.6027 | 16 | 0.859 | - | 22 | 9 | 9
5485 | 62.6142 | 16 | 0.859 | - | 22 | 9 | 9
5486 | 62.6256 | 16 | 0.858 | - | 22 | 9 | 9
5487 | 62.637 | 16 | 0.857 | - | 22 | 9 | 9
5488 | 62.6484 | 16 | 0.857 | - | 22 | 9 | 9
5489 | 62.6598 | 16 | 0.857 | - | 22 | 9 | 9
5490 | 62.6712 | 16 | 0.855 | - | 22 | 9 | 9
5491 | 62.6826 | 16 | 0.854 | - | 22 | 9 | 9
5492 | 62.6941 | 16 | 0.853 | - | 22 | 9 | 9
5493 | 62.7055 | 16 | 0.851 | - | 22 | 9 | 9
5494 | 62.7169 | 16 | 0.851 | - | 22 | 9 | 9
5495 | 62.7283 | 16 | 0.851 | - | 22 | 9 | 9
5496 | 62.7397 | 16 | 0.85 | - | 22 | 9 | 9
5497 | 62.7511 | 16 | 0.848 | - | 22 | 9 | 9
5498 | 62.7626 | 16 | 0.848 | - | 22 | 9 | 9
5499 | 62.774 | 16 | 0.847 | - | 22 | 9 | 9
5500 | 62.7854 | 16 | 0.846 | - | 22 | 9 | 9
5501 | 62.7968 | 16 | 0.846 | - | 22 | 9 | 9
5502 | 62.8082 | 16 | 0.846 | - | 22 | 9 | 9
5503 | 62.8196 | 16 | 0.846 | - | 22 | 9 | 9
5504 | 62.8311 | 16 | 0.845 | - | 22 | 9 | 9
5505 | 62.8425 | 16 | 0.845 | - | 22 | 9 | 9
5506 | 62.8539 | 16 | 0.844 | - | 22 | 9 | 9
5507 | 62.8653 | 16 | 0.844 | - | 22 | 9 | 9
5508 | 62.8767 | 16 | 0.843 | - | 22 | 9 | 9
5509 | 62.8881 | 16 | 0.843 | - | 22 | 9 | 9
5510 | 62.8995 | 16 | 0.842 | - | 22 | 9 | 9
5511 | 62.911 | 16 | 0.84 | - | 22 | 9 | 9
5512 | 62.9224 | 16 | 0.838 | - | 22 | 9 | 9
5513 | 62.9338 | 16 | 0.837 | - | 22 | 9 | 9
5514 | 62.9452 | 16 | 0.836 | - | 22 | 9 | 9
5515 | 62.9566 | 16 | 0.834 | - | 22 | 9 | 9
5516 | 62.968 | 16 | 0.834 | - | 22 | 9 | 9
5517 | 62.9795 | 16 | 0.834 | - | 22 | 9 | 9
5518 | 62.9909 | 16 | 0.831 | - | 22 | 9 | 9
5519 | 63.0023 | 16 | 0.83 | - | 22 | 9 | 9
5520 | 63.0137 | 16 | 0.83 | - | 22 | 9 | 9
5521 | 63.0251 | 16 | 0.829 | - | 22 | 9 | 9
5522 | 63.0365 | 16 | 0.829 | - | 22 | 9 | 9
5523 | 63.0479 | 16 | 0.828 | - | 22 | 9 | 9
5524 | 63.0594 | 16 | 0.828 | - | 22 | 9 | 9
5525 | 63.0708 | 16 | 0.828 | - | 22 | 9 | 9
5526 | 63.0822 | 16 | 0.828 | - | 22 | 9 | 9
5527 | 63.0936 | 16 | 0.828 | - | 22 | 9 | 9
5528 | 63.105 | 16 | 0.827 | - | 22 | 9 | 9
5529 | 63.1164 | 16 | 0.826 | - | 22 | 9 | 9
5530 | 63.1279 | 16 | 0.825 | - | 22 | 9 | 9
5531 | 63.1393 | 16 | 0.824 | - | 22 | 9 | 9
5532 | 63.1507 | 16 | 0.824 | - | 22 | 9 | 9
5533 | 63.1621 | 16 | 0.824 | - | 22 | 9 | 9
5534 | 63.1735 | 16 | 0.824 | - | 22 | 9 | 9
5535 | 63.1849 | 16 | 0.823 | - | 22 | 9 | 9
5536 | 63.1963 | 16 | 0.823 | - | 22 | 9 | 9
5537 | 63.2078 | 16 | 0.821 | - | 22 | 9 | 9
5538 | 63.2192 | 16 | 0.821 | - | 22 | 9 | 9
5539 | 63.2306 | 16 | 0.819 | - | 22 | 9 | 9
5540 | 63.242 | 16 | 0.819 | - | 22 | 9 | 9
5541 | 63.2534 | 16 | 0.819 | - | 22 | 9 | 9
5542 | 63.2648 | 16 | 0.818 | - | 22 | 9 | 9
5543 | 63.2763 | 16 | 0.817 | - | 22 | 9 | 9
5544 | 63.2877 | 16 | 0.817 | - | 22 | 9 | 9
5545 | 63.2991 | 16 | 0.816 | - | 22 | 9 | 9
5546 | 63.3105 | 16 | 0.815 | - | 22 | 9 | 9
5547 | 63.3219 | 16 | 0.815 | - | 22 | 9 | 9
5548 | 63.3333 | 16 | 0.815 | - | 22 | 9 | 9
5549 | 63.3447 | 16 | 0.815 | - | 22 | 9 | 9
5550 | 63.3562 | 16 | 0.815 | - | 22 | 9 | 9
5551 | 63.3676 | 16 | 0.814 | - | 22 | 9 | 9
5552 | 63.379 | 16 | 0.814 | - | 22 | 9 | 9
5553 | 63.3904 | 16 | 0.812 | - | 22 | 9 | 9
5554 | 63.4018 | 16 | 0.812 | - | 22 | 9 | 9
5555 | 63.4132 | 16 | 0.812 | - | 22 | 9 | 9
5556 | 63.4247 | 16 | 0.811 | - | 22 | 9 | 9
5557 | 63.4361 | 16 | 0.81 | - | 22 | 9 | 9
5558 | 63.4475 | 16 | 0.81 | - | 22 | 9 | 9
5559 | 63.4589 | 16 | 0.807 | - | 22 | 9 | 9
5560 | 63.4703 | 16 | 0.806 | - | 22 | 9 | 9
5561 | 63.4817 | 16 | 0.806 | - | 22 | 9 | 9
5562 | 63.4932 | 16 | 0.806 | - | 22 | 9 | 9
5563 | 63.5046 | 16 | 0.805 | - | 22 | 9 | 9
5564 | 63.516 | 16 | 0.805 | - | 22 | 9 | 9
5565 | 63.5274 | 16 | 0.804 | - | 22 | 9 | 9
5566 | 63.5388 | 16 | 0.803 | - | 22 | 9 | 9
5567 | 63.5502 | 16 | 0.801 | - | 22 | 9 | 9
5568 | 63.5616 | 16 | 0.8 | - | 22 | 9 | 9
5569 | 63.5731 | 16 | 0.8 | - | 22 | 9 | 9
5570 | 63.5845 | 16 | 0.8 | - | 22 | 9 | 9
5571 | 63.5959 | 16 | 0.8 | - | 22 | 9 | 9
5572 | 63.6073 | 16 | 0.799 | - | 22 | 9 | 9
5573 | 63.6187 | 16 | 0.799 | - | 22 | 9 | 9
5574 | 63.6301 | 16 | 0.799 | - | 22 | 9 | 9
5575 | 63.6416 | 16 | 0.799 | - | 22 | 9 | 9
5576 | 63.653 | 16 | 0.799 | - | 22 | 9 | 9
5577 | 63.6644 | 16 | 0.798 | - | 22 | 9 | 9
5578 | 63.6758 | 16 | 0.798 | - | 22 | 9 | 9
5579 | 63.6872 | 16 | 0.798 | - | 22 | 9 | 9
5580 | 63.6986 | 16 | 0.797 | - | 22 | 9 | 9
5581 | 63.71 | 16 | 0.795 | - | 22 | 9 | 9
5582 | 63.7215 | 16 | 0.795 | - | 22 | 9 | 9
5583 | 63.7329 | 16 | 0.794 | - | 22 | 9 | 9
5584 | 63.7443 | 16 | 0.793 | - | 22 | 9 | 9
5585 | 63.7557 | 16 | 0.792 | - | 22 | 9 | 9
5586 | 63.7671 | 16 | 0.791 | - | 22 | 9 | 9
5587 | 63.7785 | 16 | 0.789 | - | 22 | 9 | 9
5588 | 63.79 | 16 | 0.788 | - | 22 | 9 | 9
5589 | 63.8014 | 16 | 0.787 | - | 22 | 9 | 9
5590 | 63.8128 | 16 | 0.786 | - | 22 | 9 | 9
5591 | 63.8242 | 16 | 0.786 | - | 22 | 9 | 9
5592 | 63.8356 | 16 | 0.785 | - | 22 | 9 | 9
5593 | 63.847 | 16 | 0.785 | - | 22 | 9 | 9
5594 | 63.8584 | 16 | 0.785 | - | 22 | 9 | 9
5595 | 63.8699 | 16 | 0.785 | - | 22 | 9 | 9
5596 | 63.8813 | 16 | 0.785 | - | 22 | 9 | 9
5597 | 63.8927 | 16 | 0.785 | - | 22 | 9 | 9
5598 | 63.9041 | 16 | 0.784 | - | 22 | 9 | 9
5599 | 63.9155 | 16 | 0.782 | - | 22 | 9 | 9
5600 | 63.9269 | 16 | 0.782 | - | 22 | 9 | 9
5601 | 63.9384 | 16 | 0.782 | - | 22 | 9 | 9
5602 | 63.9498 | 16 | 0.782 | - | 22 | 9 | 9
5603 | 63.9612 | 16 | 0.782 | - | 22 | 9 | 9
5604 | 63.9726 | 16 | 0.781 | - | 22 | 9 | 9
5605 | 63.984 | 16 | 0.781 | - | 22 | 9 | 9
5606 | 63.9954 | 16 | 0.78 | - | 22 | 9 | 9
5607 | 64.0068 | 16 | 0.78 | - | 22 | 9 | 9
5608 | 64.0183 | 16 | 0.778 | - | 22 | 9 | 9
5609 | 64.0297 | 16 | 0.778 | - | 22 | 9 | 9
5610 | 64.0411 | 16 | 0.778 | - | 22 | 9 | 9
5611 | 64.0525 | 16 | 0.777 | - | 22 | 9 | 9
5612 | 64.0639 | 16 | 0.777 | - | 22 | 9 | 9
5613 | 64.0753 | 16 | 0.776 | - | 22 | 9 | 9
5614 | 64.0868 | 16 | 0.776 | - | 22 | 9 | 9
5615 | 64.0982 | 16 | 0.776 | - | 22 | 9 | 9
5616 | 64.1096 | 16 | 0.775 | - | 22 | 9 | 9
5617 | 64.121 | 16 | 0.774 | - | 22 | 9 | 9
5618 | 64.1324 | 16 | 0.774 | - | 22 | 9 | 9
5619 | 64.1438 | 16 | 0.774 | - | 22 | 9 | 9
5620 | 64.1553 | 16 | 0.774 | - | 22 | 9 | 9
5621 | 64.1667 | 16 | 0.772 | - | 22 | 9 | 9
5622 | 64.1781 | 16 | 0.77 | - | 22 | 9 | 9
5623 | 64.1895 | 16 | 0.77 | - | 22 | 9 | 9
5624 | 64.2009 | 16 | 0.77 | - | 22 | 9 | 9
5625 | 64.2123 | 16 | 0.769 | - | 22 | 9 | 9
5626 | 64.2237 | 16 | 0.769 | - | 22 | 9 | 9
5627 | 64.2352 | 16 | 0.769 | - | 22 | 9 | 9
5628 | 64.2466 | 16 | 0.768 | - | 22 | 9 | 9
5629 | 64.258 | 16 | 0.766 | - | 22 | 9 | 9
5630 | 64.2694 | 16 | 0.766 | - | 22 | 9 | 9
5631 | 64.2808 | 16 | 0.766 | - | 22 | 9 | 9
5632 | 64.2922 | 16 | 0.766 | - | 22 | 9 | 9
5633 | 64.3037 | 16 | 0.766 | - | 22 | 9 | 9
5634 | 64.3151 | 16 | 0.766 | - | 22 | 9 | 9
5635 | 64.3265 | 16 | 0.765 | - | 22 | 9 | 9
5636 | 64.3379 | 16 | 0.765 | - | 22 | 9 | 9
5637 | 64.3493 | 16 | 0.765 | - | 22 | 9 | 9
5638 | 64.3607 | 16 | 0.764 | - | 22 | 9 | 9
5639 | 64.3721 | 16 | 0.761 | - | 22 | 9 | 9
5640 | 64.3836 | 16 | 0.757 | - | 22 | 9 | 9
5641 | 64.395 | 16 | 0.756 | - | 22 | 9 | 9
5642 | 64.4064 | 16 | 0.755 | - | 22 | 9 | 9
5643 | 64.4178 | 16 | 0.754 | - | 22 | 9 | 9
5644 | 64.4292 | 16 | 0.751 | - | 22 | 9 | 9
5645 | 64.4406 | 16 | 0.748 | - | 22 | 9 | 9
5646 | 64.4521 | 16 | 0.748 | - | 22 | 9 | 9
5647 | 64.4635 | 16 | 0.747 | - | 22 | 9 | 9
5648 | 64.4749 | 16 | 0.747 | - | 22 | 9 | 9
5649 | 64.4863 | 16 | 0.747 | - | 22 | 9 | 9
5650 | 64.4977 | 16 | 0.746 | - | 22 | 9 | 9
5651 | 64.5091 | 16 | 0.745 | - | 22 | 9 | 9
5652 | 64.5205 | 16 | 0.744 | - | 22 | 9 | 9
5653 | 64.532 | 16 | 0.744 | - | 22 | 9 | 9
5654 | 64.5434 | 16 | 0.744 | - | 22 | 9 | 9
5655 | 64.5548 | 16 | 0.743 | - | 22 | 9 | 9
5656 | 64.5662 | 16 | 0.74 | - | 22 | 9 | 9
5657 | 64.5776 | 16 | 0.74 | - | 22 | 9 | 9
5658 | 64.589 | 16 | 0.74 | - | 22 | 9 | 9
5659 | 64.6005 | 16 | 0.739 | - | 22 | 9 | 9
5660 | 64.6119 | 16 | 0.739 | - | 22 | 9 | 9
5661 | 64.6233 | 16 | 0.739 | - | 22 | 9 | 9
5662 | 64.6347 | 16 | 0.739 | - | 22 | 9 | 9
5663 | 64.6461 | 16 | 0.738 | - | 22 | 9 | 9
5664 | 64.6575 | 16 | 0.738 | - | 22 | 9 | 9
5665 | 64.6689 | 16 | 0.738 | - | 22 | 9 | 9
5666 | 64.6804 | 16 | 0.738 | - | 22 | 9 | 9
5667 | 64.6918 | 16 | 0.736 | - | 22 | 9 | 9
5668 | 64.7032 | 16 | 0.734 | - | 22 | 9 | 9
5669 | 64.7146 | 16 | 0.732 | - | 22 | 9 | 9
5670 | 64.726 | 16 | 0.732 | - | 22 | 9 | 9
5671 | 64.7374 | 16 | 0.732 | - | 22 | 9 | 9
5672 | 64.7489 | 16 | 0.731 | - | 22 | 9 | 9
5673 | 64.7603 | 16 | 0.73 | - | 22 | 9 | 9
5674 | 64.7717 | 16 | 0.728 | - | 22 | 9 | 9
5675 | 64.7831 | 16 | 0.728 | - | 22 | 9 | 9
5676 | 64.7945 | 16 | 0.727 | - | 22 | 9 | 9
5677 | 64.8059 | 16 | 0.724 | - | 22 | 9 | 9
5678 | 64.8174 | 16 | 0.724 | - | 22 | 9 | 9
5679 | 64.8288 | 16 | 0.723 | - | 22 | 9 | 9
5680 | 64.8402 | 16 | 0.721 | - | 22 | 9 | 9
5681 | 64.8516 | 16 | 0.719 | - | 22 | 9 | 9
5682 | 64.863 | 16 | 0.718 | - | 22 | 9 | 9
5683 | 64.8744 | 16 | 0.718 | - | 22 | 9 | 9
5684 | 64.8858 | 16 | 0.718 | - | 22 | 9 | 9
5685 | 64.8973 | 16 | 0.717 | - | 22 | 9 | 9
5686 | 64.9087 | 16 | 0.717 | - | 22 | 9 | 9
5687 | 64.9201 | 16 | 0.717 | - | 22 | 9 | 9
5688 | 64.9315 | 16 | 0.716 | - | 22 | 9 | 9
5689 | 64.9429 | 16 | 0.715 | - | 22 | 9 | 9
5690 | 64.9543 | 16 | 0.715 | - | 22 | 9 | 9
5691 | 64.9658 | 16 | 0.714 | - | 22 | 9 | 9
5692 | 64.9772 | 16 | 0.712 | - | 22 | 9 | 9
5693 | 64.9886 | 16 | 0.71 | - | 22 | 9 | 9
5694 | 65 | 16 | 0.71 | - | 22 | 9 | 9
5695 | 65.0114 | 16 | 0.709 | - | 22 | 9 | 9
5696 | 65.0228 | 16 | 0.708 | - | 22 | 9 | 9
5697 | 65.0342 | 16 | 0.706 | - | 22 | 9 | 9
5698 | 65.0457 | 16 | 0.704 | - | 22 | 9 | 9
5699 | 65.0571 | 16 | 0.704 | - | 22 | 9 | 9
5700 | 65.0685 | 16 | 0.704 | - | 22 | 9 | 9
5701 | 65.0799 | 16 | 0.702 | - | 22 | 9 | 9
5702 | 65.0913 | 16 | 0.701 | - | 22 | 9 | 9
5703 | 65.1027 | 16 | 0.701 | - | 22 | 9 | 9
5704 | 65.1142 | 16 | 0.7 | - | 22 | 9 | 9
5705 | 65.1256 | 16 | 0.699 | - | 22 | 9 | 9
5706 | 65.137 | 16 | 0.699 | - | 22 | 9 | 9
5707 | 65.1484 | 16 | 0.698 | - | 22 | 9 | 9
5708 | 65.1598 | 16 | 0.697 | - | 22 | 9 | 9
5709 | 65.1712 | 16 | 0.696 | - | 22 | 9 | 9
5710 | 65.1826 | 16 | 0.696 | - | 22 | 9 | 9
5711 | 65.1941 | 16 | 0.695 | - | 22 | 9 | 9
5712 | 65.2055 | 16 | 0.694 | - | 22 | 9 | 9
5713 | 65.2169 | 16 | 0.694 | - | 22 | 9 | 9
5714 | 65.2283 | 16 | 0.694 | - | 22 | 9 | 9
5715 | 65.2397 | 16 | 0.693 | - | 22 | 9 | 9
5716 | 65.2511 | 16 | 0.692 | - | 22 | 9 | 9
5717 | 65.2626 | 16 | 0.692 | - | 22 | 9 | 9
5718 | 65.274 | 16 | 0.69 | - | 22 | 9 | 9
5719 | 65.2854 | 16 | 0.69 | - | 22 | 9 | 9
5720 | 65.2968 | 16 | 0.688 | - | 22 | 9 | 9
5721 | 65.3082 | 16 | 0.686 | - | 22 | 9 | 9
5722 | 65.3196 | 16 | 0.685 | - | 22 | 9 | 9
5723 | 65.3311 | 16 | 0.685 | - | 22 | 9 | 9
5724 | 65.3425 | 16 | 0.684 | - | 22 | 9 | 9
5725 | 65.3539 | 16 | 0.683 | - | 22 | 9 | 9
5726 | 65.3653 | 16 | 0.682 | - | 22 | 9 | 9
5727 | 65.3767 | 16 | 0.682 | - | 22 | 9 | 9
5728 | 65.3881 | 16 | 0.682 | - | 22 | 9 | 9
5729 | 65.3995 | 16 | 0.682 | - | 22 | 9 | 9
5730 | 65.411 | 16 | 0.681 | - | 22 | 9 | 9
5731 | 65.4224 | 16 | 0.681 | - | 22 | 9 | 9
5732 | 65.4338 | 16 | 0.681 | - | 22 | 9 | 9
5733 | 65.4452 | 16 | 0.681 | - | 22 | 9 | 9
5734 | 65.4566 | 16 | 0.681 | - | 22 | 9 | 9
5735 | 65.468 | 16 | 0.68 | - | 22 | 9 | 9
5736 | 65.4795 | 16 | 0.68 | - | 22 | 9 | 9
5737 | 65.4909 | 16 | 0.679 | - | 22 | 9 | 9
5738 | 65.5023 | 16 | 0.679 | - | 22 | 9 | 9
5739 | 65.5137 | 16 | 0.678 | - | 22 | 9 | 9
5740 | 65.5251 | 16 | 0.678 | - | 22 | 9 | 9
5741 | 65.5365 | 16 | 0.677 | - | 22 | 9 | 9
5742 | 65.5479 | 16 | 0.677 | - | 22 | 9 | 9
5743 | 65.5594 | 16 | 0.677 | - | 22 | 9 | 9
5744 | 65.5708 | 16 | 0.676 | - | 22 | 9 | 9
5745 | 65.5822 | 16 | 0.675 | - | 22 | 9 | 9
5746 | 65.5936 | 16 | 0.674 | - | 22 | 9 | 9
5747 | 65.605 | 16 | 0.673 | - | 22 | 9 | 9
5748 | 65.6164 | 16 | 0.673 | - | 22 | 9 | 9
5749 | 65.6279 | 16 | 0.673 | - | 22 | 9 | 9
5750 | 65.6393 | 16 | 0.673 | - | 22 | 9 | 9
5751 | 65.6507 | 16 | 0.672 | - | 22 | 9 | 9
5752 | 65.6621 | 16 | 0.672 | - | 22 | 9 | 9
5753 | 65.6735 | 16 | 0.671 | - | 22 | 9 | 9
5754 | 65.6849 | 16 | 0.671 | - | 22 | 9 | 9
5755 | 65.6963 | 16 | 0.671 | - | 22 | 9 | 9
5756 | 65.7078 | 16 | 0.671 | - | 22 | 9 | 9
5757 | 65.7192 | 16 | 0.67 | - | 22 | 9 | 9
5758 | 65.7306 | 16 | 0.669 | - | 22 | 9 | 9
5759 | 65.742 | 16 | 0.669 | - | 22 | 9 | 9
5760 | 65.7534 | 16 | 0.668 | - | 22 | 9 | 9
5761 | 65.7648 | 16 | 0.667 | - | 22 | 9 | 9
5762 | 65.7763 | 16 | 0.667 | - | 22 | 9 | 9
5763 | 65.7877 | 16 | 0.666 | - | 22 | 9 | 9
5764 | 65.7991 | 16 | 0.665 | - | 22 | 9 | 9
5765 | 65.8105 | 16 | 0.664 | - | 22 | 9 | 9
5766 | 65.8219 | 16 | 0.664 | - | 22 | 9 | 9
5767 | 65.8333 | 16 | 0.664 | - | 22 | 9 | 9
5768 | 65.8447 | 16 | 0.663 | - | 22 | 9 | 9
5769 | 65.8562 | 16 | 0.663 | - | 22 | 9 | 9
5770 | 65.8676 | 16 | 0.663 | - | 22 | 9 | 9
5771 | 65.879 | 16 | 0.662 | - | 22 | 9 | 9
5772 | 65.8904 | 16 | 0.661 | - | 22 | 9 | 9
5773 | 65.9018 | 16 | 0.661 | - | 22 | 9 | 9
5774 | 65.9132 | 16 | 0.661 | - | 22 | 9 | 9
5775 | 65.9247 | 16 | 0.661 | - | 22 | 9 | 9
5776 | 65.9361 | 16 | 0.66 | - | 22 | 9 | 9
5777 | 65.9475 | 16 | 0.659 | - | 22 | 9 | 9
5778 | 65.9589 | 16 | 0.659 | - | 22 | 9 | 9
5779 | 65.9703 | 16 | 0.658 | - | 22 | 9 | 9
5780 | 65.9817 | 16 | 0.656 | - | 22 | 9 | 9
5781 | 65.9932 | 16 | 0.656 | - | 22 | 9 | 9
5782 | 66.0046 | 16 | 0.656 | - | 22 | 9 | 9
5783 | 66.016 | 16 | 0.655 | - | 22 | 9 | 9
5784 | 66.0274 | 16 | 0.654 | - | 22 | 9 | 9
5785 | 66.0388 | 16 | 0.652 | - | 22 | 9 | 9
5786 | 66.0502 | 16 | 0.652 | - | 22 | 9 | 9
5787 | 66.0616 | 16 | 0.651 | - | 22 | 9 | 9
5788 | 66.0731 | 16 | 0.651 | - | 22 | 9 | 9
5789 | 66.0845 | 16 | 0.65 | - | 22 | 9 | 9
5790 | 66.0959 | 16 | 0.648 | - | 22 | 9 | 9
5791 | 66.1073 | 16 | 0.647 | - | 22 | 9 | 9
5792 | 66.1187 | 16 | 0.647 | - | 22 | 9 | 9
5793 | 66.1301 | 16 | 0.646 | - | 22 | 9 | 9
5794 | 66.1416 | 16 | 0.642 | - | 22 | 9 | 9
5795 | 66.153 | 16 | 0.642 | - | 22 | 9 | 9
5796 | 66.1644 | 16 | 0.642 | - | 22 | 9 | 9
5797 | 66.1758 | 16 | 0.641 | - | 22 | 9 | 9
5798 | 66.1872 | 16 | 0.639 | - | 22 | 9 | 9
5799 | 66.1986 | 16 | 0.638 | - | 22 | 9 | 9
5800 | 66.21 | 16 | 0.635 | - | 22 | 9 | 9
5801 | 66.2215 | 16 | 0.632 | - | 22 | 9 | 9
5802 | 66.2329 | 16 | 0.632 | - | 22 | 9 | 9
5803 | 66.2443 | 16 | 0.631 | - | 22 | 9 | 9
5804 | 66.2557 | 16 | 0.631 | - | 22 | 9 | 9
5805 | 66.2671 | 16 | 0.63 | - | 22 | 9 | 9
5806 | 66.2785 | 16 | 0.63 | - | 22 | 9 | 9
5807 | 66.29 | 16 | 0.629 | - | 22 | 9 | 9
5808 | 66.3014 | 16 | 0.628 | - | 22 | 9 | 9
5809 | 66.3128 | 16 | 0.627 | - | 22 | 9 | 9
5810 | 66.3242 | 16 | 0.625 | - | 22 | 9 | 9
5811 | 66.3356 | 16 | 0.622 | - | 22 | 9 | 9
5812 | 66.347 | 16 | 0.619 | - | 22 | 9 | 9
5813 | 66.3584 | 16 | 0.619 | - | 22 | 9 | 9
5814 | 66.3699 | 16 | 0.618 | - | 22 | 9 | 9
5815 | 66.3813 | 16 | 0.617 | - | 22 | 9 | 9
5816 | 66.3927 | 16 | 0.616 | - | 22 | 9 | 9
5817 | 66.4041 | 16 | 0.615 | - | 22 | 9 | 9
5818 | 66.4155 | 16 | 0.614 | - | 22 | 9 | 9
5819 | 66.4269 | 16 | 0.612 | - | 22 | 9 | 9
5820 | 66.4384 | 16 | 0.612 | - | 22 | 9 | 9
5821 | 66.4498 | 16 | 0.611 | - | 22 | 9 | 9
5822 | 66.4612 | 16 | 0.611 | - | 22 | 9 | 9
5823 | 66.4726 | 16 | 0.61 | - | 22 | 9 | 9
5824 | 66.484 | 16 | 0.61 | - | 22 | 9 | 9
5825 | 66.4954 | 16 | 0.609 | - | 22 | 9 | 9
5826 | 66.5068 | 16 | 0.607 | - | 22 | 9 | 9
5827 | 66.5183 | 16 | 0.607 | - | 22 | 9 | 9
5828 | 66.5297 | 16 | 0.606 | - | 22 | 9 | 9
5829 | 66.5411 | 16 | 0.606 | - | 22 | 9 | 9
5830 | 66.5525 | 16 | 0.606 | - | 22 | 9 | 9
5831 | 66.5639 | 16 | 0.606 | - | 22 | 9 | 9
5832 | 66.5753 | 16 | 0.601 | - | 22 | 9 | 9
5833 | 66.5868 | 16 | 0.601 | - | 22 | 9 | 9
5834 | 66.5982 | 16 | 0.6 | - | 22 | 9 | 9
5835 | 66.6096 | 16 | 0.599 | - | 22 | 9 | 9
5836 | 66.621 | 16 | 0.598 | - | 22 | 9 | 9
5837 | 66.6324 | 16 | 0.598 | - | 22 | 9 | 9
5838 | 66.6438 | 16 | 0.596 | - | 22 | 9 | 9
5839 | 66.6553 | 16 | 0.596 | - | 22 | 9 | 9
5840 | 66.6667 | 16 | 0.595 | - | 22 | 9 | 9
5841 | 66.6781 | 16 | 0.595 | - | 22 | 9 | 9
5842 | 66.6895 | 16 | 0.594 | - | 22 | 9 | 9
5843 | 66.7009 | 16 | 0.593 | - | 22 | 9 | 9
5844 | 66.7123 | 16 | 0.592 | - | 22 | 9 | 9
5845 | 66.7237 | 16 | 0.592 | - | 22 | 9 | 9
5846 | 66.7352 | 16 | 0.592 | - | 22 | 9 | 9
5847 | 66.7466 | 16 | 0.591 | - | 22 | 9 | 9
5848 | 66.758 | 16 | 0.59 | - | 22 | 9 | 9
5849 | 66.7694 | 16 | 0.589 | - | 22 | 9 | 9
5850 | 66.7808 | 16 | 0.589 | - | 22 | 9 | 9
5851 | 66.7922 | 16 | 0.587 | - | 22 | 9 | 9
5852 | 66.8037 | 16 | 0.585 | - | 22 | 9 | 9
5853 | 66.8151 | 16 | 0.585 | - | 22 | 9 | 9
5854 | 66.8265 | 16 | 0.585 | - | 22 | 9 | 9
5855 | 66.8379 | 16 | 0.584 | - | 22 | 9 | 9
5856 | 66.8493 | 16 | 0.584 | - | 22 | 9 | 9
5857 | 66.8607 | 16 | 0.583 | - | 22 | 9 | 9
5858 | 66.8721 | 16 | 0.583 | - | 22 | 9 | 9
5859 | 66.8836 | 16 | 0.583 | - | 22 | 9 | 9
5860 | 66.895 | 16 | 0.581 | - | 22 | 9 | 9
5861 | 66.9064 | 16 | 0.581 | - | 22 | 9 | 9
5862 | 66.9178 | 16 | 0.581 | - | 22 | 9 | 9
5863 | 66.9292 | 16 | 0.58 | - | 22 | 9 | 9
5864 | 66.9406 | 16 | 0.58 | - | 22 | 9 | 9
5865 | 66.9521 | 16 | 0.578 | - | 22 | 9 | 9
5866 | 66.9635 | 16 | 0.578 | - | 22 | 9 | 9
5867 | 66.9749 | 16 | 0.572 | - | 22 | 9 | 9
5868 | 66.9863 | 16 | 0.569 | - | 22 | 9 | 9
5869 | 66.9977 | 16 | 0.569 | - | 22 | 9 | 9
5870 | 67.0091 | 16 | 0.567 | - | 22 | 9 | 9
5871 | 67.0205 | 16 | 0.566 | - | 22 | 9 | 9
5872 | 67.032 | 16 | 0.566 | - | 22 | 9 | 9
5873 | 67.0434 | 16 | 0.565 | - | 22 | 9 | 9
5874 | 67.0548 | 16 | 0.565 | - | 22 | 9 | 9
5875 | 67.0662 | 16 | 0.563 | - | 22 | 9 | 9
5876 | 67.0776 | 16 | 0.561 | - | 22 | 9 | 9
5877 | 67.089 | 16 | 0.559 | - | 22 | 9 | 9
5878 | 67.1005 | 16 | 0.558 | - | 22 | 9 | 9
5879 | 67.1119 | 16 | 0.557 | - | 22 | 9 | 9
5880 | 67.1233 | 16 | 0.557 | - | 22 | 9 | 9
5881 | 67.1347 | 16 | 0.556 | - | 22 | 9 | 9
5882 | 67.1461 | 16 | 0.556 | - | 22 | 9 | 9
5883 | 67.1575 | 16 | 0.556 | - | 22 | 9 | 9
5884 | 67.1689 | 16 | 0.556 | - | 22 | 9 | 9
5885 | 67.1804 | 16 | 0.556 | - | 22 | 9 | 9
5886 | 67.1918 | 16 | 0.555 | - | 22 | 9 | 9
5887 | 67.2032 | 16 | 0.555 | - | 22 | 9 | 9
5888 | 67.2146 | 16 | 0.552 | - | 22 | 9 | 9
5889 | 67.226 | 16 | 0.55 | - | 22 | 9 | 9
5890 | 67.2374 | 16 | 0.55 | - | 22 | 9 | 9
5891 | 67.2489 | 16 | 0.55 | - | 22 | 9 | 9
5892 | 67.2603 | 16 | 0.55 | - | 22 | 9 | 9
5893 | 67.2717 | 16 | 0.549 | - | 22 | 9 | 9
5894 | 67.2831 | 16 | 0.549 | - | 22 | 9 | 9
5895 | 67.2945 | 16 | 0.549 | - | 22 | 9 | 9
5896 | 67.3059 | 16 | 0.548 | - | 22 | 9 | 9
5897 | 67.3174 | 16 | 0.547 | - | 22 | 9 | 9
5898 | 67.3288 | 16 | 0.547 | - | 22 | 9 | 9
5899 | 67.3402 | 16 | 0.547 | - | 22 | 9 | 9
5900 | 67.3516 | 16 | 0.546 | - | 22 | 9 | 9
5901 | 67.363 | 16 | 0.545 | - | 22 | 9 | 9
5902 | 67.3744 | 16 | 0.544 | - | 22 | 9 | 9
5903 | 67.3858 | 16 | 0.544 | - | 22 | 9 | 9
5904 | 67.3973 | 16 | 0.544 | - | 22 | 9 | 9
5905 | 67.4087 | 16 | 0.542 | - | 22 | 9 | 9
5906 | 67.4201 | 16 | 0.541 | - | 22 | 9 | 9
5907 | 67.4315 | 16 | 0.54 | - | 22 | 9 | 9
5908 | 67.4429 | 16 | 0.54 | - | 22 | 9 | 9
5909 | 67.4543 | 16 | 0.54 | - | 22 | 9 | 9
5910 | 67.4658 | 16 | 0.539 | - | 22 | 9 | 9
5911 | 67.4772 | 16 | 0.538 | - | 22 | 9 | 9
5912 | 67.4886 | 16 | 0.537 | - | 22 | 9 | 9
5913 | 67.5 | 16 | 0.537 | - | 22 | 9 | 9
5914 | 67.5114 | 16 | 0.537 | - | 22 | 9 | 9
5915 | 67.5228 | 16 | 0.536 | - | 22 | 9 | 9
5916 | 67.5342 | 16 | 0.535 | - | 22 | 9 | 9
5917 | 67.5457 | 16 | 0.535 | - | 22 | 9 | 9
5918 | 67.5571 | 16 | 0.533 | - | 22 | 9 | 9
5919 | 67.5685 | 16 | 0.533 | - | 22 | 9 | 9
5920 | 67.5799 | 16 | 0.532 | - | 22 | 9 | 9
5921 | 67.5913 | 16 | 0.531 | - | 22 | 9 | 9
5922 | 67.6027 | 16 | 0.531 | - | 22 | 9 | 9
5923 | 67.6142 | 16 | 0.531 | - | 22 | 9 | 9
5924 | 67.6256 | 16 | 0.53 | - | 22 | 9 | 9
5925 | 67.637 | 16 | 0.529 | - | 22 | 9 | 9
5926 | 67.6484 | 16 | 0.528 | - | 22 | 9 | 9
5927 | 67.6598 | 16 | 0.528 | - | 22 | 9 | 9
5928 | 67.6712 | 16 | 0.527 | - | 22 | 9 | 9
5929 | 67.6826 | 16 | 0.526 | - | 22 | 9 | 9
5930 | 67.6941 | 16 | 0.524 | - | 22 | 9 | 9
5931 | 67.7055 | 16 | 0.524 | - | 22 | 9 | 9
5932 | 67.7169 | 16 | 0.523 | - | 22 | 9 | 9
5933 | 67.7283 | 16 | 0.522 | - | 22 | 9 | 9
5934 | 67.7397 | 16 | 0.522 | - | 22 | 9 | 9
5935 | 67.7511 | 16 | 0.522 | - | 22 | 9 | 9
5936 | 67.7626 | 16 | 0.522 | - | 22 | 9 | 9
5937 | 67.774 | 16 | 0.521 | - | 22 | 9 | 9
5938 | 67.7854 | 16 | 0.52 | - | 22 | 9 | 9
5939 | 67.7968 | 16 | 0.52 | - | 22 | 9 | 9
5940 | 67.8082 | 16 | 0.52 | - | 22 | 9 | 9
5941 | 67.8196 | 16 | 0.519 | - | 22 | 9 | 9
5942 | 67.8311 | 16 | 0.519 | - | 22 | 9 | 9
5943 | 67.8425 | 16 | 0.519 | - | 22 | 9 | 9
5944 | 67.8539 | 16 | 0.519 | - | 22 | 9 | 9
5945 | 67.8653 | 16 | 0.518 | - | 22 | 9 | 9
5946 | 67.8767 | 16 | 0.516 | - | 22 | 9 | 9
5947 | 67.8881 | 16 | 0.514 | - | 22 | 9 | 9
5948 | 67.8995 | 16 | 0.514 | - | 22 | 9 | 9
5949 | 67.911 | 16 | 0.512 | - | 22 | 9 | 9
5950 | 67.9224 | 16 | 0.511 | - | 22 | 9 | 9
5951 | 67.9338 | 16 | 0.511 | - | 22 | 9 | 9
5952 | 67.9452 | 16 | 0.507 | - | 22 | 9 | 9
5953 | 67.9566 | 16 | 0.506 | - | 22 | 9 | 9
5954 | 67.968 | 16 | 0.506 | - | 22 | 9 | 9
5955 | 67.9795 | 16 | 0.506 | - | 22 | 9 | 9
5956 | 67.9909 | 16 | 0.506 | - | 22 | 9 | 9
5957 | 68.0023 | 16 | 0.505 | - | 22 | 9 | 9
5958 | 68.0137 | 16 | 0.501 | - | 22 | 9 | 9
5959 | 68.0251 | 16 | 0.501 | - | 22 | 9 | 9
5960 | 68.0365 | 16 | 0.5 | - | 22 | 9 | 9
5961 | 68.0479 | 16 | 0.499 | - | 22 | 9 | 9
5962 | 68.0594 | 16 | 0.499 | - | 22 | 9 | 9
5963 | 68.0708 | 16 | 0.498 | - | 22 | 9 | 9
5964 | 68.0822 | 16 | 0.498 | - | 22 | 9 | 9
5965 | 68.0936 | 16 | 0.497 | - | 22 | 9 | 9
5966 | 68.105 | 16 | 0.497 | - | 22 | 9 | 9
5967 | 68.1164 | 16 | 0.495 | - | 22 | 9 | 9
5968 | 68.1279 | 16 | 0.495 | - | 22 | 9 | 9
5969 | 68.1393 | 16 | 0.495 | - | 22 | 9 | 9
5970 | 68.1507 | 16 | 0.494 | - | 22 | 9 | 9
5971 | 68.1621 | 16 | 0.493 | - | 22 | 9 | 9
5972 | 68.1735 | 16 | 0.493 | - | 22 | 9 | 9
5973 | 68.1849 | 16 | 0.492 | - | 22 | 9 | 9
5974 | 68.1963 | 16 | 0.492 | - | 22 | 9 | 9
5975 | 68.2078 | 16 | 0.491 | - | 22 | 9 | 9
5976 | 68.2192 | 16 | 0.49 | - | 22 | 9 | 9
5977 | 68.2306 | 16 | 0.487 | - | 22 | 9 | 9
5978 | 68.242 | 16 | 0.486 | - | 22 | 9 | 9
5979 | 68.2534 | 16 | 0.486 | - | 22 | 9 | 9
5980 | 68.2648 | 16 | 0.485 | - | 22 | 9 | 9
5981 | 68.2763 | 16 | 0.485 | - | 22 | 9 | 9
5982 | 68.2877 | 16 | 0.485 | - | 22 | 9 | 9
5983 | 68.2991 | 16 | 0.483 | - | 22 | 9 | 9
5984 | 68.3105 | 16 | 0.482 | - | 22 | 9 | 9
5985 | 68.3219 | 16 | 0.482 | - | 22 | 9 | 9
5986 | 68.3333 | 16 | 0.482 | - | 22 | 9 | 9
5987 | 68.3447 | 16 | 0.481 | - | 22 | 9 | 9
5988 | 68.3562 | 16 | 0.481 | - | 22 | 9 | 9
5989 | 68.3676 | 16 | 0.48 | - | 22 | 9 | 9
5990 | 68.379 | 16 | 0.48 | - | 22 | 9 | 9
5991 | 68.3904 | 16 | 0.48 | - | 22 | 9 | 9
5992 | 68.4018 | 16 | 0.479 | - | 22 | 9 | 9
5993 | 68.4132 | 16 | 0.478 | - | 22 | 9 | 9
5994 | 68.4247 | 16 | 0.478 | - | 22 | 9 | 9
5995 | 68.4361 | 16 | 0.477 | - | 22 | 9 | 9
5996 | 68.4475 | 16 | 0.477 | - | 22 | 9 | 9
5997 | 68.4589 | 16 | 0.476 | - | 22 | 9 | 9
5998 | 68.4703 | 15 | 0.476 | - | 22 | 9 | 9
5999 | 68.4817 | 15 | 0.476 | - | 22 | 9 | 9
6000 | 68.4932 | 15 | 0.476 | - | 22 | 9 | 9
6001 | 68.5046 | 15 | 0.476 | - | 22 | 9 | 9
6002 | 68.516 | 15 | 0.475 | - | 22 | 9 | 9
6003 | 68.5274 | 15 | 0.474 | - | 22 | 9 | 9
6004 | 68.5388 | 15 | 0.474 | - | 22 | 9 | 9
6005 | 68.5502 | 15 | 0.474 | - | 22 | 9 | 9
6006 | 68.5616 | 15 | 0.473 | - | 22 | 9 | 8
6007 | 68.5731 | 15 | 0.472 | - | 22 | 9 | 8
6008 | 68.5845 | 15 | 0.472 | - | 22 | 9 | 8
6009 | 68.5959 | 15 | 0.472 | - | 22 | 9 | 8
6010 | 68.6073 | 15 | 0.471 | - | 22 | 9 | 8
6011 | 68.6187 | 15 | 0.471 | - | 22 | 9 | 8
6012 | 68.6301 | 15 | 0.47 | - | 22 | 9 | 8
6013 | 68.6416 | 15 | 0.469 | - | 22 | 9 | 8
6014 | 68.653 | 15 | 0.468 | - | 22 | 9 | 8
6015 | 68.6644 | 15 | 0.468 | - | 22 | 9 | 8
6016 | 68.6758 | 15 | 0.467 | - | 22 | 9 | 8
6017 | 68.6872 | 15 | 0.466 | - | 22 | 9 | 8
6018 | 68.6986 | 15 | 0.466 | - | 22 | 9 | 8
6019 | 68.71 | 15 | 0.465 | - | 22 | 9 | 8
6020 | 68.7215 | 15 | 0.465 | - | 22 | 9 | 8
6021 | 68.7329 | 15 | 0.465 | - | 22 | 9 | 8
6022 | 68.7443 | 15 | 0.464 | - | 22 | 9 | 8
6023 | 68.7557 | 15 | 0.464 | - | 22 | 9 | 8
6024 | 68.7671 | 15 | 0.463 | - | 22 | 9 | 8
6025 | 68.7785 | 15 | 0.463 | - | 22 | 9 | 8
6026 | 68.79 | 15 | 0.462 | - | 22 | 9 | 8
6027 | 68.8014 | 15 | 0.462 | - | 22 | 9 | 8
6028 | 68.8128 | 15 | 0.462 | - | 22 | 9 | 8
6029 | 68.8242 | 15 | 0.461 | - | 22 | 9 | 8
6030 | 68.8356 | 15 | 0.46 | - | 22 | 9 | 8
6031 | 68.847 | 15 | 0.46 | - | 22 | 9 | 8
6032 | 68.8584 | 15 | 0.459 | - | 22 | 9 | 8
6033 | 68.8699 | 15 | 0.458 | - | 22 | 9 | 8
6034 | 68.8813 | 15 | 0.458 | - | 22 | 9 | 8
6035 | 68.8927 | 15 | 0.457 | - | 22 | 9 | 8
6036 | 68.9041 | 15 | 0.456 | - | 22 | 9 | 8
6037 | 68.9155 | 15 | 0.454 | - | 22 | 9 | 8
6038 | 68.9269 | 15 | 0.453 | - | 22 | 9 | 8
6039 | 68.9384 | 15 | 0.452 | - | 22 | 9 | 8
6040 | 68.9498 | 15 | 0.451 | - | 22 | 9 | 8
6041 | 68.9612 | 15 | 0.451 | - | 22 | 9 | 8
6042 | 68.9726 | 15 | 0.451 | - | 22 | 9 | 8
6043 | 68.984 | 15 | 0.451 | - | 22 | 9 | 8
6044 | 68.9954 | 15 | 0.45 | - | 22 | 9 | 8
6045 | 69.0068 | 15 | 0.449 | - | 22 | 9 | 8
6046 | 69.0183 | 15 | 0.449 | - | 22 | 9 | 8
6047 | 69.0297 | 15 | 0.448 | - | 22 | 9 | 8
6048 | 69.0411 | 15 | 0.447 | - | 22 | 9 | 8
6049 | 69.0525 | 15 | 0.447 | - | 22 | 9 | 8
6050 | 69.0639 | 15 | 0.447 | - | 22 | 9 | 8
6051 | 69.0753 | 15 | 0.446 | - | 22 | 9 | 8
6052 | 69.0868 | 15 | 0.446 | - | 22 | 9 | 8
6053 | 69.0982 | 15 | 0.441 | - | 22 | 9 | 8
6054 | 69.1096 | 15 | 0.439 | - | 22 | 9 | 8
6055 | 69.121 | 15 | 0.439 | - | 22 | 9 | 8
6056 | 69.1324 | 15 | 0.438 | - | 22 | 9 | 8
6057 | 69.1438 | 15 | 0.438 | - | 22 | 9 | 8
6058 | 69.1553 | 15 | 0.438 | - | 22 | 9 | 8
6059 | 69.1667 | 15 | 0.438 | - | 22 | 9 | 8
6060 | 69.1781 | 15 | 0.437 | - | 22 | 9 | 8
6061 | 69.1895 | 15 | 0.437 | - | 22 | 9 | 8
6062 | 69.2009 | 15 | 0.436 | - | 22 | 9 | 8
6063 | 69.2123 | 15 | 0.436 | - | 22 | 9 | 8
6064 | 69.2237 | 15 | 0.434 | - | 22 | 9 | 8
6065 | 69.2352 | 15 | 0.434 | - | 22 | 9 | 8
6066 | 69.2466 | 15 | 0.433 | - | 22 | 9 | 8
6067 | 69.258 | 15 | 0.432 | - | 22 | 9 | 8
6068 | 69.2694 | 15 | 0.431 | - | 22 | 9 | 8
6069 | 69.2808 | 15 | 0.429 | - | 22 | 9 | 8
6070 | 69.2922 | 15 | 0.427 | - | 22 | 9 | 8
6071 | 69.3037 | 15 | 0.427 | - | 22 | 9 | 8
6072 | 69.3151 | 15 | 0.425 | - | 22 | 9 | 8
6073 | 69.3265 | 15 | 0.425 | - | 22 | 9 | 8
6074 | 69.3379 | 15 | 0.425 | - | 22 | 9 | 8
6075 | 69.3493 | 15 | 0.424 | - | 22 | 9 | 8
6076 | 69.3607 | 15 | 0.421 | - | 22 | 9 | 8
6077 | 69.3721 | 15 | 0.419 | - | 22 | 9 | 8
6078 | 69.3836 | 15 | 0.419 | - | 22 | 9 | 8
6079 | 69.395 | 15 | 0.418 | - | 22 | 9 | 8
6080 | 69.4064 | 15 | 0.418 | - | 22 | 9 | 8
6081 | 69.4178 | 15 | 0.418 | - | 22 | 9 | 8
6082 | 69.4292 | 15 | 0.417 | - | 22 | 9 | 8
6083 | 69.4406 | 15 | 0.417 | - | 22 | 9 | 8
6084 | 69.4521 | 15 | 0.417 | - | 22 | 9 | 8
6085 | 69.4635 | 15 | 0.417 | - | 22 | 9 | 8
6086 | 69.4749 | 15 | 0.415 | - | 22 | 9 | 8
6087 | 69.4863 | 15 | 0.414 | - | 22 | 9 | 8
6088 | 69.4977 | 15 | 0.413 | - | 22 | 9 | 8
6089 | 69.5091 | 15 | 0.412 | - | 22 | 9 | 8
6090 | 69.5205 | 15 | 0.412 | - | 22 | 9 | 8
6091 | 69.532 | 15 | 0.411 | - | 22 | 9 | 8
6092 | 69.5434 | 15 | 0.41 | - | 22 | 9 | 8
6093 | 69.5548 | 15 | 0.41 | - | 22 | 9 | 8
6094 | 69.5662 | 15 | 0.41 | - | 22 | 9 | 8
6095 | 69.5776 | 15 | 0.41 | - | 22 | 9 | 8
6096 | 69.589 | 15 | 0.41 | - | 22 | 9 | 8
6097 | 69.6005 | 15 | 0.409 | - | 22 | 9 | 8
6098 | 69.6119 | 15 | 0.409 | - | 22 | 9 | 8
6099 | 69.6233 | 15 | 0.408 | - | 22 | 9 | 8
6100 | 69.6347 | 15 | 0.406 | - | 22 | 9 | 8
6101 | 69.6461 | 15 | 0.405 | - | 22 | 9 | 8
6102 | 69.6575 | 15 | 0.405 | - | 22 | 9 | 8
6103 | 69.6689 | 15 | 0.404 | - | 22 | 9 | 8
6104 | 69.6804 | 15 | 0.404 | - | 22 | 9 | 8
6105 | 69.6918 | 15 | 0.403 | - | 22 | 9 | 8
6106 | 69.7032 | 15 | 0.402 | - | 22 | 9 | 8
6107 | 69.7146 | 15 | 0.402 | - | 22 | 9 | 8
6108 | 69.726 | 15 | 0.402 | - | 22 | 9 | 8
6109 | 69.7374 | 15 | 0.401 | - | 22 | 9 | 8
6110 | 69.7489 | 15 | 0.401 | - | 22 | 9 | 8
6111 | 69.7603 | 15 | 0.401 | - | 22 | 9 | 8
6112 | 69.7717 | 15 | 0.4 | - | 22 | 9 | 8
6113 | 69.7831 | 15 | 0.399 | - | 22 | 8 | 8
6114 | 69.7945 | 15 | 0.399 | - | 22 | 8 | 8
6115 | 69.8059 | 15 | 0.398 | - | 22 | 8 | 8
6116 | 69.8174 | 15 | 0.398 | - | 22 | 8 | 8
6117 | 69.8288 | 15 | 0.398 | - | 22 | 8 | 8
6118 | 69.8402 | 15 | 0.396 | - | 22 | 8 | 8
6119 | 69.8516 | 15 | 0.395 | - | 22 | 8 | 8
6120 | 69.863 | 15 | 0.394 | - | 22 | 8 | 8
6121 | 69.8744 | 15 | 0.394 | - | 22 | 8 | 8
6122 | 69.8858 | 15 | 0.393 | - | 22 | 8 | 8
6123 | 69.8973 | 15 | 0.393 | - | 22 | 8 | 8
6124 | 69.9087 | 15 | 0.392 | - | 22 | 8 | 8
6125 | 69.9201 | 15 | 0.392 | - | 22 | 8 | 8
6126 | 69.9315 | 15 | 0.392 | - | 22 | 8 | 8
6127 | 69.9429 | 15 | 0.391 | - | 22 | 8 | 8
6128 | 69.9543 | 15 | 0.391 | - | 22 | 8 | 8
6129 | 69.9658 | 15 | 0.389 | - | 22 | 8 | 8
6130 | 69.9772 | 15 | 0.388 | - | 22 | 8 | 8
6131 | 69.9886 | 15 | 0.388 | - | 22 | 8 | 8
6132 | 70 | 15 | 0.387 | - | 22 | 8 | 8
6133 | 70.0114 | 15 | 0.387 | - | 22 | 8 | 8
6134 | 70.0228 | 15 | 0.385 | - | 22 | 8 | 8
6135 | 70.0342 | 15 | 0.384 | - | 22 | 8 | 8
6136 | 70.0457 | 15 | 0.383 | - | 22 | 8 | 8
6137 | 70.0571 | 15 | 0.383 | - | 22 | 8 | 8
6138 | 70.0685 | 15 | 0.382 | - | 22 | 8 | 8
6139 | 70.0799 | 15 | 0.382 | - | 22 | 8 | 8
6140 | 70.0913 | 15 | 0.381 | - | 22 | 8 | 8
6141 | 70.1027 | 15 | 0.381 | - | 22 | 8 | 8
6142 | 70.1142 | 15 | 0.381 | - | 22 | 8 | 8
6143 | 70.1256 | 15 | 0.381 | - | 22 | 8 | 8
6144 | 70.137 | 15 | 0.381 | - | 22 | 8 | 8
6145 | 70.1484 | 15 | 0.377 | - | 22 | 8 | 8
6146 | 70.1598 | 15 | 0.376 | - | 22 | 8 | 8
6147 | 70.1712 | 15 | 0.375 | - | 22 | 8 | 8
6148 | 70.1826 | 15 | 0.374 | - | 22 | 8 | 8
6149 | 70.1941 | 15 | 0.374 | - | 22 | 8 | 8
6150 | 70.2055 | 15 | 0.373 | - | 22 | 8 | 8
6151 | 70.2169 | 15 | 0.373 | - | 22 | 8 | 8
6152 | 70.2283 | 15 | 0.373 | - | 22 | 8 | 8
6153 | 70.2397 | 15 | 0.371 | - | 22 | 8 | 8
6154 | 70.2511 | 15 | 0.37 | - | 22 | 8 | 8
6155 | 70.2626 | 15 | 0.37 | - | 22 | 8 | 8
6156 | 70.274 | 15 | 0.368 | - | 22 | 8 | 8
6157 | 70.2854 | 15 | 0.365 | - | 22 | 8 | 8
6158 | 70.2968 | 15 | 0.365 | - | 22 | 8 | 8
6159 | 70.3082 | 15 | 0.365 | - | 22 | 8 | 8
6160 | 70.3196 | 15 | 0.364 | - | 22 | 8 | 8
6161 | 70.3311 | 15 | 0.362 | - | 22 | 8 | 8
6162 | 70.3425 | 15 | 0.362 | - | 22 | 8 | 8
6163 | 70.3539 | 15 | 0.361 | - | 22 | 8 | 8
6164 | 70.3653 | 15 | 0.36 | - | 22 | 8 | 8
6165 | 70.3767 | 15 | 0.36 | - | 22 | 8 | 8
6166 | 70.3881 | 15 | 0.359 | - | 22 | 8 | 8
6167 | 70.3995 | 15 | 0.359 | - | 22 | 8 | 8
6168 | 70.411 | 15 | 0.358 | - | 22 | 8 | 8
6169 | 70.4224 | 15 | 0.358 | - | 22 | 8 | 8
6170 | 70.4338 | 15 | 0.358 | - | 22 | 8 | 8
6171 | 70.4452 | 15 | 0.357 | - | 22 | 8 | 8
6172 | 70.4566 | 15 | 0.357 | - | 22 | 8 | 8
6173 | 70.468 | 15 | 0.356 | - | 22 | 8 | 8
6174 | 70.4795 | 15 | 0.356 | - | 22 | 8 | 8
6175 | 70.4909 | 15 | 0.355 | - | 22 | 8 | 8
6176 | 70.5023 | 15 | 0.354 | - | 22 | 8 | 8
6177 | 70.5137 | 15 | 0.354 | - | 22 | 8 | 8
6178 | 70.5251 | 15 | 0.354 | - | 22 | 8 | 8
6179 | 70.5365 | 15 | 0.354 | - | 22 | 8 | 8
6180 | 70.5479 | 15 | 0.353 | - | 22 | 8 | 8
6181 | 70.5594 | 15 | 0.353 | - | 22 | 8 | 8
6182 | 70.5708 | 15 | 0.353 | - | 22 | 8 | 8
6183 | 70.5822 | 15 | 0.353 | - | 22 | 8 | 8
6184 | 70.5936 | 15 | 0.351 | - | 22 | 8 | 8
6185 | 70.605 | 15 | 0.351 | - | 22 | 8 | 8
6186 | 70.6164 | 15 | 0.351 | - | 22 | 8 | 8
6187 | 70.6279 | 15 | 0.351 | - | 22 | 8 | 8
6188 | 70.6393 | 15 | 0.351 | - | 22 | 8 | 8
6189 | 70.6507 | 15 | 0.35 | - | 22 | 8 | 8
6190 | 70.6621 | 15 | 0.35 | - | 22 | 8 | 8
6191 | 70.6735 | 15 | 0.349 | - | 22 | 8 | 8
6192 | 70.6849 | 15 | 0.348 | - | 22 | 8 | 8
6193 | 70.6963 | 15 | 0.347 | - | 22 | 8 | 8
6194 | 70.7078 | 15 | 0.343 | - | 22 | 8 | 8
6195 | 70.7192 | 15 | 0.343 | - | 22 | 8 | 8
6196 | 70.7306 | 15 | 0.343 | - | 22 | 8 | 8
6197 | 70.742 | 15 | 0.343 | - | 22 | 8 | 8
6198 | 70.7534 | 15 | 0.342 | - | 22 | 8 | 8
6199 | 70.7648 | 15 | 0.342 | - | 22 | 8 | 8
6200 | 70.7763 | 15 | 0.342 | - | 22 | 8 | 8
6201 | 70.7877 | 15 | 0.342 | - | 22 | 8 | 8
6202 | 70.7991 | 15 | 0.34 | - | 22 | 8 | 8
6203 | 70.8105 | 15 | 0.34 | - | 22 | 8 | 8
6204 | 70.8219 | 15 | 0.34 | - | 22 | 8 | 8
6205 | 70.8333 | 15 | 0.34 | - | 22 | 8 | 8
6206 | 70.8447 | 15 | 0.34 | - | 22 | 8 | 8
6207 | 70.8562 | 15 | 0.34 | - | 22 | 8 | 8
6208 | 70.8676 | 15 | 0.338 | - | 22 | 8 | 8
6209 | 70.879 | 15 | 0.337 | - | 22 | 8 | 8
6210 | 70.8904 | 15 | 0.335 | - | 22 | 8 | 8
6211 | 70.9018 | 15 | 0.335 | - | 22 | 8 | 8
6212 | 70.9132 | 15 | 0.334 | - | 22 | 8 | 8
6213 | 70.9247 | 15 | 0.333 | - | 22 | 8 | 8
6214 | 70.9361 | 15 | 0.333 | - | 22 | 8 | 8
6215 | 70.9475 | 15 | 0.331 | - | 22 | 8 | 8
6216 | 70.9589 | 15 | 0.33 | - | 22 | 8 | 8
6217 | 70.9703 | 15 | 0.329 | - | 22 | 8 | 8
6218 | 70.9817 | 15 | 0.328 | - | 22 | 8 | 8
6219 | 70.9932 | 15 | 0.326 | - | 22 | 8 | 8
6220 | 71.0046 | 15 | 0.326 | - | 22 | 8 | 8
6221 | 71.016 | 15 | 0.325 | - | 22 | 8 | 8
6222 | 71.0274 | 15 | 0.325 | - | 22 | 8 | 8
6223 | 71.0388 | 15 | 0.324 | - | 22 | 8 | 8
6224 | 71.0502 | 15 | 0.323 | - | 22 | 8 | 8
6225 | 71.0616 | 15 | 0.323 | - | 22 | 8 | 8
6226 | 71.0731 | 15 | 0.323 | - | 22 | 8 | 8
6227 | 71.0845 | 15 | 0.322 | - | 22 | 8 | 8
6228 | 71.0959 | 15 | 0.322 | - | 22 | 8 | 8
6229 | 71.1073 | 15 | 0.321 | - | 22 | 8 | 8
6230 | 71.1187 | 15 | 0.321 | - | 22 | 8 | 8
6231 | 71.1301 | 15 | 0.319 | - | 22 | 8 | 8
6232 | 71.1416 | 15 | 0.318 | - | 22 | 8 | 8
6233 | 71.153 | 15 | 0.318 | - | 22 | 8 | 8
6234 | 71.1644 | 15 | 0.318 | - | 22 | 8 | 8
6235 | 71.1758 | 15 | 0.317 | - | 22 | 8 | 8
6236 | 71.1872 | 15 | 0.315 | - | 22 | 8 | 8
6237 | 71.1986 | 15 | 0.315 | - | 22 | 8 | 8
6238 | 71.21 | 15 | 0.314 | - | 22 | 8 | 8
6239 | 71.2215 | 15 | 0.313 | - | 22 | 8 | 8
6240 | 71.2329 | 15 | 0.312 | - | 22 | 8 | 8
6241 | 71.2443 | 15 | 0.31 | - | 22 | 8 | 8
6242 | 71.2557 | 15 | 0.308 | - | 22 | 8 | 8
6243 | 71.2671 | 15 | 0.307 | - | 22 | 8 | 8
6244 | 71.2785 | 15 | 0.306 | - | 22 | 8 | 8
6245 | 71.29 | 15 | 0.306 | - | 22 | 8 | 8
6246 | 71.3014 | 15 | 0.306 | - | 22 | 8 | 8
6247 | 71.3128 | 15 | 0.304 | - | 22 | 8 | 8
6248 | 71.3242 | 15 | 0.303 | - | 22 | 8 | 8
6249 | 71.3356 | 15 | 0.303 | - | 22 | 8 | 8
6250 | 71.347 | 15 | 0.302 | - | 22 | 8 | 8
6251 | 71.3584 | 15 | 0.301 | - | 21 | 8 | 8
6252 | 71.3699 | 15 | 0.301 | - | 21 | 8 | 8
6253 | 71.3813 | 15 | 0.301 | - | 21 | 8 | 8
6254 | 71.3927 | 15 | 0.3 | - | 21 | 8 | 8
6255 | 71.4041 | 15 | 0.298 | - | 21 | 8 | 8
6256 | 71.4155 | 15 | 0.298 | - | 21 | 8 | 8
6257 | 71.4269 | 15 | 0.296 | - | 21 | 8 | 8
6258 | 71.4384 | 15 | 0.295 | - | 21 | 8 | 8
6259 | 71.4498 | 15 | 0.294 | - | 21 | 8 | 8
6260 | 71.4612 | 15 | 0.293 | - | 21 | 8 | 8
6261 | 71.4726 | 15 | 0.293 | - | 21 | 8 | 8
6262 | 71.484 | 15 | 0.293 | - | 21 | 8 | 8
6263 | 71.4954 | 15 | 0.293 | - | 21 | 8 | 8
6264 | 71.5068 | 15 | 0.291 | - | 21 | 8 | 8
6265 | 71.5183 | 15 | 0.291 | - | 21 | 8 | 8
6266 | 71.5297 | 15 | 0.29 | - | 21 | 8 | 8
6267 | 71.5411 | 15 | 0.289 | - | 21 | 8 | 8
6268 | 71.5525 | 15 | 0.289 | - | 21 | 8 | 8
6269 | 71.5639 | 15 | 0.289 | - | 21 | 8 | 8
6270 | 71.5753 | 15 | 0.289 | - | 21 | 8 | 8
6271 | 71.5868 | 15 | 0.289 | - | 21 | 8 | 8
6272 | 71.5982 | 15 | 0.288 | - | 21 | 8 | 8
6273 | 71.6096 | 15 | 0.288 | - | 21 | 8 | 8
6274 | 71.621 | 15 | 0.287 | - | 21 | 8 | 8
6275 | 71.6324 | 15 | 0.286 | - | 21 | 8 | 8
6276 | 71.6438 | 15 | 0.285 | - | 21 | 8 | 8
6277 | 71.6553 | 15 | 0.283 | - | 21 | 8 | 8
6278 | 71.6667 | 15 | 0.283 | - | 21 | 8 | 8
6279 | 71.6781 | 15 | 0.28 | - | 21 | 8 | 8
6280 | 71.6895 | 15 | 0.28 | - | 21 | 8 | 8
6281 | 71.7009 | 15 | 0.278 | - | 21 | 8 | 8
6282 | 71.7123 | 15 | 0.278 | - | 21 | 8 | 8
6283 | 71.7237 | 15 | 0.278 | - | 21 | 8 | 8
6284 | 71.7352 | 15 | 0.278 | - | 21 | 8 | 8
6285 | 71.7466 | 15 | 0.278 | - | 21 | 8 | 8
6286 | 71.758 | 15 | 0.276 | - | 21 | 8 | 8
6287 | 71.7694 | 15 | 0.276 | - | 21 | 8 | 8
6288 | 71.7808 | 15 | 0.275 | - | 21 | 8 | 8
6289 | 71.7922 | 15 | 0.274 | - | 21 | 8 | 8
6290 | 71.8037 | 15 | 0.274 | - | 21 | 8 | 8
6291 | 71.8151 | 15 | 0.274 | - | 21 | 8 | 8
6292 | 71.8265 | 15 | 0.273 | - | 21 | 8 | 8
6293 | 71.8379 | 15 | 0.272 | - | 21 | 8 | 8
6294 | 71.8493 | 15 | 0.271 | - | 21 | 8 | 8
6295 | 71.8607 | 15 | 0.271 | - | 21 | 8 | 8
6296 | 71.8721 | 15 | 0.27 | - | 21 | 8 | 8
6297 | 71.8836 | 15 | 0.27 | - | 21 | 8 | 8
6298 | 71.895 | 15 | 0.269 | - | 21 | 8 | 8
6299 | 71.9064 | 15 | 0.268 | - | 21 | 8 | 8
6300 | 71.9178 | 15 | 0.267 | - | 21 | 8 | 8
6301 | 71.9292 | 15 | 0.267 | - | 21 | 8 | 8
6302 | 71.9406 | 15 | 0.266 | - | 21 | 8 | 8
6303 | 71.9521 | 15 | 0.265 | - | 21 | 8 | 8
6304 | 71.9635 | 15 | 0.264 | - | 21 | 8 | 8
6305 | 71.9749 | 15 | 0.264 | - | 21 | 8 | 8
6306 | 71.9863 | 15 | 0.262 | - | 21 | 8 | 8
6307 | 71.9977 | 15 | 0.26 | - | 21 | 8 | 8
6308 | 72.0091 | 15 | 0.259 | - | 21 | 8 | 8
6309 | 72.0205 | 15 | 0.255 | - | 21 | 8 | 8
6310 | 72.032 | 15 | 0.253 | - | 21 | 8 | 8
6311 | 72.0434 | 15 | 0.25 | - | 21 | 8 | 8
6312 | 72.0548 | 15 | 0.249 | - | 21 | 8 | 8
6313 | 72.0662 | 15 | 0.249 | - | 21 | 8 | 8
6314 | 72.0776 | 15 | 0.247 | - | 21 | 8 | 8
6315 | 72.089 | 15 | 0.245 | - | 21 | 8 | 8
6316 | 72.1005 | 15 | 0.245 | - | 21 | 8 | 8
6317 | 72.1119 | 15 | 0.244 | - | 21 | 8 | 8
6318 | 72.1233 | 15 | 0.243 | - | 21 | 8 | 8
6319 | 72.1347 | 15 | 0.243 | - | 21 | 8 | 8
6320 | 72.1461 | 15 | 0.242 | - | 21 | 8 | 8
6321 | 72.1575 | 15 | 0.241 | - | 21 | 8 | 8
6322 | 72.1689 | 15 | 0.24 | - | 21 | 8 | 8
6323 | 72.1804 | 15 | 0.239 | - | 21 | 8 | 8
6324 | 72.1918 | 15 | 0.238 | - | 21 | 8 | 8
6325 | 72.2032 | 15 | 0.238 | - | 21 | 8 | 8
6326 | 72.2146 | 15 | 0.236 | - | 21 | 8 | 8
6327 | 72.226 | 15 | 0.235 | - | 21 | 8 | 8
6328 | 72.2374 | 15 | 0.235 | - | 21 | 8 | 8
6329 | 72.2489 | 15 | 0.235 | - | 21 | 8 | 8
6330 | 72.2603 | 15 | 0.233 | - | 21 | 8 | 8
6331 | 72.2717 | 15 | 0.233 | - | 21 | 8 | 8
6332 | 72.2831 | 15 | 0.232 | - | 21 | 8 | 8
6333 | 72.2945 | 15 | 0.232 | - | 21 | 8 | 8
6334 | 72.3059 | 15 | 0.232 | - | 21 | 8 | 8
6335 | 72.3174 | 15 | 0.232 | - | 21 | 8 | 8
6336 | 72.3288 | 15 | 0.232 | - | 21 | 8 | 8
6337 | 72.3402 | 15 | 0.231 | - | 21 | 8 | 8
6338 | 72.3516 | 15 | 0.23 | - | 21 | 8 | 8
6339 | 72.363 | 15 | 0.23 | - | 21 | 8 | 8
6340 | 72.3744 | 15 | 0.23 | - | 21 | 8 | 8
6341 | 72.3858 | 15 | 0.23 | - | 21 | 8 | 8
6342 | 72.3973 | 15 | 0.23 | - | 21 | 8 | 8
6343 | 72.4087 | 15 | 0.23 | - | 21 | 8 | 8
6344 | 72.4201 | 15 | 0.23 | - | 21 | 8 | 8
6345 | 72.4315 | 15 | 0.23 | - | 21 | 8 | 8
6346 | 72.4429 | 15 | 0.229 | - | 21 | 8 | 8
6347 | 72.4543 | 15 | 0.227 | - | 21 | 8 | 8
6348 | 72.4658 | 15 | 0.226 | - | 21 | 8 | 8
6349 | 72.4772 | 15 | 0.226 | - | 21 | 8 | 8
6350 | 72.4886 | 15 | 0.226 | - | 21 | 8 | 8
6351 | 72.5 | 15 | 0.225 | - | 21 | 8 | 8
6352 | 72.5114 | 15 | 0.224 | - | 21 | 8 | 8
6353 | 72.5228 | 15 | 0.223 | - | 21 | 8 | 8
6354 | 72.5342 | 15 | 0.222 | - | 21 | 8 | 8
6355 | 72.5457 | 15 | 0.222 | - | 21 | 8 | 8
6356 | 72.5571 | 15 | 0.222 | - | 21 | 8 | 8
6357 | 72.5685 | 15 | 0.222 | - | 21 | 8 | 8
6358 | 72.5799 | 15 | 0.222 | - | 21 | 8 | 8
6359 | 72.5913 | 15 | 0.219 | - | 21 | 8 | 8
6360 | 72.6027 | 15 | 0.218 | - | 21 | 8 | 8
6361 | 72.6142 | 15 | 0.217 | - | 21 | 8 | 8
6362 | 72.6256 | 15 | 0.217 | - | 21 | 8 | 8
6363 | 72.637 | 15 | 0.216 | - | 21 | 8 | 8
6364 | 72.6484 | 15 | 0.216 | - | 21 | 8 | 8
6365 | 72.6598 | 15 | 0.215 | - | 21 | 8 | 8
6366 | 72.6712 | 15 | 0.215 | - | 21 | 8 | 8
6367 | 72.6826 | 15 | 0.214 | - | 21 | 8 | 8
6368 | 72.6941 | 15 | 0.214 | - | 21 | 8 | 8
6369 | 72.7055 | 15 | 0.212 | - | 21 | 8 | 8
6370 | 72.7169 | 15 | 0.212 | - | 21 | 8 | 8
6371 | 72.7283 | 15 | 0.212 | - | 21 | 8 | 8
6372 | 72.7397 | 15 | 0.211 | - | 21 | 8 | 8
6373 | 72.7511 | 15 | 0.211 | - | 21 | 8 | 8
6374 | 72.7626 | 15 | 0.21 | - | 21 | 8 | 8
6375 | 72.774 | 15 | 0.209 | - | 21 | 8 | 8
6376 | 72.7854 | 15 | 0.209 | - | 21 | 8 | 8
6377 | 72.7968 | 15 | 0.208 | - | 21 | 8 | 8
6378 | 72.8082 | 15 | 0.207 | - | 21 | 8 | 8
6379 | 72.8196 | 15 | 0.206 | - | 21 | 8 | 8
6380 | 72.8311 | 15 | 0.204 | - | 21 | 8 | 8
6381 | 72.8425 | 15 | 0.204 | - | 21 | 8 | 8
6382 | 72.8539 | 15 | 0.204 | - | 21 | 8 | 8
6383 | 72.8653 | 15 | 0.202 | - | 21 | 8 | 8
6384 | 72.8767 | 15 | 0.201 | - | 21 | 8 | 8
6385 | 72.8881 | 15 | 0.2 | - | 21 | 8 | 8
6386 | 72.8995 | 15 | 0.2 | - | 21 | 8 | 8
6387 | 72.911 | 15 | 0.199 | - | 21 | 8 | 8
6388 | 72.9224 | 15 | 0.199 | - | 21 | 8 | 8
6389 | 72.9338 | 15 | 0.198 | - | 21 | 8 | 8
6390 | 72.9452 | 15 | 0.198 | - | 21 | 8 | 8
6391 | 72.9566 | 15 | 0.197 | - | 21 | 8 | 8
6392 | 72.968 | 15 | 0.191 | - | 21 | 8 | 8
6393 | 72.9795 | 15 | 0.191 | - | 21 | 8 | 8
6394 | 72.9909 | 15 | 0.191 | - | 21 | 8 | 8
6395 | 73.0023 | 15 | 0.191 | - | 21 | 8 | 8
6396 | 73.0137 | 15 | 0.191 | - | 21 | 8 | 8
6397 | 73.0251 | 15 | 0.19 | - | 21 | 8 | 8
6398 | 73.0365 | 15 | 0.189 | - | 21 | 8 | 8
6399 | 73.0479 | 15 | 0.189 | - | 21 | 8 | 8
6400 | 73.0594 | 15 | 0.188 | - | 21 | 8 | 8
6401 | 73.0708 | 15 | 0.186 | - | 21 | 8 | 8
6402 | 73.0822 | 15 | 0.186 | - | 21 | 8 | 8
6403 | 73.0936 | 15 | 0.182 | - | 21 | 8 | 8
6404 | 73.105 | 15 | 0.182 | - | 21 | 8 | 8
6405 | 73.1164 | 15 | 0.181 | - | 21 | 8 | 8
6406 | 73.1279 | 15 | 0.181 | - | 21 | 8 | 8
6407 | 73.1393 | 15 | 0.181 | - | 21 | 8 | 8
6408 | 73.1507 | 15 | 0.181 | - | 21 | 8 | 8
6409 | 73.1621 | 15 | 0.18 | - | 21 | 8 | 8
6410 | 73.1735 | 15 | 0.179 | - | 21 | 8 | 8
6411 | 73.1849 | 15 | 0.179 | - | 21 | 8 | 8
6412 | 73.1963 | 15 | 0.179 | - | 21 | 8 | 8
6413 | 73.2078 | 15 | 0.179 | - | 21 | 8 | 8
6414 | 73.2192 | 15 | 0.177 | - | 21 | 8 | 8
6415 | 73.2306 | 15 | 0.174 | - | 21 | 8 | 8
6416 | 73.242 | 15 | 0.174 | - | 21 | 8 | 8
6417 | 73.2534 | 15 | 0.174 | - | 21 | 8 | 8
6418 | 73.2648 | 15 | 0.172 | - | 21 | 8 | 8
6419 | 73.2763 | 15 | 0.17 | - | 21 | 8 | 8
6420 | 73.2877 | 15 | 0.169 | - | 21 | 8 | 8
6421 | 73.2991 | 15 | 0.169 | - | 21 | 8 | 8
6422 | 73.3105 | 15 | 0.169 | - | 21 | 8 | 8
6423 | 73.3219 | 15 | 0.169 | - | 21 | 8 | 8
6424 | 73.3333 | 15 | 0.168 | - | 21 | 8 | 8
6425 | 73.3447 | 15 | 0.168 | - | 21 | 8 | 8
6426 | 73.3562 | 15 | 0.167 | - | 21 | 8 | 8
6427 | 73.3676 | 15 | 0.167 | - | 21 | 8 | 8
6428 | 73.379 | 15 | 0.166 | - | 21 | 8 | 8
6429 | 73.3904 | 15 | 0.165 | - | 21 | 8 | 8
6430 | 73.4018 | 15 | 0.165 | - | 21 | 8 | 8
6431 | 73.4132 | 15 | 0.164 | - | 21 | 8 | 8
6432 | 73.4247 | 15 | 0.164 | - | 21 | 8 | 8
6433 | 73.4361 | 15 | 0.164 | - | 21 | 8 | 8
6434 | 73.4475 | 15 | 0.163 | - | 21 | 8 | 8
6435 | 73.4589 | 15 | 0.163 | - | 21 | 8 | 8
6436 | 73.4703 | 15 | 0.16 | - | 21 | 8 | 8
6437 | 73.4817 | 15 | 0.159 | - | 21 | 8 | 8
6438 | 73.4932 | 15 | 0.159 | - | 21 | 8 | 8
6439 | 73.5046 | 15 | 0.159 | - | 21 | 8 | 8
6440 | 73.516 | 15 | 0.158 | - | 21 | 8 | 8
6441 | 73.5274 | 15 | 0.157 | - | 21 | 8 | 8
6442 | 73.5388 | 15 | 0.157 | - | 21 | 8 | 8
6443 | 73.5502 | 15 | 0.156 | - | 21 | 8 | 8
6444 | 73.5616 | 15 | 0.155 | - | 21 | 8 | 8
6445 | 73.5731 | 15 | 0.154 | - | 21 | 8 | 8
6446 | 73.5845 | 15 | 0.154 | - | 21 | 8 | 8
6447 | 73.5959 | 15 | 0.153 | - | 21 | 8 | 8
6448 | 73.6073 | 15 | 0.153 | - | 21 | 8 | 8
6449 | 73.6187 | 15 | 0.153 | - | 21 | 8 | 8
6450 | 73.6301 | 15 | 0.153 | - | 21 | 8 | 8
6451 | 73.6416 | 15 | 0.153 | - | 21 | 8 | 8
6452 | 73.653 | 15 | 0.152 | - | 21 | 8 | 8
6453 | 73.6644 | 15 | 0.151 | - | 21 | 8 | 8
6454 | 73.6758 | 15 | 0.15 | - | 21 | 8 | 8
6455 | 73.6872 | 15 | 0.149 | - | 21 | 8 | 8
6456 | 73.6986 | 15 | 0.148 | - | 21 | 8 | 8
6457 | 73.71 | 15 | 0.148 | - | 21 | 8 | 8
6458 | 73.7215 | 15 | 0.147 | - | 21 | 8 | 8
6459 | 73.7329 | 15 | 0.147 | - | 21 | 8 | 8
6460 | 73.7443 | 15 | 0.146 | - | 21 | 8 | 8
6461 | 73.7557 | 15 | 0.145 | - | 21 | 8 | 8
6462 | 73.7671 | 15 | 0.145 | - | 21 | 8 | 8
6463 | 73.7785 | 15 | 0.144 | - | 21 | 8 | 8
6464 | 73.79 | 15 | 0.143 | - | 21 | 8 | 8
6465 | 73.8014 | 15 | 0.141 | - | 21 | 8 | 8
6466 | 73.8128 | 15 | 0.141 | - | 21 | 8 | 8
6467 | 73.8242 | 15 | 0.141 | - | 21 | 8 | 8
6468 | 73.8356 | 15 | 0.139 | - | 21 | 8 | 8
6469 | 73.847 | 15 | 0.138 | - | 21 | 8 | 8
6470 | 73.8584 | 15 | 0.135 | - | 21 | 8 | 8
6471 | 73.8699 | 15 | 0.134 | - | 21 | 8 | 8
6472 | 73.8813 | 15 | 0.131 | - | 21 | 8 | 8
6473 | 73.8927 | 15 | 0.13 | - | 21 | 8 | 8
6474 | 73.9041 | 15 | 0.129 | - | 21 | 8 | 8
6475 | 73.9155 | 15 | 0.129 | - | 21 | 8 | 8
6476 | 73.9269 | 15 | 0.129 | - | 21 | 8 | 8
6477 | 73.9384 | 15 | 0.128 | - | 21 | 8 | 8
6478 | 73.9498 | 15 | 0.127 | - | 21 | 8 | 8
6479 | 73.9612 | 15 | 0.126 | - | 21 | 8 | 8
6480 | 73.9726 | 15 | 0.126 | - | 21 | 8 | 8
6481 | 73.984 | 15 | 0.124 | - | 21 | 8 | 8
6482 | 73.9954 | 15 | 0.123 | - | 21 | 8 | 8
6483 | 74.0068 | 15 | 0.122 | - | 21 | 8 | 8
6484 | 74.0183 | 15 | 0.122 | - | 21 | 8 | 8
6485 | 74.0297 | 15 | 0.121 | - | 21 | 8 | 8
6486 | 74.0411 | 15 | 0.12 | - | 21 | 8 | 8
6487 | 74.0525 | 15 | 0.12 | - | 21 | 8 | 8
6488 | 74.0639 | 15 | 0.119 | - | 21 | 8 | 8
6489 | 74.0753 | 15 | 0.119 | - | 21 | 8 | 8
6490 | 74.0868 | 15 | 0.118 | - | 21 | 8 | 8
6491 | 74.0982 | 15 | 0.117 | - | 21 | 8 | 8
6492 | 74.1096 | 15 | 0.116 | - | 21 | 8 | 8
6493 | 74.121 | 15 | 0.116 | - | 21 | 8 | 8
6494 | 74.1324 | 15 | 0.116 | - | 21 | 8 | 8
6495 | 74.1438 | 15 | 0.115 | - | 21 | 8 | 8
6496 | 74.1553 | 15 | 0.115 | - | 21 | 8 | 8
6497 | 74.1667 | 15 | 0.113 | - | 21 | 8 | 8
6498 | 74.1781 | 15 | 0.111 | - | 21 | 8 | 8
6499 | 74.1895 | 15 | 0.111 | - | 21 | 8 | 8
6500 | 74.2009 | 15 | 0.11 | - | 21 | 8 | 8
6501 | 74.2123 | 15 | 0.11 | - | 21 | 8 | 8
6502 | 74.2237 | 15 | 0.109 | - | 21 | 8 | 8
6503 | 74.2352 | 15 | 0.109 | - | 21 | 8 | 8
6504 | 74.2466 | 15 | 0.109 | - | 21 | 8 | 8
6505 | 74.258 | 15 | 0.107 | - | 21 | 8 | 8
6506 | 74.2694 | 15 | 0.107 | - | 21 | 8 | 8
6507 | 74.2808 | 15 | 0.106 | - | 21 | 8 | 8
6508 | 74.2922 | 15 | 0.106 | - | 21 | 8 | 8
6509 | 74.3037 | 15 | 0.106 | - | 21 | 8 | 8
6510 | 74.3151 | 15 | 0.105 | - | 21 | 8 | 8
6511 | 74.3265 | 15 | 0.104 | - | 21 | 8 | 8
6512 | 74.3379 | 15 | 0.104 | - | 21 | 8 | 8
6513 | 74.3493 | 15 | 0.104 | - | 21 | 8 | 8
6514 | 74.3607 | 15 | 0.103 | - | 21 | 8 | 8
6515 | 74.3721 | 15 | 0.102 | - | 21 | 8 | 8
6516 | 74.3836 | 15 | 0.102 | - | 21 | 8 | 8
6517 | 74.395 | 15 | 0.102 | - | 21 | 8 | 8
6518 | 74.4064 | 15 | 0.102 | - | 21 | 8 | 8
6519 | 74.4178 | 15 | 0.102 | - | 21 | 8 | 8
6520 | 74.4292 | 15 | 0.101 | - | 21 | 8 | 8
6521 | 74.4406 | 15 | 0.101 | - | 21 | 8 | 8
6522 | 74.4521 | 15 | 0.101 | - | 21 | 8 | 8
6523 | 74.4635 | 15 | 0.101 | - | 21 | 8 | 8
6524 | 74.4749 | 15 | 0.101 | - | 21 | 8 | 8
6525 | 74.4863 | 15 | 0.101 | - | 21 | 8 | 8
6526 | 74.4977 | 15 | 0.101 | - | 21 | 8 | 8
6527 | 74.5091 | 15 | 0.101 | - | 21 | 8 | 8
6528 | 74.5205 | 15 | 0.101 | - | 21 | 8 | 8
6529 | 74.532 | 15 | 0.101 | - | 21 | 8 | 8
6530 | 74.5434 | 15 | 0.101 | - | 21 | 8 | 8
6531 | 74.5548 | 15 | 0.101 | - | 21 | 8 | 8
6532 | 74.5662 | 15 | 0.1 | - | 21 | 8 | 8
6533 | 74.5776 | 15 | 0.1 | - | 21 | 8 | 8
6534 | 74.589 | 15 | 0.1 | - | 21 | 8 | 8
6535 | 74.6005 | 15 | 0.1 | - | 21 | 8 | 8
6536 | 74.6119 | 15 | 0.1 | - | 21 | 8 | 8
6537 | 74.6233 | 15 | 0.1 | - | 21 | 8 | 8
6538 | 74.6347 | 15 | 0.1 | - | 21 | 8 | 8
6539 | 74.6461 | 15 | 0.1 | - | 21 | 8 | 8
6540 | 74.6575 | 15 | 0.1 | - | 21 | 8 | 8
6541 | 74.6689 | 15 | 0.1 | - | 21 | 8 | 8
6542 | 74.6804 | 15 | 0.1 | - | 21 | 8 | 8
6543 | 74.6918 | 15 | 0.1 | - | 21 | 8 | 8
6544 | 74.7032 | 15 | 0.1 | - | 21 | 8 | 8
6545 | 74.7146 | 15 | 0.1 | - | 21 | 8 | 8
6546 | 74.726 | 15 | 0.1 | - | 21 | 8 | 8
6547 | 74.7374 | 15 | 0.1 | - | 21 | 8 | 8
6548 | 74.7489 | 15 | 0.1 | - | 21 | 8 | 8
6549 | 74.7603 | 15 | 0.1 | - | 21 | 8 | 8
6550 | 74.7717 | 15 | 0.1 | - | 21 | 8 | 8
6551 | 74.7831 | 15 | 0.1 | - | 21 | 8 | 8
6552 | 74.7945 | 15 | 0.1 | - | 21 | 8 | 8
6553 | 74.8059 | 15 | 0.099 | - | 21 | 8 | 8
6554 | 74.8174 | 15 | 0.099 | - | 21 | 8 | 8
6555 | 74.8288 | 15 | 0.099 | - | 21 | 8 | 8
6556 | 74.8402 | 15 | 0.099 | - | 21 | 8 | 8
6557 | 74.8516 | 15 | 0.099 | - | 21 | 8 | 8
6558 | 74.863 | 15 | 0.099 | - | 21 | 8 | 8
6559 | 74.8744 | 15 | 0.099 | - | 21 | 8 | 8
6560 | 74.8858 | 15 | 0.099 | - | 21 | 8 | 8
6561 | 74.8973 | 15 | 0.099 | - | 21 | 8 | 8
6562 | 74.9087 | 15 | 0.099 | - | 21 | 8 | 8
6563 | 74.9201 | 15 | 0.099 | - | 21 | 8 | 8
6564 | 74.9315 | 15 | 0.099 | - | 21 | 8 | 8
6565 | 74.9429 | 15 | 0.099 | - | 21 | 8 | 8
6566 | 74.9543 | 15 | 0.099 | - | 21 | 8 | 8
6567 | 74.9658 | 15 | 0.099 | - | 21 | 8 | 8
6568 | 74.9772 | 15 | 0.099 | - | 21 | 8 | 8
6569 | 74.9886 | 15 | 0.099 | - | 21 | 8 | 8
6570 | 75 | 15 | 0.099 | - | 21 | 8 | 8
6571 | 75.0114 | 15 | 0.099 | - | 21 | 8 | 8
6572 | 75.0228 | 15 | 0.099 | - | 21 | 8 | 8
6573 | 75.0342 | 15 | 0.099 | - | 21 | 8 | 8
6574 | 75.0457 | 15 | 0.099 | - | 21 | 8 | 8
6575 | 75.0571 | 15 | 0.099 | - | 21 | 8 | 8
6576 | 75.0685 | 15 | 0.099 | - | 21 | 8 | 8
6577 | 75.0799 | 15 | 0.099 | - | 21 | 8 | 8
6578 | 75.0913 | 15 | 0.099 | - | 21 | 8 | 8
6579 | 75.1027 | 15 | 0.099 | - | 21 | 8 | 8
6580 | 75.1142 | 15 | 0.099 | - | 21 | 8 | 8
6581 | 75.1256 | 15 | 0.099 | - | 21 | 8 | 8
6582 | 75.137 | 15 | 0.099 | - | 21 | 8 | 8
6583 | 75.1484 | 15 | 0.098 | - | 21 | 8 | 8
6584 | 75.1598 | 15 | 0.098 | - | 21 | 8 | 8
6585 | 75.1712 | 15 | 0.098 | - | 21 | 8 | 8
6586 | 75.1826 | 15 | 0.098 | - | 21 | 8 | 8
6587 | 75.1941 | 15 | 0.098 | - | 21 | 8 | 8
6588 | 75.2055 | 15 | 0.098 | - | 21 | 8 | 8
6589 | 75.2169 | 15 | 0.098 | - | 21 | 8 | 8
6590 | 75.2283 | 15 | 0.098 | - | 21 | 8 | 8
6591 | 75.2397 | 15 | 0.098 | - | 21 | 8 | 8
6592 | 75.2511 | 15 | 0.098 | - | 21 | 8 | 8
6593 | 75.2626 | 15 | 0.098 | - | 21 | 8 | 8
6594 | 75.274 | 15 | 0.098 | - | 21 | 8 | 8
6595 | 75.2854 | 15 | 0.098 | - | 21 | 8 | 8
6596 | 75.2968 | 15 | 0.098 | - | 21 | 8 | 8
6597 | 75.3082 | 15 | 0.098 | - | 21 | 8 | 8
6598 | 75.3196 | 15 | 0.098 | - | 21 | 8 | 8
6599 | 75.3311 | 15 | 0.098 | - | 21 | 8 | 8
6600 | 75.3425 | 15 | 0.098 | - | 21 | 8 | 8
6601 | 75.3539 | 15 | 0.098 | - | 21 | 8 | 8
6602 | 75.3653 | 15 | 0.098 | - | 21 | 8 | 8
6603 | 75.3767 | 15 | 0.098 | - | 21 | 8 | 8
6604 | 75.3881 | 15 | 0.098 | - | 21 | 8 | 8
6605 | 75.3995 | 15 | 0.098 | - | 21 | 8 | 8
6606 | 75.411 | 15 | 0.098 | - | 21 | 8 | 8
6607 | 75.4224 | 15 | 0.098 | - | 21 | 8 | 8
6608 | 75.4338 | 15 | 0.098 | - | 21 | 8 | 8
6609 | 75.4452 | 15 | 0.098 | - | 21 | 8 | 8
6610 | 75.4566 | 15 | 0.098 | - | 21 | 8 | 8
6611 | 75.468 | 15 | 0.098 | - | 21 | 8 | 8
6612 | 75.4795 | 15 | 0.098 | - | 21 | 8 | 8
6613 | 75.4909 | 15 | 0.098 | - | 21 | 8 | 8
6614 | 75.5023 | 15 | 0.098 | - | 21 | 8 | 8
6615 | 75.5137 | 15 | 0.098 | - | 21 | 8 | 8
6616 | 75.5251 | 15 | 0.098 | - | 21 | 8 | 8
6617 | 75.5365 | 15 | 0.098 | - | 21 | 8 | 8
6618 | 75.5479 | 15 | 0.098 | - | 21 | 8 | 8
6619 | 75.5594 | 15 | 0.098 | - | 21 | 8 | 8
6620 | 75.5708 | 15 | 0.098 | - | 21 | 8 | 8
6621 | 75.5822 | 15 | 0.098 | - | 21 | 8 | 8
6622 | 75.5936 | 15 | 0.098 | - | 21 | 8 | 8
6623 | 75.605 | 15 | 0.098 | - | 21 | 8 | 8
6624 | 75.6164 | 15 | 0.097 | - | 21 | 8 | 8
6625 | 75.6279 | 15 | 0.097 | - | 21 | 8 | 8
6626 | 75.6393 | 15 | 0.097 | - | 21 | 8 | 8
6627 | 75.6507 | 15 | 0.097 | - | 21 | 8 | 8
6628 | 75.6621 | 15 | 0.097 | - | 21 | 8 | 8
6629 | 75.6735 | 15 | 0.097 | - | 21 | 8 | 8
6630 | 75.6849 | 15 | 0.097 | - | 21 | 8 | 8
6631 | 75.6963 | 15 | 0.097 | - | 21 | 8 | 8
6632 | 75.7078 | 15 | 0.097 | - | 21 | 8 | 8
6633 | 75.7192 | 15 | 0.097 | - | 21 | 8 | 8
6634 | 75.7306 | 15 | 0.097 | - | 21 | 8 | 8
6635 | 75.742 | 15 | 0.097 | - | 21 | 8 | 8
6636 | 75.7534 | 15 | 0.097 | - | 21 | 8 | 8
6637 | 75.7648 | 15 | 0.097 | - | 21 | 8 | 8
6638 | 75.7763 | 15 | 0.097 | - | 21 | 8 | 8
6639 | 75.7877 | 15 | 0.097 | - | 21 | 8 | 8
6640 | 75.7991 | 15 | 0.097 | - | 21 | 8 | 8
6641 | 75.8105 | 15 | 0.097 | - | 21 | 8 | 8
6642 | 75.8219 | 15 | 0.097 | - | 21 | 8 | 8
6643 | 75.8333 | 15 | 0.097 | - | 21 | 8 | 8
6644 | 75.8447 | 15 | 0.097 | - | 21 | 8 | 8
6645 | 75.8562 | 15 | 0.097 | - | 21 | 8 | 8
6646 | 75.8676 | 15 | 0.097 | - | 21 | 8 | 8
6647 | 75.879 | 15 | 0.097 | - | 21 | 8 | 8
6648 | 75.8904 | 15 | 0.097 | - | 21 | 8 | 8
6649 | 75.9018 | 15 | 0.097 | - | 21 | 8 | 8
6650 | 75.9132 | 15 | 0.097 | - | 21 | 8 | 8
6651 | 75.9247 | 15 | 0.097 | - | 21 | 8 | 8
6652 | 75.9361 | 15 | 0.097 | - | 21 | 8 | 8
6653 | 75.9475 | 15 | 0.097 | - | 21 | 8 | 8
6654 | 75.9589 | 15 | 0.097 | - | 21 | 8 | 8
6655 | 75.9703 | 15 | 0.097 | - | 21 | 8 | 8
6656 | 75.9817 | 15 | 0.097 | - | 21 | 8 | 8
6657 | 75.9932 | 15 | 0.097 | - | 21 | 8 | 8
6658 | 76.0046 | 15 | 0.097 | - | 21 | 8 | 8
6659 | 76.016 | 15 | 0.097 | - | 21 | 8 | 8
6660 | 76.0274 | 15 | 0.097 | - | 21 | 8 | 8
6661 | 76.0388 | 15 | 0.097 | - | 21 | 8 | 8
6662 | 76.0502 | 15 | 0.097 | - | 21 | 8 | 8
6663 | 76.0616 | 15 | 0.097 | - | 21 | 8 | 8
6664 | 76.0731 | 15 | 0.097 | - | 21 | 8 | 8
6665 | 76.0845 | 15 | 0.097 | - | 21 | 8 | 8
6666 | 76.0959 | 15 | 0.097 | - | 21 | 8 | 8
6667 | 76.1073 | 15 | 0.097 | - | 21 | 8 | 8
6668 | 76.1187 | 15 | 0.097 | - | 21 | 8 | 8
6669 | 76.1301 | 15 | 0.097 | - | 21 | 8 | 8
6670 | 76.1416 | 15 | 0.097 | - | 21 | 8 | 8
6671 | 76.153 | 15 | 0.097 | - | 21 | 8 | 8
6672 | 76.1644 | 15 | 0.097 | - | 21 | 8 | 8
6673 | 76.1758 | 15 | 0.097 | - | 21 | 8 | 8
6674 | 76.1872 | 15 | 0.097 | - | 21 | 8 | 8
6675 | 76.1986 | 15 | 0.097 | - | 21 | 8 | 8
6676 | 76.21 | 15 | 0.097 | - | 21 | 8 | 8
6677 | 76.2215 | 15 | 0.097 | - | 21 | 8 | 8
6678 | 76.2329 | 15 | 0.097 | - | 21 | 8 | 8
6679 | 76.2443 | 15 | 0.097 | - | 21 | 8 | 8
6680 | 76.2557 | 15 | 0.097 | - | 21 | 8 | 8
6681 | 76.2671 | 15 | 0.097 | - | 21 | 8 | 8
6682 | 76.2785 | 15 | 0.097 | - | 21 | 8 | 8
6683 | 76.29 | 15 | 0.097 | - | 21 | 8 | 8
6684 | 76.3014 | 15 | 0.097 | - | 21 | 8 | 8
6685 | 76.3128 | 15 | 0.097 | - | 21 | 8 | 8
6686 | 76.3242 | 15 | 0.097 | - | 21 | 8 | 8
6687 | 76.3356 | 15 | 0.097 | - | 21 | 8 | 8
6688 | 76.347 | 15 | 0.097 | - | 21 | 8 | 8
6689 | 76.3584 | 15 | 0.097 | - | 21 | 8 | 8
6690 | 76.3699 | 15 | 0.097 | - | 21 | 8 | 8
6691 | 76.3813 | 15 | 0.097 | - | 21 | 8 | 8
6692 | 76.3927 | 15 | 0.096 | - | 21 | 8 | 8
6693 | 76.4041 | 15 | 0.096 | - | 21 | 8 | 8
6694 | 76.4155 | 15 | 0.096 | - | 21 | 8 | 8
6695 | 76.4269 | 15 | 0.096 | - | 21 | 8 | 8
6696 | 76.4384 | 15 | 0.096 | - | 21 | 8 | 8
6697 | 76.4498 | 15 | 0.096 | - | 21 | 8 | 8
6698 | 76.4612 | 15 | 0.096 | - | 21 | 8 | 8
6699 | 76.4726 | 15 | 0.096 | - | 21 | 8 | 8
6700 | 76.484 | 15 | 0.096 | - | 21 | 8 | 8
6701 | 76.4954 | 15 | 0.096 | - | 21 | 8 | 8
6702 | 76.5068 | 15 | 0.096 | - | 21 | 8 | 8
6703 | 76.5183 | 15 | 0.096 | - | 21 | 8 | 8
6704 | 76.5297 | 15 | 0.096 | - | 21 | 8 | 8
6705 | 76.5411 | 15 | 0.096 | - | 21 | 8 | 8
6706 | 76.5525 | 15 | 0.096 | - | 21 | 8 | 8
6707 | 76.5639 | 15 | 0.096 | - | 21 | 8 | 8
6708 | 76.5753 | 15 | 0.096 | - | 21 | 8 | 8
6709 | 76.5868 | 15 | 0.096 | - | 21 | 8 | 8
6710 | 76.5982 | 15 | 0.096 | - | 21 | 8 | 8
6711 | 76.6096 | 15 | 0.096 | - | 21 | 8 | 8
6712 | 76.621 | 15 | 0.096 | - | 21 | 8 | 8
6713 | 76.6324 | 15 | 0.096 | - | 21 | 8 | 8
6714 | 76.6438 | 15 | 0.096 | - | 21 | 8 | 8
6715 | 76.6553 | 15 | 0.096 | - | 21 | 8 | 8
6716 | 76.6667 | 15 | 0.096 | - | 21 | 8 | 8
6717 | 76.6781 | 15 | 0.096 | - | 21 | 8 | 8
6718 | 76.6895 | 15 | 0.096 | - | 21 | 8 | 8
6719 | 76.7009 | 15 | 0.096 | - | 21 | 8 | 8
6720 | 76.7123 | 15 | 0.096 | - | 21 | 8 | 8
6721 | 76.7237 | 15 | 0.096 | - | 21 | 8 | 8
6722 | 76.7352 | 15 | 0.096 | - | 21 | 8 | 8
6723 | 76.7466 | 15 | 0.096 | - | 21 | 8 | 8
6724 | 76.758 | 15 | 0.096 | - | 21 | 8 | 8
6725 | 76.7694 | 15 | 0.096 | - | 21 | 8 | 8
6726 | 76.7808 | 15 | 0.096 | - | 21 | 8 | 8
6727 | 76.7922 | 15 | 0.096 | - | 21 | 8 | 8
6728 | 76.8037 | 15 | 0.096 | - | 21 | 8 | 8
6729 | 76.8151 | 15 | 0.096 | - | 21 | 8 | 8
6730 | 76.8265 | 15 | 0.096 | - | 21 | 8 | 8
6731 | 76.8379 | 15 | 0.096 | - | 21 | 8 | 8
6732 | 76.8493 | 15 | 0.096 | - | 21 | 8 | 8
6733 | 76.8607 | 15 | 0.096 | - | 21 | 8 | 8
6734 | 76.8721 | 15 | 0.096 | - | 21 | 8 | 8
6735 | 76.8836 | 15 | 0.096 | - | 21 | 8 | 8
6736 | 76.895 | 15 | 0.096 | - | 21 | 8 | 8
6737 | 76.9064 | 15 | 0.096 | - | 21 | 8 | 8
6738 | 76.9178 | 15 | 0.096 | - | 21 | 8 | 8
6739 | 76.9292 | 15 | 0.096 | - | 21 | 8 | 8
6740 | 76.9406 | 15 | 0.096 | - | 21 | 8 | 8
6741 | 76.9521 | 15 | 0.096 | - | 21 | 8 | 8
6742 | 76.9635 | 15 | 0.096 | - | 21 | 8 | 8
6743 | 76.9749 | 15 | 0.096 | - | 21 | 8 | 8
6744 | 76.9863 | 15 | 0.096 | - | 21 | 8 | 8
6745 | 76.9977 | 15 | 0.096 | - | 21 | 8 | 8
6746 | 77.0091 | 15 | 0.096 | - | 21 | 8 | 8
6747 | 77.0205 | 15 | 0.096 | - | 21 | 8 | 8
6748 | 77.032 | 15 | 0.096 | - | 21 | 8 | 8
6749 | 77.0434 | 15 | 0.096 | - | 21 | 8 | 8
6750 | 77.0548 | 15 | 0.096 | - | 21 | 8 | 8
6751 | 77.0662 | 15 | 0.096 | - | 21 | 8 | 8
6752 | 77.0776 | 15 | 0.096 | - | 21 | 8 | 8
6753 | 77.089 | 15 | 0.096 | - | 21 | 8 | 8
6754 | 77.1005 | 15 | 0.096 | - | 21 | 8 | 8
6755 | 77.1119 | 15 | 0.096 | - | 21 | 8 | 8
6756 | 77.1233 | 15 | 0.096 | - | 21 | 8 | 8
6757 | 77.1347 | 15 | 0.096 | - | 21 | 8 | 8
6758 | 77.1461 | 15 | 0.096 | - | 21 | 8 | 8
6759 | 77.1575 | 15 | 0.096 | - | 21 | 8 | 8
6760 | 77.1689 | 15 | 0.096 | - | 21 | 8 | 8
6761 | 77.1804 | 15 | 0.096 | - | 21 | 8 | 8
6762 | 77.1918 | 15 | 0.096 | - | 21 | 8 | 8
6763 | 77.2032 | 15 | 0.096 | - | 21 | 8 | 8
6764 | 77.2146 | 15 | 0.096 | - | 21 | 8 | 8
6765 | 77.226 | 15 | 0.096 | - | 21 | 8 | 8
6766 | 77.2374 | 15 | 0.096 | - | 21 | 8 | 8
6767 | 77.2489 | 15 | 0.096 | - | 21 | 8 | 8
6768 | 77.2603 | 15 | 0.096 | - | 21 | 8 | 8
6769 | 77.2717 | 15 | 0.096 | - | 21 | 8 | 8
6770 | 77.2831 | 15 | 0.096 | - | 21 | 8 | 8
6771 | 77.2945 | 15 | 0.096 | - | 21 | 8 | 8
6772 | 77.3059 | 15 | 0.096 | - | 21 | 8 | 8
6773 | 77.3174 | 15 | 0.096 | - | 21 | 8 | 8
6774 | 77.3288 | 15 | 0.096 | - | 21 | 8 | 8
6775 | 77.3402 | 15 | 0.096 | - | 21 | 8 | 8
6776 | 77.3516 | 15 | 0.096 | - | 21 | 8 | 8
6777 | 77.363 | 15 | 0.096 | - | 21 | 8 | 8
6778 | 77.3744 | 15 | 0.096 | - | 21 | 8 | 8
6779 | 77.3858 | 15 | 0.096 | - | 21 | 8 | 8
6780 | 77.3973 | 15 | 0.096 | - | 21 | 8 | 8
6781 | 77.4087 | 15 | 0.095 | - | 21 | 8 | 8
6782 | 77.4201 | 15 | 0.095 | - | 21 | 8 | 8
6783 | 77.4315 | 15 | 0.095 | - | 21 | 8 | 8
6784 | 77.4429 | 15 | 0.095 | - | 21 | 8 | 8
6785 | 77.4543 | 15 | 0.095 | - | 21 | 8 | 8
6786 | 77.4658 | 15 | 0.095 | - | 21 | 8 | 8
6787 | 77.4772 | 15 | 0.095 | - | 21 | 8 | 8
6788 | 77.4886 | 15 | 0.095 | - | 21 | 8 | 8
6789 | 77.5 | 15 | 0.095 | - | 21 | 8 | 8
6790 | 77.5114 | 15 | 0.095 | - | 21 | 8 | 8
6791 | 77.5228 | 15 | 0.095 | - | 21 | 8 | 8
6792 | 77.5342 | 15 | 0.095 | - | 21 | 8 | 8
6793 | 77.5457 | 15 | 0.095 | - | 21 | 8 | 8
6794 | 77.5571 | 15 | 0.095 | - | 21 | 8 | 8
6795 | 77.5685 | 15 | 0.095 | - | 21 | 8 | 8
6796 | 77.5799 | 15 | 0.095 | - | 21 | 8 | 8
6797 | 77.5913 | 15 | 0.095 | - | 21 | 8 | 8
6798 | 77.6027 | 15 | 0.095 | - | 21 | 8 | 8
6799 | 77.6142 | 15 | 0.095 | - | 21 | 8 | 8
6800 | 77.6256 | 15 | 0.095 | - | 21 | 8 | 8
6801 | 77.637 | 15 | 0.095 | - | 21 | 8 | 8
6802 | 77.6484 | 15 | 0.095 | - | 21 | 8 | 8
6803 | 77.6598 | 15 | 0.095 | - | 21 | 8 | 8
6804 | 77.6712 | 15 | 0.095 | - | 21 | 8 | 8
6805 | 77.6826 | 15 | 0.095 | - | 21 | 8 | 8
6806 | 77.6941 | 15 | 0.095 | - | 21 | 8 | 8
6807 | 77.7055 | 15 | 0.095 | - | 21 | 8 | 8
6808 | 77.7169 | 15 | 0.095 | - | 21 | 8 | 8
6809 | 77.7283 | 15 | 0.095 | - | 21 | 8 | 8
6810 | 77.7397 | 15 | 0.095 | - | 21 | 8 | 8
6811 | 77.7511 | 15 | 0.095 | - | 21 | 8 | 8
6812 | 77.7626 | 15 | 0.095 | - | 21 | 8 | 8
6813 | 77.774 | 15 | 0.095 | - | 21 | 8 | 8
6814 | 77.7854 | 15 | 0.095 | - | 21 | 8 | 8
6815 | 77.7968 | 15 | 0.095 | - | 21 | 8 | 8
6816 | 77.8082 | 15 | 0.095 | - | 21 | 8 | 8
6817 | 77.8196 | 15 | 0.095 | - | 21 | 8 | 8
6818 | 77.8311 | 15 | 0.095 | - | 21 | 8 | 8
6819 | 77.8425 | 15 | 0.095 | - | 21 | 8 | 8
6820 | 77.8539 | 15 | 0.095 | - | 21 | 8 | 8
6821 | 77.8653 | 15 | 0.095 | - | 21 | 8 | 8
6822 | 77.8767 | 15 | 0.095 | - | 21 | 8 | 8
6823 | 77.8881 | 15 | 0.095 | - | 21 | 8 | 8
6824 | 77.8995 | 15 | 0.095 | - | 21 | 8 | 8
6825 | 77.911 | 15 | 0.095 | - | 21 | 8 | 8
6826 | 77.9224 | 15 | 0.095 | - | 21 | 8 | 8
6827 | 77.9338 | 15 | 0.095 | - | 21 | 8 | 8
6828 | 77.9452 | 15 | 0.095 | - | 21 | 8 | 8
6829 | 77.9566 | 15 | 0.095 | - | 21 | 8 | 8
6830 | 77.968 | 15 | 0.095 | - | 21 | 8 | 8
6831 | 77.9795 | 15 | 0.095 | - | 21 | 8 | 8
6832 | 77.9909 | 15 | 0.095 | - | 21 | 8 | 8
6833 | 78.0023 | 15 | 0.095 | - | 21 | 8 | 8
6834 | 78.0137 | 15 | 0.095 | - | 21 | 8 | 8
6835 | 78.0251 | 15 | 0.095 | - | 21 | 8 | 8
6836 | 78.0365 | 15 | 0.095 | - | 21 | 8 | 8
6837 | 78.0479 | 15 | 0.095 | - | 21 | 8 | 8
6838 | 78.0594 | 15 | 0.095 | - | 21 | 8 | 8
6839 | 78.0708 | 15 | 0.095 | - | 21 | 8 | 8
6840 | 78.0822 | 15 | 0.095 | - | 21 | 8 | 8
6841 | 78.0936 | 15 | 0.095 | - | 21 | 8 | 8
6842 | 78.105 | 15 | 0.095 | - | 21 | 8 | 8
6843 | 78.1164 | 15 | 0.095 | - | 21 | 8 | 8
6844 | 78.1279 | 15 | 0.095 | - | 21 | 8 | 8
6845 | 78.1393 | 15 | 0.095 | - | 21 | 8 | 8
6846 | 78.1507 | 15 | 0.095 | - | 21 | 8 | 8
6847 | 78.1621 | 15 | 0.095 | - | 21 | 8 | 8
6848 | 78.1735 | 15 | 0.095 | - | 21 | 8 | 8
6849 | 78.1849 | 15 | 0.095 | - | 21 | 8 | 8
6850 | 78.1963 | 15 | 0.095 | - | 21 | 8 | 8
6851 | 78.2078 | 15 | 0.095 | - | 21 | 8 | 8
6852 | 78.2192 | 15 | 0.095 | - | 21 | 8 | 8
6853 | 78.2306 | 15 | 0.095 | - | 21 | 8 | 8
6854 | 78.242 | 15 | 0.095 | - | 21 | 8 | 8
6855 | 78.2534 | 15 | 0.095 | - | 21 | 8 | 8
6856 | 78.2648 | 15 | 0.095 | - | 21 | 8 | 8
6857 | 78.2763 | 15 | 0.095 | - | 21 | 8 | 8
6858 | 78.2877 | 15 | 0.095 | - | 21 | 8 | 8
6859 | 78.2991 | 15 | 0.095 | - | 21 | 8 | 8
6860 | 78.3105 | 15 | 0.095 | - | 21 | 8 | 8
6861 | 78.3219 | 15 | 0.095 | - | 21 | 8 | 8
6862 | 78.3333 | 15 | 0.095 | - | 21 | 8 | 8
6863 | 78.3447 | 15 | 0.095 | - | 21 | 8 | 8
6864 | 78.3562 | 15 | 0.095 | - | 21 | 8 | 8
6865 | 78.3676 | 15 | 0.095 | - | 21 | 8 | 8
6866 | 78.379 | 15 | 0.095 | - | 21 | 8 | 8
6867 | 78.3904 | 15 | 0.095 | - | 21 | 8 | 8
6868 | 78.4018 | 15 | 0.095 | - | 21 | 8 | 8
6869 | 78.4132 | 15 | 0.095 | - | 21 | 8 | 8
6870 | 78.4247 | 15 | 0.095 | - | 21 | 8 | 8
6871 | 78.4361 | 15 | 0.095 | - | 21 | 8 | 8
6872 | 78.4475 | 15 | 0.095 | - | 21 | 8 | 8
6873 | 78.4589 | 15 | 0.095 | - | 21 | 8 | 8
6874 | 78.4703 | 15 | 0.095 | - | 21 | 8 | 8
6875 | 78.4817 | 15 | 0.095 | - | 21 | 8 | 8
6876 | 78.4932 | 15 | 0.095 | - | 21 | 8 | 8
6877 | 78.5046 | 15 | 0.095 | - | 21 | 8 | 8
6878 | 78.516 | 15 | 0.095 | - | 21 | 8 | 8
6879 | 78.5274 | 15 | 0.095 | - | 21 | 8 | 8
6880 | 78.5388 | 15 | 0.094 | - | 21 | 8 | 8
6881 | 78.5502 | 15 | 0.094 | - | 21 | 8 | 8
6882 | 78.5616 | 15 | 0.094 | - | 21 | 8 | 8
6883 | 78.5731 | 15 | 0.094 | - | 21 | 8 | 8
6884 | 78.5845 | 15 | 0.094 | - | 21 | 8 | 8
6885 | 78.5959 | 15 | 0.094 | - | 21 | 8 | 8
6886 | 78.6073 | 15 | 0.094 | - | 21 | 8 | 8
6887 | 78.6187 | 15 | 0.094 | - | 21 | 8 | 8
6888 | 78.6301 | 15 | 0.094 | - | 21 | 8 | 8
6889 | 78.6416 | 15 | 0.094 | - | 21 | 8 | 8
6890 | 78.653 | 15 | 0.094 | - | 21 | 8 | 8
6891 | 78.6644 | 15 | 0.094 | - | 21 | 8 | 8
6892 | 78.6758 | 15 | 0.094 | - | 21 | 8 | 8
6893 | 78.6872 | 15 | 0.094 | - | 21 | 8 | 8
6894 | 78.6986 | 15 | 0.094 | - | 21 | 8 | 8
6895 | 78.71 | 15 | 0.094 | - | 21 | 8 | 8
6896 | 78.7215 | 15 | 0.094 | - | 21 | 8 | 8
6897 | 78.7329 | 15 | 0.094 | - | 21 | 8 | 8
6898 | 78.7443 | 15 | 0.094 | - | 21 | 8 | 8
6899 | 78.7557 | 15 | 0.094 | - | 21 | 8 | 8
6900 | 78.7671 | 15 | 0.094 | - | 21 | 8 | 8
6901 | 78.7785 | 15 | 0.094 | - | 21 | 8 | 8
6902 | 78.79 | 15 | 0.094 | - | 21 | 8 | 8
6903 | 78.8014 | 15 | 0.094 | - | 21 | 8 | 8
6904 | 78.8128 | 15 | 0.094 | - | 21 | 8 | 8
6905 | 78.8242 | 15 | 0.094 | - | 21 | 8 | 8
6906 | 78.8356 | 15 | 0.094 | - | 21 | 8 | 8
6907 | 78.847 | 15 | 0.094 | - | 21 | 8 | 8
6908 | 78.8584 | 15 | 0.094 | - | 21 | 8 | 8
6909 | 78.8699 | 15 | 0.094 | - | 21 | 8 | 8
6910 | 78.8813 | 15 | 0.094 | - | 21 | 8 | 8
6911 | 78.8927 | 15 | 0.094 | - | 21 | 8 | 8
6912 | 78.9041 | 15 | 0.094 | - | 21 | 8 | 8
6913 | 78.9155 | 15 | 0.094 | - | 21 | 8 | 8
6914 | 78.9269 | 15 | 0.094 | - | 21 | 8 | 8
6915 | 78.9384 | 15 | 0.094 | - | 21 | 8 | 8
6916 | 78.9498 | 15 | 0.094 | - | 21 | 8 | 8
6917 | 78.9612 | 15 | 0.094 | - | 21 | 8 | 8
6918 | 78.9726 | 15 | 0.094 | - | 21 | 8 | 8
6919 | 78.984 | 15 | 0.094 | - | 21 | 8 | 8
6920 | 78.9954 | 15 | 0.094 | - | 21 | 8 | 8
6921 | 79.0068 | 15 | 0.094 | - | 21 | 8 | 8
6922 | 79.0183 | 15 | 0.094 | - | 21 | 8 | 8
6923 | 79.0297 | 15 | 0.094 | - | 21 | 8 | 8
6924 | 79.0411 | 15 | 0.094 | - | 21 | 8 | 8
6925 | 79.0525 | 15 | 0.094 | - | 21 | 8 | 8
6926 | 79.0639 | 15 | 0.094 | - | 21 | 8 | 8
6927 | 79.0753 | 15 | 0.094 | - | 21 | 8 | 8
6928 | 79.0868 | 15 | 0.094 | - | 21 | 8 | 8
6929 | 79.0982 | 15 | 0.094 | - | 21 | 8 | 8
6930 | 79.1096 | 15 | 0.094 | - | 21 | 8 | 8
6931 | 79.121 | 15 | 0.094 | - | 21 | 8 | 8
6932 | 79.1324 | 15 | 0.094 | - | 21 | 8 | 8
6933 | 79.1438 | 15 | 0.094 | - | 21 | 8 | 8
6934 | 79.1553 | 15 | 0.094 | - | 21 | 8 | 8
6935 | 79.1667 | 15 | 0.094 | - | 21 | 8 | 8
6936 | 79.1781 | 15 | 0.094 | - | 21 | 8 | 8
6937 | 79.1895 | 15 | 0.094 | - | 21 | 8 | 8
6938 | 79.2009 | 15 | 0.094 | - | 21 | 8 | 8
6939 | 79.2123 | 15 | 0.094 | - | 21 | 8 | 8
6940 | 79.2237 | 15 | 0.094 | - | 21 | 8 | 8
6941 | 79.2352 | 15 | 0.094 | - | 21 | 8 | 8
6942 | 79.2466 | 15 | 0.094 | - | 21 | 8 | 8
6943 | 79.258 | 15 | 0.094 | - | 21 | 8 | 8
6944 | 79.2694 | 15 | 0.094 | - | 21 | 8 | 8
6945 | 79.2808 | 15 | 0.094 | - | 21 | 8 | 8
6946 | 79.2922 | 15 | 0.094 | - | 21 | 8 | 8
6947 | 79.3037 | 15 | 0.094 | - | 21 | 8 | 8
6948 | 79.3151 | 15 | 0.094 | - | 21 | 8 | 8
6949 | 79.3265 | 15 | 0.094 | - | 21 | 8 | 8
6950 | 79.3379 | 15 | 0.094 | - | 21 | 8 | 8
6951 | 79.3493 | 15 | 0.094 | - | 21 | 8 | 8
6952 | 79.3607 | 15 | 0.094 | - | 21 | 8 | 8
6953 | 79.3721 | 15 | 0.094 | - | 21 | 8 | 8
6954 | 79.3836 | 15 | 0.094 | - | 21 | 8 | 8
6955 | 79.395 | 15 | 0.094 | - | 21 | 8 | 8
6956 | 79.4064 | 15 | 0.094 | - | 21 | 8 | 8
6957 | 79.4178 | 15 | 0.094 | - | 21 | 8 | 8
6958 | 79.4292 | 15 | 0.094 | - | 21 | 8 | 8
6959 | 79.4406 | 15 | 0.094 | - | 21 | 8 | 8
6960 | 79.4521 | 15 | 0.094 | - | 21 | 8 | 8
6961 | 79.4635 | 15 | 0.094 | - | 21 | 8 | 8
6962 | 79.4749 | 15 | 0.094 | - | 21 | 8 | 8
6963 | 79.4863 | 15 | 0.094 | - | 21 | 8 | 8
6964 | 79.4977 | 15 | 0.094 | - | 21 | 8 | 8
6965 | 79.5091 | 15 | 0.094 | - | 21 | 8 | 8
6966 | 79.5205 | 15 | 0.094 | - | 21 | 8 | 8
6967 | 79.532 | 15 | 0.094 | - | 21 | 8 | 8
6968 | 79.5434 | 15 | 0.094 | - | 21 | 8 | 8
6969 | 79.5548 | 15 | 0.094 | - | 21 | 8 | 8
6970 | 79.5662 | 15 | 0.094 | - | 21 | 8 | 8
6971 | 79.5776 | 15 | 0.094 | - | 21 | 8 | 8
6972 | 79.589 | 15 | 0.094 | - | 21 | 8 | 8
6973 | 79.6005 | 15 | 0.094 | - | 21 | 8 | 8
6974 | 79.6119 | 15 | 0.094 | - | 21 | 8 | 8
6975 | 79.6233 | 15 | 0.094 | - | 21 | 8 | 8
6976 | 79.6347 | 15 | 0.094 | - | 21 | 8 | 8
6977 | 79.6461 | 15 | 0.094 | - | 21 | 8 | 8
6978 | 79.6575 | 15 | 0.094 | - | 21 | 8 | 8
6979 | 79.6689 | 15 | 0.094 | - | 21 | 8 | 8
6980 | 79.6804 | 15 | 0.094 | - | 21 | 8 | 8
6981 | 79.6918 | 15 | 0.094 | - | 21 | 8 | 8
6982 | 79.7032 | 15 | 0.094 | - | 21 | 8 | 8
6983 | 79.7146 | 15 | 0.094 | - | 21 | 8 | 8
6984 | 79.726 | 15 | 0.094 | - | 21 | 8 | 8
6985 | 79.7374 | 15 | 0.094 | - | 21 | 8 | 8
6986 | 79.7489 | 15 | 0.094 | - | 21 | 8 | 8
6987 | 79.7603 | 15 | 0.094 | - | 21 | 8 | 8
6988 | 79.7717 | 15 | 0.094 | - | 21 | 8 | 8
6989 | 79.7831 | 15 | 0.094 | - | 21 | 8 | 8
6990 | 79.7945 | 15 | 0.094 | - | 21 | 8 | 8
6991 | 79.8059 | 15 | 0.094 | - | 21 | 8 | 8
6992 | 79.8174 | 15 | 0.094 | - | 21 | 8 | 8
6993 | 79.8288 | 15 | 0.094 | - | 21 | 8 | 8
6994 | 79.8402 | 15 | 0.094 | - | 21 | 8 | 8
6995 | 79.8516 | 15 | 0.094 | - | 21 | 8 | 8
6996 | 79.863 | 15 | 0.093 | - | 21 | 8 | 8
6997 | 79.8744 | 15 | 0.093 | - | 21 | 8 | 8
6998 | 79.8858 | 15 | 0.093 | - | 21 | 8 | 8
6999 | 79.8973 | 15 | 0.093 | - | 21 | 8 | 8
7000 | 79.9087 | 15 | 0.093 | - | 21 | 8 | 8
7001 | 79.9201 | 15 | 0.093 | - | 21 | 8 | 8
7002 | 79.9315 | 15 | 0.093 | - | 21 | 8 | 8
7003 | 79.9429 | 15 | 0.093 | - | 21 | 8 | 8
7004 | 79.9543 | 15 | 0.093 | - | 21 | 8 | 8
7005 | 79.9658 | 15 | 0.093 | - | 21 | 8 | 8
7006 | 79.9772 | 15 | 0.093 | - | 21 | 8 | 8
7007 | 79.9886 | 15 | 0.093 | - | 21 | 8 | 8
7008 | 80 | 14 | 0.093 | - | 21 | 8 | 8
7009 | 80.0114 | 14 | 0.093 | - | 21 | 8 | 8
7010 | 80.0228 | 14 | 0.093 | - | 21 | 8 | 8
7011 | 80.0342 | 14 | 0.093 | - | 21 | 8 | 8
7012 | 80.0457 | 14 | 0.093 | - | 21 | 8 | 8
7013 | 80.0571 | 14 | 0.093 | - | 21 | 8 | 8
7014 | 80.0685 | 14 | 0.093 | - | 21 | 8 | 8
7015 | 80.0799 | 14 | 0.093 | - | 21 | 8 | 8
7016 | 80.0913 | 14 | 0.093 | - | 21 | 8 | 8
7017 | 80.1027 | 14 | 0.093 | - | 21 | 8 | 8
7018 | 80.1142 | 14 | 0.093 | - | 21 | 8 | 8
7019 | 80.1256 | 14 | 0.093 | - | 21 | 8 | 8
7020 | 80.137 | 14 | 0.093 | - | 21 | 8 | 8
7021 | 80.1484 | 14 | 0.093 | - | 21 | 8 | 8
7022 | 80.1598 | 14 | 0.093 | - | 21 | 8 | 8
7023 | 80.1712 | 14 | 0.093 | - | 21 | 8 | 8
7024 | 80.1826 | 14 | 0.093 | - | 21 | 8 | 8
7025 | 80.1941 | 14 | 0.093 | - | 21 | 8 | 8
7026 | 80.2055 | 14 | 0.093 | - | 21 | 8 | 8
7027 | 80.2169 | 14 | 0.093 | - | 21 | 8 | 8
7028 | 80.2283 | 14 | 0.093 | - | 21 | 8 | 8
7029 | 80.2397 | 14 | 0.093 | - | 21 | 8 | 8
7030 | 80.2511 | 14 | 0.093 | - | 21 | 8 | 8
7031 | 80.2626 | 14 | 0.093 | - | 21 | 8 | 8
7032 | 80.274 | 14 | 0.093 | - | 21 | 8 | 8
7033 | 80.2854 | 14 | 0.093 | - | 21 | 8 | 8
7034 | 80.2968 | 14 | 0.093 | - | 21 | 8 | 8
7035 | 80.3082 | 14 | 0.093 | - | 21 | 8 | 8
7036 | 80.3196 | 14 | 0.093 | - | 21 | 8 | 8
7037 | 80.3311 | 14 | 0.093 | - | 21 | 8 | 8
7038 | 80.3425 | 14 | 0.093 | - | 21 | 8 | 8
7039 | 80.3539 | 14 | 0.093 | - | 21 | 8 | 8
7040 | 80.3653 | 14 | 0.093 | - | 21 | 8 | 8
7041 | 80.3767 | 14 | 0.093 | - | 21 | 8 | 8
7042 | 80.3881 | 14 | 0.093 | - | 21 | 8 | 8
7043 | 80.3995 | 14 | 0.093 | - | 21 | 8 | 8
7044 | 80.411 | 14 | 0.093 | - | 21 | 8 | 8
7045 | 80.4224 | 14 | 0.093 | - | 21 | 8 | 8
7046 | 80.4338 | 14 | 0.093 | - | 21 | 8 | 8
7047 | 80.4452 | 14 | 0.093 | - | 21 | 8 | 8
7048 | 80.4566 | 14 | 0.093 | - | 21 | 8 | 8
7049 | 80.468 | 14 | 0.093 | - | 21 | 8 | 8
7050 | 80.4795 | 14 | 0.093 | - | 21 | 8 | 8
7051 | 80.4909 | 14 | 0.093 | - | 21 | 8 | 8
7052 | 80.5023 | 14 | 0.093 | - | 21 | 8 | 8
7053 | 80.5137 | 14 | 0.093 | - | 21 | 8 | 8
7054 | 80.5251 | 14 | 0.093 | - | 21 | 8 | 8
7055 | 80.5365 | 14 | 0.093 | - | 21 | 8 | 8
7056 | 80.5479 | 14 | 0.093 | - | 21 | 8 | 8
7057 | 80.5594 | 14 | 0.093 | - | 21 | 8 | 8
7058 | 80.5708 | 14 | 0.093 | - | 21 | 8 | 8
7059 | 80.5822 | 14 | 0.093 | - | 21 | 8 | 8
7060 | 80.5936 | 14 | 0.093 | - | 21 | 8 | 8
7061 | 80.605 | 14 | 0.093 | - | 21 | 8 | 8
7062 | 80.6164 | 14 | 0.093 | - | 21 | 8 | 8
7063 | 80.6279 | 14 | 0.093 | - | 21 | 8 | 8
7064 | 80.6393 | 14 | 0.093 | - | 21 | 8 | 8
7065 | 80.6507 | 14 | 0.093 | - | 21 | 8 | 7
7066 | 80.6621 | 14 | 0.093 | - | 21 | 8 | 7
7067 | 80.6735 | 14 | 0.093 | - | 21 | 8 | 7
7068 | 80.6849 | 14 | 0.093 | - | 21 | 8 | 7
7069 | 80.6963 | 14 | 0.093 | - | 21 | 8 | 7
7070 | 80.7078 | 14 | 0.093 | - | 21 | 8 | 7
7071 | 80.7192 | 14 | 0.093 | - | 21 | 8 | 7
7072 | 80.7306 | 14 | 0.093 | - | 21 | 8 | 7
7073 | 80.742 | 14 | 0.093 | - | 21 | 8 | 7
7074 | 80.7534 | 14 | 0.093 | - | 21 | 8 | 7
7075 | 80.7648 | 14 | 0.093 | - | 21 | 8 | 7
7076 | 80.7763 | 14 | 0.093 | - | 21 | 8 | 7
7077 | 80.7877 | 14 | 0.093 | - | 21 | 8 | 7
7078 | 80.7991 | 14 | 0.093 | - | 21 | 8 | 7
7079 | 80.8105 | 14 | 0.093 | - | 21 | 8 | 7
7080 | 80.8219 | 14 | 0.093 | - | 21 | 8 | 7
7081 | 80.8333 | 14 | 0.093 | - | 21 | 8 | 7
7082 | 80.8447 | 14 | 0.093 | - | 21 | 8 | 7
7083 | 80.8562 | 14 | 0.093 | - | 21 | 8 | 7
7084 | 80.8676 | 14 | 0.093 | - | 21 | 8 | 7
7085 | 80.879 | 14 | 0.093 | - | 21 | 8 | 7
7086 | 80.8904 | 14 | 0.093 | - | 21 | 8 | 7
7087 | 80.9018 | 14 | 0.093 | - | 21 | 8 | 7
7088 | 80.9132 | 14 | 0.093 | - | 21 | 8 | 7
7089 | 80.9247 | 14 | 0.093 | - | 21 | 8 | 7
7090 | 80.9361 | 14 | 0.093 | - | 21 | 8 | 7
7091 | 80.9475 | 14 | 0.093 | - | 21 | 8 | 7
7092 | 80.9589 | 14 | 0.093 | - | 21 | 8 | 7
7093 | 80.9703 | 14 | 0.093 | - | 21 | 8 | 7
7094 | 80.9817 | 14 | 0.093 | - | 21 | 8 | 7
7095 | 80.9932 | 14 | 0.093 | - | 21 | 8 | 7
7096 | 81.0046 | 14 | 0.093 | - | 21 | 8 | 7
7097 | 81.016 | 14 | 0.093 | - | 21 | 8 | 7
7098 | 81.0274 | 14 | 0.093 | - | 21 | 8 | 7
7099 | 81.0388 | 14 | 0.093 | - | 21 | 8 | 7
7100 | 81.0502 | 14 | 0.093 | - | 21 | 8 | 7
7101 | 81.0616 | 14 | 0.093 | - | 21 | 8 | 7
7102 | 81.0731 | 14 | 0.093 | - | 21 | 8 | 7
7103 | 81.0845 | 14 | 0.093 | - | 21 | 8 | 7
7104 | 81.0959 | 14 | 0.093 | - | 21 | 8 | 7
7105 | 81.1073 | 14 | 0.093 | - | 21 | 8 | 7
7106 | 81.1187 | 14 | 0.093 | - | 21 | 8 | 7
7107 | 81.1301 | 14 | 0.093 | - | 21 | 8 | 7
7108 | 81.1416 | 14 | 0.093 | - | 21 | 8 | 7
7109 | 81.153 | 14 | 0.093 | - | 21 | 8 | 7
7110 | 81.1644 | 14 | 0.093 | - | 21 | 8 | 7
7111 | 81.1758 | 14 | 0.093 | - | 21 | 8 | 7
7112 | 81.1872 | 14 | 0.093 | - | 21 | 8 | 7
7113 | 81.1986 | 14 | 0.093 | - | 21 | 8 | 7
7114 | 81.21 | 14 | 0.093 | - | 21 | 8 | 7
7115 | 81.2215 | 14 | 0.093 | - | 21 | 8 | 7
7116 | 81.2329 | 14 | 0.093 | - | 21 | 8 | 7
7117 | 81.2443 | 14 | 0.093 | - | 21 | 8 | 7
7118 | 81.2557 | 14 | 0.093 | - | 21 | 8 | 7
7119 | 81.2671 | 14 | 0.093 | - | 21 | 8 | 7
7120 | 81.2785 | 14 | 0.093 | - | 21 | 8 | 7
7121 | 81.29 | 14 | 0.093 | - | 21 | 8 | 7
7122 | 81.3014 | 14 | 0.093 | - | 21 | 8 | 7
7123 | 81.3128 | 14 | 0.093 | - | 21 | 8 | 7
7124 | 81.3242 | 14 | 0.093 | - | 21 | 8 | 7
7125 | 81.3356 | 14 | 0.093 | - | 21 | 8 | 7
7126 | 81.347 | 14 | 0.093 | - | 21 | 8 | 7
7127 | 81.3584 | 14 | 0.093 | - | 21 | 8 | 7
7128 | 81.3699 | 14 | 0.093 | - | 21 | 8 | 7
7129 | 81.3813 | 14 | 0.093 | - | 21 | 8 | 7
7130 | 81.3927 | 14 | 0.093 | - | 21 | 8 | 7
7131 | 81.4041 | 14 | 0.093 | - | 21 | 8 | 7
7132 | 81.4155 | 14 | 0.093 | - | 21 | 8 | 7
7133 | 81.4269 | 14 | 0.093 | - | 21 | 8 | 7
7134 | 81.4384 | 14 | 0.093 | - | 21 | 8 | 7
7135 | 81.4498 | 14 | 0.093 | - | 21 | 8 | 7
7136 | 81.4612 | 14 | 0.093 | - | 21 | 8 | 7
7137 | 81.4726 | 14 | 0.093 | - | 21 | 8 | 7
7138 | 81.484 | 14 | 0.093 | - | 21 | 8 | 7
7139 | 81.4954 | 14 | 0.093 | - | 21 | 8 | 7
7140 | 81.5068 | 14 | 0.093 | - | 21 | 8 | 7
7141 | 81.5183 | 14 | 0.093 | - | 21 | 8 | 7
7142 | 81.5297 | 14 | 0.093 | - | 21 | 8 | 7
7143 | 81.5411 | 14 | 0.093 | - | 21 | 8 | 7
7144 | 81.5525 | 14 | 0.093 | - | 21 | 8 | 7
7145 | 81.5639 | 14 | 0.093 | - | 21 | 7 | 7
7146 | 81.5753 | 14 | 0.093 | - | 21 | 7 | 7
7147 | 81.5868 | 14 | 0.093 | - | 21 | 7 | 7
7148 | 81.5982 | 14 | 0.093 | - | 21 | 7 | 7
7149 | 81.6096 | 14 | 0.093 | - | 21 | 7 | 7
7150 | 81.621 | 14 | 0.093 | - | 21 | 7 | 7
7151 | 81.6324 | 14 | 0.093 | - | 21 | 7 | 7
7152 | 81.6438 | 14 | 0.093 | - | 21 | 7 | 7
7153 | 81.6553 | 14 | 0.093 | - | 21 | 7 | 7
7154 | 81.6667 | 14 | 0.093 | - | 21 | 7 | 7
7155 | 81.6781 | 14 | 0.093 | - | 21 | 7 | 7
7156 | 81.6895 | 14 | 0.093 | - | 21 | 7 | 7
7157 | 81.7009 | 14 | 0.093 | - | 21 | 7 | 7
7158 | 81.7123 | 14 | 0.093 | - | 21 | 7 | 7
7159 | 81.7237 | 14 | 0.093 | - | 21 | 7 | 7
7160 | 81.7352 | 14 | 0.093 | - | 21 | 7 | 7
7161 | 81.7466 | 14 | 0.093 | - | 21 | 7 | 7
7162 | 81.758 | 14 | 0.093 | - | 21 | 7 | 7
7163 | 81.7694 | 14 | 0.093 | - | 21 | 7 | 7
7164 | 81.7808 | 14 | 0.093 | - | 21 | 7 | 7
7165 | 81.7922 | 14 | 0.093 | - | 21 | 7 | 7
7166 | 81.8037 | 14 | 0.093 | - | 21 | 7 | 7
7167 | 81.8151 | 14 | 0.093 | - | 21 | 7 | 7
7168 | 81.8265 | 14 | 0.093 | - | 21 | 7 | 7
7169 | 81.8379 | 14 | 0.093 | - | 21 | 7 | 7
7170 | 81.8493 | 14 | 0.093 | - | 21 | 7 | 7
7171 | 81.8607 | 14 | 0.093 | - | 21 | 7 | 7
7172 | 81.8721 | 14 | 0.093 | - | 21 | 7 | 7
7173 | 81.8836 | 14 | 0.093 | - | 21 | 7 | 7
7174 | 81.895 | 14 | 0.093 | - | 21 | 7 | 7
7175 | 81.9064 | 14 | 0.093 | - | 21 | 7 | 7
7176 | 81.9178 | 14 | 0.093 | - | 21 | 7 | 7
7177 | 81.9292 | 14 | 0.093 | - | 21 | 7 | 7
7178 | 81.9406 | 14 | 0.093 | - | 21 | 7 | 7
7179 | 81.9521 | 14 | 0.093 | - | 21 | 7 | 7
7180 | 81.9635 | 14 | 0.093 | - | 21 | 7 | 7
7181 | 81.9749 | 14 | 0.093 | - | 21 | 7 | 7
7182 | 81.9863 | 14 | 0.093 | - | 21 | 7 | 7
7183 | 81.9977 | 14 | 0.093 | - | 21 | 7 | 7
7184 | 82.0091 | 14 | 0.093 | - | 21 | 7 | 7
7185 | 82.0205 | 14 | 0.093 | - | 21 | 7 | 7
7186 | 82.032 | 14 | 0.093 | - | 21 | 7 | 7
7187 | 82.0434 | 14 | 0.092 | - | 21 | 7 | 7
7188 | 82.0548 | 14 | 0.092 | - | 21 | 7 | 7
7189 | 82.0662 | 14 | 0.092 | - | 21 | 7 | 7
7190 | 82.0776 | 14 | 0.092 | - | 21 | 7 | 7
7191 | 82.089 | 14 | 0.092 | - | 21 | 7 | 7
7192 | 82.1005 | 14 | 0.092 | - | 21 | 7 | 7
7193 | 82.1119 | 14 | 0.092 | - | 21 | 7 | 7
7194 | 82.1233 | 14 | 0.092 | - | 21 | 7 | 7
7195 | 82.1347 | 14 | 0.092 | - | 21 | 7 | 7
7196 | 82.1461 | 14 | 0.092 | - | 21 | 7 | 7
7197 | 82.1575 | 14 | 0.092 | - | 21 | 7 | 7
7198 | 82.1689 | 14 | 0.092 | - | 21 | 7 | 7
7199 | 82.1804 | 14 | 0.092 | - | 21 | 7 | 7
7200 | 82.1918 | 14 | 0.092 | - | 21 | 7 | 7
7201 | 82.2032 | 14 | 0.092 | - | 21 | 7 | 7
7202 | 82.2146 | 14 | 0.092 | - | 21 | 7 | 7
7203 | 82.226 | 14 | 0.092 | - | 21 | 7 | 7
7204 | 82.2374 | 14 | 0.092 | - | 21 | 7 | 7
7205 | 82.2489 | 14 | 0.092 | - | 21 | 7 | 7
7206 | 82.2603 | 14 | 0.092 | - | 21 | 7 | 7
7207 | 82.2717 | 14 | 0.092 | - | 21 | 7 | 7
7208 | 82.2831 | 14 | 0.092 | - | 21 | 7 | 7
7209 | 82.2945 | 14 | 0.092 | - | 21 | 7 | 7
7210 | 82.3059 | 14 | 0.092 | - | 21 | 7 | 7
7211 | 82.3174 | 14 | 0.092 | - | 21 | 7 | 7
7212 | 82.3288 | 14 | 0.092 | - | 21 | 7 | 7
7213 | 82.3402 | 14 | 0.092 | - | 21 | 7 | 7
7214 | 82.3516 | 14 | 0.092 | - | 21 | 7 | 7
7215 | 82.363 | 14 | 0.092 | - | 21 | 7 | 7
7216 | 82.3744 | 14 | 0.092 | - | 21 | 7 | 7
7217 | 82.3858 | 14 | 0.092 | - | 21 | 7 | 7
7218 | 82.3973 | 14 | 0.092 | - | 21 | 7 | 7
7219 | 82.4087 | 14 | 0.092 | - | 21 | 7 | 7
7220 | 82.4201 | 14 | 0.092 | - | 21 | 7 | 7
7221 | 82.4315 | 14 | 0.092 | - | 21 | 7 | 7
7222 | 82.4429 | 14 | 0.092 | - | 21 | 7 | 7
7223 | 82.4543 | 14 | 0.092 | - | 21 | 7 | 7
7224 | 82.4658 | 14 | 0.092 | - | 21 | 7 | 7
7225 | 82.4772 | 14 | 0.092 | - | 21 | 7 | 7
7226 | 82.4886 | 14 | 0.092 | - | 21 | 7 | 7
7227 | 82.5 | 14 | 0.092 | - | 21 | 7 | 7
7228 | 82.5114 | 14 | 0.092 | - | 21 | 7 | 7
7229 | 82.5228 | 14 | 0.092 | - | 21 | 7 | 7
7230 | 82.5342 | 14 | 0.092 | - | 21 | 7 | 7
7231 | 82.5457 | 14 | 0.092 | - | 21 | 7 | 7
7232 | 82.5571 | 14 | 0.092 | - | 21 | 7 | 7
7233 | 82.5685 | 14 | 0.092 | - | 21 | 7 | 7
7234 | 82.5799 | 14 | 0.092 | - | 21 | 7 | 7
7235 | 82.5913 | 14 | 0.092 | - | 21 | 7 | 7
7236 | 82.6027 | 14 | 0.092 | - | 21 | 7 | 7
7237 | 82.6142 | 14 | 0.092 | - | 21 | 7 | 7
7238 | 82.6256 | 14 | 0.092 | - | 21 | 7 | 7
7239 | 82.637 | 14 | 0.092 | - | 21 | 7 | 7
7240 | 82.6484 | 14 | 0.092 | - | 21 | 7 | 7
7241 | 82.6598 | 14 | 0.092 | - | 21 | 7 | 7
7242 | 82.6712 | 14 | 0.092 | - | 21 | 7 | 7
7243 | 82.6826 | 14 | 0.092 | - | 21 | 7 | 7
7244 | 82.6941 | 14 | 0.092 | - | 21 | 7 | 7
7245 | 82.7055 | 14 | 0.092 | - | 21 | 7 | 7
7246 | 82.7169 | 14 | 0.092 | - | 21 | 7 | 7
7247 | 82.7283 | 14 | 0.092 | - | 21 | 7 | 7
7248 | 82.7397 | 14 | 0.092 | - | 21 | 7 | 7
7249 | 82.7511 | 14 | 0.092 | - | 21 | 7 | 7
7250 | 82.7626 | 14 | 0.092 | - | 21 | 7 | 7
7251 | 82.774 | 14 | 0.092 | - | 21 | 7 | 7
7252 | 82.7854 | 14 | 0.092 | - | 21 | 7 | 7
7253 | 82.7968 | 14 | 0.092 | - | 21 | 7 | 7
7254 | 82.8082 | 14 | 0.092 | - | 21 | 7 | 7
7255 | 82.8196 | 14 | 0.092 | - | 21 | 7 | 7
7256 | 82.8311 | 14 | 0.092 | - | 21 | 7 | 7
7257 | 82.8425 | 14 | 0.092 | - | 21 | 7 | 7
7258 | 82.8539 | 14 | 0.092 | - | 21 | 7 | 7
7259 | 82.8653 | 14 | 0.092 | - | 21 | 7 | 7
7260 | 82.8767 | 14 | 0.092 | - | 21 | 7 | 7
7261 | 82.8881 | 14 | 0.092 | - | 21 | 7 | 7
7262 | 82.8995 | 14 | 0.092 | - | 21 | 7 | 7
7263 | 82.911 | 14 | 0.092 | - | 21 | 7 | 7
7264 | 82.9224 | 14 | 0.092 | - | 21 | 7 | 7
7265 | 82.9338 | 14 | 0.092 | - | 21 | 7 | 7
7266 | 82.9452 | 14 | 0.092 | - | 21 | 7 | 7
7267 | 82.9566 | 14 | 0.092 | - | 21 | 7 | 7
7268 | 82.968 | 14 | 0.092 | - | 21 | 7 | 7
7269 | 82.9795 | 14 | 0.092 | - | 21 | 7 | 7
7270 | 82.9909 | 14 | 0.092 | - | 21 | 7 | 7
7271 | 83.0023 | 14 | 0.092 | - | 21 | 7 | 7
7272 | 83.0137 | 14 | 0.092 | - | 21 | 7 | 7
7273 | 83.0251 | 14 | 0.092 | - | 21 | 7 | 7
7274 | 83.0365 | 14 | 0.092 | - | 21 | 7 | 7
7275 | 83.0479 | 14 | 0.092 | - | 21 | 7 | 7
7276 | 83.0594 | 14 | 0.092 | - | 21 | 7 | 7
7277 | 83.0708 | 14 | 0.092 | - | 21 | 7 | 7
7278 | 83.0822 | 14 | 0.092 | - | 20 | 7 | 7
7279 | 83.0936 | 14 | 0.092 | - | 20 | 7 | 7
7280 | 83.105 | 14 | 0.092 | - | 20 | 7 | 7
7281 | 83.1164 | 14 | 0.092 | - | 20 | 7 | 7
7282 | 83.1279 | 14 | 0.092 | - | 20 | 7 | 7
7283 | 83.1393 | 14 | 0.092 | - | 20 | 7 | 7
7284 | 83.1507 | 14 | 0.092 | - | 20 | 7 | 7
7285 | 83.1621 | 14 | 0.092 | - | 20 | 7 | 7
7286 | 83.1735 | 14 | 0.092 | - | 20 | 7 | 7
7287 | 83.1849 | 14 | 0.092 | - | 20 | 7 | 7
7288 | 83.1963 | 14 | 0.092 | - | 20 | 7 | 7
7289 | 83.2078 | 14 | 0.092 | - | 20 | 7 | 7
7290 | 83.2192 | 14 | 0.092 | - | 20 | 7 | 7
7291 | 83.2306 | 14 | 0.092 | - | 20 | 7 | 7
7292 | 83.242 | 14 | 0.092 | - | 20 | 7 | 7
7293 | 83.2534 | 14 | 0.092 | - | 20 | 7 | 7
7294 | 83.2648 | 14 | 0.092 | - | 20 | 7 | 7
7295 | 83.2763 | 14 | 0.092 | - | 20 | 7 | 7
7296 | 83.2877 | 14 | 0.092 | - | 20 | 7 | 7
7297 | 83.2991 | 14 | 0.092 | - | 20 | 7 | 7
7298 | 83.3105 | 14 | 0.092 | - | 20 | 7 | 7
7299 | 83.3219 | 14 | 0.092 | - | 20 | 7 | 7
7300 | 83.3333 | 14 | 0.092 | - | 20 | 7 | 7
7301 | 83.3447 | 14 | 0.092 | - | 20 | 7 | 7
7302 | 83.3562 | 14 | 0.092 | - | 20 | 7 | 7
7303 | 83.3676 | 14 | 0.092 | - | 20 | 7 | 7
7304 | 83.379 | 14 | 0.092 | - | 20 | 7 | 7
7305 | 83.3904 | 14 | 0.092 | - | 20 | 7 | 7
7306 | 83.4018 | 14 | 0.092 | - | 20 | 7 | 7
7307 | 83.4132 | 14 | 0.092 | - | 20 | 7 | 7
7308 | 83.4247 | 14 | 0.092 | - | 20 | 7 | 7
7309 | 83.4361 | 14 | 0.092 | - | 20 | 7 | 7
7310 | 83.4475 | 14 | 0.092 | - | 20 | 7 | 7
7311 | 83.4589 | 14 | 0.092 | - | 20 | 7 | 7
7312 | 83.4703 | 14 | 0.092 | - | 20 | 7 | 7
7313 | 83.4817 | 14 | 0.092 | - | 20 | 7 | 7
7314 | 83.4932 | 14 | 0.092 | - | 20 | 7 | 7
7315 | 83.5046 | 14 | 0.092 | - | 20 | 7 | 7
7316 | 83.516 | 14 | 0.092 | - | 20 | 7 | 7
7317 | 83.5274 | 14 | 0.092 | - | 20 | 7 | 7
7318 | 83.5388 | 14 | 0.092 | - | 20 | 7 | 7
7319 | 83.5502 | 14 | 0.092 | - | 20 | 7 | 7
7320 | 83.5616 | 14 | 0.092 | - | 20 | 7 | 7
7321 | 83.5731 | 14 | 0.092 | - | 20 | 7 | 7
7322 | 83.5845 | 14 | 0.092 | - | 20 | 7 | 7
7323 | 83.5959 | 14 | 0.092 | - | 20 | 7 | 7
7324 | 83.6073 | 14 | 0.092 | - | 20 | 7 | 7
7325 | 83.6187 | 14 | 0.092 | - | 20 | 7 | 7
7326 | 83.6301 | 14 | 0.092 | - | 20 | 7 | 7
7327 | 83.6416 | 14 | 0.092 | - | 20 | 7 | 7
7328 | 83.653 | 14 | 0.092 | - | 20 | 7 | 7
7329 | 83.6644 | 14 | 0.092 | - | 20 | 7 | 7
7330 | 83.6758 | 14 | 0.092 | - | 20 | 7 | 7
7331 | 83.6872 | 14 | 0.092 | - | 20 | 7 | 7
7332 | 83.6986 | 14 | 0.092 | - | 20 | 7 | 7
7333 | 83.71 | 14 | 0.092 | - | 20 | 7 | 7
7334 | 83.7215 | 14 | 0.092 | - | 20 | 7 | 7
7335 | 83.7329 | 14 | 0.092 | - | 20 | 7 | 7
7336 | 83.7443 | 14 | 0.092 | - | 20 | 7 | 7
7337 | 83.7557 | 14 | 0.092 | - | 20 | 7 | 7
7338 | 83.7671 | 14 | 0.092 | - | 20 | 7 | 7
7339 | 83.7785 | 14 | 0.092 | - | 20 | 7 | 7
7340 | 83.79 | 14 | 0.092 | - | 20 | 7 | 7
7341 | 83.8014 | 14 | 0.092 | - | 20 | 7 | 7
7342 | 83.8128 | 14 | 0.092 | - | 20 | 7 | 7
7343 | 83.8242 | 14 | 0.092 | - | 20 | 7 | 7
7344 | 83.8356 | 14 | 0.092 | - | 20 | 7 | 7
7345 | 83.847 | 14 | 0.092 | - | 20 | 7 | 7
7346 | 83.8584 | 14 | 0.092 | - | 20 | 7 | 7
7347 | 83.8699 | 14 | 0.092 | - | 20 | 7 | 7
7348 | 83.8813 | 14 | 0.092 | - | 20 | 7 | 7
7349 | 83.8927 | 14 | 0.092 | - | 20 | 7 | 7
7350 | 83.9041 | 14 | 0.092 | - | 20 | 7 | 7
7351 | 83.9155 | 14 | 0.092 | - | 20 | 7 | 7
7352 | 83.9269 | 14 | 0.092 | - | 20 | 7 | 7
7353 | 83.9384 | 14 | 0.092 | - | 20 | 7 | 7
7354 | 83.9498 | 14 | 0.091 | - | 20 | 7 | 7
7355 | 83.9612 | 14 | 0.091 | - | 20 | 7 | 7
7356 | 83.9726 | 14 | 0.091 | - | 20 | 7 | 7
7357 | 83.984 | 14 | 0.091 | - | 20 | 7 | 7
7358 | 83.9954 | 14 | 0.091 | - | 20 | 7 | 7
7359 | 84.0068 | 14 | 0.091 | - | 20 | 7 | 7
7360 | 84.0183 | 14 | 0.091 | - | 20 | 7 | 7
7361 | 84.0297 | 14 | 0.091 | - | 20 | 7 | 7
7362 | 84.0411 | 14 | 0.091 | - | 20 | 7 | 7
7363 | 84.0525 | 14 | 0.091 | - | 20 | 7 | 7
7364 | 84.0639 | 14 | 0.091 | - | 20 | 7 | 7
7365 | 84.0753 | 14 | 0.091 | - | 20 | 7 | 7
7366 | 84.0868 | 14 | 0.091 | - | 20 | 7 | 7
7367 | 84.0982 | 14 | 0.091 | - | 20 | 7 | 7
7368 | 84.1096 | 14 | 0.091 | - | 20 | 7 | 7
7369 | 84.121 | 14 | 0.091 | - | 20 | 7 | 7
7370 | 84.1324 | 14 | 0.091 | - | 20 | 7 | 7
7371 | 84.1438 | 14 | 0.091 | - | 20 | 7 | 7
7372 | 84.1553 | 14 | 0.091 | - | 20 | 7 | 7
7373 | 84.1667 | 14 | 0.091 | - | 20 | 7 | 7
7374 | 84.1781 | 14 | 0.091 | - | 20 | 7 | 7
7375 | 84.1895 | 14 | 0.091 | - | 20 | 7 | 7
7376 | 84.2009 | 14 | 0.091 | - | 20 | 7 | 7
7377 | 84.2123 | 14 | 0.091 | - | 20 | 7 | 7
7378 | 84.2237 | 14 | 0.091 | - | 20 | 7 | 7
7379 | 84.2352 | 14 | 0.091 | - | 20 | 7 | 7
7380 | 84.2466 | 14 | 0.091 | - | 20 | 7 | 7
7381 | 84.258 | 14 | 0.091 | - | 20 | 7 | 7
7382 | 84.2694 | 14 | 0.091 | - | 20 | 7 | 7
7383 | 84.2808 | 14 | 0.091 | - | 20 | 7 | 7
7384 | 84.2922 | 14 | 0.091 | - | 20 | 7 | 7
7385 | 84.3037 | 14 | 0.091 | - | 20 | 7 | 7
7386 | 84.3151 | 14 | 0.091 | - | 20 | 7 | 7
7387 | 84.3265 | 14 | 0.091 | - | 20 | 7 | 7
7388 | 84.3379 | 14 | 0.091 | - | 20 | 7 | 7
7389 | 84.3493 | 14 | 0.091 | - | 20 | 7 | 7
7390 | 84.3607 | 14 | 0.091 | - | 20 | 7 | 7
7391 | 84.3721 | 14 | 0.091 | - | 20 | 7 | 7
7392 | 84.3836 | 14 | 0.091 | - | 20 | 7 | 7
7393 | 84.395 | 14 | 0.091 | - | 20 | 7 | 7
7394 | 84.4064 | 14 | 0.091 | - | 20 | 7 | 7
7395 | 84.4178 | 14 | 0.091 | - | 20 | 7 | 7
7396 | 84.4292 | 14 | 0.091 | - | 20 | 7 | 7
7397 | 84.4406 | 14 | 0.091 | - | 20 | 7 | 7
7398 | 84.4521 | 14 | 0.091 | - | 20 | 7 | 7
7399 | 84.4635 | 14 | 0.091 | - | 20 | 7 | 7
7400 | 84.4749 | 14 | 0.091 | - | 20 | 7 | 7
7401 | 84.4863 | 14 | 0.091 | - | 20 | 7 | 7
7402 | 84.4977 | 14 | 0.091 | - | 20 | 7 | 7
7403 | 84.5091 | 14 | 0.091 | - | 20 | 7 | 7
7404 | 84.5205 | 14 | 0.091 | - | 20 | 7 | 7
7405 | 84.532 | 14 | 0.091 | - | 20 | 7 | 7
7406 | 84.5434 | 14 | 0.091 | - | 20 | 7 | 7
7407 | 84.5548 | 14 | 0.091 | - | 20 | 7 | 7
7408 | 84.5662 | 14 | 0.091 | - | 20 | 7 | 7
7409 | 84.5776 | 14 | 0.091 | - | 20 | 7 | 7
7410 | 84.589 | 14 | 0.091 | - | 20 | 7 | 7
7411 | 84.6005 | 14 | 0.091 | - | 20 | 7 | 7
7412 | 84.6119 | 14 | 0.091 | - | 20 | 7 | 7
7413 | 84.6233 | 14 | 0.091 | - | 20 | 7 | 7
7414 | 84.6347 | 14 | 0.091 | - | 20 | 7 | 7
7415 | 84.6461 | 14 | 0.091 | - | 20 | 7 | 7
7416 | 84.6575 | 14 | 0.091 | - | 20 | 7 | 7
7417 | 84.6689 | 14 | 0.091 | - | 20 | 7 | 7
7418 | 84.6804 | 14 | 0.091 | - | 20 | 7 | 7
7419 | 84.6918 | 14 | 0.091 | - | 20 | 7 | 7
7420 | 84.7032 | 14 | 0.091 | - | 20 | 7 | 7
7421 | 84.7146 | 14 | 0.091 | - | 20 | 7 | 7
7422 | 84.726 | 14 | 0.091 | - | 20 | 7 | 7
7423 | 84.7374 | 14 | 0.091 | - | 20 | 7 | 7
7424 | 84.7489 | 14 | 0.091 | - | 20 | 7 | 7
7425 | 84.7603 | 14 | 0.091 | - | 20 | 7 | 7
7426 | 84.7717 | 14 | 0.091 | - | 20 | 7 | 7
7427 | 84.7831 | 14 | 0.091 | - | 20 | 7 | 7
7428 | 84.7945 | 14 | 0.091 | - | 20 | 7 | 7
7429 | 84.8059 | 14 | 0.091 | - | 20 | 7 | 7
7430 | 84.8174 | 14 | 0.091 | - | 20 | 7 | 7
7431 | 84.8288 | 14 | 0.091 | - | 20 | 7 | 7
7432 | 84.8402 | 14 | 0.091 | - | 20 | 7 | 7
7433 | 84.8516 | 14 | 0.091 | - | 20 | 7 | 7
7434 | 84.863 | 14 | 0.091 | - | 20 | 7 | 7
7435 | 84.8744 | 14 | 0.091 | - | 20 | 7 | 7
7436 | 84.8858 | 14 | 0.091 | - | 20 | 7 | 7
7437 | 84.8973 | 14 | 0.091 | - | 20 | 7 | 7
7438 | 84.9087 | 14 | 0.091 | - | 20 | 7 | 7
7439 | 84.9201 | 14 | 0.091 | - | 20 | 7 | 7
7440 | 84.9315 | 14 | 0.091 | - | 20 | 7 | 7
7441 | 84.9429 | 14 | 0.091 | - | 20 | 7 | 7
7442 | 84.9543 | 14 | 0.091 | - | 20 | 7 | 7
7443 | 84.9658 | 14 | 0.091 | - | 20 | 7 | 7
7444 | 84.9772 | 14 | 0.091 | - | 20 | 7 | 7
7445 | 84.9886 | 14 | 0.091 | - | 20 | 7 | 7
7446 | 85 | 14 | 0.091 | - | 20 | 7 | 7
7447 | 85.0114 | 14 | 0.091 | - | 20 | 7 | 7
7448 | 85.0228 | 14 | 0.091 | - | 20 | 7 | 7
7449 | 85.0342 | 14 | 0.091 | - | 20 | 7 | 7
7450 | 85.0457 | 14 | 0.091 | - | 20 | 7 | 7
7451 | 85.0571 | 14 | 0.091 | - | 20 | 7 | 7
7452 | 85.0685 | 14 | 0.091 | - | 20 | 7 | 7
7453 | 85.0799 | 14 | 0.091 | - | 20 | 7 | 7
7454 | 85.0913 | 14 | 0.091 | - | 20 | 7 | 7
7455 | 85.1027 | 14 | 0.091 | - | 20 | 7 | 7
7456 | 85.1142 | 14 | 0.091 | - | 20 | 7 | 7
7457 | 85.1256 | 14 | 0.091 | - | 20 | 7 | 7
7458 | 85.137 | 14 | 0.091 | - | 20 | 7 | 7
7459 | 85.1484 | 14 | 0.091 | - | 20 | 7 | 7
7460 | 85.1598 | 14 | 0.091 | - | 20 | 7 | 7
7461 | 85.1712 | 14 | 0.091 | - | 20 | 7 | 7
7462 | 85.1826 | 14 | 0.091 | - | 20 | 7 | 7
7463 | 85.1941 | 14 | 0.091 | - | 20 | 7 | 7
7464 | 85.2055 | 14 | 0.091 | - | 20 | 7 | 7
7465 | 85.2169 | 14 | 0.091 | - | 20 | 7 | 7
7466 | 85.2283 | 14 | 0.091 | - | 20 | 7 | 7
7467 | 85.2397 | 14 | 0.091 | - | 20 | 7 | 7
7468 | 85.2511 | 14 | 0.091 | - | 20 | 7 | 7
7469 | 85.2626 | 14 | 0.091 | - | 20 | 7 | 7
7470 | 85.274 | 14 | 0.091 | - | 20 | 7 | 7
7471 | 85.2854 | 14 | 0.091 | - | 20 | 7 | 7
7472 | 85.2968 | 14 | 0.091 | - | 20 | 7 | 7
7473 | 85.3082 | 14 | 0.091 | - | 20 | 7 | 7
7474 | 85.3196 | 14 | 0.091 | - | 20 | 7 | 7
7475 | 85.3311 | 14 | 0.091 | - | 20 | 7 | 7
7476 | 85.3425 | 14 | 0.091 | - | 20 | 7 | 7
7477 | 85.3539 | 14 | 0.091 | - | 20 | 7 | 7
7478 | 85.3653 | 14 | 0.091 | - | 20 | 7 | 7
7479 | 85.3767 | 14 | 0.091 | - | 20 | 7 | 7
7480 | 85.3881 | 14 | 0.091 | - | 20 | 7 | 7
7481 | 85.3995 | 14 | 0.091 | - | 20 | 7 | 7
7482 | 85.411 | 14 | 0.091 | - | 20 | 7 | 7
7483 | 85.4224 | 14 | 0.091 | - | 20 | 7 | 7
7484 | 85.4338 | 14 | 0.091 | - | 20 | 7 | 7
7485 | 85.4452 | 14 | 0.091 | - | 20 | 7 | 7
7486 | 85.4566 | 14 | 0.091 | - | 20 | 7 | 7
7487 | 85.468 | 14 | 0.091 | - | 20 | 7 | 7
7488 | 85.4795 | 14 | 0.091 | - | 20 | 7 | 7
7489 | 85.4909 | 14 | 0.091 | - | 20 | 7 | 7
7490 | 85.5023 | 14 | 0.091 | - | 20 | 7 | 7
7491 | 85.5137 | 14 | 0.091 | - | 20 | 7 | 7
7492 | 85.5251 | 14 | 0.091 | - | 20 | 7 | 7
7493 | 85.5365 | 14 | 0.091 | - | 20 | 7 | 7
7494 | 85.5479 | 14 | 0.091 | - | 20 | 7 | 7
7495 | 85.5594 | 14 | 0.091 | - | 20 | 7 | 7
7496 | 85.5708 | 14 | 0.091 | - | 20 | 7 | 7
7497 | 85.5822 | 14 | 0.091 | - | 20 | 7 | 7
7498 | 85.5936 | 14 | 0.09 | - | 20 | 7 | 7
7499 | 85.605 | 14 | 0.09 | - | 20 | 7 | 7
7500 | 85.6164 | 14 | 0.09 | - | 20 | 7 | 7
7501 | 85.6279 | 14 | 0.09 | - | 20 | 7 | 7
7502 | 85.6393 | 14 | 0.09 | - | 20 | 7 | 7
7503 | 85.6507 | 14 | 0.09 | - | 20 | 7 | 7
7504 | 85.6621 | 14 | 0.09 | - | 20 | 7 | 7
7505 | 85.6735 | 14 | 0.09 | - | 20 | 7 | 7
7506 | 85.6849 | 14 | 0.09 | - | 20 | 7 | 7
7507 | 85.6963 | 14 | 0.09 | - | 20 | 7 | 7
7508 | 85.7078 | 14 | 0.09 | - | 20 | 7 | 7
7509 | 85.7192 | 14 | 0.09 | - | 20 | 7 | 7
7510 | 85.7306 | 14 | 0.09 | - | 20 | 7 | 7
7511 | 85.742 | 14 | 0.09 | - | 20 | 7 | 7
7512 | 85.7534 | 14 | 0.09 | - | 20 | 7 | 7
7513 | 85.7648 | 14 | 0.09 | - | 20 | 7 | 7
7514 | 85.7763 | 14 | 0.09 | - | 20 | 7 | 7
7515 | 85.7877 | 14 | 0.09 | - | 20 | 7 | 7
7516 | 85.7991 | 14 | 0.09 | - | 20 | 7 | 7
7517 | 85.8105 | 14 | 0.09 | - | 20 | 7 | 7
7518 | 85.8219 | 14 | 0.09 | - | 20 | 7 | 7
7519 | 85.8333 | 14 | 0.09 | - | 20 | 7 | 7
7520 | 85.8447 | 14 | 0.09 | - | 20 | 7 | 7
7521 | 85.8562 | 14 | 0.09 | - | 20 | 7 | 7
7522 | 85.8676 | 14 | 0.09 | - | 20 | 7 | 7
7523 | 85.879 | 14 | 0.09 | - | 20 | 7 | 7
7524 | 85.8904 | 14 | 0.09 | - | 20 | 7 | 7
7525 | 85.9018 | 14 | 0.09 | - | 20 | 7 | 7
7526 | 85.9132 | 14 | 0.09 | - | 20 | 7 | 7
7527 | 85.9247 | 14 | 0.09 | - | 20 | 7 | 7
7528 | 85.9361 | 14 | 0.09 | - | 20 | 7 | 7
7529 | 85.9475 | 14 | 0.09 | - | 20 | 7 | 7
7530 | 85.9589 | 14 | 0.09 | - | 20 | 7 | 7
7531 | 85.9703 | 14 | 0.09 | - | 20 | 7 | 7
7532 | 85.9817 | 14 | 0.09 | - | 20 | 7 | 7
7533 | 85.9932 | 14 | 0.09 | - | 20 | 7 | 7
7534 | 86.0046 | 14 | 0.09 | - | 20 | 7 | 7
7535 | 86.016 | 14 | 0.09 | - | 20 | 7 | 7
7536 | 86.0274 | 14 | 0.09 | - | 20 | 7 | 7
7537 | 86.0388 | 14 | 0.09 | - | 20 | 7 | 7
7538 | 86.0502 | 14 | 0.09 | - | 20 | 7 | 7
7539 | 86.0616 | 14 | 0.09 | - | 20 | 7 | 7
7540 | 86.0731 | 14 | 0.09 | - | 20 | 7 | 7
7541 | 86.0845 | 14 | 0.09 | - | 20 | 7 | 7
7542 | 86.0959 | 14 | 0.09 | - | 20 | 7 | 7
7543 | 86.1073 | 14 | 0.09 | - | 20 | 7 | 7
7544 | 86.1187 | 14 | 0.09 | - | 20 | 7 | 7
7545 | 86.1301 | 14 | 0.09 | - | 20 | 7 | 7
7546 | 86.1416 | 14 | 0.09 | - | 20 | 7 | 7
7547 | 86.153 | 14 | 0.09 | - | 20 | 7 | 7
7548 | 86.1644 | 14 | 0.09 | - | 20 | 7 | 7
7549 | 86.1758 | 14 | 0.09 | - | 20 | 7 | 7
7550 | 86.1872 | 14 | 0.09 | - | 20 | 7 | 7
7551 | 86.1986 | 14 | 0.09 | - | 20 | 7 | 7
7552 | 86.21 | 14 | 0.09 | - | 20 | 7 | 7
7553 | 86.2215 | 14 | 0.09 | - | 20 | 7 | 7
7554 | 86.2329 | 14 | 0.09 | - | 20 | 7 | 7
7555 | 86.2443 | 14 | 0.09 | - | 20 | 7 | 7
7556 | 86.2557 | 14 | 0.09 | - | 20 | 7 | 7
7557 | 86.2671 | 14 | 0.09 | - | 20 | 7 | 7
7558 | 86.2785 | 14 | 0.09 | - | 20 | 7 | 7
7559 | 86.29 | 14 | 0.09 | - | 20 | 7 | 7
7560 | 86.3014 | 14 | 0.09 | - | 20 | 7 | 7
7561 | 86.3128 | 14 | 0.09 | - | 20 | 7 | 7
7562 | 86.3242 | 14 | 0.09 | - | 20 | 7 | 7
7563 | 86.3356 | 14 | 0.09 | - | 20 | 7 | 7
7564 | 86.347 | 14 | 0.09 | - | 20 | 7 | 7
7565 | 86.3584 | 14 | 0.09 | - | 20 | 7 | 7
7566 | 86.3699 | 14 | 0.09 | - | 20 | 7 | 7
7567 | 86.3813 | 14 | 0.09 | - | 20 | 7 | 7
7568 | 86.3927 | 14 | 0.09 | - | 20 | 7 | 7
7569 | 86.4041 | 14 | 0.09 | - | 20 | 7 | 7
7570 | 86.4155 | 14 | 0.09 | - | 20 | 7 | 7
7571 | 86.4269 | 14 | 0.09 | - | 20 | 7 | 7
7572 | 86.4384 | 14 | 0.09 | - | 20 | 7 | 7
7573 | 86.4498 | 14 | 0.09 | - | 20 | 7 | 7
7574 | 86.4612 | 14 | 0.09 | - | 20 | 7 | 7
7575 | 86.4726 | 14 | 0.09 | - | 20 | 7 | 7
7576 | 86.484 | 14 | 0.09 | - | 20 | 7 | 7
7577 | 86.4954 | 14 | 0.09 | - | 20 | 7 | 7
7578 | 86.5068 | 14 | 0.09 | - | 20 | 7 | 7
7579 | 86.5183 | 14 | 0.09 | - | 20 | 7 | 7
7580 | 86.5297 | 14 | 0.09 | - | 20 | 7 | 7
7581 | 86.5411 | 14 | 0.09 | - | 20 | 7 | 7
7582 | 86.5525 | 14 | 0.09 | - | 20 | 7 | 7
7583 | 86.5639 | 14 | 0.09 | - | 20 | 7 | 7
7584 | 86.5753 | 14 | 0.09 | - | 20 | 7 | 7
7585 | 86.5868 | 14 | 0.09 | - | 20 | 7 | 7
7586 | 86.5982 | 14 | 0.09 | - | 20 | 7 | 7
7587 | 86.6096 | 14 | 0.09 | - | 20 | 7 | 7
7588 | 86.621 | 14 | 0.09 | - | 20 | 7 | 7
7589 | 86.6324 | 14 | 0.09 | - | 20 | 7 | 7
7590 | 86.6438 | 14 | 0.09 | - | 20 | 7 | 7
7591 | 86.6553 | 14 | 0.09 | - | 20 | 7 | 7
7592 | 86.6667 | 14 | 0.09 | - | 20 | 7 | 7
7593 | 86.6781 | 14 | 0.09 | - | 20 | 7 | 7
7594 | 86.6895 | 14 | 0.09 | - | 20 | 7 | 7
7595 | 86.7009 | 14 | 0.09 | - | 20 | 7 | 7
7596 | 86.7123 | 14 | 0.09 | - | 20 | 7 | 7
7597 | 86.7237 | 14 | 0.09 | - | 20 | 7 | 7
7598 | 86.7352 | 14 | 0.09 | - | 20 | 7 | 7
7599 | 86.7466 | 14 | 0.09 | - | 20 | 7 | 7
7600 | 86.758 | 14 | 0.09 | - | 20 | 7 | 7
7601 | 86.7694 | 14 | 0.09 | - | 20 | 7 | 7
7602 | 86.7808 | 14 | 0.09 | - | 20 | 7 | 7
7603 | 86.7922 | 14 | 0.09 | - | 20 | 7 | 7
7604 | 86.8037 | 14 | 0.09 | - | 20 | 7 | 7
7605 | 86.8151 | 14 | 0.09 | - | 20 | 7 | 7
7606 | 86.8265 | 14 | 0.09 | - | 20 | 7 | 7
7607 | 86.8379 | 14 | 0.09 | - | 20 | 7 | 7
7608 | 86.8493 | 14 | 0.09 | - | 20 | 7 | 7
7609 | 86.8607 | 14 | 0.09 | - | 20 | 7 | 7
7610 | 86.8721 | 14 | 0.09 | - | 20 | 7 | 7
7611 | 86.8836 | 14 | 0.09 | - | 20 | 7 | 7
7612 | 86.895 | 14 | 0.09 | - | 20 | 7 | 7
7613 | 86.9064 | 14 | 0.09 | - | 20 | 7 | 7
7614 | 86.9178 | 14 | 0.09 | - | 20 | 7 | 7
7615 | 86.9292 | 14 | 0.09 | - | 20 | 7 | 7
7616 | 86.9406 | 14 | 0.089 | - | 20 | 7 | 7
7617 | 86.9521 | 14 | 0.089 | - | 20 | 7 | 7
7618 | 86.9635 | 14 | 0.089 | - | 20 | 7 | 7
7619 | 86.9749 | 14 | 0.089 | - | 20 | 7 | 7
7620 | 86.9863 | 14 | 0.089 | - | 20 | 7 | 7
7621 | 86.9977 | 14 | 0.089 | - | 20 | 7 | 7
7622 | 87.0091 | 14 | 0.089 | - | 20 | 7 | 7
7623 | 87.0205 | 14 | 0.089 | - | 20 | 7 | 7
7624 | 87.032 | 14 | 0.089 | - | 20 | 7 | 7
7625 | 87.0434 | 14 | 0.089 | - | 20 | 7 | 7
7626 | 87.0548 | 14 | 0.089 | - | 20 | 7 | 7
7627 | 87.0662 | 14 | 0.089 | - | 20 | 7 | 7
7628 | 87.0776 | 14 | 0.089 | - | 20 | 7 | 7
7629 | 87.089 | 14 | 0.089 | - | 20 | 7 | 7
7630 | 87.1005 | 14 | 0.089 | - | 20 | 7 | 7
7631 | 87.1119 | 14 | 0.089 | - | 20 | 7 | 7
7632 | 87.1233 | 14 | 0.089 | - | 20 | 7 | 7
7633 | 87.1347 | 14 | 0.089 | - | 20 | 7 | 7
7634 | 87.1461 | 14 | 0.089 | - | 20 | 7 | 7
7635 | 87.1575 | 14 | 0.089 | - | 20 | 7 | 7
7636 | 87.1689 | 14 | 0.089 | - | 20 | 7 | 7
7637 | 87.1804 | 14 | 0.089 | - | 20 | 7 | 7
7638 | 87.1918 | 14 | 0.089 | - | 20 | 7 | 7
7639 | 87.2032 | 14 | 0.089 | - | 20 | 7 | 7
7640 | 87.2146 | 14 | 0.089 | - | 20 | 7 | 7
7641 | 87.226 | 14 | 0.089 | - | 20 | 7 | 7
7642 | 87.2374 | 14 | 0.089 | - | 20 | 7 | 7
7643 | 87.2489 | 14 | 0.089 | - | 20 | 7 | 7
7644 | 87.2603 | 14 | 0.089 | - | 20 | 7 | 7
7645 | 87.2717 | 14 | 0.089 | - | 20 | 7 | 7
7646 | 87.2831 | 14 | 0.089 | - | 20 | 7 | 7
7647 | 87.2945 | 14 | 0.089 | - | 20 | 7 | 7
7648 | 87.3059 | 14 | 0.089 | - | 20 | 7 | 7
7649 | 87.3174 | 14 | 0.089 | - | 20 | 7 | 7
7650 | 87.3288 | 14 | 0.089 | - | 20 | 7 | 7
7651 | 87.3402 | 14 | 0.089 | - | 20 | 7 | 7
7652 | 87.3516 | 14 | 0.089 | - | 20 | 7 | 7
7653 | 87.363 | 14 | 0.089 | - | 20 | 7 | 7
7654 | 87.3744 | 14 | 0.089 | - | 20 | 7 | 7
7655 | 87.3858 | 14 | 0.089 | - | 20 | 7 | 7
7656 | 87.3973 | 14 | 0.089 | - | 20 | 7 | 7
7657 | 87.4087 | 14 | 0.089 | - | 20 | 7 | 7
7658 | 87.4201 | 14 | 0.089 | - | 20 | 7 | 7
7659 | 87.4315 | 14 | 0.089 | - | 20 | 7 | 7
7660 | 87.4429 | 14 | 0.089 | - | 20 | 7 | 7
7661 | 87.4543 | 14 | 0.089 | - | 20 | 7 | 7
7662 | 87.4658 | 14 | 0.089 | - | 20 | 7 | 7
7663 | 87.4772 | 14 | 0.089 | - | 20 | 7 | 7
7664 | 87.4886 | 14 | 0.089 | - | 20 | 7 | 7
7665 | 87.5 | 14 | 0.089 | - | 20 | 7 | 7
7666 | 87.5114 | 14 | 0.089 | - | 20 | 7 | 7
7667 | 87.5228 | 14 | 0.089 | - | 20 | 7 | 7
7668 | 87.5342 | 14 | 0.089 | - | 20 | 7 | 7
7669 | 87.5457 | 14 | 0.089 | - | 20 | 7 | 7
7670 | 87.5571 | 14 | 0.089 | - | 20 | 7 | 7
7671 | 87.5685 | 14 | 0.089 | - | 20 | 7 | 7
7672 | 87.5799 | 14 | 0.089 | - | 20 | 7 | 7
7673 | 87.5913 | 14 | 0.089 | - | 20 | 7 | 7
7674 | 87.6027 | 14 | 0.089 | - | 20 | 7 | 7
7675 | 87.6142 | 14 | 0.089 | - | 20 | 7 | 7
7676 | 87.6256 | 14 | 0.089 | - | 20 | 7 | 7
7677 | 87.637 | 14 | 0.089 | - | 20 | 7 | 7
7678 | 87.6484 | 14 | 0.089 | - | 20 | 7 | 7
7679 | 87.6598 | 14 | 0.089 | - | 20 | 7 | 7
7680 | 87.6712 | 14 | 0.089 | - | 20 | 7 | 7
7681 | 87.6826 | 14 | 0.089 | - | 20 | 7 | 7
7682 | 87.6941 | 14 | 0.089 | - | 20 | 7 | 7
7683 | 87.7055 | 14 | 0.089 | - | 20 | 7 | 7
7684 | 87.7169 | 14 | 0.089 | - | 20 | 7 | 7
7685 | 87.7283 | 14 | 0.089 | - | 20 | 7 | 7
7686 | 87.7397 | 14 | 0.089 | - | 20 | 7 | 7
7687 | 87.7511 | 14 | 0.089 | - | 20 | 7 | 7
7688 | 87.7626 | 14 | 0.089 | - | 20 | 7 | 7
7689 | 87.774 | 14 | 0.089 | - | 20 | 7 | 7
7690 | 87.7854 | 14 | 0.089 | - | 20 | 7 | 7
7691 | 87.7968 | 14 | 0.089 | - | 20 | 7 | 7
7692 | 87.8082 | 14 | 0.089 | - | 20 | 7 | 7
7693 | 87.8196 | 14 | 0.089 | - | 20 | 7 | 7
7694 | 87.8311 | 14 | 0.089 | - | 20 | 7 | 7
7695 | 87.8425 | 14 | 0.089 | - | 20 | 7 | 7
7696 | 87.8539 | 14 | 0.089 | - | 20 | 7 | 7
7697 | 87.8653 | 14 | 0.089 | - | 20 | 7 | 7
7698 | 87.8767 | 14 | 0.089 | - | 20 | 7 | 7
7699 | 87.8881 | 14 | 0.089 | - | 20 | 7 | 7
7700 | 87.8995 | 14 | 0.089 | - | 20 | 7 | 7
7701 | 87.911 | 14 | 0.089 | - | 20 | 7 | 7
7702 | 87.9224 | 14 | 0.089 | - | 20 | 7 | 7
7703 | 87.9338 | 14 | 0.089 | - | 20 | 7 | 7
7704 | 87.9452 | 14 | 0.089 | - | 20 | 7 | 7
7705 | 87.9566 | 14 | 0.089 | - | 20 | 7 | 7
7706 | 87.968 | 14 | 0.089 | - | 20 | 7 | 7
7707 | 87.9795 | 14 | 0.089 | - | 20 | 7 | 7
7708 | 87.9909 | 14 | 0.089 | - | 20 | 7 | 7
7709 | 88.0023 | 14 | 0.089 | - | 20 | 7 | 7
7710 | 88.0137 | 14 | 0.089 | - | 20 | 7 | 7
7711 | 88.0251 | 14 | 0.089 | - | 20 | 7 | 7
7712 | 88.0365 | 14 | 0.089 | - | 20 | 7 | 7
7713 | 88.0479 | 14 | 0.089 | - | 20 | 7 | 7
7714 | 88.0594 | 14 | 0.089 | - | 20 | 7 | 7
7715 | 88.0708 | 14 | 0.088 | - | 20 | 7 | 7
7716 | 88.0822 | 14 | 0.088 | - | 20 | 7 | 7
7717 | 88.0936 | 14 | 0.088 | - | 20 | 7 | 7
7718 | 88.105 | 14 | 0.088 | - | 20 | 7 | 7
7719 | 88.1164 | 14 | 0.088 | - | 20 | 7 | 7
7720 | 88.1279 | 14 | 0.088 | - | 20 | 7 | 7
7721 | 88.1393 | 14 | 0.088 | - | 20 | 7 | 7
7722 | 88.1507 | 14 | 0.088 | - | 20 | 7 | 7
7723 | 88.1621 | 14 | 0.088 | - | 20 | 7 | 7
7724 | 88.1735 | 14 | 0.088 | - | 20 | 7 | 7
7725 | 88.1849 | 14 | 0.088 | - | 20 | 7 | 7
7726 | 88.1963 | 14 | 0.088 | - | 20 | 7 | 7
7727 | 88.2078 | 14 | 0.088 | - | 20 | 7 | 7
7728 | 88.2192 | 14 | 0.088 | - | 20 | 7 | 7
7729 | 88.2306 | 14 | 0.088 | - | 20 | 7 | 7
7730 | 88.242 | 14 | 0.088 | - | 20 | 7 | 7
7731 | 88.2534 | 14 | 0.088 | - | 20 | 7 | 7
7732 | 88.2648 | 14 | 0.088 | - | 20 | 7 | 7
7733 | 88.2763 | 14 | 0.088 | - | 20 | 7 | 7
7734 | 88.2877 | 14 | 0.088 | - | 20 | 7 | 7
7735 | 88.2991 | 14 | 0.088 | - | 20 | 7 | 7
7736 | 88.3105 | 14 | 0.088 | - | 20 | 7 | 7
7737 | 88.3219 | 14 | 0.088 | - | 20 | 7 | 7
7738 | 88.3333 | 14 | 0.088 | - | 20 | 7 | 7
7739 | 88.3447 | 14 | 0.088 | - | 20 | 7 | 7
7740 | 88.3562 | 14 | 0.088 | - | 20 | 7 | 7
7741 | 88.3676 | 14 | 0.088 | - | 20 | 7 | 7
7742 | 88.379 | 14 | 0.088 | - | 20 | 7 | 7
7743 | 88.3904 | 14 | 0.088 | - | 20 | 7 | 7
7744 | 88.4018 | 14 | 0.088 | - | 20 | 7 | 7
7745 | 88.4132 | 14 | 0.088 | - | 20 | 7 | 7
7746 | 88.4247 | 14 | 0.088 | - | 20 | 7 | 7
7747 | 88.4361 | 14 | 0.088 | - | 20 | 7 | 7
7748 | 88.4475 | 14 | 0.088 | - | 20 | 7 | 7
7749 | 88.4589 | 14 | 0.088 | - | 20 | 7 | 7
7750 | 88.4703 | 14 | 0.088 | - | 20 | 7 | 7
7751 | 88.4817 | 14 | 0.088 | - | 20 | 7 | 7
7752 | 88.4932 | 14 | 0.088 | - | 20 | 7 | 7
7753 | 88.5046 | 14 | 0.088 | - | 20 | 7 | 7
7754 | 88.516 | 14 | 0.088 | - | 20 | 7 | 7
7755 | 88.5274 | 14 | 0.088 | - | 20 | 7 | 7
7756 | 88.5388 | 14 | 0.088 | - | 20 | 7 | 7
7757 | 88.5502 | 14 | 0.088 | - | 20 | 7 | 7
7758 | 88.5616 | 14 | 0.088 | - | 20 | 7 | 7
7759 | 88.5731 | 14 | 0.088 | - | 20 | 7 | 7
7760 | 88.5845 | 14 | 0.088 | - | 20 | 7 | 7
7761 | 88.5959 | 14 | 0.088 | - | 20 | 7 | 7
7762 | 88.6073 | 14 | 0.088 | - | 20 | 7 | 7
7763 | 88.6187 | 14 | 0.088 | - | 20 | 7 | 7
7764 | 88.6301 | 14 | 0.088 | - | 20 | 7 | 7
7765 | 88.6416 | 14 | 0.088 | - | 20 | 7 | 7
7766 | 88.653 | 14 | 0.088 | - | 20 | 7 | 7
7767 | 88.6644 | 14 | 0.088 | - | 20 | 7 | 7
7768 | 88.6758 | 14 | 0.088 | - | 20 | 7 | 7
7769 | 88.6872 | 14 | 0.088 | - | 20 | 7 | 7
7770 | 88.6986 | 14 | 0.088 | - | 20 | 7 | 7
7771 | 88.71 | 14 | 0.088 | - | 20 | 7 | 7
7772 | 88.7215 | 14 | 0.088 | - | 20 | 7 | 7
7773 | 88.7329 | 14 | 0.088 | - | 20 | 7 | 7
7774 | 88.7443 | 13 | 0.088 | - | 20 | 7 | 7
7775 | 88.7557 | 13 | 0.088 | - | 20 | 7 | 7
7776 | 88.7671 | 13 | 0.088 | - | 20 | 7 | 7
7777 | 88.7785 | 13 | 0.088 | - | 20 | 7 | 7
7778 | 88.79 | 13 | 0.088 | - | 20 | 7 | 7
7779 | 88.8014 | 13 | 0.088 | - | 20 | 7 | 7
7780 | 88.8128 | 13 | 0.088 | - | 20 | 7 | 7
7781 | 88.8242 | 13 | 0.088 | - | 20 | 7 | 7
7782 | 88.8356 | 13 | 0.088 | - | 20 | 7 | 7
7783 | 88.847 | 13 | 0.088 | - | 20 | 7 | 7
7784 | 88.8584 | 13 | 0.088 | - | 20 | 7 | 7
7785 | 88.8699 | 13 | 0.087 | - | 20 | 7 | 7
7786 | 88.8813 | 13 | 0.087 | - | 20 | 7 | 7
7787 | 88.8927 | 13 | 0.087 | - | 20 | 7 | 7
7788 | 88.9041 | 13 | 0.087 | - | 20 | 7 | 7
7789 | 88.9155 | 13 | 0.087 | - | 20 | 7 | 7
7790 | 88.9269 | 13 | 0.087 | - | 20 | 7 | 7
7791 | 88.9384 | 13 | 0.087 | - | 20 | 7 | 7
7792 | 88.9498 | 13 | 0.087 | - | 20 | 7 | 7
7793 | 88.9612 | 13 | 0.087 | - | 20 | 7 | 7
7794 | 88.9726 | 13 | 0.087 | - | 20 | 7 | 7
7795 | 88.984 | 13 | 0.087 | - | 20 | 7 | 7
7796 | 88.9954 | 13 | 0.087 | - | 20 | 7 | 7
7797 | 89.0068 | 13 | 0.087 | - | 20 | 7 | 7
7798 | 89.0183 | 13 | 0.087 | - | 20 | 7 | 7
7799 | 89.0297 | 13 | 0.087 | - | 20 | 7 | 7
7800 | 89.0411 | 13 | 0.087 | - | 20 | 7 | 7
7801 | 89.0525 | 13 | 0.087 | - | 20 | 7 | 7
7802 | 89.0639 | 13 | 0.087 | - | 20 | 7 | 7
7803 | 89.0753 | 13 | 0.087 | - | 20 | 7 | 7
7804 | 89.0868 | 13 | 0.087 | - | 20 | 7 | 7
7805 | 89.0982 | 13 | 0.087 | - | 20 | 7 | 7
7806 | 89.1096 | 13 | 0.087 | - | 20 | 7 | 7
7807 | 89.121 | 13 | 0.087 | - | 20 | 7 | 7
7808 | 89.1324 | 13 | 0.087 | - | 20 | 7 | 7
7809 | 89.1438 | 13 | 0.087 | - | 20 | 7 | 7
7810 | 89.1553 | 13 | 0.087 | - | 20 | 7 | 7
7811 | 89.1667 | 13 | 0.087 | - | 20 | 7 | 7
7812 | 89.1781 | 13 | 0.087 | - | 20 | 7 | 7
7813 | 89.1895 | 13 | 0.087 | - | 20 | 7 | 6
7814 | 89.2009 | 13 | 0.087 | - | 20 | 7 | 6
7815 | 89.2123 | 13 | 0.087 | - | 20 | 7 | 6
7816 | 89.2237 | 13 | 0.087 | - | 20 | 7 | 6
7817 | 89.2352 | 13 | 0.087 | - | 20 | 7 | 6
7818 | 89.2466 | 13 | 0.087 | - | 20 | 7 | 6
7819 | 89.258 | 13 | 0.087 | - | 20 | 7 | 6
7820 | 89.2694 | 13 | 0.087 | - | 20 | 7 | 6
7821 | 89.2808 | 13 | 0.087 | - | 20 | 7 | 6
7822 | 89.2922 | 13 | 0.087 | - | 20 | 7 | 6
7823 | 89.3037 | 13 | 0.087 | - | 20 | 7 | 6
7824 | 89.3151 | 13 | 0.087 | - | 20 | 7 | 6
7825 | 89.3265 | 13 | 0.087 | - | 20 | 7 | 6
7826 | 89.3379 | 13 | 0.087 | - | 20 | 7 | 6
7827 | 89.3493 | 13 | 0.087 | - | 20 | 7 | 6
7828 | 89.3607 | 13 | 0.087 | - | 20 | 7 | 6
7829 | 89.3721 | 13 | 0.087 | - | 20 | 7 | 6
7830 | 89.3836 | 13 | 0.087 | - | 20 | 7 | 6
7831 | 89.395 | 13 | 0.087 | - | 20 | 7 | 6
7832 | 89.4064 | 13 | 0.087 | - | 20 | 7 | 6
7833 | 89.4178 | 13 | 0.087 | - | 20 | 7 | 6
7834 | 89.4292 | 13 | 0.087 | - | 20 | 7 | 6
7835 | 89.4406 | 13 | 0.087 | - | 20 | 7 | 6
7836 | 89.4521 | 13 | 0.087 | - | 20 | 7 | 6
7837 | 89.4635 | 13 | 0.087 | - | 20 | 7 | 6
7838 | 89.4749 | 13 | 0.087 | - | 20 | 7 | 6
7839 | 89.4863 | 13 | 0.087 | - | 20 | 7 | 6
7840 | 89.4977 | 13 | 0.087 | - | 20 | 7 | 6
7841 | 89.5091 | 13 | 0.087 | - | 20 | 7 | 6
7842 | 89.5205 | 13 | 0.087 | - | 20 | 7 | 6
7843 | 89.532 | 13 | 0.087 | - | 20 | 7 | 6
7844 | 89.5434 | 13 | 0.087 | - | 20 | 7 | 6
7845 | 89.5548 | 13 | 0.087 | - | 20 | 7 | 6
7846 | 89.5662 | 13 | 0.087 | - | 20 | 7 | 6
7847 | 89.5776 | 13 | 0.087 | - | 20 | 7 | 6
7848 | 89.589 | 13 | 0.087 | - | 20 | 7 | 6
7849 | 89.6005 | 13 | 0.087 | - | 20 | 7 | 6
7850 | 89.6119 | 13 | 0.087 | - | 20 | 7 | 6
7851 | 89.6233 | 13 | 0.087 | - | 20 | 7 | 6
7852 | 89.6347 | 13 | 0.087 | - | 20 | 7 | 6
7853 | 89.6461 | 13 | 0.087 | - | 20 | 7 | 6
7854 | 89.6575 | 13 | 0.087 | - | 20 | 7 | 6
7855 | 89.6689 | 13 | 0.087 | - | 20 | 7 | 6
7856 | 89.6804 | 13 | 0.087 | - | 20 | 7 | 6
7857 | 89.6918 | 13 | 0.087 | - | 20 | 7 | 6
7858 | 89.7032 | 13 | 0.087 | - | 20 | 7 | 6
7859 | 89.7146 | 13 | 0.087 | - | 20 | 7 | 6
7860 | 89.726 | 13 | 0.087 | - | 20 | 6 | 6
7861 | 89.7374 | 13 | 0.087 | - | 20 | 6 | 6
7862 | 89.7489 | 13 | 0.086 | - | 20 | 6 | 6
7863 | 89.7603 | 13 | 0.086 | - | 20 | 6 | 6
7864 | 89.7717 | 13 | 0.086 | - | 20 | 6 | 6
7865 | 89.7831 | 13 | 0.086 | - | 20 | 6 | 6
7866 | 89.7945 | 13 | 0.086 | - | 20 | 6 | 6
7867 | 89.8059 | 13 | 0.086 | - | 20 | 6 | 6
7868 | 89.8174 | 13 | 0.086 | - | 20 | 6 | 6
7869 | 89.8288 | 13 | 0.086 | - | 20 | 6 | 6
7870 | 89.8402 | 13 | 0.086 | - | 20 | 6 | 6
7871 | 89.8516 | 13 | 0.086 | - | 20 | 6 | 6
7872 | 89.863 | 13 | 0.086 | - | 20 | 6 | 6
7873 | 89.8744 | 13 | 0.086 | - | 20 | 6 | 6
7874 | 89.8858 | 13 | 0.086 | - | 20 | 6 | 6
7875 | 89.8973 | 13 | 0.086 | - | 20 | 6 | 6
7876 | 89.9087 | 13 | 0.086 | - | 20 | 6 | 6
7877 | 89.9201 | 13 | 0.086 | - | 20 | 6 | 6
7878 | 89.9315 | 13 | 0.086 | - | 20 | 6 | 6
7879 | 89.9429 | 13 | 0.086 | - | 20 | 6 | 6
7880 | 89.9543 | 13 | 0.086 | - | 20 | 6 | 6
7881 | 89.9658 | 13 | 0.086 | - | 20 | 6 | 6
7882 | 89.9772 | 13 | 0.086 | - | 20 | 6 | 6
7883 | 89.9886 | 13 | 0.086 | - | 20 | 6 | 6
7884 | 90 | 13 | 0.086 | - | 20 | 6 | 6
7885 | 90.0114 | 13 | 0.086 | - | 20 | 6 | 6
7886 | 90.0228 | 13 | 0.086 | - | 20 | 6 | 6
7887 | 90.0342 | 13 | 0.086 | - | 20 | 6 | 6
7888 | 90.0457 | 13 | 0.086 | - | 20 | 6 | 6
7889 | 90.0571 | 13 | 0.086 | - | 20 | 6 | 6
7890 | 90.0685 | 13 | 0.086 | - | 20 | 6 | 6
7891 | 90.0799 | 13 | 0.086 | - | 20 | 6 | 6
7892 | 90.0913 | 13 | 0.086 | - | 20 | 6 | 6
7893 | 90.1027 | 13 | 0.086 | - | 20 | 6 | 6
7894 | 90.1142 | 13 | 0.086 | - | 20 | 6 | 6
7895 | 90.1256 | 13 | 0.086 | - | 20 | 6 | 6
7896 | 90.137 | 13 | 0.086 | - | 20 | 6 | 6
7897 | 90.1484 | 13 | 0.086 | - | 20 | 6 | 6
7898 | 90.1598 | 13 | 0.086 | - | 20 | 6 | 6
7899 | 90.1712 | 13 | 0.086 | - | 20 | 6 | 6
7900 | 90.1826 | 13 | 0.086 | - | 20 | 6 | 6
7901 | 90.1941 | 13 | 0.086 | - | 20 | 6 | 6
7902 | 90.2055 | 13 | 0.086 | - | 20 | 6 | 6
7903 | 90.2169 | 13 | 0.086 | - | 20 | 6 | 6
7904 | 90.2283 | 13 | 0.086 | - | 20 | 6 | 6
7905 | 90.2397 | 13 | 0.086 | - | 20 | 6 | 6
7906 | 90.2511 | 13 | 0.086 | - | 20 | 6 | 6
7907 | 90.2626 | 13 | 0.086 | - | 20 | 6 | 6
7908 | 90.274 | 13 | 0.086 | - | 20 | 6 | 6
7909 | 90.2854 | 13 | 0.086 | - | 20 | 6 | 6
7910 | 90.2968 | 13 | 0.086 | - | 20 | 6 | 6
7911 | 90.3082 | 13 | 0.086 | - | 20 | 6 | 6
7912 | 90.3196 | 13 | 0.086 | - | 20 | 6 | 6
7913 | 90.3311 | 13 | 0.086 | - | 20 | 6 | 6
7914 | 90.3425 | 13 | 0.086 | - | 20 | 6 | 6
7915 | 90.3539 | 13 | 0.086 | - | 20 | 6 | 6
7916 | 90.3653 | 13 | 0.086 | - | 20 | 6 | 6
7917 | 90.3767 | 13 | 0.086 | - | 20 | 6 | 6
7918 | 90.3881 | 13 | 0.086 | - | 20 | 6 | 6
7919 | 90.3995 | 13 | 0.086 | - | 20 | 6 | 6
7920 | 90.411 | 13 | 0.086 | - | 20 | 6 | 6
7921 | 90.4224 | 13 | 0.086 | - | 20 | 6 | 6
7922 | 90.4338 | 13 | 0.086 | - | 20 | 6 | 6
7923 | 90.4452 | 13 | 0.086 | - | 20 | 6 | 6
7924 | 90.4566 | 13 | 0.086 | - | 20 | 6 | 6
7925 | 90.468 | 13 | 0.086 | - | 20 | 6 | 6
7926 | 90.4795 | 13 | 0.086 | - | 20 | 6 | 6
7927 | 90.4909 | 13 | 0.086 | - | 20 | 6 | 6
7928 | 90.5023 | 13 | 0.086 | - | 20 | 6 | 6
7929 | 90.5137 | 13 | 0.086 | - | 20 | 6 | 6
7930 | 90.5251 | 13 | 0.086 | - | 20 | 6 | 6
7931 | 90.5365 | 13 | 0.086 | - | 20 | 6 | 6
7932 | 90.5479 | 13 | 0.086 | - | 20 | 6 | 6
7933 | 90.5594 | 13 | 0.086 | - | 20 | 6 | 6
7934 | 90.5708 | 13 | 0.086 | - | 20 | 6 | 6
7935 | 90.5822 | 13 | 0.086 | - | 20 | 6 | 6
7936 | 90.5936 | 13 | 0.086 | - | 20 | 6 | 6
7937 | 90.605 | 13 | 0.086 | - | 20 | 6 | 6
7938 | 90.6164 | 13 | 0.086 | - | 20 | 6 | 6
7939 | 90.6279 | 13 | 0.086 | - | 20 | 6 | 6
7940 | 90.6393 | 13 | 0.086 | - | 20 | 6 | 6
7941 | 90.6507 | 13 | 0.086 | - | 20 | 6 | 6
7942 | 90.6621 | 13 | 0.086 | - | 20 | 6 | 6
7943 | 90.6735 | 13 | 0.085 | - | 20 | 6 | 6
7944 | 90.6849 | 13 | 0.085 | - | 20 | 6 | 6
7945 | 90.6963 | 13 | 0.085 | - | 20 | 6 | 6
7946 | 90.7078 | 13 | 0.085 | - | 20 | 6 | 6
7947 | 90.7192 | 13 | 0.085 | - | 20 | 6 | 6
7948 | 90.7306 | 13 | 0.085 | - | 20 | 6 | 6
7949 | 90.742 | 13 | 0.085 | - | 20 | 6 | 6
7950 | 90.7534 | 13 | 0.085 | - | 20 | 6 | 6
7951 | 90.7648 | 13 | 0.085 | - | 20 | 6 | 6
7952 | 90.7763 | 13 | 0.085 | - | 20 | 6 | 6
7953 | 90.7877 | 13 | 0.085 | - | 20 | 6 | 6
7954 | 90.7991 | 13 | 0.085 | - | 20 | 6 | 6
7955 | 90.8105 | 13 | 0.085 | - | 19 | 6 | 6
7956 | 90.8219 | 13 | 0.085 | - | 19 | 6 | 6
7957 | 90.8333 | 13 | 0.085 | - | 19 | 6 | 6
7958 | 90.8447 | 13 | 0.085 | - | 19 | 6 | 6
7959 | 90.8562 | 13 | 0.085 | - | 19 | 6 | 6
7960 | 90.8676 | 13 | 0.085 | - | 19 | 6 | 6
7961 | 90.879 | 13 | 0.085 | - | 19 | 6 | 6
7962 | 90.8904 | 13 | 0.085 | - | 19 | 6 | 6
7963 | 90.9018 | 13 | 0.085 | - | 19 | 6 | 6
7964 | 90.9132 | 13 | 0.085 | - | 19 | 6 | 6
7965 | 90.9247 | 13 | 0.085 | - | 19 | 6 | 6
7966 | 90.9361 | 13 | 0.085 | - | 19 | 6 | 6
7967 | 90.9475 | 13 | 0.085 | - | 19 | 6 | 6
7968 | 90.9589 | 13 | 0.085 | - | 19 | 6 | 6
7969 | 90.9703 | 13 | 0.085 | - | 19 | 6 | 6
7970 | 90.9817 | 13 | 0.085 | - | 19 | 6 | 6
7971 | 90.9932 | 13 | 0.085 | - | 19 | 6 | 6
7972 | 91.0046 | 13 | 0.085 | - | 19 | 6 | 6
7973 | 91.016 | 13 | 0.085 | - | 19 | 6 | 6
7974 | 91.0274 | 13 | 0.085 | - | 19 | 6 | 6
7975 | 91.0388 | 13 | 0.085 | - | 19 | 6 | 6
7976 | 91.0502 | 13 | 0.085 | - | 19 | 6 | 6
7977 | 91.0616 | 13 | 0.085 | - | 19 | 6 | 6
7978 | 91.0731 | 13 | 0.085 | - | 19 | 6 | 6
7979 | 91.0845 | 13 | 0.085 | - | 19 | 6 | 6
7980 | 91.0959 | 13 | 0.085 | - | 19 | 6 | 6
7981 | 91.1073 | 13 | 0.085 | - | 19 | 6 | 6
7982 | 91.1187 | 13 | 0.085 | - | 19 | 6 | 6
7983 | 91.1301 | 13 | 0.085 | - | 19 | 6 | 6
7984 | 91.1416 | 13 | 0.085 | - | 19 | 6 | 6
7985 | 91.153 | 13 | 0.085 | - | 19 | 6 | 6
7986 | 91.1644 | 13 | 0.085 | - | 19 | 6 | 6
7987 | 91.1758 | 13 | 0.085 | - | 19 | 6 | 6
7988 | 91.1872 | 13 | 0.085 | - | 19 | 6 | 6
7989 | 91.1986 | 13 | 0.085 | - | 19 | 6 | 6
7990 | 91.21 | 13 | 0.085 | - | 19 | 6 | 6
7991 | 91.2215 | 13 | 0.085 | - | 19 | 6 | 6
7992 | 91.2329 | 13 | 0.085 | - | 19 | 6 | 6
7993 | 91.2443 | 13 | 0.085 | - | 19 | 6 | 6
7994 | 91.2557 | 13 | 0.085 | - | 19 | 6 | 6
7995 | 91.2671 | 13 | 0.085 | - | 19 | 6 | 6
7996 | 91.2785 | 13 | 0.085 | - | 19 | 6 | 6
7997 | 91.29 | 13 | 0.085 | - | 19 | 6 | 6
7998 | 91.3014 | 13 | 0.085 | - | 19 | 6 | 6
7999 | 91.3128 | 13 | 0.085 | - | 19 | 6 | 6
8000 | 91.3242 | 13 | 0.085 | - | 19 | 6 | 6
8001 | 91.3356 | 13 | 0.085 | - | 19 | 6 | 6
8002 | 91.347 | 13 | 0.085 | - | 19 | 6 | 6
8003 | 91.3584 | 13 | 0.085 | - | 19 | 6 | 6
8004 | 91.3699 | 13 | 0.085 | - | 19 | 6 | 6
8005 | 91.3813 | 13 | 0.085 | - | 19 | 6 | 6
8006 | 91.3927 | 13 | 0.085 | - | 19 | 6 | 6
8007 | 91.4041 | 13 | 0.085 | - | 19 | 6 | 6
8008 | 91.4155 | 13 | 0.084 | - | 19 | 6 | 6
8009 | 91.4269 | 13 | 0.084 | - | 19 | 6 | 6
8010 | 91.4384 | 13 | 0.084 | - | 19 | 6 | 6
8011 | 91.4498 | 13 | 0.084 | - | 19 | 6 | 6
8012 | 91.4612 | 13 | 0.084 | - | 19 | 6 | 6
8013 | 91.4726 | 13 | 0.084 | - | 19 | 6 | 6
8014 | 91.484 | 13 | 0.084 | - | 19 | 6 | 6
8015 | 91.4954 | 13 | 0.084 | - | 19 | 6 | 6
8016 | 91.5068 | 13 | 0.084 | - | 19 | 6 | 6
8017 | 91.5183 | 13 | 0.084 | - | 19 | 6 | 6
8018 | 91.5297 | 13 | 0.084 | - | 19 | 6 | 6
8019 | 91.5411 | 13 | 0.084 | - | 19 | 6 | 6
8020 | 91.5525 | 13 | 0.084 | - | 19 | 6 | 6
8021 | 91.5639 | 13 | 0.084 | - | 19 | 6 | 6
8022 | 91.5753 | 13 | 0.084 | - | 19 | 6 | 6
8023 | 91.5868 | 13 | 0.084 | - | 19 | 6 | 6
8024 | 91.5982 | 13 | 0.084 | - | 19 | 6 | 6
8025 | 91.6096 | 13 | 0.084 | - | 19 | 6 | 6
8026 | 91.621 | 13 | 0.084 | - | 19 | 6 | 6
8027 | 91.6324 | 13 | 0.084 | - | 19 | 6 | 6
8028 | 91.6438 | 13 | 0.084 | - | 19 | 6 | 6
8029 | 91.6553 | 13 | 0.083 | - | 19 | 6 | 6
8030 | 91.6667 | 13 | 0.083 | - | 19 | 6 | 6
8031 | 91.6781 | 13 | 0.083 | - | 19 | 6 | 6
8032 | 91.6895 | 13 | 0.083 | - | 19 | 6 | 6
8033 | 91.7009 | 13 | 0.083 | - | 19 | 6 | 6
8034 | 91.7123 | 13 | 0.083 | - | 19 | 6 | 6
8035 | 91.7237 | 13 | 0.083 | - | 19 | 6 | 6
8036 | 91.7352 | 13 | 0.083 | - | 19 | 6 | 6
8037 | 91.7466 | 13 | 0.083 | - | 19 | 6 | 6
8038 | 91.758 | 13 | 0.083 | - | 19 | 6 | 6
8039 | 91.7694 | 13 | 0.083 | - | 19 | 6 | 6
8040 | 91.7808 | 13 | 0.083 | - | 19 | 6 | 6
8041 | 91.7922 | 13 | 0.083 | - | 19 | 6 | 6
8042 | 91.8037 | 13 | 0.083 | - | 19 | 6 | 6
8043 | 91.8151 | 13 | 0.083 | - | 19 | 6 | 6
8044 | 91.8265 | 13 | 0.083 | - | 19 | 6 | 6
8045 | 91.8379 | 13 | 0.082 | - | 19 | 6 | 6
8046 | 91.8493 | 13 | 0.082 | - | 19 | 6 | 6
8047 | 91.8607 | 13 | 0.082 | - | 19 | 6 | 6
8048 | 91.8721 | 13 | 0.082 | - | 19 | 6 | 6
8049 | 91.8836 | 13 | 0.082 | - | 19 | 6 | 6
8050 | 91.895 | 13 | 0.082 | - | 19 | 6 | 6
8051 | 91.9064 | 13 | 0.082 | - | 19 | 6 | 6
8052 | 91.9178 | 13 | 0.082 | - | 19 | 6 | 6
8053 | 91.9292 | 13 | 0.082 | - | 19 | 6 | 6
8054 | 91.9406 | 13 | 0.082 | - | 19 | 6 | 6
8055 | 91.9521 | 13 | 0.082 | - | 19 | 6 | 6
8056 | 91.9635 | 13 | 0.082 | - | 19 | 6 | 6
8057 | 91.9749 | 13 | 0.082 | - | 19 | 6 | 6
8058 | 91.9863 | 13 | 0.082 | - | 19 | 6 | 6
8059 | 91.9977 | 13 | 0.082 | - | 19 | 6 | 6
8060 | 92.0091 | 13 | 0.082 | - | 19 | 6 | 6
8061 | 92.0205 | 13 | 0.082 | - | 19 | 6 | 6
8062 | 92.032 | 13 | 0.081 | - | 19 | 6 | 6
8063 | 92.0434 | 13 | 0.081 | - | 19 | 6 | 6
8064 | 92.0548 | 13 | 0.081 | - | 19 | 6 | 6
8065 | 92.0662 | 13 | 0.081 | - | 19 | 6 | 6
8066 | 92.0776 | 13 | 0.081 | - | 19 | 6 | 6
8067 | 92.089 | 13 | 0.081 | - | 19 | 6 | 6
8068 | 92.1005 | 13 | 0.081 | - | 19 | 6 | 6
8069 | 92.1119 | 13 | 0.081 | - | 19 | 6 | 6
8070 | 92.1233 | 13 | 0.081 | - | 19 | 6 | 6
8071 | 92.1347 | 13 | 0.081 | - | 19 | 6 | 6
8072 | 92.1461 | 13 | 0.081 | - | 19 | 6 | 6
8073 | 92.1575 | 13 | 0.081 | - | 19 | 6 | 6
8074 | 92.1689 | 13 | 0.081 | - | 19 | 6 | 6
8075 | 92.1804 | 13 | 0.081 | - | 19 | 6 | 6
8076 | 92.1918 | 13 | 0.081 | - | 19 | 6 | 6
8077 | 92.2032 | 13 | 0.081 | - | 19 | 6 | 6
8078 | 92.2146 | 13 | 0.081 | - | 19 | 6 | 6
8079 | 92.226 | 13 | 0.081 | - | 19 | 6 | 6
8080 | 92.2374 | 13 | 0.081 | - | 19 | 6 | 6
8081 | 92.2489 | 13 | 0.081 | - | 19 | 6 | 6
8082 | 92.2603 | 13 | 0.08 | - | 19 | 6 | 6
8083 | 92.2717 | 13 | 0.08 | - | 19 | 6 | 6
8084 | 92.2831 | 13 | 0.08 | - | 19 | 6 | 6
8085 | 92.2945 | 13 | 0.08 | - | 19 | 6 | 6
8086 | 92.3059 | 13 | 0.08 | - | 19 | 6 | 6
8087 | 92.3174 | 13 | 0.08 | - | 19 | 6 | 6
8088 | 92.3288 | 13 | 0.08 | - | 19 | 6 | 6
8089 | 92.3402 | 13 | 0.08 | - | 19 | 6 | 6
8090 | 92.3516 | 13 | 0.08 | - | 19 | 6 | 6
8091 | 92.363 | 13 | 0.08 | - | 19 | 6 | 6
8092 | 92.3744 | 13 | 0.08 | - | 19 | 6 | 6
8093 | 92.3858 | 13 | 0.08 | - | 19 | 6 | 6
8094 | 92.3973 | 13 | 0.08 | - | 19 | 6 | 6
8095 | 92.4087 | 13 | 0.08 | - | 19 | 6 | 6
8096 | 92.4201 | 13 | 0.08 | - | 19 | 6 | 6
8097 | 92.4315 | 13 | 0.08 | - | 19 | 6 | 6
8098 | 92.4429 | 13 | 0.08 | - | 19 | 6 | 6
8099 | 92.4543 | 13 | 0.08 | - | 19 | 6 | 6
8100 | 92.4658 | 13 | 0.08 | - | 19 | 6 | 6
8101 | 92.4772 | 13 | 0.08 | - | 19 | 6 | 6
8102 | 92.4886 | 13 | 0.08 | - | 19 | 6 | 6
8103 | 92.5 | 13 | 0.08 | - | 19 | 6 | 6
8104 | 92.5114 | 13 | 0.079 | - | 19 | 6 | 6
8105 | 92.5228 | 13 | 0.079 | - | 19 | 6 | 6
8106 | 92.5342 | 13 | 0.079 | - | 19 | 6 | 6
8107 | 92.5457 | 13 | 0.079 | - | 19 | 6 | 6
8108 | 92.5571 | 13 | 0.079 | - | 19 | 6 | 6
8109 | 92.5685 | 13 | 0.079 | - | 19 | 6 | 6
8110 | 92.5799 | 13 | 0.079 | - | 19 | 6 | 6
8111 | 92.5913 | 13 | 0.079 | - | 19 | 6 | 6
8112 | 92.6027 | 13 | 0.078 | - | 19 | 6 | 6
8113 | 92.6142 | 13 | 0.077 | - | 19 | 6 | 6
8114 | 92.6256 | 13 | 0.077 | - | 19 | 6 | 6
8115 | 92.637 | 13 | 0.077 | - | 19 | 6 | 6
8116 | 92.6484 | 13 | 0.077 | - | 19 | 6 | 6
8117 | 92.6598 | 13 | 0.077 | - | 19 | 6 | 6
8118 | 92.6712 | 13 | 0.077 | - | 19 | 6 | 6
8119 | 92.6826 | 13 | 0.077 | - | 19 | 6 | 6
8120 | 92.6941 | 13 | 0.077 | - | 19 | 6 | 6
8121 | 92.7055 | 13 | 0.077 | - | 19 | 6 | 6
8122 | 92.7169 | 13 | 0.076 | - | 19 | 6 | 6
8123 | 92.7283 | 13 | 0.076 | - | 19 | 6 | 6
8124 | 92.7397 | 13 | 0.076 | - | 19 | 6 | 6
8125 | 92.7511 | 13 | 0.076 | - | 19 | 6 | 6
8126 | 92.7626 | 13 | 0.076 | - | 19 | 6 | 6
8127 | 92.774 | 13 | 0.076 | - | 19 | 6 | 6
8128 | 92.7854 | 13 | 0.075 | - | 19 | 6 | 6
8129 | 92.7968 | 13 | 0.075 | - | 19 | 6 | 6
8130 | 92.8082 | 13 | 0.075 | - | 19 | 6 | 6
8131 | 92.8196 | 13 | 0.075 | - | 19 | 6 | 6
8132 | 92.8311 | 13 | 0.075 | - | 19 | 6 | 6
8133 | 92.8425 | 13 | 0.074 | - | 19 | 6 | 6
8134 | 92.8539 | 13 | 0.074 | - | 19 | 6 | 6
8135 | 92.8653 | 13 | 0.074 | - | 19 | 6 | 6
8136 | 92.8767 | 13 | 0.074 | - | 19 | 6 | 6
8137 | 92.8881 | 13 | 0.073 | - | 19 | 6 | 6
8138 | 92.8995 | 13 | 0.073 | - | 19 | 6 | 6
8139 | 92.911 | 13 | 0.073 | - | 19 | 6 | 6
8140 | 92.9224 | 13 | 0.073 | - | 19 | 6 | 6
8141 | 92.9338 | 13 | 0.073 | - | 19 | 6 | 6
8142 | 92.9452 | 13 | 0.073 | - | 19 | 6 | 6
8143 | 92.9566 | 13 | 0.073 | - | 19 | 6 | 6
8144 | 92.968 | 13 | 0.073 | - | 19 | 6 | 6
8145 | 92.9795 | 13 | 0.073 | - | 19 | 6 | 6
8146 | 92.9909 | 13 | 0.073 | - | 19 | 6 | 6
8147 | 93.0023 | 13 | 0.073 | - | 19 | 6 | 6
8148 | 93.0137 | 13 | 0.072 | - | 19 | 6 | 6
8149 | 93.0251 | 13 | 0.072 | - | 19 | 6 | 6
8150 | 93.0365 | 13 | 0.072 | - | 19 | 6 | 6
8151 | 93.0479 | 13 | 0.072 | - | 19 | 6 | 6
8152 | 93.0594 | 13 | 0.072 | - | 19 | 6 | 6
8153 | 93.0708 | 13 | 0.071 | - | 19 | 6 | 6
8154 | 93.0822 | 13 | 0.071 | - | 19 | 6 | 6
8155 | 93.0936 | 13 | 0.071 | - | 19 | 6 | 6
8156 | 93.105 | 13 | 0.071 | - | 19 | 6 | 6
8157 | 93.1164 | 13 | 0.071 | - | 19 | 6 | 6
8158 | 93.1279 | 13 | 0.071 | - | 19 | 6 | 6
8159 | 93.1393 | 13 | 0.071 | - | 19 | 6 | 6
8160 | 93.1507 | 13 | 0.071 | - | 19 | 6 | 6
8161 | 93.1621 | 13 | 0.071 | - | 19 | 6 | 6
8162 | 93.1735 | 13 | 0.071 | - | 19 | 6 | 6
8163 | 93.1849 | 13 | 0.071 | - | 19 | 6 | 6
8164 | 93.1963 | 13 | 0.07 | - | 19 | 6 | 6
8165 | 93.2078 | 13 | 0.07 | - | 19 | 6 | 6
8166 | 93.2192 | 13 | 0.07 | - | 19 | 6 | 6
8167 | 93.2306 | 13 | 0.07 | - | 19 | 6 | 6
8168 | 93.242 | 13 | 0.07 | - | 19 | 6 | 6
8169 | 93.2534 | 13 | 0.07 | - | 19 | 6 | 6
8170 | 93.2648 | 13 | 0.07 | - | 19 | 6 | 6
8171 | 93.2763 | 13 | 0.07 | - | 19 | 6 | 6
8172 | 93.2877 | 13 | 0.07 | - | 19 | 6 | 6
8173 | 93.2991 | 13 | 0.07 | - | 19 | 6 | 6
8174 | 93.3105 | 13 | 0.07 | - | 19 | 6 | 6
8175 | 93.3219 | 13 | 0.07 | - | 19 | 6 | 6
8176 | 93.3333 | 13 | 0.07 | - | 19 | 6 | 6
8177 | 93.3447 | 13 | 0.07 | - | 19 | 6 | 6
8178 | 93.3562 | 13 | 0.07 | - | 19 | 6 | 6
8179 | 93.3676 | 13 | 0.069 | - | 19 | 6 | 6
8180 | 93.379 | 13 | 0.069 | - | 19 | 6 | 6
8181 | 93.3904 | 13 | 0.069 | - | 19 | 6 | 6
8182 | 93.4018 | 13 | 0.069 | - | 19 | 6 | 6
8183 | 93.4132 | 13 | 0.069 | - | 19 | 6 | 6
8184 | 93.4247 | 13 | 0.069 | - | 19 | 6 | 6
8185 | 93.4361 | 13 | 0.069 | - | 19 | 6 | 6
8186 | 93.4475 | 13 | 0.069 | - | 19 | 6 | 6
8187 | 93.4589 | 13 | 0.069 | - | 19 | 6 | 6
8188 | 93.4703 | 13 | 0.069 | - | 19 | 6 | 6
8189 | 93.4817 | 13 | 0.068 | - | 19 | 6 | 6
8190 | 93.4932 | 13 | 0.068 | - | 19 | 6 | 6
8191 | 93.5046 | 13 | 0.068 | - | 19 | 6 | 6
8192 | 93.516 | 13 | 0.068 | - | 19 | 6 | 6
8193 | 93.5274 | 13 | 0.068 | - | 19 | 6 | 6
8194 | 93.5388 | 13 | 0.068 | - | 19 | 6 | 6
8195 | 93.5502 | 13 | 0.068 | - | 19 | 6 | 6
8196 | 93.5616 | 13 | 0.068 | - | 19 | 6 | 6
8197 | 93.5731 | 13 | 0.068 | - | 19 | 6 | 6
8198 | 93.5845 | 13 | 0.068 | - | 19 | 6 | 6
8199 | 93.5959 | 13 | 0.068 | - | 19 | 6 | 6
8200 | 93.6073 | 13 | 0.067 | - | 19 | 6 | 6
8201 | 93.6187 | 13 | 0.067 | - | 19 | 6 | 6
8202 | 93.6301 | 13 | 0.067 | - | 19 | 6 | 6
8203 | 93.6416 | 13 | 0.067 | - | 19 | 6 | 6
8204 | 93.653 | 13 | 0.067 | - | 19 | 6 | 6
8205 | 93.6644 | 13 | 0.067 | - | 19 | 6 | 6
8206 | 93.6758 | 13 | 0.066 | - | 19 | 6 | 6
8207 | 93.6872 | 13 | 0.066 | - | 19 | 6 | 6
8208 | 93.6986 | 13 | 0.066 | - | 19 | 6 | 6
8209 | 93.71 | 13 | 0.066 | - | 19 | 6 | 6
8210 | 93.7215 | 13 | 0.066 | - | 19 | 6 | 6
8211 | 93.7329 | 13 | 0.066 | - | 19 | 6 | 6
8212 | 93.7443 | 13 | 0.066 | - | 19 | 6 | 6
8213 | 93.7557 | 13 | 0.066 | - | 19 | 6 | 6
8214 | 93.7671 | 13 | 0.066 | - | 19 | 6 | 6
8215 | 93.7785 | 13 | 0.066 | - | 19 | 6 | 6
8216 | 93.79 | 13 | 0.066 | - | 19 | 6 | 6
8217 | 93.8014 | 13 | 0.066 | - | 19 | 6 | 6
8218 | 93.8128 | 13 | 0.066 | - | 19 | 6 | 6
8219 | 93.8242 | 13 | 0.066 | - | 19 | 6 | 6
8220 | 93.8356 | 13 | 0.066 | - | 19 | 6 | 6
8221 | 93.847 | 13 | 0.066 | - | 19 | 6 | 6
8222 | 93.8584 | 13 | 0.066 | - | 19 | 6 | 6
8223 | 93.8699 | 13 | 0.066 | - | 19 | 6 | 6
8224 | 93.8813 | 13 | 0.066 | - | 19 | 6 | 6
8225 | 93.8927 | 13 | 0.065 | - | 19 | 6 | 6
8226 | 93.9041 | 13 | 0.065 | - | 19 | 6 | 6
8227 | 93.9155 | 13 | 0.065 | - | 19 | 6 | 6
8228 | 93.9269 | 13 | 0.065 | - | 19 | 6 | 6
8229 | 93.9384 | 13 | 0.065 | - | 19 | 6 | 6
8230 | 93.9498 | 13 | 0.065 | - | 19 | 6 | 6
8231 | 93.9612 | 13 | 0.065 | - | 19 | 6 | 6
8232 | 93.9726 | 13 | 0.065 | - | 19 | 6 | 6
8233 | 93.984 | 13 | 0.065 | - | 19 | 6 | 6
8234 | 93.9954 | 13 | 0.065 | - | 19 | 6 | 6
8235 | 94.0068 | 13 | 0.065 | - | 19 | 6 | 6
8236 | 94.0183 | 13 | 0.065 | - | 19 | 6 | 6
8237 | 94.0297 | 13 | 0.065 | - | 19 | 6 | 6
8238 | 94.0411 | 13 | 0.065 | - | 19 | 6 | 6
8239 | 94.0525 | 13 | 0.065 | - | 19 | 6 | 6
8240 | 94.0639 | 13 | 0.065 | - | 19 | 6 | 6
8241 | 94.0753 | 13 | 0.065 | - | 19 | 6 | 6
8242 | 94.0868 | 13 | 0.065 | - | 19 | 6 | 6
8243 | 94.0982 | 13 | 0.065 | - | 19 | 6 | 6
8244 | 94.1096 | 13 | 0.065 | - | 19 | 6 | 6
8245 | 94.121 | 13 | 0.065 | - | 19 | 6 | 6
8246 | 94.1324 | 13 | 0.065 | - | 19 | 6 | 6
8247 | 94.1438 | 13 | 0.065 | - | 19 | 6 | 6
8248 | 94.1553 | 13 | 0.064 | - | 19 | 6 | 6
8249 | 94.1667 | 13 | 0.064 | - | 19 | 6 | 6
8250 | 94.1781 | 13 | 0.064 | - | 19 | 6 | 6
8251 | 94.1895 | 13 | 0.064 | - | 19 | 6 | 6
8252 | 94.2009 | 13 | 0.064 | - | 19 | 6 | 6
8253 | 94.2123 | 13 | 0.064 | - | 19 | 6 | 6
8254 | 94.2237 | 13 | 0.064 | - | 19 | 6 | 6
8255 | 94.2352 | 13 | 0.064 | - | 19 | 6 | 6
8256 | 94.2466 | 13 | 0.064 | - | 19 | 6 | 6
8257 | 94.258 | 13 | 0.064 | - | 19 | 6 | 6
8258 | 94.2694 | 13 | 0.064 | - | 19 | 6 | 6
8259 | 94.2808 | 13 | 0.064 | - | 19 | 6 | 6
8260 | 94.2922 | 13 | 0.064 | - | 19 | 6 | 6
8261 | 94.3037 | 13 | 0.064 | - | 19 | 6 | 6
8262 | 94.3151 | 13 | 0.063 | - | 19 | 6 | 6
8263 | 94.3265 | 13 | 0.063 | - | 19 | 6 | 6
8264 | 94.3379 | 13 | 0.063 | - | 19 | 6 | 6
8265 | 94.3493 | 13 | 0.063 | - | 19 | 6 | 6
8266 | 94.3607 | 13 | 0.063 | - | 19 | 6 | 6
8267 | 94.3721 | 13 | 0.063 | - | 19 | 6 | 6
8268 | 94.3836 | 13 | 0.062 | - | 19 | 6 | 6
8269 | 94.395 | 13 | 0.062 | - | 19 | 6 | 6
8270 | 94.4064 | 13 | 0.062 | - | 19 | 6 | 6
8271 | 94.4178 | 13 | 0.062 | - | 19 | 6 | 6
8272 | 94.4292 | 13 | 0.062 | - | 19 | 6 | 6
8273 | 94.4406 | 13 | 0.062 | - | 19 | 6 | 6
8274 | 94.4521 | 13 | 0.062 | - | 19 | 6 | 6
8275 | 94.4635 | 13 | 0.061 | - | 19 | 6 | 6
8276 | 94.4749 | 13 | 0.061 | - | 19 | 6 | 6
8277 | 94.4863 | 13 | 0.061 | - | 19 | 6 | 6
8278 | 94.4977 | 13 | 0.061 | - | 19 | 6 | 6
8279 | 94.5091 | 13 | 0.06 | - | 19 | 6 | 6
8280 | 94.5205 | 13 | 0.06 | - | 19 | 6 | 6
8281 | 94.532 | 13 | 0.06 | - | 19 | 6 | 6
8282 | 94.5434 | 13 | 0.06 | - | 19 | 6 | 6
8283 | 94.5548 | 13 | 0.06 | - | 19 | 6 | 6
8284 | 94.5662 | 13 | 0.06 | - | 19 | 6 | 6
8285 | 94.5776 | 13 | 0.06 | - | 19 | 6 | 6
8286 | 94.589 | 13 | 0.06 | - | 19 | 6 | 6
8287 | 94.6005 | 13 | 0.06 | - | 19 | 6 | 6
8288 | 94.6119 | 13 | 0.059 | - | 19 | 6 | 6
8289 | 94.6233 | 13 | 0.059 | - | 19 | 6 | 6
8290 | 94.6347 | 13 | 0.059 | - | 19 | 6 | 6
8291 | 94.6461 | 13 | 0.059 | - | 19 | 6 | 6
8292 | 94.6575 | 13 | 0.059 | - | 19 | 6 | 6
8293 | 94.6689 | 13 | 0.059 | - | 19 | 6 | 6
8294 | 94.6804 | 13 | 0.058 | - | 19 | 6 | 6
8295 | 94.6918 | 13 | 0.058 | - | 19 | 6 | 6
8296 | 94.7032 | 13 | 0.058 | - | 19 | 6 | 6
8297 | 94.7146 | 13 | 0.058 | - | 19 | 6 | 6
8298 | 94.726 | 13 | 0.058 | - | 19 | 6 | 6
8299 | 94.7374 | 13 | 0.058 | - | 19 | 6 | 6
8300 | 94.7489 | 13 | 0.057 | - | 19 | 6 | 6
8301 | 94.7603 | 13 | 0.057 | - | 19 | 6 | 6
8302 | 94.7717 | 13 | 0.057 | - | 19 | 6 | 6
8303 | 94.7831 | 13 | 0.057 | - | 19 | 6 | 6
8304 | 94.7945 | 13 | 0.056 | - | 19 | 6 | 6
8305 | 94.8059 | 13 | 0.056 | - | 19 | 6 | 6
8306 | 94.8174 | 13 | 0.055 | - | 19 | 6 | 5
8307 | 94.8288 | 13 | 0.055 | - | 19 | 6 | 5
8308 | 94.8402 | 13 | 0.054 | - | 19 | 6 | 5
8309 | 94.8516 | 13 | 0.054 | - | 19 | 6 | 5
8310 | 94.863 | 13 | 0.052 | - | 19 | 6 | 5
8311 | 94.8744 | 13 | 0.052 | - | 19 | 6 | 5
8312 | 94.8858 | 13 | 0.051 | - | 19 | 6 | 5
8313 | 94.8973 | 13 | 0.051 | - | 19 | 6 | 5
8314 | 94.9087 | 13 | 0.05 | - | 19 | 6 | 5
8315 | 94.9201 | 13 | 0.05 | - | 19 | 6 | 5
8316 | 94.9315 | 13 | 0.05 | - | 19 | 6 | 5
8317 | 94.9429 | 13 | 0.049 | - | 19 | 6 | 5
8318 | 94.9543 | 13 | 0.048 | - | 19 | 6 | 5
8319 | 94.9658 | 13 | 0.047 | - | 19 | 6 | 5
8320 | 94.9772 | 13 | 0.046 | - | 19 | 6 | 5
8321 | 94.9886 | 13 | 0.045 | - | 19 | 6 | 5
8322 | 95 | 13 | 0.044 | - | 19 | 6 | 5
8323 | 95.0114 | 13 | 0.044 | - | 19 | 6 | 5
8324 | 95.0228 | 13 | 0.044 | - | 19 | 6 | 5
8325 | 95.0342 | 13 | 0.042 | - | 19 | 6 | 5
8326 | 95.0457 | 13 | 0.04 | - | 19 | 6 | 5
8327 | 95.0571 | 13 | 0.04 | - | 19 | 6 | 5
8328 | 95.0685 | 13 | 0.04 | - | 19 | 6 | 5
8329 | 95.0799 | 13 | 0.04 | - | 19 | 6 | 5
8330 | 95.0913 | 13 | 0.039 | - | 19 | 6 | 5
8331 | 95.1027 | 13 | 0.039 | - | 19 | 6 | 5
8332 | 95.1142 | 13 | 0.039 | - | 19 | 6 | 5
8333 | 95.1256 | 13 | 0.039 | - | 19 | 6 | 5
8334 | 95.137 | 13 | 0.039 | - | 19 | 5 | 5
8335 | 95.1484 | 13 | 0.039 | - | 19 | 5 | 5
8336 | 95.1598 | 13 | 0.039 | - | 19 | 5 | 5
8337 | 95.1712 | 13 | 0.039 | - | 19 | 5 | 5
8338 | 95.1826 | 13 | 0.039 | - | 19 | 5 | 5
8339 | 95.1941 | 13 | 0.039 | - | 19 | 5 | 5
8340 | 95.2055 | 13 | 0.039 | - | 19 | 5 | 5
8341 | 95.2169 | 13 | 0.039 | - | 19 | 5 | 5
8342 | 95.2283 | 13 | 0.039 | - | 19 | 5 | 5
8343 | 95.2397 | 13 | 0.039 | - | 19 | 5 | 5
8344 | 95.2511 | 13 | 0.039 | - | 19 | 5 | 5
8345 | 95.2626 | 13 | 0.039 | - | 19 | 5 | 5
8346 | 95.274 | 13 | 0.039 | - | 19 | 5 | 5
8347 | 95.2854 | 13 | 0.039 | - | 19 | 5 | 5
8348 | 95.2968 | 13 | 0.039 | - | 19 | 5 | 5
8349 | 95.3082 | 13 | 0.038 | - | 19 | 5 | 5
8350 | 95.3196 | 13 | 0.038 | - | 19 | 5 | 5
8351 | 95.3311 | 13 | 0.038 | - | 19 | 5 | 5
8352 | 95.3425 | 13 | 0.038 | - | 19 | 5 | 5
8353 | 95.3539 | 13 | 0.038 | - | 19 | 5 | 5
8354 | 95.3653 | 13 | 0.037 | - | 19 | 5 | 5
8355 | 95.3767 | 13 | 0.037 | - | 19 | 5 | 5
8356 | 95.3881 | 13 | 0.037 | - | 19 | 5 | 5
8357 | 95.3995 | 13 | 0.037 | - | 19 | 5 | 5
8358 | 95.411 | 13 | 0.037 | - | 19 | 5 | 5
8359 | 95.4224 | 13 | 0.036 | - | 19 | 5 | 5
8360 | 95.4338 | 13 | 0.036 | - | 19 | 5 | 5
8361 | 95.4452 | 13 | 0.036 | - | 19 | 5 | 5
8362 | 95.4566 | 13 | 0.036 | - | 19 | 5 | 5
8363 | 95.468 | 13 | 0.036 | - | 19 | 5 | 5
8364 | 95.4795 | 13 | 0.036 | - | 19 | 5 | 5
8365 | 95.4909 | 13 | 0.036 | - | 19 | 5 | 5
8366 | 95.5023 | 13 | 0.036 | - | 19 | 5 | 5
8367 | 95.5137 | 13 | 0.035 | - | 19 | 5 | 5
8368 | 95.5251 | 13 | 0.035 | - | 19 | 5 | 5
8369 | 95.5365 | 13 | 0.035 | - | 19 | 5 | 5
8370 | 95.5479 | 13 | 0.035 | - | 19 | 5 | 5
8371 | 95.5594 | 13 | 0.034 | - | 19 | 5 | 5
8372 | 95.5708 | 13 | 0.034 | - | 19 | 5 | 5
8373 | 95.5822 | 13 | 0.034 | - | 19 | 5 | 5
8374 | 95.5936 | 13 | 0.034 | - | 19 | 5 | 5
8375 | 95.605 | 13 | 0.034 | - | 19 | 5 | 5
8376 | 95.6164 | 13 | 0.033 | - | 19 | 5 | 5
8377 | 95.6279 | 13 | 0.033 | - | 19 | 5 | 5
8378 | 95.6393 | 13 | 0.033 | - | 19 | 5 | 5
8379 | 95.6507 | 13 | 0.033 | - | 19 | 5 | 5
8380 | 95.6621 | 13 | 0.033 | - | 19 | 5 | 5
8381 | 95.6735 | 13 | 0.033 | - | 19 | 5 | 5
8382 | 95.6849 | 13 | 0.033 | - | 19 | 5 | 5
8383 | 95.6963 | 13 | 0.032 | - | 19 | 5 | 5
8384 | 95.7078 | 13 | 0.032 | - | 19 | 5 | 5
8385 | 95.7192 | 13 | 0.032 | - | 19 | 5 | 5
8386 | 95.7306 | 13 | 0.031 | - | 19 | 5 | 5
8387 | 95.742 | 13 | 0.03 | - | 19 | 5 | 5
8388 | 95.7534 | 13 | 0.03 | - | 19 | 5 | 5
8389 | 95.7648 | 13 | 0.03 | - | 19 | 5 | 5
8390 | 95.7763 | 13 | 0.029 | - | 19 | 5 | 5
8391 | 95.7877 | 13 | 0.029 | - | 19 | 5 | 5
8392 | 95.7991 | 13 | 0.029 | - | 19 | 5 | 5
8393 | 95.8105 | 13 | 0.029 | - | 19 | 5 | 5
8394 | 95.8219 | 13 | 0.029 | - | 19 | 5 | 5
8395 | 95.8333 | 13 | 0.027 | - | 19 | 5 | 5
8396 | 95.8447 | 13 | 0.026 | - | 19 | 5 | 5
8397 | 95.8562 | 13 | 0.026 | - | 19 | 5 | 5
8398 | 95.8676 | 13 | 0.026 | - | 19 | 5 | 5
8399 | 95.879 | 13 | 0.025 | - | 19 | 5 | 5
8400 | 95.8904 | 13 | 0.024 | - | 19 | 5 | 5
8401 | 95.9018 | 13 | 0.024 | - | 19 | 5 | 5
8402 | 95.9132 | 13 | 0.023 | - | 19 | 5 | 5
8403 | 95.9247 | 13 | 0.021 | - | 19 | 5 | 5
8404 | 95.9361 | 13 | 0.021 | - | 19 | 5 | 5
8405 | 95.9475 | 13 | 0.018 | - | 19 | 5 | 5
8406 | 95.9589 | 13 | 0.018 | - | 19 | 5 | 5
8407 | 95.9703 | 13 | 0.017 | - | 19 | 5 | 5
8408 | 95.9817 | 13 | 0.015 | - | 19 | 5 | 5
8409 | 95.9932 | 13 | 0.014 | - | 19 | 5 | 5
8410 | 96.0046 | 13 | 0.014 | - | 19 | 5 | 5
8411 | 96.016 | 13 | 0.013 | - | 19 | 5 | 5
8412 | 96.0274 | 13 | 0.013 | - | 19 | 5 | 5
8413 | 96.0388 | 13 | 0.013 | - | 19 | 5 | 5
8414 | 96.0502 | 13 | 0.013 | - | 19 | 5 | 5
8415 | 96.0616 | 13 | 0.013 | - | 19 | 5 | 5
8416 | 96.0731 | 13 | 0.013 | - | 19 | 5 | 5
8417 | 96.0845 | 13 | 0.013 | - | 19 | 5 | 5
8418 | 96.0959 | 13 | 0.013 | - | 19 | 5 | 5
8419 | 96.1073 | 13 | 0.012 | - | 19 | 5 | 5
8420 | 96.1187 | 13 | 0.012 | - | 19 | 5 | 5
8421 | 96.1301 | 13 | 0.012 | - | 18 | 5 | 5
8422 | 96.1416 | 13 | 0.012 | - | 18 | 5 | 5
8423 | 96.153 | 13 | 0.012 | - | 18 | 5 | 5
8424 | 96.1644 | 13 | 0.012 | - | 18 | 5 | 5
8425 | 96.1758 | 13 | 0.012 | - | 18 | 5 | 5
8426 | 96.1872 | 13 | 0.012 | - | 18 | 5 | 5
8427 | 96.1986 | 13 | 0.012 | - | 18 | 5 | 5
8428 | 96.21 | 13 | 0.012 | - | 18 | 5 | 5
8429 | 96.2215 | 13 | 0.012 | - | 18 | 5 | 5
8430 | 96.2329 | 13 | 0.012 | - | 18 | 5 | 5
8431 | 96.2443 | 13 | 0.012 | - | 18 | 5 | 5
8432 | 96.2557 | 13 | 0.012 | - | 18 | 5 | 5
8433 | 96.2671 | 13 | 0.012 | - | 18 | 5 | 5
8434 | 96.2785 | 13 | 0.012 | - | 18 | 5 | 5
8435 | 96.29 | 13 | 0.012 | - | 18 | 5 | 5
8436 | 96.3014 | 13 | 0.012 | - | 18 | 5 | 5
8437 | 96.3128 | 13 | 0.012 | - | 18 | 5 | 5
8438 | 96.3242 | 13 | 0.012 | - | 18 | 5 | 5
8439 | 96.3356 | 13 | 0.012 | - | 18 | 5 | 5
8440 | 96.347 | 13 | 0.012 | - | 18 | 5 | 5
8441 | 96.3584 | 13 | 0.012 | - | 18 | 5 | 5
8442 | 96.3699 | 13 | 0.012 | - | 18 | 5 | 5
8443 | 96.3813 | 13 | 0.012 | - | 18 | 5 | 5
8444 | 96.3927 | 13 | 0.012 | - | 18 | 5 | 5
8445 | 96.4041 | 13 | 0.012 | - | 18 | 5 | 5
8446 | 96.4155 | 13 | 0.012 | - | 18 | 5 | 5
8447 | 96.4269 | 13 | 0.012 | - | 18 | 5 | 5
8448 | 96.4384 | 13 | 0.011 | - | 18 | 5 | 5
8449 | 96.4498 | 13 | 0.011 | - | 18 | 5 | 5
8450 | 96.4612 | 13 | 0.011 | - | 18 | 5 | 5
8451 | 96.4726 | 12 | 0.011 | - | 18 | 5 | 5
8452 | 96.484 | 12 | 0.011 | - | 18 | 5 | 5
8453 | 96.4954 | 12 | 0.011 | - | 18 | 5 | 5
8454 | 96.5068 | 12 | 0.011 | - | 18 | 5 | 5
8455 | 96.5183 | 12 | 0.011 | - | 18 | 5 | 5
8456 | 96.5297 | 12 | 0.011 | - | 18 | 5 | 5
8457 | 96.5411 | 12 | 0.011 | - | 18 | 5 | 5
8458 | 96.5525 | 12 | 0.011 | - | 18 | 5 | 5
8459 | 96.5639 | 12 | 0.011 | - | 18 | 5 | 5
8460 | 96.5753 | 12 | 0.011 | - | 18 | 5 | 5
8461 | 96.5868 | 12 | 0.011 | - | 18 | 5 | 5
8462 | 96.5982 | 12 | 0.011 | - | 18 | 5 | 5
8463 | 96.6096 | 12 | 0.011 | - | 18 | 5 | 5
8464 | 96.621 | 12 | 0.011 | - | 18 | 5 | 5
8465 | 96.6324 | 12 | 0.011 | - | 18 | 5 | 5
8466 | 96.6438 | 12 | 0.011 | - | 18 | 5 | 5
8467 | 96.6553 | 12 | 0.011 | - | 18 | 5 | 5
8468 | 96.6667 | 12 | 0.011 | - | 18 | 5 | 5
8469 | 96.6781 | 12 | 0.011 | - | 18 | 5 | 5
8470 | 96.6895 | 12 | 0.011 | - | 18 | 5 | 5
8471 | 96.7009 | 12 | 0.011 | - | 18 | 5 | 5
8472 | 96.7123 | 12 | 0.011 | - | 18 | 5 | 5
8473 | 96.7237 | 12 | 0.011 | - | 18 | 5 | 5
8474 | 96.7352 | 12 | 0.011 | - | 18 | 5 | 5
8475 | 96.7466 | 12 | 0.011 | - | 18 | 5 | 5
8476 | 96.758 | 12 | 0.011 | - | 18 | 5 | 5
8477 | 96.7694 | 12 | 0.011 | - | 18 | 5 | 5
8478 | 96.7808 | 12 | 0.011 | - | 18 | 5 | 5
8479 | 96.7922 | 12 | 0.011 | - | 18 | 5 | 5
8480 | 96.8037 | 12 | 0.011 | - | 18 | 5 | 5
8481 | 96.8151 | 12 | 0.011 | - | 18 | 5 | 5
8482 | 96.8265 | 12 | 0.011 | - | 18 | 5 | 5
8483 | 96.8379 | 12 | 0.011 | - | 18 | 5 | 5
8484 | 96.8493 | 12 | 0.011 | - | 18 | 5 | 5
8485 | 96.8607 | 12 | 0.011 | - | 18 | 5 | 5
8486 | 96.8721 | 12 | 0.011 | - | 18 | 5 | 5
8487 | 96.8836 | 12 | 0.011 | - | 18 | 5 | 5
8488 | 96.895 | 12 | 0.011 | - | 18 | 5 | 5
8489 | 96.9064 | 12 | 0.011 | - | 18 | 5 | 5
8490 | 96.9178 | 12 | 0.011 | - | 18 | 5 | 5
8491 | 96.9292 | 12 | 0.011 | - | 18 | 5 | 5
8492 | 96.9406 | 12 | 0.011 | - | 18 | 5 | 5
8493 | 96.9521 | 12 | 0.011 | - | 18 | 5 | 5
8494 | 96.9635 | 12 | 0.011 | - | 18 | 5 | 5
8495 | 96.9749 | 12 | 0.01 | - | 18 | 5 | 5
8496 | 96.9863 | 12 | 0.01 | - | 18 | 5 | 5
8497 | 96.9977 | 12 | 0.01 | - | 18 | 5 | 5
8498 | 97.0091 | 12 | 0.01 | - | 18 | 5 | 5
8499 | 97.0205 | 12 | 0.01 | - | 18 | 5 | 5
8500 | 97.032 | 12 | 0.01 | - | 18 | 5 | 5
8501 | 97.0434 | 12 | 0.01 | - | 18 | 5 | 5
8502 | 97.0548 | 12 | 0.01 | - | 18 | 5 | 5
8503 | 97.0662 | 12 | 0.01 | - | 18 | 5 | 5
8504 | 97.0776 | 12 | 0.01 | - | 18 | 5 | 5
8505 | 97.089 | 12 | 0.01 | - | 18 | 5 | 5
8506 | 97.1005 | 12 | 0.01 | - | 18 | 5 | 5
8507 | 97.1119 | 12 | 0.01 | - | 18 | 5 | 5
8508 | 97.1233 | 12 | 0.01 | - | 18 | 5 | 5
8509 | 97.1347 | 12 | 0.01 | - | 18 | 5 | 5
8510 | 97.1461 | 12 | 0.01 | - | 18 | 5 | 5
8511 | 97.1575 | 12 | 0.01 | - | 18 | 5 | 5
8512 | 97.1689 | 12 | 0.01 | - | 18 | 5 | 5
8513 | 97.1804 | 12 | 0.01 | - | 18 | 5 | 5
8514 | 97.1918 | 12 | 0.01 | - | 18 | 5 | 5
8515 | 97.2032 | 12 | 0.01 | - | 18 | 5 | 5
8516 | 97.2146 | 12 | 0.01 | - | 18 | 5 | 5
8517 | 97.226 | 12 | 0.01 | - | 18 | 5 | 5
8518 | 97.2374 | 12 | 0.01 | - | 18 | 5 | 5
8519 | 97.2489 | 12 | 0.01 | - | 18 | 5 | 5
8520 | 97.2603 | 12 | 0.01 | - | 18 | 5 | 5
8521 | 97.2717 | 12 | 0.01 | - | 18 | 5 | 5
8522 | 97.2831 | 12 | 0.01 | - | 18 | 5 | 5
8523 | 97.2945 | 12 | 0.01 | - | 18 | 5 | 5
8524 | 97.3059 | 12 | 0.01 | - | 18 | 5 | 5
8525 | 97.3174 | 12 | 0.01 | - | 18 | 5 | 5
8526 | 97.3288 | 12 | 0.01 | - | 18 | 5 | 5
8527 | 97.3402 | 12 | 0.01 | - | 18 | 5 | 5
8528 | 97.3516 | 12 | 0.01 | - | 18 | 5 | 5
8529 | 97.363 | 12 | 0.01 | - | 18 | 5 | 5
8530 | 97.3744 | 12 | 0.01 | - | 18 | 5 | 5
8531 | 97.3858 | 12 | 0.01 | - | 18 | 5 | 5
8532 | 97.3973 | 12 | 0.01 | - | 18 | 5 | 5
8533 | 97.4087 | 12 | 0.01 | - | 18 | 5 | 5
8534 | 97.4201 | 12 | 0.01 | - | 18 | 5 | 5
8535 | 97.4315 | 12 | 0.01 | - | 18 | 5 | 5
8536 | 97.4429 | 12 | 0.01 | - | 18 | 5 | 5
8537 | 97.4543 | 12 | 0.01 | - | 18 | 5 | 5
8538 | 97.4658 | 12 | 0.01 | - | 18 | 5 | 5
8539 | 97.4772 | 12 | 0.01 | - | 18 | 5 | 5
8540 | 97.4886 | 12 | 0.01 | - | 18 | 5 | 5
8541 | 97.5 | 12 | 0.01 | - | 18 | 5 | 5
8542 | 97.5114 | 12 | 0.01 | - | 18 | 5 | 5
8543 | 97.5228 | 12 | 0.01 | - | 18 | 5 | 5
8544 | 97.5342 | 12 | 0.01 | - | 18 | 5 | 5
8545 | 97.5457 | 12 | 0.01 | - | 18 | 5 | 5
8546 | 97.5571 | 12 | 0.01 | - | 18 | 5 | 5
8547 | 97.5685 | 12 | 0.01 | - | 18 | 5 | 5
8548 | 97.5799 | 12 | 0.01 | - | 18 | 5 | 5
8549 | 97.5913 | 12 | 0.01 | - | 18 | 5 | 5
8550 | 97.6027 | 12 | 0.01 | - | 18 | 5 | 5
8551 | 97.6142 | 12 | 0.01 | - | 18 | 5 | 5
8552 | 97.6256 | 12 | 0.01 | - | 18 | 5 | 5
8553 | 97.637 | 12 | 0.01 | - | 18 | 5 | 5
8554 | 97.6484 | 12 | 0.01 | - | 18 | 5 | 5
8555 | 97.6598 | 12 | 0.01 | - | 18 | 5 | 5
8556 | 97.6712 | 12 | 0.01 | - | 18 | 5 | 5
8557 | 97.6826 | 12 | 0.01 | - | 18 | 5 | 5
8558 | 97.6941 | 12 | 0.01 | - | 18 | 5 | 5
8559 | 97.7055 | 12 | 0.01 | - | 18 | 5 | 5
8560 | 97.7169 | 12 | 0.01 | - | 18 | 5 | 5
8561 | 97.7283 | 12 | 0.01 | - | 18 | 5 | 5
8562 | 97.7397 | 12 | 0.01 | - | 18 | 5 | 5
8563 | 97.7511 | 12 | 0.01 | - | 18 | 5 | 5
8564 | 97.7626 | 12 | 0.01 | - | 18 | 5 | 5
8565 | 97.774 | 12 | 0.01 | - | 18 | 5 | 5
8566 | 97.7854 | 12 | 0.01 | - | 18 | 5 | 5
8567 | 97.7968 | 12 | 0.01 | - | 18 | 5 | 5
8568 | 97.8082 | 12 | 0.01 | - | 18 | 5 | 5
8569 | 97.8196 | 12 | 0.01 | - | 18 | 5 | 5
8570 | 97.8311 | 12 | 0.01 | - | 18 | 5 | 5
8571 | 97.8425 | 12 | 0.01 | - | 18 | 5 | 5
8572 | 97.8539 | 12 | 0.01 | - | 18 | 5 | 5
8573 | 97.8653 | 12 | 0.009 | - | 18 | 5 | 5
8574 | 97.8767 | 12 | 0.009 | - | 18 | 5 | 5
8575 | 97.8881 | 12 | 0.009 | - | 18 | 5 | 5
8576 | 97.8995 | 12 | 0.009 | - | 18 | 5 | 5
8577 | 97.911 | 12 | 0.009 | - | 18 | 5 | 5
8578 | 97.9224 | 12 | 0.009 | - | 18 | 5 | 5
8579 | 97.9338 | 12 | 0.009 | - | 18 | 5 | 5
8580 | 97.9452 | 12 | 0.009 | - | 18 | 5 | 5
8581 | 97.9566 | 12 | 0.009 | - | 18 | 5 | 5
8582 | 97.968 | 12 | 0.009 | - | 18 | 5 | 5
8583 | 97.9795 | 12 | 0.009 | - | 18 | 5 | 5
8584 | 97.9909 | 12 | 0.009 | - | 18 | 5 | 5
8585 | 98.0023 | 12 | 0.009 | - | 18 | 5 | 5
8586 | 98.0137 | 12 | 0.009 | - | 18 | 5 | 5
8587 | 98.0251 | 12 | 0.009 | - | 18 | 5 | 5
8588 | 98.0365 | 12 | 0.009 | - | 18 | 5 | 5
8589 | 98.0479 | 12 | 0.009 | - | 18 | 5 | 5
8590 | 98.0594 | 12 | 0.009 | - | 18 | 5 | 5
8591 | 98.0708 | 12 | 0.009 | - | 18 | 5 | 5
8592 | 98.0822 | 12 | 0.009 | - | 18 | 5 | 5
8593 | 98.0936 | 12 | 0.009 | - | 18 | 5 | 5
8594 | 98.105 | 12 | 0.009 | - | 18 | 5 | 5
8595 | 98.1164 | 12 | 0.009 | - | 18 | 5 | 5
8596 | 98.1279 | 12 | 0.009 | - | 18 | 5 | 5
8597 | 98.1393 | 12 | 0.009 | - | 18 | 5 | 5
8598 | 98.1507 | 12 | 0.009 | - | 18 | 5 | 5
8599 | 98.1621 | 12 | 0.009 | - | 18 | 5 | 5
8600 | 98.1735 | 12 | 0.009 | - | 18 | 5 | 5
8601 | 98.1849 | 12 | 0.009 | - | 18 | 5 | 5
8602 | 98.1963 | 12 | 0.009 | - | 18 | 5 | 5
8603 | 98.2078 | 12 | 0.009 | - | 18 | 5 | 5
8604 | 98.2192 | 12 | 0.009 | - | 18 | 5 | 5
8605 | 98.2306 | 12 | 0.009 | - | 18 | 5 | 5
8606 | 98.242 | 12 | 0.009 | - | 18 | 5 | 4
8607 | 98.2534 | 12 | 0.009 | - | 18 | 5 | 4
8608 | 98.2648 | 12 | 0.009 | - | 18 | 5 | 4
8609 | 98.2763 | 12 | 0.009 | - | 18 | 5 | 4
8610 | 98.2877 | 12 | 0.009 | - | 18 | 5 | 4
8611 | 98.2991 | 12 | 0.009 | - | 18 | 5 | 4
8612 | 98.3105 | 12 | 0.009 | - | 18 | 5 | 4
8613 | 98.3219 | 12 | 0.009 | - | 18 | 5 | 4
8614 | 98.3333 | 12 | 0.009 | - | 18 | 5 | 4
8615 | 98.3447 | 12 | 0.009 | - | 18 | 5 | 4
8616 | 98.3562 | 12 | 0.009 | - | 18 | 5 | 4
8617 | 98.3676 | 12 | 0.009 | - | 18 | 5 | 4
8618 | 98.379 | 12 | 0.009 | - | 18 | 5 | 4
8619 | 98.3904 | 12 | 0.009 | - | 18 | 5 | 4
8620 | 98.4018 | 12 | 0.009 | - | 18 | 4 | 4
8621 | 98.4132 | 12 | 0.008 | - | 18 | 4 | 4
8622 | 98.4247 | 12 | 0.008 | - | 18 | 4 | 4
8623 | 98.4361 | 12 | 0.008 | - | 18 | 4 | 4
8624 | 98.4475 | 12 | 0.008 | - | 18 | 4 | 4
8625 | 98.4589 | 12 | 0.008 | - | 18 | 4 | 4
8626 | 98.4703 | 12 | 0.008 | - | 18 | 4 | 4
8627 | 98.4817 | 12 | 0.008 | - | 18 | 4 | 4
8628 | 98.4932 | 12 | 0.008 | - | 18 | 4 | 4
8629 | 98.5046 | 12 | 0.008 | - | 18 | 4 | 4
8630 | 98.516 | 12 | 0.008 | - | 18 | 4 | 4
8631 | 98.5274 | 12 | 0.008 | - | 18 | 4 | 4
8632 | 98.5388 | 12 | 0.008 | - | 18 | 4 | 4
8633 | 98.5502 | 12 | 0.008 | - | 18 | 4 | 4
8634 | 98.5616 | 12 | 0.008 | - | 18 | 4 | 4
8635 | 98.5731 | 12 | 0.008 | - | 18 | 4 | 4
8636 | 98.5845 | 12 | 0.008 | - | 18 | 4 | 4
8637 | 98.5959 | 12 | 0.008 | - | 18 | 4 | 4
8638 | 98.6073 | 12 | 0.008 | - | 18 | 4 | 4
8639 | 98.6187 | 12 | 0.008 | - | 18 | 4 | 4
8640 | 98.6301 | 12 | 0.008 | - | 18 | 4 | 4
8641 | 98.6416 | 12 | 0.008 | - | 18 | 4 | 4
8642 | 98.653 | 12 | 0.008 | - | 18 | 4 | 4
8643 | 98.6644 | 12 | 0.008 | - | 18 | 4 | 4
8644 | 98.6758 | 12 | 0.008 | - | 18 | 4 | 4
8645 | 98.6872 | 12 | 0.008 | - | 18 | 4 | 4
8646 | 98.6986 | 12 | 0.008 | - | 18 | 4 | 4
8647 | 98.71 | 12 | 0.008 | - | 18 | 4 | 4
8648 | 98.7215 | 12 | 0.008 | - | 18 | 4 | 4
8649 | 98.7329 | 12 | 0.008 | - | 18 | 4 | 4
8650 | 98.7443 | 12 | 0.008 | - | 18 | 4 | 4
8651 | 98.7557 | 12 | 0.008 | - | 18 | 4 | 4
8652 | 98.7671 | 12 | 0.007 | - | 18 | 4 | 4
8653 | 98.7785 | 12 | 0.007 | - | 18 | 4 | 4
8654 | 98.79 | 12 | 0.007 | - | 18 | 4 | 4
8655 | 98.8014 | 12 | 0.007 | - | 18 | 4 | 4
8656 | 98.8128 | 12 | 0.007 | - | 18 | 4 | 4
8657 | 98.8242 | 12 | 0.007 | - | 18 | 4 | 4
8658 | 98.8356 | 12 | 0.007 | - | 18 | 4 | 4
8659 | 98.847 | 12 | 0.007 | - | 18 | 4 | 4
8660 | 98.8584 | 12 | 0.007 | - | 18 | 4 | 4
8661 | 98.8699 | 12 | 0.007 | - | 18 | 4 | 4
8662 | 98.8813 | 12 | 0.007 | - | 18 | 4 | 4
8663 | 98.8927 | 12 | 0.007 | - | 18 | 4 | 4
8664 | 98.9041 | 12 | 0.007 | - | 18 | 4 | 4
8665 | 98.9155 | 12 | 0.007 | - | 17 | 4 | 4
8666 | 98.9269 | 12 | 0.007 | - | 17 | 4 | 4
8667 | 98.9384 | 12 | 0.007 | - | 17 | 4 | 4
8668 | 98.9498 | 12 | 0.007 | - | 17 | 4 | 4
8669 | 98.9612 | 12 | 0.007 | - | 17 | 4 | 4
8670 | 98.9726 | 12 | 0.007 | - | 17 | 4 | 4
8671 | 98.984 | 12 | 0.007 | - | 17 | 4 | 4
8672 | 98.9954 | 12 | 0.007 | - | 17 | 4 | 4
8673 | 99.0068 | 12 | 0.007 | - | 17 | 4 | 4
8674 | 99.0183 | 12 | 0.007 | - | 17 | 4 | 4
8675 | 99.0297 | 12 | 0.007 | - | 17 | 4 | 4
8676 | 99.0411 | 12 | 0.007 | - | 17 | 4 | 4
8677 | 99.0525 | 12 | 0.007 | - | 17 | 4 | 4
8678 | 99.0639 | 12 | 0.007 | - | 17 | 4 | 4
8679 | 99.0753 | 12 | 0.007 | - | 17 | 4 | 4
8680 | 99.0868 | 12 | 0.007 | - | 17 | 4 | 4
8681 | 99.0982 | 12 | 0.006 | - | 17 | 4 | 4
8682 | 99.1096 | 12 | 0.006 | - | 17 | 4 | 4
8683 | 99.121 | 12 | 0.006 | - | 17 | 4 | 4
8684 | 99.1324 | 12 | 0.006 | - | 17 | 4 | 4
8685 | 99.1438 | 12 | 0.006 | - | 17 | 4 | 4
8686 | 99.1553 | 12 | 0.006 | - | 17 | 4 | 4
8687 | 99.1667 | 12 | 0.006 | - | 17 | 4 | 4
8688 | 99.1781 | 12 | 0.006 | - | 17 | 4 | 4
8689 | 99.1895 | 12 | 0.006 | - | 17 | 4 | 4
8690 | 99.2009 | 12 | 0.006 | - | 17 | 4 | 4
8691 | 99.2123 | 12 | 0.006 | - | 17 | 4 | 4
8692 | 99.2237 | 12 | 0.006 | - | 17 | 4 | 4
8693 | 99.2352 | 12 | 0.006 | - | 17 | 4 | 4
8694 | 99.2466 | 12 | 0.006 | - | 17 | 4 | 4
8695 | 99.258 | 12 | 0.006 | - | 17 | 4 | 4
8696 | 99.2694 | 12 | 0.006 | - | 17 | 4 | 4
8697 | 99.2808 | 12 | 0.006 | - | 17 | 4 | 4
8698 | 99.2922 | 12 | 0.006 | - | 17 | 4 | 4
8699 | 99.3037 | 12 | 0.006 | - | 17 | 4 | 4
8700 | 99.3151 | 12 | 0.006 | - | 17 | 4 | 4
8701 | 99.3265 | 12 | 0.005 | - | 17 | 4 | 4
8702 | 99.3379 | 12 | 0.005 | - | 17 | 4 | 4
8703 | 99.3493 | 12 | 0.005 | - | 17 | 4 | 4
8704 | 99.3607 | 12 | 0.005 | - | 17 | 4 | 4
8705 | 99.3721 | 12 | 0.005 | - | 17 | 4 | 4
8706 | 99.3836 | 12 | 0.005 | - | 17 | 4 | 4
8707 | 99.395 | 12 | 0.004 | - | 17 | 4 | 4
8708 | 99.4064 | 12 | 0.004 | - | 17 | 4 | 4
8709 | 99.4178 | 12 | 0.004 | - | 17 | 4 | 4
8710 | 99.4292 | 12 | 0.002 | - | 17 | 4 | 4
8711 | 99.4406 | 12 | 0.002 | - | 17 | 4 | 4
8712 | 99.4521 | 12 | 0.001 | - | 17 | 4 | 4
8713 | 99.4635 | 12 | 0.001 | - | 17 | 4 | 4
8714 | 99.4749 | 12 | 0 | - | 17 | 4 | 4
8715 | 99.4863 | 12 | 0 | - | 17 | 4 | 4
8716 | 99.4977 | 12 | 0 | - | 17 | 4 | 4
8717 | 99.5091 | 12 | 0 | - | 17 | 4 | 4
8718 | 99.5205 | 12 | 0 | - | 17 | 4 | 4
8719 | 99.532 | 12 | 0 | - | 17 | 4 | 4
8720 | 99.5434 | 12 | 0 | - | 17 | 4 | 4
8721 | 99.5548 | 12 | 0 | - | 17 | 4 | 4
8722 | 99.5662 | 12 | 0 | - | 17 | 4 | 4
8723 | 99.5776 | 12 | 0 | - | 17 | 4 | 4
8724 | 99.589 | 12 | 0 | - | 17 | 4 | 4
8725 | 99.6005 | 12 | 0 | - | 17 | 4 | 4
8726 | 99.6119 | 12 | 0 | - | 17 | 4 | 4
8727 | 99.6233 | 12 | 0 | - | 17 | 4 | 4
8728 | 99.6347 | 12 | 0 | - | 17 | 4 | 4
8729 | 99.6461 | 12 | 0 | - | 17 | 4 | 4
8730 | 99.6575 | 12 | 0 | - | 17 | 4 | 4
8731 | 99.6689 | 12 | -0.001 | - | 17 | 4 | 3
8732 | 99.6804 | 12 | -0.001 | - | 17 | 4 | 3
8733 | 99.6918 | 12 | -0.001 | - | 17 | 4 | 3
8734 | 99.7032 | 12 | -0.001 | - | 17 | 4 | 3
8735 | 99.7146 | 12 | -0.001 | - | 17 | 4 | 3
8736 | 99.726 | 12 | -0.001 | - | 17 | 4 | 3
8737 | 99.7374 | 12 | -0.001 | - | 17 | 4 | 3
8738 | 99.7489 | 12 | -0.001 | - | 17 | 4 | 3
8739 | 99.7603 | 12 | -0.001 | - | 17 | 3 | 3
8740 | 99.7717 | 12 | -0.001 | - | 17 | 3 | 3
8741 | 99.7831 | 12 | -0.001 | - | 17 | 3 | 3
8742 | 99.7945 | 12 | -0.001 | - | 17 | 3 | 3
8743 | 99.8059 | 12 | -0.001 | - | 17 | 3 | 3
8744 | 99.8174 | 12 | -0.001 | - | 17 | 3 | 3
8745 | 99.8288 | 12 | -0.001 | - | 17 | 3 | 3
8746 | 99.8402 | 12 | -0.001 | - | 17 | 3 | 3
8747 | 99.8516 | 12 | -0.001 | - | 17 | 3 | 3
8748 | 99.863 | 12 | -0.001 | - | 17 | 3 | 3
8749 | 99.8744 | 12 | -0.001 | - | 17 | 3 | 3
8750 | 99.8858 | 12 | -0.001 | - | 17 | 3 | 3
8751 | 99.8973 | 12 | -0.001 | - | 17 | 3 | 3
8752 | 99.9087 | 12 | -0.001 | - | 17 | 3 | 3
8753 | 99.9201 | 12 | -0.001 | - | 17 | 3 | 3
8754 | 99.9315 | 12 | -0.001 | - | 17 | 3 | 3
8755 | 99.9429 | 12 | -0.001 | - | 16 | 3 | 3
8756 | 99.9543 | 12 | -0.001 | - | 16 | 3 | 3
8757 | 99.9658 | 12 | -0.001 | - | 16 | 3 | 3
8758 | 99.9772 | 11 | -0.001 | - | 16 | 3 | 3
8759 | 99.9886 | 11 | -0.001 | - | 16 | 3 | 3
8760 | 100 | 11 | -0.001 | - | 16 | 2 | 2
8761 | 100.0114
8762 | 100.0228
8763 | 100.0342
8764 | 100.0457
8765 | 100.0571
8766 | 100.0685
8767 | 100.0799
8768 | 100.0913
8769 | 100.1027
8770 | 100.1142
8771 | 100.1256
8772 | 100.137
8773 | 100.1484
8774 | 100.1598
8775 | 100.1712
8776 | 100.1826
8777 | 100.1941
8778 | 100.2055
8779 | 100.2169
8780 | 100.2283
8781 | 100.2397
8782 | 100.2511
8783 | 100.2626
8784 | 100.274
Back to main menu

## Figure 40
Back to main menu
Figure 40: Capacity Factor of New Proxy Resources to Meet Load Requirements (%)
Scenario | 2023 | 2024 | 2025 | 2026 | 2027 | 2028 | 2029 | 2030 | 2031 | 2032 | 2033 | 2034 | 2035 | 2036 | 2037 | 2038 | 2039 | 2040 | 2041 | 2042
Continued availability of existing resources | 3% | 2% | 2% | 7% | 5% | 5% | 5% | 6% | 5% | 7% | 5% | 7% | 7% | 8% | 9% | 12% | 12% | 14% | 14% | 21%
Without continued availability of existing resources | 1% | 1% | 2% | 8% | 6% | 6% | 15% | 25% | 29% | 32% | 34% | 36% | 42% | 44% | 45% | 50% | 50% | 54% | 54% | 54%
Back to main menu

## Figure 41
Back to main menu
Figure 41: Weighted Average Marginal Costs Forecast, and Historical HOEP ($2021/MWh)
Scenario | 2016 | 2017 | 2018 | 2019 | 2020* | 2021 | 2022 | 2023 | 2024 | 2025 | 2026 | 2027 | 2028 | 2029 | 2030 | 2031 | 2032 | 2033 | 2034 | 2035 | 2036 | 2037 | 2038 | 2039 | 2040 | 2041 | 2042
Historic HOEP | 2016: 18.1415; 2017: 16.8616; 2018: 25.4179; 2019: 18.8304; 2020*: 14.0208; 2021: 28.0777
2021 APO | [6 empty] | 23.3048 | 24.4461 | 24.3427 | 25.4713 | 30.7568 | 28.4954 | 28.7756 | 30.3052 | 30.6962 | 32.132 | 31.8006 | 31.091 | 32.0386 | 32.2201 | 35.6147 | 35.6568 | 39.3384 | 42.1542 | 46.7586 | 51.8528 | 61.2375
*Note: 2021 Actual HOEP is year-to-date as of December 7, 2021
Back to main menu

## Figure 42
Back to main menu
Figure 42: Electricity Sector GHG Emissions, Historical and Forecast (Megatonnes CO2e)
Scenario | 2005 | 2006 | 2007 | 2008 | 2009 | 2010 | 2011 | 2012 | 2013 | 2014 | 2015 | 2016 | 2017 | 2018 | 2019 | 2020* | 2021 | 2022 | 2023 | 2024 | 2025 | 2026 | 2027 | 2028 | 2029 | 2030 | 2031 | 2032 | 2033 | 2034 | 2035 | 2036 | 2037 | 2038 | 2039 | 2040 | 2041 | 2042
Historic Actual | 2005: 35.4; 2006: 30.8; 2007: 33.9; 2008: 28.3; 2009: 15.3; 2010: 20.3; 2011: 14.4; 2012: 14.3; 2013: 10.3; 2014: 6; 2015: 6.3; 2016: 5.5; 2017: 2.5; 2018: 4; 2019: 4.4; 2020*: 5.4; 2021: 3.644
GHG Reductions - EV | 2022: 0.42701; 2023: 0.56048; 2024: 0.75764; 2025: 0.97564; 2026: 1.1631; 2027: 1.3946; 2028: 1.6112; 2029: 1.8533; 2030: 2.0797; 2031: 2.3799; 2032: 2.8075; 2033: 3.6607; 2034: 4.9595; 2035: 7.229; 2036: 9.4364; 2037: 11.5973; 2038: 13.6858; 2039: 15.7902; 2040: 17.8861; 2041: 19.9504; 2042: 21.9509
GHG Reductions - EAF | 2022: 0; 2023: 0; 2024: 0; 2025: 0; 2026: 0; 2027: 0; 2028: 0; 2029: 1.925; 2030: 1.9138; 2031: 1.9039; 2032: 1.9157; 2033: 1.9084; 2034: 1.9034; 2035: 1.8984; 2036: 1.8884; 2037: 1.8849; 2038: 1.8699; 2039: 1.8671; 2040: 1.8556; 2041: 1.8567; 2042: 1.8639
Electricity Sector Emissions | 2022: 6.6876; 2023: 7.7279; 2024: 7.3454; 2025: 8.1586; 2026: 10.6647; 2027: 10.6278; 2028: 10.8416; 2029: 11.0517; 2030: 11.8917; 2031: 12.6455; 2032: 12.014; 2033: 12.6571; 2034: 13.1962; 2035: 13.8132; 2036: 14.8344; 2037: 15.3585; 2038: 16.6805; 2039: 17.1885; 2040: 18.3889; 2041: 18.5983; 2042: 18.2141
Net Provincial Emissions | 2022: 6.2606; 2023: 7.1674; 2024: 6.5877; 2025: 7.1829; 2026: 9.5016; 2027: 9.2333; 2028: 9.2304; 2029: 7.2734; 2030: 7.8983; 2031: 8.3616; 2032: 7.2908; 2033: 7.0881; 2034: 6.3334; 2035: 4.6857; 2036: 3.5096; 2037: 1.8763; 2038: 1.1248; 2039: -0.46878; 2040: -1.3527; 2041: -3.2089; 2042: -5.6007
*Note: Historical Emissions data for 2005 to 2019 is from Canada’s Official Greenhouse Gas Inventory: http://data.ec.gc.ca/data/substances/monitor/canada-s-official-greenhouse-gas-inventory/, emissions data for 2020 was estimated by IESO based on actual natural gas production. Emissions for 2021 and beyond are projected using IESO’s detailed energy dispatch model.
Back to main menu

## Figure 43
Back to main menu
Figure 43: Marginal Emissions Factors
Scenario | 2022 | 2023 | 2024 | 2025 | 2026 | 2027 | 2028 | 2029 | 2030 | 2031 | 2032 | 2033 | 2034 | 2035 | 2036 | 2037 | 2038 | 2039 | 2040 | 2041 | 2042
Average Annual Marginal Emissions Factor (tCO2e/MWh) | 0.22862 | 0.25536 | 0.26374 | 0.28455 | 0.33546 | 0.33611 | 0.3455 | 0.37039 | 0.35996 | 0.38376 | 0.38883 | 0.38255 | 0.37641 | 0.37737 | 0.37417 | 0.37892 | 0.38226 | 0.3802 | 0.37739 | 0.36937 | 0.35088
Gas On Margin (% of time) | 64.38% | 70.4% | 73.96% | 78.37% | 88.32% | 90.71% | 93.23% | 98.3% | 95.34% | 99.01% | 99.36% | 99.65% | 99.13% | 99.49% | 98.63% | 98.8% | 98.13% | 97.03% | 95.65% | 93.16% | 88.88%
Back to main menu

## Figure 44
Back to main menu
Figure 44: Net Annual Energy Demand, By Scenario (TWh)
Scenario | 2023 | 2024 | 2025 | 2026 | 2027 | 2028 | 2029 | 2030 | 2031 | 2032 | 2033 | 2034 | 2035 | 2036 | 2037 | 2038 | 2039 | 2040 | 2041 | 2042
Reference Scenario | 146.68 | 150.09 | 152 | 154.53 | 156 | 158.03 | 162.87 | 165.07 | 166.48 | 168.04 | 170.09 | 172.71 | 176.72 | 180.96 | 184.28 | 188.13 | 191.85 | 196.2 | 199.64 | 202.24
High Demand Scenario | 147.16 | 151.35 | 156.26 | 164.15 | 167.76 | 171.49 | 178.82 | 183.33 | 186.43 | 189.63 | 193.14 | 197.21 | 202.05 | 206.23 | 209.23 | 212.69 | 215.76 | 219.4 | 222.04 | 224.25
Back to main menu

## Figure 45
Back to main menu
Figure 45: Net Annual Peak Demand, By Scenario, Season (GW)
Scenario, Season | 2023 | 2024 | 2025 | 2026 | 2027 | 2028 | 2029 | 2030 | 2031 | 2032 | 2033 | 2034 | 2035 | 2036 | 2037 | 2038 | 2039 | 2040 | 2041 | 2042
Reference Scenario - Summer | 24.36 | 24.73 | 25.07 | 25.4 | 25.57 | 25.78 | 26.4 | 26.69 | 26.87 | 26.99 | 27.22 | 27.48 | 27.83 | 28.16 | 28.62 | 29.17 | 29.7 | 30.23 | 30.8 | 31.34
Reference Scenario - Winter | 22.05 | 22.73 | 23.07 | 23.51 | 23.8 | 24.1 | 24.62 | 24.89 | 25.12 | 25.28 | 25.62 | 25.91 | 26.52 | 26.94 | 27.52 | 28.21 | 28.87 | 29.53 | 30.18 | 30.54
High Demand Scenario - Summer | 24.45 | 24.93 | 25.67 | 26.59 | 27.01 | 27.42 | 28.1 | 28.39 | 28.75 | 29.04 | 29.46 | 29.91 | 30.44 | 30.87 | 31.43 | 32.03 | 32.58 | 33.1 | 33.62 | 33.74
High Demand Scenario - Winter | 22.11 | 22.89 | 23.64 | 24.66 | 25.16 | 25.63 | 26.51 | 26.98 | 27.41 | 27.86 | 28.5 | 29.25 | 30.13 | 30.78 | 31.42 | 32.02 | 32.55 | 33.03 | 33.47 | 33.83
Back to main menu

## Figure 46
Back to main menu
Figure 46: Summer Capacity Surplus/Deficit under High Demand Forecast, without Continued Availability of Existing Resources (MW)
Scenario | 2023 | 2024 | 2025 | 2026 | 2027 | 2028 | 2029 | 2030 | 2031 | 2032 | 2033 | 2034 | 2035 | 2036 | 2037 | 2038 | 2039 | 2040 | 2041 | 2042
2021 APO Adequacy Need | -2119.6818 | -2629.1776 | -4789.811 | -7277.4962 | -6155.7536 | -6497.378 | -9362.9555 | -11259.9332 | -11980.7668 | -12270.3735 | -12558.9861 | -13174.0548 | -13511.4974 | -15887.9824 | -15460.756 | -16114.8645 | -16739.4683 | -18400.0884 | -18921.4401 | -19541.182
2021 APO Adequacy Need - High Demand | -2205.425 | -2845.1038 | -5458.5817 | -8734.9761 | -7898.1397 | -8376.6883 | -11803.6352 | -13491.3978 | -14237.992 | -14752.0648 | -15345.555 | -16284.0163 | -16770.1662 | -19221.6893 | -18763.4105 | -19378.2413 | -19984.9382 | -21516.6491 | -21916.4988 | -22265.1907
Back to main menu

## Figure 47
Back to main menu
Figure 47: Winter Capacity Surplus/Deficit under High Demand Forecast, without Continued Availability of Existing Resources (MW)
Scenario | 2023-24 | 2024-25 | 2025-26 | 2026-27 | 2027-28 | 2028-29 | 2029-30 | 2030-31 | 2031-32 | 2032-33 | 2033-34 | 2034-35 | 2035-36 | 2036-37 | 2037-38 | 2038-39 | 2039-40 | 2040-41 | 2041-42
2021 APO Adequacy Need | -1161.6642 | -2101.918 | -5258.8235 | -5181.4888 | -4261.6476 | -5694.9095 | -7854.1422 | -10153.6955 | -10072.7131 | -9949.6321 | -10589.0598 | -10740.1353 | -11547.3277 | -13154.7748 | -13897.8419 | -14389.4204 | -16209.4593 | -16343.3026 | -16828.5736
2021 APO Adequacy Need - High Demand | -1317.9573 | -2910.1916 | -6425.1417 | -5667.8627 | -5573.6992 | -7461.1415 | -11181.9794 | -12128.9334 | -12821.2092 | -13097.5599 | -14168.3145 | -14613.441 | -15380.9158 | -17310.2557 | -17712.6167 | -18136.377 | -20018.2399 | -20004.2215 | -20313.4332
Back to main menu